{"text_format":"1","workbook":"xlsx","n_sheets":8,"sheets":["Historical scenario - input","Historical scenario - output","Cost scenario - input","Cost scenario - output","Lives scenario - input","Lives scenario - output","Combined scenario - input","Combined scenario - output"],"not_rendered":{"charts":0,"images":0,"macros":1,"external_links":0,"defined_names":1,"comments":0,"pivot_tables":0},"unopened":[],"bounds":{"document_bytes":16777216,"sheet_cells":100000,"rows_first":2000,"rows_last":500,"rows_between":2000,"halvings":0,"cell_chars":16384,"cell_head_chars":4096},"cells_cut":0,"cells_raw":0,"read":"whole","date_system":"1900"}

{"sheet":"Historical scenario - input","index":0,"n_rows":190,"n_cols":190,"rows_kept":190,"cut":false,"hidden":false,"merged":[[2,3,3,3],[2,4,3,5],[2,6,3,6]]}
[null,"Unit cost - historical","Calibration period: 2014-15 to 2017-18"]
[null,"Replacement lives - calibrated"]
[null,null,null,"Unit cost","Replacement \nlife",null,"Method","Volume",null,null,null,null,null,null,null,null,null,null,null,null,null,null,null,null,null,null,null,null,null,null,null,null,null,null,null,null,null,null,null,null,null,null,null,null,null,null,null,null,null,null,null,null,null,null,null,null,null,null,null,null,null,null,null,null,null,null,null,null,null,null,null,null,null,null,null,null,null,null,null,null,null,null,null,null,null,null,null,null,null,null,null,null,null,null,null,null,null,null,null,"Replacement Cost (NOT depreciated)"]
[null,null,null,null,null,null,null,"Installation date",null,null,null,null,null,null,null,null,null,null,null,null,null,null,null,null,null,null,null,null,null,null,null,null,null,null,null,null,null,null,null,null,null,null,null,null,null,null,null,null,null,null,null,null,null,null,null,null,null,null,null,null,null,null,null,null,null,null,null,null,null,null,null,null,null,null,null,null,null,null,null,null,null,null,null,null,null,null,null,null,null,null,null,null,null,null,null,null,null,null,null,"Installation date"]
["ID","Asset group","Asset category","$ ('000)","μ","σ","#",2018,2017,2016,2015,2014,2013,2012,2011,2010,2009,2008,2007,2006,2005,2004,2003,2002,2001,2000,1999,1998,1997,1996,1995,1994,1993,1992,1991,1990,1989,1988,1987,1986,1985,1984,1983,1982,1981,1980,1979,1978,1977,1976,1975,1974,1973,1972,1971,1970,1969,1968,1967,1966,1965,1964,1963,1962,1961,1960,1959,1958,1957,1956,1955,1954,1953,1952,1951,1950,1949,1948,1947,1946,1945,1944,1943,1942,1941,1940,1939,1938,1937,1936,1935,1934,1933,1932,1931,1930,1929,1928,null,{"$f":"H5","v":2018},{"$f":"I5","v":2017},2016,2015,2014,2013,2012,2011,2010,2009,2008,2007,2006,2005,2004,2003,2002,2001,2000,1999,1998,1997,1996,1995,1994,1993,1992,1991,1990,1989,1988,1987,1986,1985,1984,1983,1982,1981,1980,1979,1978,1977,1976,1975,1974,1973,1972,1971,1970,1969,1968,1967,1966,1965,1964,1963,1962,1961,1960,1959,1958,1957,1956,1955,1954,{"$f":"BU5","v":1953},1952,1951,1950,1949,1948,1947,1946,1945,1944,1943,1942,1941,1940,1939,1938,1937,1936,1935,1934,1933,1932,1931,1930,1929,1928]
[1,"OVERHEAD CONDUCTORS","˂ = 1 kv",62.29077380609602,70.453953780666225,8.3936853515405385,2,29.207205083787301,65.698176429739604,147.63806071689501,140.05164967920001,135.89775367109499,162.873756638114,185.62901676322801,167.57451511583301,185.260681517808,226.73283835284099,224.797511760812,269.13285232704999,239.60295798472501,209.15435855742601,120.03775272927101,102.70560871415501,128.92760635442801,121.926741148118,145.13967300625799,132.18566823255,154.06140477791899,156.79747338842901,169.59076476231701,224.88858545601201,218.49938369601699,209.98712189371599,265.024100409526,255.58979018746899,277.42964293841101,299.02769129822201,207.10284883105601,205.59174749172601,286.53064271136202,372.83295479465602,362.968875803147,312.43054943718198,420.49351579380101,417.95559951630702,349.39428821163602,256.31551456244398,320.88512877708598,360.16346854646099,346.254500385136,350.62798275107502,353.70925242611298,313.71193101659497,343.14412859657801,329.175885978964,382.84218744305099,346.89271079970803,306.20044274090202,257.56175848125599,249.295494635918,267.736832139694,234.830466963834,277.70418570004301,223.69858247481901,223.69858247481901,223.69858247481901,223.69858247481901,223.69858247481901,223.69858247481901,223.69858247481901,223.69858247481901,223.69858247481901,223.69858247481901,223.69858247481901,223.69858247481901,223.69858247481901,0.94636610512538599,0,4.9545483431545101,0,0,0,0,0,0,0,0,0,0,0,0,0,0,0,0,0,0,0,null,{"$f":"IFERROR($D6*H6,\"\")","v":1819.3394053824525},{"$f":"IFERROR($D6*I6,\"\")","v":4092.3902474578986},{"$f":"IFERROR($D6*J6,\"\")","v":9196.4890452867785},{"$f":"IFERROR($D6*K6,\"\")","v":8723.9256313376482},{"$f":"IFERROR($D6*L6,\"\")","v":8465.1762346827327},{"$f":"IFERROR($D6*M6,\"\")","v":10145.532333693889},{"$f":"IFERROR($D6*N6,\"\")","v":11562.975095046242},{"$f":"IFERROR($D6*O6,\"\")","v":10438.346216746573},{"$f":"IFERROR($D6*P6,\"\")","v":11540.031207588971},{"$f":"IFERROR($D6*Q6,\"\")","v":14123.36394825095},{"$f":"IFERROR($D6*R6,\"\")","v":14002.81095726595},{"$f":"IFERROR($D6*S6,\"\")","v":16764.493628093715},{"$f":"IFERROR($D6*T6,\"\")","v":14925.053659098034},{"$f":"IFERROR($D6*U6,\"\")","v":13028.386839459727},{"$f":"IFERROR($D6*V6,\"\")","v":7477.2445034511056},{"$f":"IFERROR($D6*W6,\"\")","v":6397.6118410308336},{"$f":"IFERROR($D6*X6,\"\")","v":8031.0003647850626},{"$f":"IFERROR($D6*Y6,\"\")","v":7594.9110537718379},{"$f":"IFERROR($D6*Z6,\"\")","v":9040.8625415235565},{"$f":"IFERROR($D6*AA6,\"\")","v":8233.9475602814236},{"$f":"IFERROR($D6*AB6,\"\")","v":9596.6041172707519},{"$f":"IFERROR($D6*AC6,\"\")","v":9767.0359482059921},{"$f":"IFERROR($D6*AD6,\"\")","v":10563.939967412329},{"$f":"IFERROR($D6*AE6,\"\")","v":14008.48400821334},{"$f":"IFERROR($D6*AF6,\"\")","v":13610.49568657998},{"$f":"IFERROR($D6*AG6,\"\")","v":13080.260312074577},{"$f":"IFERROR($D6*AH6,\"\")","v":16508.556291773864},{"$f":"IFERROR($D6*AI6,\"\")","v":15920.885807715171},{"$f":"IFERROR($D6*AJ6,\"\")","v":17281.307135382543},{"$f":"IFERROR($D6*AK6,\"\")","v":18626.666280416655},{"$f":"IFERROR($D6*AL6,\"\")","v":12900.596711133407},{"$f":"IFERROR($D6*AM6,\"\")","v":12806.469039407113},{"$f":"IFERROR($D6*AN6,\"\")","v":17848.215453648765},{"$f":"IFERROR($D6*AO6,\"\")","v":23224.05325457234},{"$f":"IFERROR($D6*AP6,\"\")","v":22609.612141306789},{"$f":"IFERROR($D6*AQ6,\"\")","v":19461.540685105803},{"$f":"IFERROR($D6*AR6,\"\")","v":26192.866479241722},{"$f":"IFERROR($D6*AS6,\"\")","v":26034.777710461534},{"$f":"IFERROR($D6*AT6,\"\")","v":21764.040576132942},{"$f":"IFERROR($D6*AU6,\"\")","v":15966.091740602309},{"$f":"IFERROR($D6*AV6,\"\")","v":19988.182974393454},{"$f":"IFERROR($D6*AW6,\"\")","v":22434.861152446581},{"$f":"IFERROR($D6*AX6,\"\")","v":21568.460762833292},{"$f":"IFERROR($D6*AY6,\"\")","v":21840.888363634953},{"$f":"IFERROR($D6*AZ6,\"\")","v":22032.823035998324},{"$f":"IFERROR($D6*BA6,\"\")","v":19541.358935228316},{"$f":"IFERROR($D6*BB6,\"\")","v":21374.713297299368},{"$f":"IFERROR($D6*BC6,\"\")","v":20504.620655936902},{"$f":"IFERROR($D6*BD6,\"\")","v":23847.536101446101},{"$f":"IFERROR($D6*BE6,\"\")","v":21608.215383408096},{"$f":"IFERROR($D6*BF6,\"\")","v":19073.462518099983},{"$f":"IFERROR($D6*BG6,\"\")","v":16043.72123865625},{"$f":"IFERROR($D6*BH6,\"\")","v":15528.809267244793},{"$f":"IFERROR($D6*BI6,\"\")","v":16677.534450374376},{"$f":"IFERROR($D6*BJ6,\"\")","v":14627.771500424087},{"$f":"IFERROR($D6*BK6,\"\")","v":17298.408616447465},{"$f":"IFERROR($D6*BL6,\"\")","v":13934.357801683265},{"$f":"IFERROR($D6*BM6,\"\")","v":13934.357801683265},{"$f":"IFERROR($D6*BN6,\"\")","v":13934.357801683265},{"$f":"IFERROR($D6*BO6,\"\")","v":13934.357801683265},{"$f":"IFERROR($D6*BP6,\"\")","v":13934.357801683265},{"$f":"IFERROR($D6*BQ6,\"\")","v":13934.357801683265},{"$f":"IFERROR($D6*BR6,\"\")","v":13934.357801683265},{"$f":"IFERROR($D6*BS6,\"\")","v":13934.357801683265},{"$f":"IFERROR($D6*BT6,\"\")","v":13934.357801683265},{"$f":"IFERROR($D6*BU6,\"\")","v":13934.357801683265},{"$f":"IFERROR($D6*BV6,\"\")","v":13934.357801683265},{"$f":"IFERROR($D6*BW6,\"\")","v":13934.357801683265},{"$f":"IFERROR($D6*BX6,\"\")","v":13934.357801683265},{"$f":"IFERROR($D6*BY6,\"\")","v":58.949876992121503},{"$f":"IFERROR($D6*BZ6,\"\")","v":0},{"$f":"IFERROR($D6*CA6,\"\")","v":308.6226501548054},{"$f":"IFERROR($D6*CB6,\"\")","v":0},{"$f":"IFERROR($D6*CC6,\"\")","v":0},{"$f":"IFERROR($D6*CD6,\"\")","v":0},{"$f":"IFERROR($D6*CE6,\"\")","v":0},{"$f":"IFERROR($D6*CF6,\"\")","v":0},{"$f":"IFERROR($D6*CG6,\"\")","v":0},{"$f":"IFERROR($D6*CH6,\"\")","v":0},{"$f":"IFERROR($D6*CI6,\"\")","v":0},{"$f":"IFERROR($D6*CJ6,\"\")","v":0},{"$f":"IFERROR($D6*CK6,\"\")","v":0},{"$f":"IFERROR($D6*CL6,\"\")","v":0},{"$f":"IFERROR($D6*CM6,\"\")","v":0},{"$f":"IFERROR($D6*CN6,\"\")","v":0},{"$f":"IFERROR($D6*CO6,\"\")","v":0},{"$f":"IFERROR($D6*CP6,\"\")","v":0},{"$f":"IFERROR($D6*CQ6,\"\")","v":0},{"$f":"IFERROR($D6*CR6,\"\")","v":0},{"$f":"IFERROR($D6*CS6,\"\")","v":0},{"$f":"IFERROR($D6*CT6,\"\")","v":0}]
[1,"OVERHEAD CONDUCTORS","˃ 11 kv & < = 22 kv ; multiple-phase",15.981222950215326,76.458665662179172,8.7440645961806105,2,31.508058273945601,59.610367345129802,71.132779976543205,144.208179960639,129.80122029647899,118.359763447883,198.848763161969,139.85966766542501,158.93795041571801,162.21309318236001,130.18145198753501,146.28607598551201,90.730566712952395,77.884412680135696,32.059727548588903,54.386010776064303,42.629796170563999,74.118857783794496,122.289994648589,112.971561398707,69.123366666906193,80.597838852980601,54.950916900151597,150.706673078666,121.739533893222,133.46720526903101,120.277087829255,231.38764968007101,203.010820885296,373.18718269464699,249.02906112896801,225.5687315548,314.23774191740898,248.22345045787901,213.38964752348201,172.32372042502999,291.032117747889,360.06036893955502,285.49959122311299,173.69570768854899,142.67949728596699,147.694013385603,154.52903344181999,177.22879221823399,263.25851053525702,160.56251190233601,225.38489333985299,247.85355565891501,253.72560048773499,366.41594866695698,331.30667738929998,275.56477862642498,270.62150515570102,426.342592827055,247.076673251127,223.09860093704199,127.972104562392,127.972104562392,127.972104562392,127.972104562392,127.972104562392,127.972104562392,127.972104562392,127.972104562392,127.972104562392,127.972104562392,127.972104562392,127.972104562392,127.972104562392,0,0,0,0,0,0,0,0,0,0,0,0,0,0,0,0,0,0,0,0,0,0,null,{"$f":"IFERROR($D7*H7,\"\")","v":503.53730400430129},952.64657068675467,1136.7888158737494,2304.623075195746,2074.3822407680454,1891.5337679953648,3177.8464174659907,2235.1285307041785,2540.022820843858,2592.3636075913491,2080.458808195549,2337.8303948366074,1449.9854150390775,1244.6881633878261,512.35365367715951,869.15496358509688,681.27627692401882,1184.5099910581225,1954.34366905974,1805.423709746676,1104.6759337733104,1288.0520320150101,878.18285430007791,2408.4769425553754,1945.546633002876,2132.9691639465382,1922.1749564019544,3697.8576174635346,3244.3611898741451,5963.9875688058919,3979.7889469848387,3604.8641895745295,5021.903412954337,3966.914303239093,3410.2275323406298,2753.9437957229788,4651.0491594023324,5754.2050315598144,4562.632619531907,2775.8698300661317,2280.192856551681,2360.3309563274083,2469.5629357150051,2832.3328416369845,4207.1929504055524,2565.9853001578335,3601.9262300746918,3961.0029319887244,4054.8453895717553,5855.7749681612931,5294.6858762534657,4403.8621644556288,4324.8626090161042,6813.4760291420389,3948.587401023764,3565.388481455986,2045.1507344198544,2045.1507344198544,2045.1507344198544,2045.1507344198544,2045.1507344198544,2045.1507344198544,2045.1507344198544,2045.1507344198544,2045.1507344198544,2045.1507344198544,2045.1507344198544,2045.1507344198544,2045.1507344198544,0,0,0,0,0,0,0,0,0,0,0,0,0,0,0,0,0,0,0,0,0,0]
[1,"OVERHEAD CONDUCTORS","˃ 11 kv & < = 22 kv ; single-phase",15.981222950215326,76.458665662179172,8.7440645961806105,2,4.2797065762345898,5.0735700276721802,15.3889103100977,25.888860502015199,34.357695055344998,46.446057757929999,92.778769320759196,49.300868128162797,41.2984465987833,30.533983950341799,50.572688001291901,64.783044462441097,60.3069920555808,26.773895131993601,17.425899761396401,10.5614973866236,26.2280768897086,16.476561876461101,25.672101300027901,38.120722778110597,44.935101293746897,21.590887866262602,20.304609029742199,54.778673507028003,51.5661284625143,35.023757000195197,38.372661010849697,38.111131296798298,47.207215325106198,97.846942462231993,52.683430515488503,41.526516994318399,86.229142343671597,66.524980266382002,61.536376349075901,61.443345833789401,109.14269848661399,126.29269662206001,82.252390667457306,53.806714781605102,54.443860160285702,43.489701472161897,37.947546879238097,50.9970388413265,65.563723153680598,90.483615776511797,61.2125777755667,110.11209239534701,97.005094832402804,55.966086902237301,48.318857786104999,66.9609892267314,60.631766884535899,56.963918101845998,36.867306181788202,32.301541762671498,20.740878173028399,20.740878173028399,20.740878173028399,20.740878173028399,20.740878173028399,20.740878173028399,20.740878173028399,20.740878173028399,20.740878173028399,20.740878173028399,20.740878173028399,20.740878173028399,20.740878173028399,0,0,0,0,0,0,0,0,0,0,0,0,0,0,0,0,0,0,0,0,0,0,null,68.394944956307683,81.081853765759249,245.93360662653859,413.73565160972834,549.07798473497905,742.2648041880575,1482.7181975616504,787.88816519533464,659.9996825927177,487.97040506870877,808.21340214032534,1035.3122769479835,963.77948549710118,427.87958735007453,278.48718919497992,168.78564442374827,419.15674432982325,263.31560880074306,410.27157447625859,609.21576974033724,718.11787206587826,345.0487926838415,324.49248382126535,875.43019423286819,824.08979563888522,559.72246917428413,613.24205080742399,609.06248613906257,754.42903296934378,1563.7138024858205,841.94564885019929,663.64452643210791,1378.0471486000686,1063.1505413957257,983.42654998293938,981.93980857697238,1744.233797902707,2018.3117417010469,1314.4937934448456,859.89710514347769,870.0794674918717,695.01861526492701,606.44820709085184,814.99504752402947,1047.7884771651643,1446.038837066056,978.25185278872709,1759.72589808475,1550.2600478234099,894.40651243578009,772.19443897949168,1070.118497799361,968.96978444725073,910.35307530340754,589.18463966500894,516.2181405449445,331.46459826642155,331.46459826642155,331.46459826642155,331.46459826642155,331.46459826642155,331.46459826642155,331.46459826642155,331.46459826642155,331.46459826642155,331.46459826642155,331.46459826642155,331.46459826642155,331.46459826642155,0,0,0,0,0,0,0,0,0,0,0,0,0,0,0,0,0,0,0,0,0,0]
[1,"OVERHEAD CONDUCTORS","˃ 11 kv & < = 22 kv ; swer",15.318142485705247,79.087398363968731,8.8931096003573877,2,16.845263076737702,102.26467397511399,94.828745847989595,83.686079682631004,145.82116956051601,219.24175151709801,219.15222803936999,160.930314029111,141.99482701253899,179.88630957856401,178.843089250915,239.814895501872,239.62934267613099,203.493289532755,56.812925828486598,141.94312551020101,237.372197834882,192.06165614426899,1020.27800037984,1764.1142925250199,206.328131241726,203.87020488040801,203.28147203764499,260.77970414298301,343.55651467971001,363.76156504922102,644.58449046393002,572.50619798712103,632.59787636964597,1335.4277882087999,1268.6830211210599,1499.9822077582401,3087.9338624971801,2205.0973561361102,1867.8729923941901,2354.60487936543,3754.27220592607,4843.2695523197599,2969.4015665597599,971.45471509961499,669.23681807461799,871.389145887724,1233.5662150902599,2033.9943745994201,2817.2564543189801,1155.0966794214301,997.14877577685797,1580.3460945214999,2069.2303516207298,1395.0050118636,1081.68445228673,1311.8499685459799,1194.3769750296101,1479.0531819544999,1325.05317710956,1482.53192337976,220.48620512023601,143.30416132007201,147.18082916972401,211.952941280517,203.414858096556,226.485255811705,293.80397149606199,284.25762581170397,333.48231233703399,347.81694042505302,439.44757000459998,460.73148440269699,880.21537423031805,0,0,0,0,0,0,0,0,0,0,0,0,0,0,0,0,0,0,0,0,0,0,null,258.03814001865766,1566.5048472049893,1452.6002406402345,1281.9152926486247,2233.7094527601689,3358.3763885544918,3357.0050551668382,2465.1534805672122,2175.0969924111405,2755.5241213521281,2739.5439237292162,3673.5187394921895,3670.6764148688635,3117.1392039476132,870.26849287056154,2174.3050214316022,3636.1011485797371,2942.0278148584389,15628.763784848821,27022.954093967361,3160.563713170051,3122.9128469480111,3113.8945533765527,3994.6606654422726,5262.6476437560841,5572.1514842471051,9873.8370690021948,8769.7315147160989,9690.2244063847884,20456.273139152607,19433.867286727396,22976.941184463452,47301.410892165957,33777.99549614486,28612.344642694836,36068.173039656467,57508.476580498493,74189.893099111941,45485.71629383877,14880.881744306098,10251.464935946999,13348.063097205153,18895.943048304725,31157.01564523685,43155.135786030893,17693.935520142462,15274.467026796463,24207.966652608149,31696.765361872309,21368.885539999563,16569.396564700168,20095.104738055266,18295.636685149184,22656.347385114757,20297.35336810067,22709.635241937816,3377.4391061642091,2195.1535618953535,2254.5369123860755,3246.7253547992768,3115.9377800325583,3469.3334194350996,4500.5310982427609,4354.2988148319673,5108.3295768411472,5327.9094523730155,6731.5204923273932,7057.5505257309969,13483.264520568378,0,0,0,0,0,0,0,0,0,0,0,0,0,0,0,0,0,0,0,0,0,0]
[1,"OVERHEAD CONDUCTORS","> 1 kv & < = 11 kv",33.325412702523096,77.799908743439133,8.820425655456722,2,67.659840461326397,199.974043747682,313.92436910111599,402.391722042852,350.64222990748601,409.283806806087,483.59141987543802,425.35001120484401,396.36622326965301,583.43570064317998,483.10812561783598,616.93810780600904,397.33533073187198,277.71223024872,128.61128301565699,100.982382899168,144.68606160309099,190.666395090424,228.24613847297101,220.11467976719999,280.62519564409899,314.67952384375701,374.28051044894403,591.40369408205004,433.31750312899601,442.05891809422701,541.776335540736,490.51786191674302,481.10090764479799,435.21122716823999,245.45735292110001,340.70350040500398,469.77574157137502,592.39946972561802,607.59931849272903,533.66866756744196,872.62029157756103,787.94451567294198,860.00925877565999,447.99221550764003,510.00764742823901,573.71764832268798,570.44790309944597,468.61952143118702,607.50905442913995,339.67316458215203,484.78034342456698,598.137183752483,734.75604245623799,642.48148228917705,681.90306315287,698.77748466687399,642.106763689319,948.10792976560799,1012.59206014888,677.30536190932003,616.03663871793901,616.03663871793901,616.03663871793901,616.03663871793901,616.03663871793901,616.03663871793901,616.03663871793901,616.03663871793901,616.03663871793901,616.03663871793901,616.03663871793901,616.03663871793901,616.03663871793901,0.21806107195507499,15.6673773698933,3.9072536412967001,0,0,0,0,0,0,0,0,0,0,0,0,0,0,0,0,0,0,0,null,2254.792106760573,6664.2175376839114,10461.659157673879,13409.870205157004,11685.297022599958,13639.551774272581,16115.883646748101,14174.96466642425,13209.0679718016,19443.235509319693,16099.777666156755,20559.717054548935,13241.363877933141,9254.8746855767131,4286.0240846977686,3365.2795857989845,4821.7227152256874,6354.0363048907029,7606.3967623689932,7335.4125451256496,9351.9504595658855,10486.825001126659,12473.052477222067,19708.772179081032,14440.484623000635,14731.795884320969,18054.91997435566,16346.710186334698,16032.886298821342,14503.593758153129,8179.9675869645207,11354.084760191003,15655.470465499908,19741.956813362056,20248.498046541969,17784.728593090604,29080.431349418261,26258.576171490469,28660.163476689853,14929.52546930977,16996.215331988958,19119.377405074585,19010.41179607794,15616.938952153174,20245.489959370654,11319.748393672267,16155.505014694572,19933.168501276388,24486.048350526711,21410.960551015607,22724.701002684062,23287.048063754581,21398.472899028027,31596.088045973669,33745.048303759519,22571.480711259857,20529.675225150437,20529.675225150437,20529.675225150437,20529.675225150437,20529.675225150437,20529.675225150437,20529.675225150437,20529.675225150437,20529.675225150437,20529.675225150437,20529.675225150437,20529.675225150437,20529.675225150437,7.2669752172574587,522.12181681786512,130.21084012964866,0,0,0,0,0,0,0,0,0,0,0,0,0,0,0,0,0,0,0]
[1,"OVERHEAD CONDUCTORS","> 22 kv & < = 66 kv",23.681549428886886,87.823934736782576,9.3714425109895743,2,5.0092360392128699,22.856699152689298,132.20596896607,68.949305512922294,60.676691770400801,41.164604972510901,86.214406715982506,134.780007144047,142.70856269595799,102.15865437428501,61.635620367442897,155.79667671169099,88.048912413363993,45.446615362344303,46.054526286339403,34.257253985454398,77.785645959949207,112.85607973528001,121.951924385989,367.95975074832,99.979914339544493,390.61473932542299,50.178583625925803,229.698231809216,99.756611919151993,78.937270189087897,91.794654667969297,44.342425495888797,453.70352552780702,201.58957909040799,41.3446649573645,364.116631767586,618.67383333264604,318.78862927719598,253.50466891328301,119.001694657708,335.31508556415002,171.86330003650599,96.447002806390202,98.447647825409902,87.892628746579504,160.963101336525,101.996283098996,108.033324893588,64.162642363651699,189.42090265449301,203.23354665929699,89.204800429640002,280.41472942334099,225.27288405344899,264.05376790955398,372.120984021124,221.03858264620999,480.66969372255198,316.48771410478798,377.51591234697901,50.2102850493199,52.198280892201097,71.412701867796997,131.71985724378399,373.99432537806399,160.51578482283901,71.560854621020596,125.351894036639,106.825203695846,190.35759294278199,121.529668498352,109.908733601677,749.35461546693602,16.563647407224099,24.756090572295602,4.6834146729962702,0,0,0,0,0,0,0,0,0,0,0,0,0,0,0,0,0,0,0,null,118.62647086358115,541.28205076560857,3130.8421888638723,1632.8263865916924,1436.9180753420808,974.84162737711972,2041.6907341266972,3191.7994012074769,3379.5598814097325,2419.2752231532018,1459.6269903117063,3689.5067004042207,2085.1346714768115,1076.2462680789668,1090.642540673917,811.26485355447062,1842.0846196584325,2672.6068306014331,2888.0105252946746,8713.8570251872388,2367.6792833277996,9250.3622569867712,1188.306608408896,5439.6100303178664,2362.3911360216844,1869.3568657642843,2173.839651827117,1050.0973411776247,10744.402465847004,4773.9535815779991,979.10572680859491,8622.8460130838921,14651.154964425985,7549.4086815950131,6003.3833473235163,2818.1445141578165,7940.780773038854,4069.9892348261337,2284.0144642275218,2331.3928381350929,2081.4336320969269,3811.8556405278455,2415.4300197716138,2558.3965234345005,1519.4707866228093,4485.7804690767471,4812.8852808201309,2112.5078906685098,6640.6552754267914,5334.8109386996566,6253.2023566339285,8812.4014766222754,5234.536120627321,11383.003110858535,7494.9194452079573,8940.1617384363126,1189.0573472339695,1236.1361690515821,1691.1634291325975,3119.3303100845947,8856.7651025638279,3801.2624923986332,1694.6719158810877,2968.5270746332576,2529.7863415740871,4507.9627464384212,2878.0108516199602,2602.809107454475,17745.878365944769,392.25283479683162,586.2625825538189,110.91051607453528,0,0,0,0,0,0,0,0,0,0,0,0,0,0,0,0,0,0,0]
[1,"OVERHEAD CONDUCTORS","> 66 kv & < = 132 kv",399.55399277038168,85.955294763932685,9.2712078373819597,2,0,0.15178562602572601,4.8058529003122397,1.86362265960096,14.8458501699696,3.7313150768560699,0.22827660014843101,83.233130163080702,62.1838047021945,5.3957201715641103,170.05811893464499,12.2928455545128,1.9408421536561,8.2853029977602993E-2,15.5517372940676,89.250982190095698,166.62268395148399,8.2866717895856006,0,5.3339026938957899,0,0.12503386703429301,163.05545878331,0,27.090095894814201,0.38699942508507801,2.51934583342784,0,104.85004373586899,23.953020220468201,2.4788652809240199,234.39226548319999,289.730413709299,236.69356278654101,119.146071582231,10.0820309496505,123.23677086491401,17.007515724552601,155.52738638218199,26.7652123839549,4.8492834309158201,1.9954285612019998E-3,58.787695556289798,9.9386296777372998E-2,9.4117710848216198,72.941754371390402,4.8890171172713597,5.6249162910825596,40.073082208725999,42.212112710871303,39.243974114806797,39.256980544734503,85.278143379380097,143.71652594757401,0,0,18.287939712234699,39.892501700624003,0,0,63.333026303842203,20.933768934721101,0,0,0,13.001452477470201,1.132115218555E-3,14.387247752802001,19.4811007295582,0,0,0,0,0,0,0,0,0,0,0,0,0,0,0,0,0,0,0,0,0,0,null,0,60.646552923730788,1920.1977149868744,744.61787466092142,5931.7187114822027,1490.8618372421663,91.208827045353516,33256.129487435785,24845.787454415447,2155.8815384201293,67947.40042335786,4911.6555238152259,775.47123183036138,33.1042589406754,6213.7587303607606,35660.586292730957,66574.758658932828,3310.9728003066107,0,2131.1821183947577,0,49.957780805072773,65149.459599877911,0,10823.95597930554,154.62716549258514,1006.6146869155184,0,41893.2536168156,9570.5248679977576,990.44052053306598,93652.365548307876,115762.94362456494,94571.858074409494,47605.288623586108,4028.3157211674202,49239.743855205037,6795.4208148500429,62141.588214142699,10694.147475356447,1937.5505568976712,0.79728144891631703,23488.858485285215,39.710191704061501,3760.5107159813047,29144.169198765478,1953.4263099285131,2247.457763101203,16011.359999112219,16866.018176902009,15680.086549748561,15685.283320757864,34073.222683276406,57422.511769441357,0,0,7307.0193315673996,15939.208336083562,0,0,25304.963533931761,8364.1709616003955,0,0,0,5194.7822491875895,0.45234115584976353,5748.4822846087409,7783.7515800569745,0,0,0,0,0,0,0,0,0,0,0,0,0,0,0,0,0,0,0,0,0,0]
[2,"POLES","˂ = 1 kv ; concrete",48.84736859397173,63.780848562696086,7.9862912896222413,2,0,1,2,8,3,49,43,62,77,63,79,52,103,65,51,57,128,87,170,114,89,106,86,184,164,103,186,61,96,196,215,60,66,40,33,29,33,33,27,2,5,4,3,1,3,5,7,15,18,9,5,9,3,4,0,0,0,0,0,0,0,0,0,0,0,0,0,0,0,0,0,0,0,0,0,0,0,0,0,0,0,0,0,0,0,0,0,0,0,0,0,null,0,48.84736859397173,97.69473718794346,390.77894875177384,146.54210578191518,2393.5210611046145,2100.4368495407844,3028.5368528262475,3761.2473817358232,3077.3842214202191,3858.9421189237669,2540.0631668865299,5031.2789651790881,3175.0789586081623,2491.2157982925582,2784.3000098563884,6252.4631800283814,4249.7210676755403,8304.0526609751942,5568.6000197127769,4347.4158048634836,5177.821070961003,4200.8736990815687,8987.9158212907987,8010.9684494113635,5031.2789651790881,9085.610558478742,2979.6894842322754,4689.3473850212858,9574.0842444184582,10502.184247703923,2930.8421156383038,3223.926327202134,1953.8947437588693,1611.963163601067,1416.5736892251803,1611.963163601067,1611.963163601067,1318.8789520372368,97.69473718794346,244.23684296985866,195.38947437588692,146.54210578191518,48.84736859397173,146.54210578191518,244.23684296985866,341.9315801578021,732.71052890957594,879.25263469149115,439.62631734574558,244.23684296985866,439.62631734574558,146.54210578191518,195.38947437588692,0,0,0,0,0,0,0,0,0,0,0,0,0,0,0,0,0,0,0,0,0,0,0,0,0,0,0,0,0,0,0,0,0,0,0,0,0]
[2,"POLES","˂ = 1 kv ; steel",4.4410773298420168,63.496355816296393,7.9684600655519633,2,11,732,976,1179,2062,3377,3613,3413,2813,3335,5439,4751,5067,3583,3434,2470,1953,2142,1810,1932,2007,1993,1951,1675,1464,1442,1386,1331,1327,45,47,25,54,49,48,36,39,43,46,40,50,44,42,34,41,32,30,39,53,54,46,20,20,14,19,13,1,0,1,0,1,0,0,0,0,0,0,0,0,0,0,0,0,0,0,0,0,0,0,0,0,0,0,0,0,0,0,0,0,0,0,null,48.851850628262184,3250.868605444356,4334.4914739258084,5236.0301718837381,9157.5014541342389,14997.51814287649,16045.612392719206,15157.396926750804,12492.750528845592,14810.992895023126,24155.019597010731,21099.55839407942,22502.9388303095,15912.380072823946,15250.659550677485,10969.461004709781,8673.424025181459,9512.7876405215993,8038.34996701405,8580.1614012547761,8913.2422009929269,8851.0671183751401,8664.5418705217744,7438.8045274853785,6501.7372108887121,6404.0335096321878,6155.3331791610353,5911.0739260197242,5893.3096167003559,199.84847984289075,208.73063450257479,111.02693324605042,239.8181758114689,217.61278916225882,213.1717118324168,159.8787838743126,173.20201586383865,190.96632518320672,204.28955717273277,177.64309319368067,222.05386649210084,195.40740251304874,186.5252478533647,150.99662921462857,182.08417052352269,142.11447455494454,133.2323198952605,173.20201586383865,235.37709848162689,239.8181758114689,204.28955717273277,88.821546596840335,88.821546596840335,62.175082617788235,84.380469266998318,57.734005287946218,4.4410773298420168,0,4.4410773298420168,0,4.4410773298420168,0,0,0,0,0,0,0,0,0,0,0,0,0,0,0,0,0,0,0,0,0,0,0,0,0,0,0,0,0,0]
[2,"POLES","˂ = 1 kv ; wood",4.4410773298420168,63.496355816296393,7.9684600655519633,2,70,1219,1167,1776,2435,2147,2623,1880,2205,2112,2286,4549,4670,5541,5397,4705,4763,4343,4275,3858,4258,4298,4707,5617,5179,5051,5559,5162,5023,4738,3659,3235,4578,5240,4944,4344,5806,4843,4403,3314,4121,4128,4140,3941,4099,3231,3354,3394,3911,3238,2751,2123,2168,2031,1751,2757,1605,1604,1599,1559,1559,1574,1585,1551,1519,1527,1502,1519,1550,1,0,1,0,0,0,0,0,0,0,0,0,0,0,0,0,0,0,0,0,0,0,null,310.87541308894117,5413.6732650774184,5182.7372439256333,7887.3533377994218,10814.023298165312,9534.9930271708108,11648.94583617561,8349.225380102991,9792.5755123016461,9379.5553206263394,10152.302776018851,20202.460773451334,20739.831130362218,24608.009484654616,23968.494349157365,20895.268836906689,21152.851322037524,19287.598843503878,18985.605585074623,17133.676338530502,18910.107270467306,19087.750363660987,20904.150991566374,24945.531361722609,23000.339491251805,22431.881593032027,24687.94887659177,22924.841176644491,22307.53142779645,21041.824388791476,16249.901949891939,14366.885162038925,20331.252016016751,23271.245208372169,21956.686318738932,19292.039920833722,25784.894977062748,21508.137508424887,19554.063483294402,14717.730271096443,18301.679676278953,18332.767217587847,18386.060145545951,17502.285756907389,18203.975975022426,14349.120852719556,14895.373364290124,15073.016457483805,17369.053437012128,14380.20839402845,12217.403734395388,9428.4071712546011,9628.2556510974919,9019.8280569091366,7776.3264045533715,12244.05019837444,7127.9291143964365,7123.4880370665951,7101.2826504173845,6923.6395572237043,6923.6395572237043,6990.2557171713343,7039.1075677995968,6888.1109385849677,6745.9964640300232,6781.5250826687598,6670.4981494227095,6745.9964640300232,6883.6698612551263,4.4410773298420168,0,4.4410773298420168,0,0,0,0,0,0,0,0,0,0,0,0,0,0,0,0,0,0,0]
[2,"POLES","˃ 11 kv & < = 22 kv ; concrete",6.1451450192675416,64.601738168903665,8.0375206481167858,2,0,0,0,0,10,34,1,62,2,40,4,1,13,16,6,2,14,7,3370,2416,19,11,54,203,156,124,184,215,277,748,118,28,66,72,1,0,2,2,2,1,1,1,0,3,1,0,2,0,0,0,1,0,0,0,0,0,0,0,0,0,0,0,0,0,0,0,0,0,0,0,0,0,0,0,0,0,0,0,0,0,0,0,0,0,0,0,0,0,0,0,0,null,0,0,0,0,61.451450192675416,208.93493065509642,6.1451450192675416,380.99899119458757,12.290290038535083,245.80580077070167,24.580580077070167,6.1451450192675416,79.886885250478045,98.322320308280666,36.87087011560525,12.290290038535083,86.032030269745576,43.016015134872788,20709.138714931614,14846.670366550381,116.75775536608329,67.596595211942955,331.83783104044727,1247.4644389113109,958.64262300573648,761.99798238917515,1130.7066835452276,1321.2061791425215,1702.2051703371089,4596.5684744121208,725.12711227356988,172.06406053949115,405.57957127165776,442.45044138726303,6.1451450192675416,0,12.290290038535083,12.290290038535083,12.290290038535083,6.1451450192675416,6.1451450192675416,6.1451450192675416,0,18.435435057802625,6.1451450192675416,0,12.290290038535083,0,0,0,6.1451450192675416,0,0,0,0,0,0,0,0,0,0,0,0,0,0,0,0,0,0,0,0,0,0,0,0,0,0,0,0,0,0,0,0,0,0,0,0,0,0,0,0]
[2,"POLES","˃ 11 kv & < = 22 kv ; steel",7.1278733735109938,39.469917131452682,6.2825088246219503,2,0,2,0,1,5,0,15,39,30,4,142,4,1,2,8,2,3,4,2,2,1,3,2,3,1,0,0,0,1,2,5,0,0,0,1,0,1,0,0,0,0,0,4,1,0,3,0,0,0,0,0,0,0,1,0,0,0,0,0,0,0,0,0,0,0,0,0,0,0,0,0,0,0,0,0,0,0,0,0,0,0,0,0,0,0,0,0,0,0,0,0,null,0,14.255746747021988,0,7.1278733735109938,35.639366867554969,0,106.91810060266491,277.98706156692879,213.83620120532981,28.511493494043975,1012.1580190385612,28.511493494043975,7.1278733735109938,14.255746747021988,57.022986988087951,14.255746747021988,21.383620120532981,28.511493494043975,14.255746747021988,14.255746747021988,7.1278733735109938,21.383620120532981,14.255746747021988,21.383620120532981,7.1278733735109938,0,0,0,7.1278733735109938,14.255746747021988,35.639366867554969,0,0,0,7.1278733735109938,0,7.1278733735109938,0,0,0,0,0,28.511493494043975,7.1278733735109938,0,21.383620120532981,0,0,0,0,0,0,0,7.1278733735109938,0,0,0,0,0,0,0,0,0,0,0,0,0,0,0,0,0,0,0,0,0,0,0,0,0,0,0,0,0,0,0,0,0,0,0,0,0]
[2,"POLES","˃ 11 kv & < = 22 kv ; wood",6.1451450192675416,64.601738168903665,8.0375206481167858,2,74,1784,1720,2504,2907,3278,4384,3587,2566,3658,4086,5282,5165,6250,5651,5246,6193,5920,5840,5882,3761,3154,3360,4004,3889,3903,4114,5323,5901,8026,7022,9959,13104,8547,9219,8673,12888,13917,8443,3880,2615,4644,5018,9601,8690,3409,3787,5249,6874,4798,4490,3647,4022,4200,3416,3178,1389,1218,1020,1025,949,952,922,935,924,927,958,952,950,0,0,0,0,0,0,0,0,0,0,0,0,0,0,0,0,0,0,0,0,0,0,null,454.74073142579806,10962.938714373295,10569.649433140172,15387.443128245925,17863.936571010745,20143.785373159,26940.315764468902,22042.635184112671,15768.442119440511,22478.940480480669,25109.062548727175,32458.655991771157,31739.674024516851,38407.156370422133,34726.214503880881,32237.430771077525,38056.883104323882,36379.258514063848,35887.646912522447,36145.743003331678,23111.890417465223,19381.787390769827,20647.687264738939,24605.160657147237,23898.468979931469,23984.501010201217,25281.126609266666,32710.606937561126,36262.500758697766,49320.933924641293,43151.208325296677,61199.499246885447,80525.980332481864,52522.554479679675,56652.091932627467,53296.84275210739,79198.629008320073,85521.983233146384,51883.459397675855,23843.162674758063,16069.554225384622,28538.053469478462,30836.337706684524,58999.537329987666,53401.310217434933,20948.799370683049,23271.66418796618,32255.866206135324,42241.726862445081,29484.405802445664,27591.701136511263,22411.343885268725,24715.773267494053,25809.609080923674,20991.815385817921,19529.270871232246,8535.6064317626151,7484.7866334678656,6268.0479196528922,6298.7736447492298,5831.7426232848966,5850.1780583426998,5665.8237077646736,5745.7105930151511,5678.1139978032088,5696.5494328610112,5887.0489284583045,5850.1780583426998,5837.8877683041646,0,0,0,0,0,0,0,0,0,0,0,0,0,0,0,0,0,0,0,0,0,0]
[2,"POLES","> 1 kv & < = 11 kv ; concrete",6.0675852822681655,68.299183899026687,8.2643320298150336,2,0,2,1,1,1,4,3,5,8,2,8,51,164,3,1,2,6,2,124,33,244,16,17,15,46,34,80,37,23,28,45,49,103,133,19,14,2,0,5,2,2,1,0,1,2,0,1,2,0,3,1,1,1,1,1,0,0,0,0,1,0,0,0,0,0,0,0,0,0,0,0,0,0,0,0,0,0,0,0,0,0,0,0,0,0,0,0,0,0,0,0,null,0,12.135170564536331,6.0675852822681655,6.0675852822681655,6.0675852822681655,24.270341129072662,18.202755846804497,30.337926411340828,48.540682258145324,12.135170564536331,48.540682258145324,309.44684939567645,995.08398629197916,18.202755846804497,6.0675852822681655,12.135170564536331,36.405511693608993,12.135170564536331,752.38057500125251,200.23031431484947,1480.4908088734323,97.081364516290648,103.14894979855882,91.013779234022479,279.10892298433561,206.29789959711763,485.40682258145324,224.50065544392211,139.5544614921678,169.89238790350862,273.04133770206744,297.31167883114011,624.96128407362107,806.98884254166603,115.28412036309514,84.94619395175431,12.135170564536331,0,30.337926411340828,12.135170564536331,12.135170564536331,6.0675852822681655,0,6.0675852822681655,12.135170564536331,0,6.0675852822681655,12.135170564536331,0,18.202755846804497,6.0675852822681655,6.0675852822681655,6.0675852822681655,6.0675852822681655,6.0675852822681655,0,0,0,0,6.0675852822681655,0,0,0,0,0,0,0,0,0,0,0,0,0,0,0,0,0,0,0,0,0,0,0,0,0,0,0,0,0,0,0]
[2,"POLES","> 1 kv & < = 11 kv ; steel",6.0675852822681655,68.299183899026687,8.2643320298150336,2,0,0,3,1,8,30,37,28,21,47,49,71,84,31,52,34,23,43,60,42,57,26,38,39,27,31,39,30,28,21,15,10,16,15,6,6,20,17,9,8,5,4,5,8,12,8,8,19,18,11,12,3,4,9,3,2,0,0,0,0,0,0,0,0,0,0,0,0,0,0,0,0,0,0,0,0,0,0,0,0,0,0,0,0,0,0,0,0,0,0,0,null,0,0,18.202755846804497,6.0675852822681655,48.540682258145324,182.02755846804496,224.50065544392211,169.89238790350862,127.41929092763148,285.17650826660378,297.31167883114011,430.79855504103978,509.67716371052592,188.09514375031313,315.51443467794462,206.29789959711763,139.5544614921678,260.9061671375311,364.05511693608992,254.83858185526296,345.85236108928541,157.75721733897231,230.56824072619028,236.63582600845845,163.82480262124048,188.09514375031313,236.63582600845845,182.02755846804496,169.89238790350862,127.41929092763148,91.013779234022479,60.675852822681655,97.081364516290648,91.013779234022479,36.405511693608993,36.405511693608993,121.35170564536331,103.14894979855882,54.608267540413493,48.540682258145324,30.337926411340828,24.270341129072662,30.337926411340828,48.540682258145324,72.811023387217986,48.540682258145324,48.540682258145324,115.28412036309514,109.21653508082699,66.743438104949817,72.811023387217986,18.202755846804497,24.270341129072662,54.608267540413493,18.202755846804497,12.135170564536331,0,0,0,0,0,0,0,0,0,0,0,0,0,0,0,0,0,0,0,0,0,0,0,0,0,0,0,0,0,0,0,0,0,0,0]
[2,"POLES","> 1 kv & < = 11 kv ; wood",6.0675852822681655,68.299183899026687,8.2643320298150336,2,143,1625,1764,3461,4606,4467,4960,3967,3425,3942,5298,7498,6351,5740,5316,4286,4472,4084,4326,3892,4506,4824,5259,6864,5591,5119,5434,5055,4823,4227,3002,3889,4863,5880,5905,4899,7141,5747,5654,3648,4213,4129,3861,3376,3867,2380,3015,3452,4070,3641,3372,2798,2592,3148,3580,3838,2122,2074,2150,2045,2064,2041,2045,2036,2074,2085,2082,2096,2066,1,0,3,0,0,0,0,0,0,0,0,0,0,0,0,0,0,0,0,0,0,0,null,867.66469536434772,9859.8260836857698,10703.220437921043,20999.912661930121,27947.297810127169,27103.903455891894,30095.2230000501,24070.110814757812,20781.479591768468,23918.42118270111,32146.066825456743,45494.754446446706,38535.234127685122,34827.939520219268,32255.283360537567,26005.670519801359,27134.241382303237,24780.018292783188,26248.373931092083,23615.0419185877,27340.539281900354,29270.031401661632,31909.430999448283,41647.905377488685,33923.869313161311,31059.96905993074,32971.258423845211,30671.643601865577,29263.963816379361,25647.682988147535,18214.891017369035,23596.839162740896,29506.667227670088,35677.401459736815,35829.091091793518,29725.100297831741,43328.626500676968,34870.41261719515,34306.127185944206,22134.551109714266,25562.736794195782,25053.059630485255,23426.946774837386,20484.167912937326,23463.352286530997,14440.852971798235,18293.76962603852,20945.304394389706,24695.072098831435,22092.078012738391,20459.897571808255,16977.103619786329,15727.181051639085,19100.758468580185,21721.955310520032,23287.392313345219,12875.415968973048,12584.171875424176,13045.308356876556,12408.211902238398,12523.496022601494,12383.941561109326,12408.211902238398,12353.603634697985,12584.171875424176,12650.915313529125,12632.71255768232,12717.658751634075,12535.631193166029,6.0675852822681655,0,18.202755846804497,0,0,0,0,0,0,0,0,0,0,0,0,0,0,0,0,0,0,0]
[2,"POLES","> 22 kv & < = 66 kv ; concrete",41.883697182532785,51.219835217494946,7.1568034217445815,2,0,17,38,10,19,55,97,84,78,142,184,298,249,242,359,87,335,205,449,855,339,936,258,442,102,101,52,147,1359,239,484,1387,2234,660,735,127,215,2,3,1,3,5,5,2,5,3,6,3,2,2,2,2,5,4,3,3,0,0,0,0,1,0,0,0,0,0,0,0,0,0,0,0,0,0,0,0,0,0,0,0,0,0,0,0,0,0,0,0,0,0,0,null,0,712.0228521030574,1591.5804929362457,418.83697182532785,795.79024646812286,2303.6033450393033,4062.71862670568,3518.2305633327542,3266.9283802375571,5947.4849999196558,7706.600281586032,12481.341760394769,10429.040598450663,10135.854718172934,15036.24728852927,3643.8816548803525,14031.038556148484,8586.157922419221,18805.780034957221,35810.56109106553,14198.573344878614,39203.140562850684,10805.993873093459,18512.594154679489,4272.137112618344,4230.2534154358109,2177.9522534917051,6156.9034858323193,56919.944471062052,10010.203626625336,20271.709436345867,58092.687992172971,93568.179505778244,27643.240140471637,30784.517429161599,5319.2295421816634,9004.994894244548,83.76739436506557,125.65109154759836,41.883697182532785,125.65109154759836,209.41848591266393,209.41848591266393,83.76739436506557,209.41848591266393,125.65109154759836,251.30218309519671,125.65109154759836,83.76739436506557,83.76739436506557,83.76739436506557,83.76739436506557,209.41848591266393,167.53478873013114,125.65109154759836,125.65109154759836,0,0,0,0,41.883697182532785,0,0,0,0,0,0,0,0,0,0,0,0,0,0,0,0,0,0,0,0,0,0,0,0,0,0,0,0,0,0]
[2,"POLES","> 22 kv & < = 66 kv ; steel",14.732254592740356,69.483071053717012,8.3356506077040571,2,0,0,1,3,4,32,39,42,35,50,37,29,26,26,53,29,24,29,33,34,33,29,31,27,28,25,31,26,28,0,0,0,4,5,3,1,2,2,5,0,2,0,1,0,0,2,52,0,2,73,4,1,0,0,1,0,0,0,0,0,554,453,0,0,0,0,0,0,37,0,0,0,0,0,0,0,0,0,0,0,0,0,0,0,0,0,0,0,0,0,0,null,0,0,14.732254592740356,44.196763778221069,58.929018370961423,471.43214696769138,574.55792911687388,618.75469289509499,515.62891074591244,736.61272963701776,545.09341993139321,427.23538318947033,383.03861941124927,383.03861941124927,780.80949341523888,427.23538318947033,353.57411022576855,427.23538318947033,486.16440156043171,500.8966561531721,486.16440156043171,427.23538318947033,456.69989237495105,397.7708740039896,412.50312859672994,368.30636481850888,456.69989237495105,383.03861941124927,412.50312859672994,0,0,0,58.929018370961423,73.661272963701776,44.196763778221069,14.732254592740356,29.464509185480711,29.464509185480711,73.661272963701776,0,29.464509185480711,0,14.732254592740356,0,0,29.464509185480711,766.07723882249854,0,29.464509185480711,1075.454585270046,58.929018370961423,14.732254592740356,0,0,14.732254592740356,0,0,0,0,0,8161.6690443781572,6673.7113305113808,0,0,0,0,0,0,545.09341993139321,0,0,0,0,0,0,0,0,0,0,0,0,0,0,0,0,0,0,0,0,0,0]
[2,"POLES","> 22 kv & < = 66 kv ; wood",14.732254592740356,69.483071053717012,8.3356506077040571,2,6,213,248,483,686,759,593,640,414,400,421,851,805,770,757,870,954,1111,1334,825,875,678,488,689,878,564,752,882,893,624,632,908,961,929,1527,1094,1588,953,829,610,527,701,1045,913,565,1365,1183,528,1382,1189,1925,2136,580,1823,998,1636,256,501,270,339,788,212,261,423,354,624,353,272,472,45,56,38,0,0,0,0,0,0,0,0,0,0,0,0,0,0,0,0,0,0,0,null,88.393527556442137,3137.970228253696,3653.5991389996084,7115.6789682935914,10106.326650619883,11181.78123588993,8736.2269734950314,9428.6429393538274,6099.1534013945075,5892.9018370961421,6202.2791835436901,12537.148658422042,11859.464947155986,11343.836036410074,11152.31672670445,12817.061495684109,14054.570881474299,16367.534852534534,19652.827626715636,12154.110039010793,12890.722768647811,9988.4686138779616,7189.3402412572932,10150.523414398105,12934.919532426033,8308.9915903055607,11078.655453740748,12993.848550796994,13155.903351317138,9192.9268658699821,9310.7849026119056,13376.887170208243,14157.696663623481,13686.26451665579,22496.152763114522,16117.086524457949,23394.820293271685,14039.838626881559,12213.039057381755,8986.6753015716167,7763.8981703741674,10327.310469510989,15395.206049413671,13450.548443171945,8323.7238448983007,20109.527519090585,17428.257183211841,7778.6304249669074,20359.97584716717,17516.650710768285,28359.590091025184,31468.0958100934,8544.7076637894061,26856.900122565668,14702.790083554875,24101.968513723223,3771.457175741531,7380.8595509629185,3977.7087400398959,4994.2343069389808,11609.016619079401,3123.2379736609555,3845.1184487052328,6231.7436927291701,5215.2181258300861,9192.9268658699821,5200.4858712373452,4007.1732492253768,6953.6241677734479,662.95145667331599,825.00625719345987,559.82567452413355,0,0,0,0,0,0,0,0,0,0,0,0,0,0,0,0,0,0,0]
[2,"POLES","> 66 kv & < = 132 kv ; concrete",173.48534505444022,52.995548446185431,7.2798041488892702,2,0,0,0,3,44,10,33,14,39,57,266,249,146,259,481,144,441,14,14,13,10,11,37,81,40,11,20,10,293,11,25,891,9,759,640,39,24,12,12,0,0,3,1,0,0,0,0,0,0,0,0,0,0,0,0,0,0,0,0,0,0,0,0,0,0,0,0,0,0,0,0,0,0,0,0,0,0,0,0,0,0,0,0,0,0,0,0,0,0,0,0,null,0,0,0,520.45603516332062,7633.3551823953694,1734.8534505444022,5725.0163867965275,2428.7948307621632,6765.9284571231683,9888.6646681030925,46147.101784481099,43197.85091855561,25328.860377948273,44932.704369100014,83446.450971185739,24981.88968783939,76507.037169008137,2428.7948307621632,2428.7948307621632,2255.3094857077226,1734.8534505444022,1908.3387955988424,6418.957767014288,14052.312949409657,6939.4138021776089,1908.3387955988424,3469.7069010888044,1734.8534505444022,50831.206100950985,1908.3387955988424,4337.1336263610056,154575.44244350624,1561.3681054899619,131675.37689632011,111030.62083484174,6765.9284571231683,4163.648281306565,2081.8241406532825,2081.8241406532825,0,0,520.45603516332062,173.48534505444022,0,0,0,0,0,0,0,0,0,0,0,0,0,0,0,0,0,0,0,0,0,0,0,0,0,0,0,0,0,0,0,0,0,0,0,0,0,0,0,0,0,0,0,0,0,0,0,0]
[2,"POLES","> 66 kv & < = 132 kv ; steel",111.95037053987653,72.467079551177051,8.5127598081454785,2,0,0,0,0,0,6,9,7,7,5,3,8,3,3,3,6,6,3,3,3,4,6,159,14,2,4,3,3,3,11,0,0,288,0,0,24,197,0,2,1,0,0,0,0,0,0,16,0,0,0,0,0,0,48,0,0,0,0,0,0,0,0,0,0,0,0,0,0,0,0,0,0,0,0,0,0,0,0,0,0,0,0,0,0,0,0,0,0,0,0,0,null,0,0,0,0,0,671.70222323925918,1007.5533348588888,783.65259377913571,783.65259377913571,559.75185269938265,335.85111161962959,895.60296431901224,335.85111161962959,335.85111161962959,335.85111161962959,671.70222323925918,671.70222323925918,335.85111161962959,335.85111161962959,335.85111161962959,447.80148215950612,671.70222323925918,17800.10891584037,1567.3051875582714,223.90074107975306,447.80148215950612,335.85111161962959,335.85111161962959,335.85111161962959,1231.4540759386418,0,0,32241.706715484441,0,0,2686.8088929570367,22054.222996355675,0,223.90074107975306,111.95037053987653,0,0,0,0,0,0,1791.2059286380245,0,0,0,0,0,0,5373.6177859140735,0,0,0,0,0,0,0,0,0,0,0,0,0,0,0,0,0,0,0,0,0,0,0,0,0,0,0,0,0,0,0,0,0,0,0,0,0]
[2,"POLES","> 66 kv & < = 132 kv ; wood",111.95037053987653,72.467079551177051,8.5127598081454785,2,0,1,1,2,20,1,1,2,33,14,15,22,21,7,5,15,101,36,7,8,3,6,3,4,3,136,9,8,3,2,3,9,2,15,8,4,203,17,4,143,38,280,90,268,78,7,2,250,39,460,632,13,851,142,0,2,3,3,1,0,215,3,1,2,3,3,2,2,2,0,0,0,0,0,0,0,0,0,0,0,0,0,0,0,0,0,0,0,0,0,0,null,0,111.95037053987653,111.95037053987653,223.90074107975306,2239.0074107975306,111.95037053987653,111.95037053987653,223.90074107975306,3694.3622278159255,1567.3051875582714,1679.255558098148,2462.9081518772837,2350.9577813374071,783.65259377913571,559.75185269938265,1679.255558098148,11306.98742452753,4030.2133394355551,783.65259377913571,895.60296431901224,335.85111161962959,671.70222323925918,335.85111161962959,447.80148215950612,335.85111161962959,15225.250393423208,1007.5533348588888,895.60296431901224,335.85111161962959,223.90074107975306,335.85111161962959,1007.5533348588888,223.90074107975306,1679.255558098148,895.60296431901224,447.80148215950612,22725.925219594938,1903.156299177901,447.80148215950612,16008.902987202344,4254.1140805153082,31346.103751165429,10075.533348588888,30002.69930468691,8732.1289021103694,783.65259377913571,223.90074107975306,27987.592634969133,4366.0644510551847,51497.170448343204,70752.634181201967,1455.3548170183949,95269.765329434929,15896.952616662467,0,223.90074107975306,335.85111161962959,335.85111161962959,111.95037053987653,0,24069.329666073456,335.85111161962959,111.95037053987653,223.90074107975306,335.85111161962959,335.85111161962959,223.90074107975306,223.90074107975306,223.90074107975306,0,0,0,0,0,0,0,0,0,0,0,0,0,0,0,0,0,0,0,0,0,0]
[2,"POLES","staking of a wooden pole",7.3006518950992731,25.787101523419004,5.0781001883991026,2,1563,1461,1873,1332,2428,4000,2595,2595,2840,2768,2616,2547,4195,2500,2000,1700,1500,1500,1500,1500,800,800,800,800,800,800,400,400,400,200,0,0,0,0,0,0,0,0,0,0,0,0,0,0,0,0,0,0,0,0,0,0,0,0,0,0,0,0,0,0,0,0,0,0,0,0,0,0,0,0,0,0,0,0,0,0,0,0,0,0,0,0,0,0,0,0,0,0,0,0,0,null,11410.918912040164,10666.252418740038,13674.120999520939,9724.4683242722313,17725.982801301034,29202.607580397093,18945.191667782612,18945.191667782612,20733.851382081935,20208.204445634787,19098.505357579699,18594.760376817849,30626.234699941451,18251.629737748182,14601.303790198546,12411.108221668765,10950.97784264891,10950.97784264891,10950.97784264891,10950.97784264891,5840.5215160794187,5840.5215160794187,5840.5215160794187,5840.5215160794187,5840.5215160794187,5840.5215160794187,2920.2607580397093,2920.2607580397093,2920.2607580397093,1460.1303790198547,0,0,0,0,0,0,0,0,0,0,0,0,0,0,0,0,0,0,0,0,0,0,0,0,0,0,0,0,0,0,0,0,0,0,0,0,0,0,0,0,0,0,0,0,0,0,0,0,0,0,0,0,0,0,0,0,0,0,0,0,0]
[3,"SERVICE LINES","˂ = 11 kv ; commercial and industrial ; simple type",1.0776881660346251,53.776677330770539,7.3332583024717284,2,16.018033895526401,244.27501690677701,273.30770334241902,442.49818636391598,623.70219480705805,596.67176260835697,635.71572022870305,529.59624567083995,551.62104227718896,637.71797446564301,927.04371170358797,1345.5148472242099,1127.26913539767,1157.3029489517801,1082.2184150665,950.06963542840697,1044.1755845646201,1014.14177101051,1004.13049982581,950.06963542840697,1015.1428981289801,1023.15191507675,1205.3570506383601,1432.61290653114,1033.1631862614499,1019.14740660286,954.07414390228905,1073.2082710002701,1138.2815337008401,1049.1812201569801,741.83519478656501,873.98397442465705,978.10119474557905,1052.1846015123899,952.07188966534795,841.94790663360504,1157.3029489517801,1090.2274320142601,995.12035575957498,723.81490665409797,830.93550833043003,757.85322868209096,696.784474455397,695.783347336926,720.81152529868598,611.68866938541305,626.70557616246901,667.75178801975505,739.83294054962403,662.74615242740299,605.681906674591,452.50945754861999,449.50607619320903,431.48578806074102,399.44972026968901,490.55228805049501,282.31784740865203,269.30319486853699,268.30206775006701,273.30770334241902,252.28403385454001,255.28741520995101,301.33926265959002,257.28966944689199,261.29417792077402,268.30206775006701,242.272762669836,270.30432198700697,300.33813554111902,2.0022542369408001,0,5.0056355923519904,0,0,0,0,0,0,0,0,0,0,0,0,0,0,0,0,0,0,0,null,17.262445572350309,263.25229497834158,294.54047757822696,476.8750589361764,672.15647447338893,643.02609757004745,685.10330865265189,570.73960673583031,594.47546939781216,687.26111434919471,999.06403749977153,1450.0454280774177,1214.8446071541525,1247.2116926023073,1166.2939789819152,1023.8788030100249,1125.295670747578,1092.9285852994233,1082.1395568167086,1023.8788030100249,1094.0074881476949,1102.6387109338773,1298.9990293193591,1543.9099758770781,1113.4277394165917,1098.3230995407805,1028.1944144031129,1156.5838533474721,1226.7125384851388,1130.6901849889462,799.46701056947211,941.88218654136142,1054.0880827616388,1133.9268935337604,1026.0366087065688,907.35729539666158,1247.2116926023073,1174.9252017680869,1072.42943118226,780.04675930057817,895.48936406567009,816.72945614182197,750.91638239723693,749.83747954896432,776.81005075576172,659.20964029412596,675.39318301820435,719.62819979735161,797.30920487292815,714.23368555599211,652.73622320449499,487.66408741889535,484.42737887407992,465.00712760518496,430.48223646048518,528.66239565322712,304.25060321267335,290.22486618513892,289.14596333686745,294.54047757822696,271.88351776451651,275.12022630933194,324.74975732983978,277.27803200587596,281.59364339896399,289.14596333686745,261.09448928179756,291.30376903341033,323.67085448156723,2.1578056965437886,0,5.3945142413594613,0,0,0,0,0,0,0,0,0,0,0,0,0,0,0,0,0,0,0]
[3,"SERVICE LINES","˂ = 11 kv ; residential ; simple type",0.79762113527167322,59.773345771270726,7.7313223817967085,2,82.056005668866504,1603.09415953078,1734.1836320017801,2803.9137546849302,4035.7545227138799,4214.8767789910398,4545.1021676584296,3737.5509899172698,3879.6479753438498,3774.5762607678598,4332.9573725145301,6596.5023093801001,7169.8936660662002,7651.2221871238198,7753.29185271192,6314.3097045188697,6336.3247304300303,5642.8514142285103,5757.9299587641199,5413.6950081532696,5646.8541462123603,5483.7428178705904,6034.1184656495698,6865.6860352938202,6346.3315603896499,6309.3062895390603,7684.2447259905603,7066.8233174821398,6798.64027456438,6128.1826672699799,4965.3890259623804,4358.9751304095398,6714.5829029035904,8974.1251077852994,8083.5172413793098,6806.64573853207,10017.837472573399,8116.5397802460502,6878.6949142413196,5002.41429681297,6694.5692429843502,7690.2488239663298,7640.21467416824,7695.2522389461401,8399.7330681032308,6831.6628134311204,6714.5829029035904,6848.6744243624698,7245.9455737592998,6460.4094219292901,5030.4334206999001,3925.6793931580901,3765.5701138042,3362.2948664316,2488.6986109569598,3890.6554882994301,2361.6118704698201,2242.5305939503601,2341.59821055058,2274.5524498211398,2236.52649597459,2262.5442538696002,2230.52239799882,2196.4991761361198,2194.4978101441998,2186.4923461765002,2216.5128360553599,2187.49302917246,2272.5510838292198,9.0061469636560805,0,73.049858705210397,0,0,0,0,0,0,0,0,0,0,0,0,0,0,0,0,0,0,0,null,65.449604397460149,1278.6617834723295,1383.2215173268135,2236.460872215654,3219.0031040848344,3361.8748014890466,3625.2695508934594,2981.1496637135788,3094.4892225482099,3010.6818022831676,3456.0583785488056,5261.50966082997,5718.8587257049021,6102.7765271095159,6184.1894496526966,5036.4268749752846,5053.9865249355798,4500.857551186311,4592.6466305242157,4318.0775584178009,4504.0502148154583,4373.9491719278249,4812.9404209351769,5476.2162898899296,5061.9681840084422,5032.4360454388534,6129.1160020499583,5636.6476372544366,5422.7391741017609,4887.9680162200721,3960.4992319536213,3476.8106921382468,5355.6932378897291,7157.9518565417375,6447.5841990571089,5429.1245013600465,7990.4388978411043,6473.9236739975513,5486.5924466846463,3990.0313705232102,5339.7299197440034,6133.9049974936743,6093.9967021293687,6137.8958270301055,6699.8046257595142,5449.0786490422033,5355.6932378897291,5462.6474694660665,5779.5193346586484,5152.9590974390549,4012.3800159272209,3131.2048542833691,3003.4983091175895,2681.8374484812916,1985.0386114205264,3103.2690475283575,1883.6715411951977,1788.6897982281459,1867.7082230494721,1814.2311072613031,1783.9008027844297,1804.6531163738714,1779.1118073407138,1751.9741664929868,1750.3778346784175,1743.9925074201244,1767.9374846387122,1744.790673327409,1812.6347754467338,7.1834931655748955,0,58.26611123188524,0,0,0,0,0,0,0,0,0,0,0,0,0,0,0,0,0,0,0]
[3,"SERVICE LINES","˂ = 11 kV ; residential ; complex type",1.9474852436097683,59.773345771270726,7.7313223817967085,2,0,0,0,0,0,0,0,0,0,0,0,0,0,0,0,0,0,0,0,0,0,0,0,0,0,0,0,0,0,0,0,0,0,0,0,0,0,0,0,0,0,0,0,0,0,0,0,0,0,0,0,0,0,0,0,0,0,0,0,0,0,0,0,0,0,0,0,0,0,0,0,0,0,0,0,0,0,0,0,0,0,0,0,0,0,0,0,0,0,0,0,null,0,0,0,0,0,0,0,0,0,0,0,0,0,0,0,0,0,0,0,0,0,0,0,0,0,0,0,0,0,0,0,0,0,0,0,0,0,0,0,0,0,0,0,0,0,0,0,0,0,0,0,0,0,0,0,0,0,0,0,0,0,0,0,0,0,0,0,0,0,0,0,0,0,0,0,0,0,0,0,0,0,0,0,0,0,0,0,0,0,0,0]
[4,"SWITCHGEAR","˂ = 11 kv ; circuit breaker",229.48512503085638,57.59431194134126,7.5890916413851048,2,28.832535885167498,57.665071770334897,116.35987696514,423.22043745728001,119.449077238551,130.77614490772399,114.3004101162,89.586807928913203,129.74641148325401,107.092276144908,137.98427887901599,119.449077238551,111.211209842789,62.813738892686203,79.289473684210506,27.802802460697201,194.61961722487999,53.5461380724539,90.616541353383397,21.624401913875602,39.129870129870099,9.2676008202323992,30.892002734108001,38.100136705399898,6.1784005468216003,8.2378673957621302,23.6838687628161,23.6838687628161,23.6838687628161,9.2676008202323992,6.1784005468216003,26.7730690362269,29.8622693096377,31.921736158578302,43.248803827751203,42.219070403280902,74.140806561859193,49.427204374572803,37.070403280929597,19.564935064935099,11.3270676691729,1.0297334244702701,15.446001367054,15.446001367054,1.0297334244702701,14.416267942583699,0,15.446001367054,14.416267942583699,24.713602187286401,12.356801093643201,25.743335611756699,14.416267942583699,21.624401913875602,12.356801093643201,1.0297334244702701,6.1784005468216003,1.0297334244702701,5.1486671223513296,4.1189336978810704,1.0297334244702701,1.0297334244702701,0,0,1.0297334244702701,0,0,3.0892002734108002,1.0297334244702701,0,0,0,0,0,0,0,0,0,0,0,0,0,0,0,0,0,0,0,0,0,0,null,6616.6381025643168,13233.27620512861,26702.86091392022,97122.795005497639,27411.786424909296,30011.179965202431,26230.243906594318,20558.839818681961,29774.871461539486,24576.084380953209,31665.33949084354,27411.786424909296,25521.318395605242,14414.818723443659,18195.754782051845,6380.3295989012986,44662.307192308996,12288.042190476583,20795.148322344958,4962.4785769232321,8979.7231391944115,2126.7765329670992,7089.2551098903314,8743.4146355314151,1417.8510219780665,1890.4680293040876,5435.0955842492467,5435.0955842492467,5435.0955842492467,2126.7765329670992,1417.8510219780665,6144.0210952382795,6852.9466062273132,7325.5636135533505,9924.9571538464643,9688.6486501834461,17014.212263736794,11342.808175824532,8507.1061318683969,4489.8615695972176,2599.3935402931138,236.30850366301183,3544.6275549451657,3544.6275549451657,236.30850366301183,3308.319051282147,0,3544.6275549451657,3308.319051282147,5671.4040879122658,2835.7020439561329,5907.712591575284,3308.319051282147,4962.4785769232321,2835.7020439561329,236.30850366301183,1417.8510219780665,236.30850366301183,1181.5425183150544,945.23401465204506,236.30850366301183,236.30850366301183,0,0,236.30850366301183,0,0,708.92551098903323,236.30850366301183,0,0,0,0,0,0,0,0,0,0,0,0,0,0,0,0,0,0,0,0,0,0]
[4,"SWITCHGEAR","˂ = 11 kv ; fuse",6.5324527386137081,50.586233242715814,7.1123999636350463,2,1249.0511960973599,1795.4464169253599,2272.50739571648,2920.3168810163602,3150.0512352281298,3180.0615787963402,3687.13290115566,3659.1922364542302,4717.8329768084895,6902.3790206871399,6339.4263689249501,2871.6794276472001,1827.52643936034,1894.79100253046,1681.6140792528599,1351.5003000026099,1001.72457151801,914.798059113558,989.30649831737696,814.41863407507901,841.324459343125,733.70115827094105,781.30377220671505,915.83289854694397,912.72838024678504,777.16441447316902,892.03159157905702,835.115422742806,835.115422742806,805.105079174602,655.05336133357696,702.65597526935005,804.070239741215,869.26512404455696,953.08711814885305,725.42244280385,1108.31303315681,883.75287611196597,755.43278637205503,511.21068009287001,612.62494456473496,629.18237549891705,553.63909686171201,562.95265176218902,601.24171079748498,444.98095635614197,559.84813346202998,537.08166592753003,584.684279863303,455.32935069000598,436.70224088905098,402.552539587301,314.59118774945898,346.67121018443601,413.93577335455097,365.298319985391,147.98203897425199,180.06206140923001,158.330433308116,138.66848407377501,169.713667075366,141.77300237393399,136.59880520700199,133.494286906843,166.60914877520699,189.375616309707,139.703323507161,163.504630475048,129.35492917329699,0,0,0,0,0,0,0,0,0,0,0,0,0,1.03483943338638,0,0,0,0,0,0,0,0,null,8159.3679066149271,11728.668863278237,14845.047160668026,19076.832007015164,20577.560818339491,20773.601969368385,24086.021417786997,23903.500346139455,30819.020949674679,45089.464736637514,41412.003144923743,18759.1101415546,11938.230093688411,12377.632673580716,10985.064497306714,8828.6118359892971,6543.7184205494677,5975.8750865348666,6462.5979442616872,5320.1512365417857,5495.9122684986942,4792.8681406710584,5103.8299664409769,5982.6351262255148,5962.3550071535647,5076.7898076783722,5827.1542133405555,5455.3520303547875,5455.3520303547875,5259.3108793259353,4279.1051241816394,4590.0669499515516,5252.5508396352807,5678.4333401462509,6225.9965550889219,4738.7878231458562,7240.0025086864689,5773.0738958153534,4934.8289741747149,3339.4596071812448,4001.9434968649739,4110.1041319153792,3616.6212344979108,3677.4615917137608,3927.583060267822,2906.8170669796264,3657.1814726418106,3508.4605994475064,3819.4224252174176,2974.4174638861309,2852.7367494544242,2629.6554396629676,2055.0520659576928,2264.6132963678474,2704.0158762601195,2386.2940107995541,966.6856757629929,1176.2469061731542,1034.2860726694973,905.84531854714294,1108.6465092666497,926.12543761909285,892.32523916584057,872.04512009389066,1088.3663901946995,1237.0872633890042,912.60535823779071,1068.0862711227496,845.00496133128615,0,0,0,0,0,0,0,0,0,0,0,0,0,6.7600396906503155,0,0,0,0,0,0,0,0]
[4,"SWITCHGEAR","˂ = 11 kv ; switch",18.490176399255574,58.347472814502886,7.6385517484993768,2,478.898394577239,979.75501248662101,1722.1520870495899,2906.8505173028898,3176.62297538352,3907.5181234391698,4570.4473421334296,4188.7925080271098,4965.6953621120201,5954.86104174099,4488.8882268997504,2499.0549411345,1937.5518016410999,1542.3037816624999,1549.62318943989,981.84627185158797,631.56032821976498,359.69661077417101,512.35854441669596,437.07320727791699,464.25957902247598,467.39646806992499,414.06935426328897,406.74994648590803,451.712022832679,335.64712807706002,423.48002140563699,329.37334998216198,226.90164109882301,256.17927220834798,238.40356760613599,216.44534427399199,324.14520156974697,392.111130931145,305.32386728505202,237.357937923653,351.33157331430601,259.316161255797,257.22490189083101,149.52504459507699,207.034677131645,238.40356760613599,214.354084909026,225.85601141634001,230.038530146272,205.989047449162,185.076453799501,287.54816268283997,250.951123795933,249.90549411345,189.25897252943301,143.25126650017799,124.42993221548301,155.798822689975,141.160007135212,148.479414912594,88.878523011059599,81.559115233678199,88.878523011059599,102.47170888333901,73.194077773813802,94.106671423474793,84.696004281127401,81.559115233678199,78.422226186228997,93.061041740991797,80.513485551195103,77.376596503746001,82.604744916161295,0,1.04562968248305,8.3650374598644301,1.04562968248305,0,0,0,0,0,0,0,0,0,0,0,0,0,0,0,0,0,0,null,8854.9157930534475,18115.843008932472,31842.89587589306,53748.178831197751,58736.319168769383,72250.699385678367,84508.377579555905,77451.512373301433,91816.583190416539,110106.43109484571,83000.335151917971,46207.966693008158,35825.674595039382,28517.468984178577,28652.806125120605,18154.510763487306,11677.661875555203,6650.8537834287954,9473.5998659305315,8081.5607019570807,8584.2415111697137,8642.2431430019387,7656.2154018540614,7520.8782609122045,8352.2349838407972,6206.1746060483683,7830.2202973507547,6090.1713423839183,4195.4513691978154,4736.7999329652657,4408.1240192493069,4002.1125964237144,5993.5019559968769,7250.2039790284698,5645.4921650035103,4388.7901419718983,6496.1827652095108,4794.8015647974908,4756.1338102426744,2764.7444506695297,3828.1077009270402,4408.1240192493069,3963.444841868898,4176.1174919204077,4253.4530010300405,3808.773823649632,3422.0962781014482,5316.8162512875497,4640.1305465782243,4620.7966693008166,3499.4317872110814,2648.7411870050619,2300.7313960116949,2880.7477143339797,2610.0734324502455,2745.4105733921215,1643.3795685797877,1508.0424276379224,1643.3795685797877,1894.7199731861026,1353.3714094186489,1740.0489549668325,1566.0440594701508,1508.0424276379224,1450.040795805694,1720.7150776894243,1488.7085503605124,1430.7069185282858,1527.3763049153324,0,19.33387727740919,154.67101821927409,19.33387727740919,0,0,0,0,0,0,0,0,0,0,0,0,0,0,0,0,0,0]
[4,"SWITCHGEAR","> 11 kv & < = 22 kv ; circuit breaker",19.127531117217625,40.650319689323879,6.3757603224496986,2,20.263736263736298,79.028571428571396,53.698901098901104,144.88571428571399,93.213186813186795,54.712087912087902,83.081318681318706,71.936263736263697,34.448351648351597,96.252747252747298,54.712087912087902,81.054945054944994,84.094505494505498,63.830769230769199,28.3692307692308,29.382417582417599,103.345054945055,74.975824175824201,49.646153846153801,32.421978021977999,35.461538461538503,20.263736263736298,51.672527472527499,17.224175824175799,7.0923076923076902,8.1054945054945104,15.197802197802201,28.3692307692308,41.540659340659303,5.0659340659340701,6.0791208791208797,20.263736263736298,35.461538461538503,36.474725274725301,27.356043956044001,28.3692307692308,16.210989010989,13.171428571428599,3.0395604395604399,10.131868131868099,3.0395604395604399,1.01318681318681,4.0527472527472499,15.197802197802201,6.0791208791208797,2.0263736263736298,4.0527472527472499,2.0263736263736298,5.0659340659340701,8.1054945054945104,4.0527472527472499,15.197802197802201,2.0263736263736298,0,4.0527472527472499,2.0263736263736298,0,0,2.0263736263736298,0,1.01318681318681,0,1.01318681318681,0,1.01318681318681,1.01318681318681,0,0,0,0,0,0,0,0,0,0,0,0,0,0,0,0,0,0,0,0,0,0,0,0,0,null,387.59524593570728,1511.6214591492551,1027.1274017296225,2771.3060084402964,1782.93813130425,1046.5071640264077,1589.1405083363975,1375.9631230717578,658.91191809070028,1841.0774181946072,1046.5071640264077,1550.3809837428253,1608.5202706331825,1220.9250246974752,542.63334430998987,562.01310660677484,1976.7357542721047,1434.102409962115,949.60835254248036,620.15239349713011,678.2916803874873,387.59524593570728,988.36787713605236,329.45595904535014,135.65833607749727,155.03809837428273,290.69643445178002,542.63334430998987,794.57025416819783,96.898811483926735,116.27857378071199,387.59524593570728,678.2916803874873,697.67144268427239,523.25358201320478,542.63334430998987,310.07619674856505,251.93690985820982,58.139286890355997,193.79762296785267,58.139286890355997,19.37976229678527,77.519049187141263,290.69643445178002,116.27857378071199,38.759524593570724,77.519049187141263,38.759524593570724,96.898811483926735,155.03809837428273,77.519049187141263,290.69643445178002,38.759524593570724,0,77.519049187141263,38.759524593570724,0,0,38.759524593570724,0,19.37976229678527,0,19.37976229678527,0,19.37976229678527,19.37976229678527,0,0,0,0,0,0,0,0,0,0,0,0,0,0,0,0,0,0,0,0,0,0,0,0,0]
[4,"SWITCHGEAR","> 11 kv & < = 22 kv ; switch",5.3919174192712189,48.10186909667047,6.9355511025923864,2,377.68485707536001,972.22722824069399,1032.40778239006,1642.5140899733401,1442.2581080625,1706.8450271674899,2083.4922884816601,1920.5897539738801,2398.9213998852601,2959.2231109311201,1823.0557524214501,750.18173534473999,734.61779892679999,598.69275421011798,618.40707367284301,317.50430292598998,405.699942627653,351.74496304545897,698.30194728493802,406.73753838885,223.08308865715,223.08308865715,146.301002328642,271.85008943336402,226.19587594073801,189.88002429887601,174.31608788093601,241.759812358678,223.08308865715,259.39894029901097,183.6544497317,305.05315379163699,319.57949444838198,214.78232256758099,258.361344537815,239.684620836286,336.18102662751801,344.48179271708699,212.70713104518899,128.66187438831,97.534001552428194,139.03783200026999,94.421214268840103,195.06800310485599,195.06800310485599,116.21072525395699,138.00023623907401,180.54166244811199,211.66953528399301,176.39127940332801,104.797171880801,132.812257433094,115.17312949276101,155.63936417940701,129.699470149506,93.383618507644002,44.616617731429898,37.353447403057601,47.729405015018102,47.729405015018102,26.977489791097199,37.353447403057601,30.0902770746853,38.391043164253603,45.654213492625999,31.127872835881298,25.939894029901101,44.616617731429898,44.616617731429898,0,0,0,0,0,0,0,0,0,0,0,0,0,0,0,0,0,0,0,0,0,0,null,2036.4455598595944,5242.1689274407727,5566.6575056601341,8856.3003331256659,7776.536615947346,9203.1674339808451,11234.018363181518,10355.661349725589,12934.786083503832,15955.886639339473,9829.7660677838157,4044.9179664244152,3960.9985065400947,3228.1018902169976,3334.3998727371422,1711.9569816402111,2187.5005876513765,1896.5797933857214,3765.1864334766697,2193.0952183103363,1202.8455916753128,1202.8455916753128,788.84292291264399,1465.7932326461942,1219.6294836521768,1023.8174105887518,939.89795070443154,1303.5489435364973,1202.8455916753128,1398.6576647387321,990.24962663502367,1644.8214137327495,1723.1462429581206,1158.0885464036699,1393.0630340797777,1292.3596822185877,1812.6603335013958,1857.4173787730388,1146.8992850857603,693.73420171041414,525.89528194176364,749.68050829996105,509.1113899648991,1051.7905638835252,1051.7905638835252,626.59863380295246,744.0858776410065,973.46573465815959,1141.3046544268059,951.08721202234085,565.0576965544509,716.11272434623299,621.00400314399781,839.19459884324169,699.32883236936891,503.51675930594388,240.569118335062,201.40670372237756,257.35301031192716,257.35301031192716,145.46039713282846,201.40670372237756,162.24428910969309,207.00133438133224,246.16374899401723,167.83891976864777,139.86576647387324,240.569118335062,240.569118335062,0,0,0,0,0,0,0,0,0,0,0,0,0,0,0,0,0,0,0,0,0,0]
[4,"SWITCHGEAR","> 132 kv ; circuit breaker",164.98936724995204,45.070777807055016,6.7134773260252407,2,0,2.8571428571428599,0,0,0,0,0,0,0,0,0,0,0,0,0,0,0,0,0,0,1.4285714285714299,0,5.71428571428571,0,0,0,0,0,0,0,0,0,0,0,0,0,0,0,0,0,0,0,0,0,0,0,0,0,0,0,0,0,0,0,0,0,0,0,0,0,0,0,0,0,0,0,0,0,0,0,0,0,0,0,0,0,0,0,0,0,0,0,0,0,0,0,0,0,0,0,0,null,0,471.39819214272057,0,0,0,0,0,0,0,0,0,0,0,0,0,0,0,0,0,0,235.69909607136029,0,942.79638428543956,0,0,0,0,0,0,0,0,0,0,0,0,0,0,0,0,0,0,0,0,0,0,0,0,0,0,0,0,0,0,0,0,0,0,0,0,0,0,0,0,0,0,0,0,0,0,0,0,0,0,0,0,0,0,0,0,0,0,0,0,0,0,0,0,0,0,0,0]
[4,"SWITCHGEAR","> 132 kv ; switch",28.573651092407154,60.068588875076209,7.7503928206947172,2,0,7.6956521739130404,1.2826086956521701,0,0,0,0,0,6.4130434782608701,0,0,0,0,0,0,0,0,0,0,1.2826086956521701,2.5652173913043499,16.673913043478301,1.2826086956521701,2.5652173913043499,1.2826086956521701,0,8.9782608695652204,5.1304347826086998,0,1.2826086956521701,1.2826086956521701,0,0,0,0,0,0,0,0,0,0,0,0,0,0,0,0,0,0,0,0,0,0,0,0,0,1.2826086956521701,0,0,0,0,0,0,0,0,0,0,0,0,0,0,0,0,0,0,0,0,0,0,0,0,0,0,0,0,0,0,0,0,0,0,null,0,219.89288014591583,36.648813357652543,0,0,0,0,0,183.2440667882633,0,0,0,0,0,0,0,0,0,0,36.648813357652543,73.29762671530537,476.43457364948563,36.648813357652543,73.29762671530537,36.648813357652543,0,256.54169350356864,146.59525343061074,0,36.648813357652543,36.648813357652543,0,0,0,0,0,0,0,0,0,0,0,0,0,0,0,0,0,0,0,0,0,0,0,0,0,36.648813357652543,0,0,0,0,0,0,0,0,0,0,0,0,0,0,0,0,0,0,0,0,0,0,0,0,0,0,0,0,0,0,0,0,0,0]
[4,"SWITCHGEAR","> 22 kv & < = 33 kv ; circuit breaker",98.410567589935454,56.47472704144657,7.5149668689520226,2,9.0688775510204103,19.145408163265301,11.084183673469401,11.084183673469401,35.267857142857103,24.183673469387799,13.0994897959184,8.0612244897959204,3.0229591836734699,34.2602040816327,11.084183673469401,25.191326530612201,6.0459183673469399,7.0535714285714297,18.137755102040799,6.0459183673469399,21.160714285714299,18.137755102040799,7.0535714285714297,5.03826530612245,5.03826530612245,0,4.0306122448979602,16.122448979591798,2.0153061224489801,0,1.0076530612244901,0,0,1.0076530612244901,0,0,6.0459183673469399,0,3.0229591836734699,0,2.0153061224489801,1.0076530612244901,0,1.0076530612244901,3.0229591836734699,1.0076530612244901,0,1.0076530612244901,0,0,0,0,5.03826530612245,0,12.091836734693899,6.0459183673469399,0,13.0994897959184,1.0076530612244901,0,0,0,0,2.0153061224489801,0,0,0,1.0076530612244901,0,0,10.0765306122449,4.0306122448979602,0,0,0,0,0,0,0,0,0,0,0,0,0,0,0,0,0,0,0,0,0,0,0,null,892.47338719954234,1884.110484087922,1090.8008065772194,1090.8008065772194,3470.7298391093268,2379.9290325321167,1289.1282259548975,793.30967751070432,297.49112906651413,3371.5661294204974,1090.8008065772194,2479.0927422209461,594.98225813302827,694.14596782186629,1784.9467743990826,594.98225813302827,2082.4379034655999,1784.9467743990826,694.14596782186629,495.81854844419018,495.81854844419018,0,396.65483875535216,1586.6193550214045,198.32741937767608,0,99.16370968883804,0,0,99.16370968883804,0,0,594.98225813302827,0,297.49112906651413,0,198.32741937767608,99.16370968883804,0,99.16370968883804,297.49112906651413,99.16370968883804,0,99.16370968883804,0,0,0,0,495.81854844419018,0,1189.9645162660584,594.98225813302827,0,1289.1282259548975,99.16370968883804,0,0,0,0,198.32741937767608,0,0,0,99.16370968883804,0,0,991.63709688838037,396.65483875535216,0,0,0,0,0,0,0,0,0,0,0,0,0,0,0,0,0,0,0,0,0,0,0]
[4,"SWITCHGEAR","> 22 kv & < = 33 kv ; switch",6.7383942530261081,54.231980612241621,7.3642365939886547,2,86.017204301075296,112.64157706093199,104.449462365591,266.24372759856601,196.610752688172,229.379211469534,233.47526881720401,198.65878136200701,100.35340501792101,169.98637992831499,86.017204301075296,78.849103942652306,34.816487455197098,39.936559139784897,36.864516129032303,20.4802867383513,38.912544802867401,31.744444444444401,23.552329749103901,14.3362007168459,29.696415770609299,19.456272401433701,18.432258064516098,18.432258064516098,8.1921146953405,9.2161290322580598,17.408243727598599,12.2881720430107,26.624372759856598,24.5763440860215,12.2881720430107,20.4802867383513,7.1681003584229401,18.432258064516098,76.8010752688172,22.528315412186402,32.768458781362,32.768458781362,25.600358422939099,6.1440860215053803,2.0480286738351299,5.1200716845878098,17.408243727598599,9.2161290322580598,6.1440860215053803,2.0480286738351299,6.1440860215053803,31.744444444444401,23.552329749103901,30.720430107526902,32.768458781362,27.648387096774201,8.1921146953405,39.936559139784897,17.408243727598599,10.2401433691756,6.1440860215053803,8.1921146953405,4.09605734767025,1.0240143369175601,5.1200716845878098,3.0720430107526902,2.0480286738351299,1.0240143369175601,3.0720430107526902,3.0720430107526902,1.0240143369175601,2.0480286738351299,2.0480286738351299,0,0,0,0,0,0,0,0,2.0480286738351299,0,0,0,0,0,0,0,0,0,0,0,0,0,null,579.61783512373836,759.02335551918168,703.82165693596517,1794.0552039544259,1324.8407659971156,1545.6475603299682,1573.2484096215733,1338.6411906429182,676.22080764436032,1145.4352456016702,579.61783512373836,531.31634886342658,234.60721897865571,269.10828059316384,248.40764362445955,138.00424645803321,262.20806827026263,213.90658200995071,158.70488342673755,96.602972520623183,200.10615736414758,131.10403413513131,124.20382181222941,124.20382181222941,55.201698583213151,62.101910906114774,117.3036094893282,82.802547874819396,179.40552039544255,165.60509574963945,82.802547874819396,138.00424645803321,48.301486260311528,124.20382181222941,517.51592421762336,151.80467110383634,220.8067943328526,220.8067943328526,172.50530807254134,41.401273937409897,13.800424645803322,34.501061614508203,117.3036094893282,62.101910906114774,41.401273937409897,13.800424645803322,41.401273937409897,213.90658200995071,158.70488342673755,207.0063696870495,220.8067943328526,186.30573271834447,55.201698583213151,269.10828059316384,117.3036094893282,69.002123229016277,41.401273937409897,55.201698583213151,27.600849291606576,6.900212322901627,34.501061614508203,20.700636968704949,13.800424645803322,6.900212322901627,20.700636968704949,20.700636968704949,6.900212322901627,13.800424645803322,13.800424645803322,0,0,0,0,0,0,0,0,13.800424645803322,0,0,0,0,0,0,0,0,0,0,0,0,0]
[4,"SWITCHGEAR","> 33 kv & < = 66 kv ; circuit breaker",164.98936724995204,45.070777807055016,6.7134773260252407,2,26.467320261437902,42.754901960784302,3.0539215686274499,9.1617647058823497,15.2696078431372,16.287581699346401,20.359477124183002,5.0898692810457504,19.341503267973799,27.485294117647001,24.431372549019599,24.431372549019599,21.377450980392201,35.629084967320303,16.287581699346401,21.377450980392201,19.341503267973799,6.1078431372548998,18.323529411764699,4.0718954248366002,10.179738562091501,11.1977124183006,3.0539215686274499,6.1078431372548998,5.0898692810457504,9.1617647058823497,3.0539215686274499,27.485294117647001,7.1258169934640501,1.01797385620915,2.0359477124183001,7.1258169934640501,8.1437908496732003,16.287581699346401,17.3055555555555,7.1258169934640501,8.1437908496732003,6.1078431372548998,13.233660130718899,7.1258169934640501,12.2156862745098,0,0,1.01797385620915,8.1437908496732003,2.0359477124183001,3.0539215686274499,9.1617647058823497,8.1437908496732003,1.01797385620915,2.0359477124183001,6.1078431372548998,0,2.0359477124183001,0,4.0718954248366002,0,0,0,1.01797385620915,0,0,7.1258169934640501,1.01797385620915,2.0359477124183001,0,0,0,0,0,0,0,0,0,0,0,0,0,0,0,0,0,0,0,0,0,0,0,0,0,0,null,4366.8264227364743,7054.1042213435358,503.86458723882396,1511.5937617164718,2519.3229361941117,2687.2777986070614,3359.0972482588268,839.77431206470669,3191.1423858458766,4534.7812851494073,4030.9166979105917,4030.9166979105917,3527.0521106717761,5878.4201844529553,2687.2777986070614,3527.0521106717761,3191.1423858458766,1007.7291744776479,3023.1875234329436,671.81944965176535,1679.5486241294134,1847.5034865423463,503.86458723882396,1007.7291744776479,839.77431206470669,1511.5937617164718,503.86458723882396,4534.7812851494073,1175.6840368905891,167.95486241294134,335.90972482588268,1175.6840368905891,1343.6388993035307,2687.2777986070614,2855.2326610199943,1175.6840368905891,1343.6388993035307,1007.7291744776479,2183.413211368229,1175.6840368905891,2015.4583489552958,0,0,167.95486241294134,1343.6388993035307,335.90972482588268,503.86458723882396,1511.5937617164718,1343.6388993035307,167.95486241294134,335.90972482588268,1007.7291744776479,0,335.90972482588268,0,671.81944965176535,0,0,0,167.95486241294134,0,0,1175.6840368905891,167.95486241294134,335.90972482588268,0,0,0,0,0,0,0,0,0,0,0,0,0,0,0,0,0,0,0,0,0,0,0,0,0,0]
[4,"SWITCHGEAR","> 33 kv & < = 66 kv ; switch",28.573651092407154,60.068588875076209,7.7503928206947172,2,3.07832898172324,4.1044386422976498,6.15665796344648,12.3133159268929,22.574412532637101,50.279373368146203,61.566579634464702,40.018276762402103,54.383812010443897,86.193211488250597,80.036553524804205,30.783289817232401,54.383812010443897,44.122715404699697,43.096605744125299,32.835509138381198,25.652741514360301,50.279373368146203,41.044386422976501,30.783289817232401,43.096605744125299,23.6005221932115,18.4699738903394,36.9399477806788,11.287206266318501,14.3655352480418,29.757180156657999,60.540469973890303,7.1827676240208902,27.704960835509102,33.861618798955597,37.966057441253298,53.357702349869399,50.279373368146203,103.63707571801601,31.809399477806799,62.5926892950392,42.0704960835509,35.913838120104401,71.827676240208902,69.775456919060005,18.4699738903394,8.2088772845952995,33.861618798955597,5.13054830287206,16.417754569190599,9.2349869451697106,52.331592689295,8.2088772845952995,14.3655352480418,15.3916449086162,11.287206266318501,4.1044386422976498,57.4621409921671,21.548302872062699,8.2088772845952995,10.2610966057441,9.2349869451697106,7.1827676240208902,3.07832898172324,0,0,9.2349869451697106,0,0,0,0,0,0,0,0,0,2.0522193211488302,0,0,0,0,0,0,0,0,0,0,0,0,0,0,0,0,0,0,null,87.959098271404855,117.27879769520638,175.91819654280971,351.83639308561771,645.03338732363591,1436.665271766278,1759.1819654280944,1143.4682775282627,1553.9440694614855,2462.8547515993323,2286.9365550565253,879.59098271404855,1553.9440694614855,1260.7470752234674,1231.4273757996662,938.23038156165103,732.99248559503951,1436.665271766278,1172.7879769520639,879.59098271404855,1231.4273757996662,674.35308674743703,527.75458962842799,1055.509179256856,322.51669366181653,410.47579193322304,850.27128329024731,1729.8622660042931,205.23789596661123,791.6318844426421,967.55008098545215,1084.82887868066,1524.6243700376815,1436.665271766278,2961.2896418039709,908.91068213784979,1788.5016648518983,1202.1076763758651,1026.1894798330547,2052.3789596661127,1993.7395608185072,527.75458962842799,234.55759539041276,967.55008098545215,146.5984971190079,469.11519078082551,263.87729481421428,1495.3046706138803,234.55759539041276,410.47579193322304,439.79549135702428,322.51669366181653,117.27879769520638,1641.9031677328894,615.71368789983455,234.55759539041276,293.19699423801524,263.87729481421428,205.23789596661123,87.959098271404855,0,0,263.87729481421428,0,0,0,0,0,0,0,0,0,58.639398847603339,0,0,0,0,0,0,0,0,0,0,0,0,0,0,0,0,0,0]
[4,"SWITCHGEAR","> 66 kv & < = 132 kv ; circuit breaker",164.98936724995204,50.977170172753119,7.1398298420027571,2,0,2.1259842519685002,0,15.944881889763799,8.5039370078740202,0,10.629921259842501,0,3.18897637795276,9.5669291338582703,4.2519685039370101,3.18897637795276,10.629921259842501,12.755905511810999,6.3779527559055103,3.18897637795276,3.18897637795276,0,0,0,0,0,2.1259842519685002,2.1259842519685002,0,0,2.1259842519685002,3.18897637795276,0,10.629921259842501,4.2519685039370101,0,0,0,4.2519685039370101,0,5.3149606299212602,0,0,0,1.0629921259842501,0,0,0,0,0,0,0,0,0,2.1259842519685002,1.0629921259842501,0,2.1259842519685002,0,0,1.0629921259842501,0,0,0,0,0,0,0,0,0,0,0,0,0,0,0,0,0,0,0,0,0,0,0,0,0,0,0,0,0,0,0,0,0,0,null,0,350.76479651564546,0,2630.7359738673485,1403.059186062585,0,1753.8239825782273,0,526.14719477346978,1578.4415843204076,701.52959303129251,526.14719477346978,1753.8239825782273,2104.5887790938723,1052.294389546938,526.14719477346978,526.14719477346978,0,0,0,0,0,350.76479651564546,350.76479651564546,0,0,350.76479651564546,526.14719477346978,0,1753.8239825782273,701.52959303129251,0,0,0,701.52959303129251,0,876.91199128911524,0,0,0,175.38239825782273,0,0,0,0,0,0,0,0,0,350.76479651564546,175.38239825782273,0,350.76479651564546,0,0,175.38239825782273,0,0,0,0,0,0,0,0,0,0,0,0,0,0,0,0,0,0,0,0,0,0,0,0,0,0,0,0,0,0,0,0,0,0]
[4,"SWITCHGEAR","> 66 kv & < = 132 kv ; switch",28.573651092407154,51.722023665549855,7.1918025324357906,2,1.0471698113207499,6.2830188679245298,0,19.896226415094301,17.801886792452802,2.0943396226415101,39.792452830188701,6.2830188679245298,4.1886792452830202,21.9905660377358,10.4716981132075,13.6132075471698,31.415094339622598,12.566037735848999,0,4.1886792452830202,8.3773584905660403,1.0471698113207499,0,1.0471698113207499,10.4716981132075,1.0471698113207499,2.0943396226415101,5.2358490566037696,12.566037735848999,0,7.3301886792452802,8.3773584905660403,3.14150943396226,3.14150943396226,0,4.1886792452830202,3.14150943396226,1.0471698113207499,26.179245283018901,0,10.4716981132075,1.0471698113207499,5.2358490566037696,0,0,2.0943396226415101,0,0,0,0,0,0,0,21.9905660377358,0,0,0,0,0,0,2.0943396226415101,0,0,0,0,0,0,0,0,0,0,0,0,0,0,0,0,0,0,0,0,0,0,0,0,0,0,0,0,0,0,0,0,0,0,null,29.921464823180941,179.5287889390865,0,568.50783164043935,508.66490199407747,59.842929646362172,1137.0156632808814,179.5287889390865,119.68585929272434,628.35076128680123,299.21464823180941,388.97904270135365,897.64394469543106,359.05757787817129,0,119.68585929272434,239.37171858544869,29.921464823180941,0,29.921464823180941,299.21464823180941,29.921464823180941,59.842929646362172,149.60732411590527,359.05757787817129,0,209.45025376226747,239.37171858544869,89.764394469543106,89.764394469543106,0,119.68585929272434,89.764394469543106,29.921464823180941,748.03662057952783,0,299.21464823180941,29.921464823180941,149.60732411590527,0,0,59.842929646362172,0,0,0,0,0,0,0,628.35076128680123,0,0,0,0,0,0,59.842929646362172,0,0,0,0,0,0,0,0,0,0,0,0,0,0,0,0,0,0,0,0,0,0,0,0,0,0,0,0,0,0,0,0,0,0]
[5,"TRANSFORMERS","ground outdoor / indoor chamber mounted ; ˂ 22 kv ; < = 60 kva ; single phase",66.227526320950901,55.469229450105487,7.4477667424608223,2,0,0,0,0,0,0,0,0,0,0,0,0,0,0,0,0,0,0,0,0,0,0,0,0,0,0,0,0,0,0,2,0,0,0,0,0,0,0,0,0,0,0,0,0,0,0,0,0,0,0,0,0,0,0,0,0,0,0,0,0,0,0,0,0,0,0,0,0,0,0,0,0,0,0,0,0,0,0,0,0,0,0,0,0,0,0,0,0,0,0,0,null,0,0,0,0,0,0,0,0,0,0,0,0,0,0,0,0,0,0,0,0,0,0,0,0,0,0,0,0,0,0,132.4550526419018,0,0,0,0,0,0,0,0,0,0,0,0,0,0,0,0,0,0,0,0,0,0,0,0,0,0,0,0,0,0,0,0,0,0,0,0,0,0,0,0,0,0,0,0,0,0,0,0,0,0,0,0,0,0,0,0,0,0,0,0]
[5,"TRANSFORMERS","ground outdoor / indoor chamber mounted ; ˂ 22 kv ; > 60 kva and < = 600 kva ; multiple phase",66.227526320950901,55.469229450105487,7.4477667424608223,2,0,0,0,0,0,0,0,0,0,0,0,0,1,0,1,1,0,0,0,0,0,0,0,0,0,0,0,0,0,1,0,0,0,0,0,0,1,0,0,0,0,0,0,0,0,0,0,0,0,0,0,0,0,0,0,0,0,0,0,0,0,0,0,0,0,0,0,0,0,0,0,0,0,0,0,0,0,0,0,0,0,0,0,0,0,0,0,0,0,0,0,null,0,0,0,0,0,0,0,0,0,0,0,0,66.227526320950901,0,66.227526320950901,66.227526320950901,0,0,0,0,0,0,0,0,0,0,0,0,0,66.227526320950901,0,0,0,0,0,0,66.227526320950901,0,0,0,0,0,0,0,0,0,0,0,0,0,0,0,0,0,0,0,0,0,0,0,0,0,0,0,0,0,0,0,0,0,0,0,0,0,0,0,0,0,0,0,0,0,0,0,0,0,0,0,0,0,0]
[5,"TRANSFORMERS","ground outdoor / indoor chamber mounted ; ˂ 22 kv ; > 600 kva ; multiple phase",213.19840635572052,55.469229450105487,7.4477667424608223,2,0,0,0,0,0,0,5,2,0,0,1,1,1,0,0,0,0,2,1,0,2,2,0,3,0,0,0,0,0,0,0,1,0,2,2,0,3,0,0,2,3,0,2,0,0,2,0,0,0,0,0,2,0,0,2,0,1,0,0,0,0,0,0,0,0,0,0,0,0,0,0,0,2,0,0,0,0,0,0,0,0,0,0,0,0,0,0,0,0,0,0,null,0,0,0,0,0,0,1065.9920317786027,426.39681271144104,0,0,213.19840635572052,213.19840635572052,213.19840635572052,0,0,0,0,426.39681271144104,213.19840635572052,0,426.39681271144104,426.39681271144104,0,639.59521906716157,0,0,0,0,0,0,0,213.19840635572052,0,426.39681271144104,426.39681271144104,0,639.59521906716157,0,0,426.39681271144104,639.59521906716157,0,426.39681271144104,0,0,426.39681271144104,0,0,0,0,0,426.39681271144104,0,0,426.39681271144104,0,213.19840635572052,0,0,0,0,0,0,0,0,0,0,0,0,0,0,0,426.39681271144104,0,0,0,0,0,0,0,0,0,0,0,0,0,0,0,0,0,0]
[5,"TRANSFORMERS","ground outdoor / indoor chamber mounted ; > = 22 kv & < = 33 kv ; < = 15 mva",193.75534560443614,75.583785280225683,8.6938935627384861,2,0,1,0,0,1,5,1,2,0,1,2,1,3,1,3,0,1,0,3,4,4,1,0,4,2,2,2,0,0,0,4,3,1,4,3,0,2,2,0,4,0,1,1,8,0,2,1,7,1,2,2,9,3,3,2,2,2,0,0,2,0,0,0,0,0,1,1,0,0,3,0,0,0,0,5,1,0,0,0,0,0,0,0,0,0,0,0,2,0,0,0,null,0,193.75534560443614,0,0,193.75534560443614,968.77672802218069,193.75534560443614,387.51069120887229,0,193.75534560443614,387.51069120887229,193.75534560443614,581.26603681330846,193.75534560443614,581.26603681330846,0,193.75534560443614,0,581.26603681330846,775.02138241774458,775.02138241774458,193.75534560443614,0,775.02138241774458,387.51069120887229,387.51069120887229,387.51069120887229,0,0,0,775.02138241774458,581.26603681330846,193.75534560443614,775.02138241774458,581.26603681330846,0,387.51069120887229,387.51069120887229,0,775.02138241774458,0,193.75534560443614,193.75534560443614,1550.0427648354892,0,387.51069120887229,193.75534560443614,1356.287419231053,193.75534560443614,387.51069120887229,387.51069120887229,1743.7981104399253,581.26603681330846,581.26603681330846,387.51069120887229,387.51069120887229,387.51069120887229,0,0,387.51069120887229,0,0,0,0,0,193.75534560443614,193.75534560443614,0,0,581.26603681330846,0,0,0,0,968.77672802218069,193.75534560443614,0,0,0,0,0,0,0,0,0,0,0,387.51069120887229,0,0,0]
[5,"TRANSFORMERS","ground outdoor / indoor chamber mounted ; > = 22 kv & < = 33 kv ; > 15 mva and < = 40 mva",1569.7480379418703,60.957944342117528,7.8075568740879193,2,0,0,0,0,0,2,2,0,0,0,0,2,0,0,5,0,0,0,0,1,2,0,0,0,0,0,0,0,0,0,0,0,0,2,0,0,0,0,0,0,0,2,0,0,0,0,0,0,0,0,0,0,0,0,0,0,2,0,0,0,0,0,0,0,0,2,0,0,0,0,0,0,0,0,0,0,0,0,0,0,0,0,0,0,0,0,0,0,0,0,0,null,0,0,0,0,0,3139.4960758837406,3139.4960758837406,0,0,0,0,3139.4960758837406,0,0,7848.7401897093514,0,0,0,0,1569.7480379418703,3139.4960758837406,0,0,0,0,0,0,0,0,0,0,0,0,3139.4960758837406,0,0,0,0,0,0,0,3139.4960758837406,0,0,0,0,0,0,0,0,0,0,0,0,0,0,3139.4960758837406,0,0,0,0,0,0,0,0,3139.4960758837406,0,0,0,0,0,0,0,0,0,0,0,0,0,0,0,0,0,0,0,0,0,0,0,0,0]
[5,"TRANSFORMERS","ground outdoor / indoor chamber mounted ; > = 22 kv & < = 33 kv ; > 40 mva",1569.7480379418703,60.957944342117528,7.8075568740879193,2,0,0,0,0,0,0,0,0,0,0,0,0,0,0,0,0,0,0,0,0,0,0,0,0,0,0,0,0,0,0,0,0,0,0,0,0,0,0,0,0,0,0,0,0,0,2,0,0,0,0,0,0,0,0,0,0,0,0,0,0,0,0,0,0,0,0,0,0,0,0,0,0,0,0,0,0,0,0,0,0,0,0,0,0,0,0,0,0,0,0,0,null,0,0,0,0,0,0,0,0,0,0,0,0,0,0,0,0,0,0,0,0,0,0,0,0,0,0,0,0,0,0,0,0,0,0,0,0,0,0,0,0,0,0,0,0,0,3139.4960758837406,0,0,0,0,0,0,0,0,0,0,0,0,0,0,0,0,0,0,0,0,0,0,0,0,0,0,0,0,0,0,0,0,0,0,0,0,0,0,0,0,0,0,0,0,0]
[5,"TRANSFORMERS","ground outdoor / indoor chamber mounted ; > 132 kv ; < = 100 mva",3651.7776980791186,78.071292875668348,8.8357961087650931,2,0,0,0,0,0,0,0,0,0,0,0,0,0,0,0,0,0,0,0,4,1,2,0,0,0,0,0,0,0,0,0,0,0,0,0,0,0,0,0,0,0,0,0,0,0,0,0,0,0,0,0,0,0,0,0,0,0,0,0,0,0,0,0,0,0,0,0,0,0,0,0,0,0,0,0,0,0,0,0,0,0,0,0,0,0,0,0,0,0,0,0,null,0,0,0,0,0,0,0,0,0,0,0,0,0,0,0,0,0,0,0,14607.110792316475,3651.7776980791186,7303.5553961582373,0,0,0,0,0,0,0,0,0,0,0,0,0,0,0,0,0,0,0,0,0,0,0,0,0,0,0,0,0,0,0,0,0,0,0,0,0,0,0,0,0,0,0,0,0,0,0,0,0,0,0,0,0,0,0,0,0,0,0,0,0,0,0,0,0,0,0,0,0]
[5,"TRANSFORMERS","ground outdoor / indoor chamber mounted ; > 33 kv & < = 66 kv ; < = 15 mva",3651.7776980791186,78.071292875668348,8.8357961087650931,2,0,1,1,1,1,4,2,2,1,5,2,6,2,1,3,3,2,3,9,4,5,6,4,3,0,0,5,10,5,1,3,6,11,8,5,8,6,5,12,3,0,5,6,4,1,1,5,3,2,3,2,4,2,3,5,1,1,0,0,0,2,3,1,0,1,0,4,0,1,0,0,0,3,0,0,0,0,0,0,0,0,0,0,0,0,0,0,0,0,1,0,null,0,3651.7776980791186,3651.7776980791186,3651.7776980791186,3651.7776980791186,14607.110792316475,7303.5553961582373,7303.5553961582373,3651.7776980791186,18258.888490395591,7303.5553961582373,21910.666188474712,7303.5553961582373,3651.7776980791186,10955.333094237356,10955.333094237356,7303.5553961582373,10955.333094237356,32865.999282712066,14607.110792316475,18258.888490395591,21910.666188474712,14607.110792316475,10955.333094237356,0,0,18258.888490395591,36517.776980791183,18258.888490395591,3651.7776980791186,10955.333094237356,21910.666188474712,40169.554678870307,29214.221584632949,18258.888490395591,29214.221584632949,21910.666188474712,18258.888490395591,43821.332376949424,10955.333094237356,0,18258.888490395591,21910.666188474712,14607.110792316475,3651.7776980791186,3651.7776980791186,18258.888490395591,10955.333094237356,7303.5553961582373,10955.333094237356,7303.5553961582373,14607.110792316475,7303.5553961582373,10955.333094237356,18258.888490395591,3651.7776980791186,3651.7776980791186,0,0,0,7303.5553961582373,10955.333094237356,3651.7776980791186,0,3651.7776980791186,0,14607.110792316475,0,3651.7776980791186,0,0,0,10955.333094237356,0,0,0,0,0,0,0,0,0,0,0,0,0,0,0,0,3651.7776980791186,0]
[5,"TRANSFORMERS","ground outdoor / indoor chamber mounted ; > 33 kv & < = 66 kv ; > 15 mva and < = 40 mva",415.13292483712257,56.386555189769098,7.5090981608825098,2,0,0,0,0,1,1,0,3,4,2,11,6,3,8,2,0,4,2,3,0,1,1,6,0,1,1,2,1,1,0,0,2,8,0,2,4,2,5,1,6,2,1,0,2,0,0,2,0,1,0,1,0,0,0,0,0,1,0,0,0,0,0,0,0,0,0,0,0,0,0,0,0,0,0,0,0,0,0,0,0,0,0,0,0,0,0,0,0,0,0,0,null,0,0,0,0,415.13292483712257,415.13292483712257,0,1245.3987745113677,1660.5316993484903,830.26584967424515,4566.4621732083488,2490.7975490227354,1245.3987745113677,3321.0633986969806,830.26584967424515,0,1660.5316993484903,830.26584967424515,1245.3987745113677,0,415.13292483712257,415.13292483712257,2490.7975490227354,0,415.13292483712257,415.13292483712257,830.26584967424515,415.13292483712257,415.13292483712257,0,0,830.26584967424515,3321.0633986969806,0,830.26584967424515,1660.5316993484903,830.26584967424515,2075.6646241856129,415.13292483712257,2490.7975490227354,830.26584967424515,415.13292483712257,0,830.26584967424515,0,0,830.26584967424515,0,415.13292483712257,0,415.13292483712257,0,0,0,0,0,415.13292483712257,0,0,0,0,0,0,0,0,0,0,0,0,0,0,0,0,0,0,0,0,0,0,0,0,0,0,0,0,0,0,0,0,0,0]
[5,"TRANSFORMERS","ground outdoor / indoor chamber mounted ; > 33 kv & < = 66 kv ; > 40 mva",3651.7776980791186,78.071292875668348,8.8357961087650931,2,0,0,0,0,1,0,1,0,0,0,0,2,0,0,0,0,0,0,0,0,0,0,0,0,0,0,0,0,0,0,0,0,0,0,0,0,0,0,0,0,0,0,0,0,0,0,0,0,0,0,0,0,0,0,0,0,0,0,0,0,0,0,0,0,0,0,0,0,0,0,0,0,0,0,0,0,0,0,0,0,0,0,0,0,0,0,0,0,0,0,0,null,0,0,0,0,3651.7776980791186,0,3651.7776980791186,0,0,0,0,7303.5553961582373,0,0,0,0,0,0,0,0,0,0,0,0,0,0,0,0,0,0,0,0,0,0,0,0,0,0,0,0,0,0,0,0,0,0,0,0,0,0,0,0,0,0,0,0,0,0,0,0,0,0,0,0,0,0,0,0,0,0,0,0,0,0,0,0,0,0,0,0,0,0,0,0,0,0,0,0,0,0,0]
[5,"TRANSFORMERS","ground outdoor / indoor chamber mounted ; > 66 kv & < = 132 kv ; < = 100 mva",3651.7776980791186,78.071292875668348,8.8357961087650931,2,0,0,0,1,1,1,6,0,2,4,5,6,3,4,3,3,0,0,2,1,2,3,0,0,0,1,1,3,0,2,0,0,0,1,3,1,0,1,0,0,0,0,0,0,0,0,1,2,0,1,0,3,0,3,0,1,0,0,0,0,0,2,0,0,0,3,0,0,0,0,0,0,0,0,0,0,0,0,0,0,0,0,0,0,0,0,0,0,0,0,0,null,0,0,0,3651.7776980791186,3651.7776980791186,3651.7776980791186,21910.666188474712,0,7303.5553961582373,14607.110792316475,18258.888490395591,21910.666188474712,10955.333094237356,14607.110792316475,10955.333094237356,10955.333094237356,0,0,7303.5553961582373,3651.7776980791186,7303.5553961582373,10955.333094237356,0,0,0,3651.7776980791186,3651.7776980791186,10955.333094237356,0,7303.5553961582373,0,0,0,3651.7776980791186,10955.333094237356,3651.7776980791186,0,3651.7776980791186,0,0,0,0,0,0,0,0,3651.7776980791186,7303.5553961582373,0,3651.7776980791186,0,10955.333094237356,0,10955.333094237356,0,3651.7776980791186,0,0,0,0,0,7303.5553961582373,0,0,0,10955.333094237356,0,0,0,0,0,0,0,0,0,0,0,0,0,0,0,0,0,0,0,0,0,0,0,0,0]
[5,"TRANSFORMERS","ground outdoor / indoor chamber mounted ; > 66 kv & < = 132 kv ; > 100 mva",3651.7776980791186,78.071292875668348,8.8357961087650931,2,0,0,0,0,0,0,0,0,0,0,0,0,0,0,1,0,0,0,0,0,0,0,0,1,0,0,0,0,0,0,0,0,0,0,0,0,0,0,0,0,0,0,0,0,0,0,0,0,0,0,0,0,0,0,0,0,0,0,0,0,0,0,0,0,0,0,0,0,0,0,0,0,0,0,0,0,0,0,0,0,0,0,0,0,0,0,0,0,0,0,0,null,0,0,0,0,0,0,0,0,0,0,0,0,0,0,3651.7776980791186,0,0,0,0,0,0,0,0,3651.7776980791186,0,0,0,0,0,0,0,0,0,0,0,0,0,0,0,0,0,0,0,0,0,0,0,0,0,0,0,0,0,0,0,0,0,0,0,0,0,0,0,0,0,0,0,0,0,0,0,0,0,0,0,0,0,0,0,0,0,0,0,0,0,0,0,0,0,0,0]
[5,"TRANSFORMERS","kiosk mounted ; < = 22 kv ; < = 60 kva ; multiple phase",223.5854407465645,54.020937152075632,7.3498936830457371,2,1.00501253132832,3.0150375939849599,11.055137844611499,12.0601503759398,7.0350877192982502,12.0601503759398,13.065162907268199,12.0601503759398,16.080200501253099,12.0601503759398,24.1203007518797,18.090225563909801,22.110275689222998,7.0350877192982502,10.0501253132832,11.055137844611499,10.0501253132832,7.0350877192982502,7.0350877192982502,5.0250626566415999,7.0350877192982502,0,6.0300751879699197,5.0250626566415999,2.01002506265664,2.01002506265664,5.0250626566415999,6.0300751879699197,9.0451127819548898,3.0150375939849599,7.0350877192982502,7.0350877192982502,8.0401002506265709,19.095238095238098,1.00501253132832,7.0350877192982502,6.0300751879699197,7.0350877192982502,0,3.0150375939849599,2.01002506265664,2.01002506265664,5.0250626566415999,2.01002506265664,2.01002506265664,4.0200501253132801,5.0250626566415999,3.0150375939849599,1.00501253132832,3.0150375939849599,2.01002506265664,5.0250626566415999,2.01002506265664,4.0200501253132801,3.0150375939849599,2.01002506265664,3.0150375939849599,2.01002506265664,4.0200501253132801,3.0150375939849599,0,2.01002506265664,1.00501253132832,1.00501253132832,1.00501253132832,0,1.00501253132832,0,3.0150375939849599,0,1.00501253132832,0,0,0,0,0,0,0,0,0,0,0,0,0,0,0,0,0,0,0,0,null,224.70616977286289,674.11850931858862,2471.7678675014872,2696.4740372743458,1572.9431884100425,2696.4740372743458,2921.1802070472263,2696.4740372743458,3595.2987163658017,2696.4740372743458,5392.9480745487135,4044.7110559115413,4943.5357350029744,1572.9431884100425,2247.061697728629,2471.7678675014872,2247.061697728629,1572.9431884100425,1572.9431884100425,1123.5308488643145,1572.9431884100425,0,1348.2370186371772,1123.5308488643145,449.41233954572579,449.41233954572579,1123.5308488643145,1348.2370186371772,2022.3555279557681,674.11850931858862,1572.9431884100425,1572.9431884100425,1797.6493581829056,4269.4172256843995,224.70616977286289,1572.9431884100425,1348.2370186371772,1572.9431884100425,0,674.11850931858862,449.41233954572579,449.41233954572579,1123.5308488643145,449.41233954572579,449.41233954572579,898.82467909145157,1123.5308488643145,674.11850931858862,224.70616977286289,674.11850931858862,449.41233954572579,1123.5308488643145,449.41233954572579,898.82467909145157,674.11850931858862,449.41233954572579,674.11850931858862,449.41233954572579,898.82467909145157,674.11850931858862,0,449.41233954572579,224.70616977286289,224.70616977286289,224.70616977286289,0,224.70616977286289,0,674.11850931858862,0,224.70616977286289,0,0,0,0,0,0,0,0,0,0,0,0,0,0,0,0,0,0,0,0]
[5,"TRANSFORMERS","kiosk mounted ; < = 22 kv ; < = 60 kva ; single phase",223.5854407465645,54.020937152075632,7.3498936830457371,2,0,1.0097087378640801,1.0097087378640801,1.0097087378640801,0,1.0097087378640801,1.0097087378640801,1.0097087378640801,17.165048543689299,3.0291262135922299,2.0194174757281602,6.0582524271844704,3.0291262135922299,2.0194174757281602,0,3.0291262135922299,5.0485436893203897,2.0194174757281602,2.0194174757281602,1.0097087378640801,6.0582524271844704,3.0291262135922299,5.0485436893203897,1.0097087378640801,1.0097087378640801,1.0097087378640801,2.0194174757281602,1.0097087378640801,6.0582524271844704,3.0291262135922299,3.0291262135922299,1.0097087378640801,0,0,3.0291262135922299,1.0097087378640801,2.0194174757281602,0,1.0097087378640801,0,2.0194174757281602,1.0097087378640801,1.0097087378640801,1.0097087378640801,1.0097087378640801,0,1.0097087378640801,1.0097087378640801,0,0,0,1.0097087378640801,0,0,1.0097087378640801,0,0,0,0,0,0,0,0,1.0097087378640801,0,0,0,0,0,0,0,0,0,0,0,0,0,0,0,0,0,0,0,0,0,0,0,0,0,0,0,null,0,225.75617318099771,225.75617318099771,225.75617318099771,0,225.75617318099771,225.75617318099771,225.75617318099771,3837.854944076947,677.26851954299082,451.51234636199541,1354.5370390859839,677.26851954299082,451.51234636199541,0,677.26851954299082,1128.7808659049861,451.51234636199541,451.51234636199541,225.75617318099771,1354.5370390859839,677.26851954299082,1128.7808659049861,225.75617318099771,225.75617318099771,225.75617318099771,451.51234636199541,225.75617318099771,1354.5370390859839,677.26851954299082,677.26851954299082,225.75617318099771,0,0,677.26851954299082,225.75617318099771,451.51234636199541,0,225.75617318099771,0,451.51234636199541,225.75617318099771,225.75617318099771,225.75617318099771,225.75617318099771,0,225.75617318099771,225.75617318099771,0,0,0,225.75617318099771,0,0,225.75617318099771,0,0,0,0,0,0,0,0,225.75617318099771,0,0,0,0,0,0,0,0,0,0,0,0,0,0,0,0,0,0,0,0,0,0,0,0,0,0,0]
[5,"TRANSFORMERS","kiosk mounted ; < = 22 kv ; > 60 kva and < = 600 kva ; multiple phase",223.5854407465645,54.020937152075632,7.3498936830457371,2,16.018720748829899,84.098283931357201,93.1088143525741,129.150936037441,192.22464898595899,255.29836193447699,193.225819032761,220.25741029641199,225.26326053042101,270.315912636505,405.47386895475802,327.38260530421201,368.43057722308902,342.40015600624002,300.35101404056201,191.22347893915801,112.13104524181,90.105304212168505,99.115834633385305,71.083073322932904,67.078393135725406,61.071372854914202,63.073712948517901,101.118174726989,104.121684867395,89.104134165366602,71.083073322932904,63.073712948517901,55.064352574102998,49.057332293291701,29.0339313572543,24.028081123244899,27.031591263650501,18.021060842433702,31.036271450857999,28.0327613104524,42.049141965678601,43.050312012480497,19.022230889235601,10.011700468018701,16.018720748829899,5.00585023400936,13.015210608424301,10.011700468018701,9.0105304212168509,12.014040561622499,2.0023400936037401,10.011700468018701,12.014040561622499,7.0081903276131001,2.0023400936037401,12.014040561622499,2.0023400936037401,7.0081903276131001,3.0035101404056199,11.0128705148206,0,3.0035101404056199,1.0011700468018701,1.0011700468018701,0,0,0,0,0,0,0,0,0,0,0,0,4.00468018720749,0,0,0,0,0,1.0011700468018701,0,0,0,8.0093603744149799,0,0,0,0,0,0,0,0,null,3581.5527388232708,18803.151878822224,20817.77529441033,28876.268956762608,42978.632865879292,57080.996774995983,43202.47991205578,49246.350158820169,50365.58538970237,60438.702467642797,90658.053701464305,73197.9840997008,82375.712992935529,76555.689792347621,67154.113852936644,42754.785819703036,25070.869171763054,20146.234155880971,22160.857571469056,15893.140278528315,14997.752093822492,13654.669816763768,14102.363909116668,22608.551663821956,23280.092802351406,19922.387109704508,15893.140278528315,14102.363909116668,12311.587539705042,10968.505262646297,6491.5643391172025,5372.3291082349169,6043.8702467642797,4029.2468311761941,6939.2584314701026,6267.7172929407407,9401.5759394111119,9625.4229855875728,4253.0938773526559,2238.4704617645471,3581.5527388232708,1119.2352308822758,2910.0116002939094,2238.4704617645471,2014.623415588097,2686.1645541174698,447.69409235290942,2238.4704617645471,2686.1645541174698,1566.9293232351852,447.69409235290942,2686.1645541174698,447.69409235290942,1566.9293232351852,671.54113852936632,2462.3175079410084,0,671.54113852936632,223.84704617645471,223.84704617645471,0,0,0,0,0,0,0,0,0,0,0,0,895.38818470582112,0,0,0,0,0,223.84704617645471,0,0,0,1790.7763694116422,0,0,0,0,0,0,0,0]
[5,"TRANSFORMERS","kiosk mounted ; < = 22 kv ; > 600 kva ; multiple phase",155.85099696918681,55.58828570053776,7.4557552065862351,2,36.191556967771199,55.838402178846998,68.246935996368606,73.417158420335895,69.280980481162004,85.825692237857496,77.5533363595098,92.029959146618197,147.868361325465,142.698138901498,194.400363141171,162.344984112574,85.825692237857496,137.52791647753099,98.234226055378997,78.587380844303198,56.872446663640503,45.497957330912399,45.497957330912399,36.191556967771199,41.361779391738501,47.566046300499302,57.906491148433901,21.714934180662699,32.0553790285974,5.1702224239673198,10.340444847934601,16.544711756695399,16.544711756695399,31.021334543803899,4.1361779391738498,17.5787562414889,16.544711756695399,20.6808896958693,14.4766227871085,11.3744893327281,7.2383113935542402,10.340444847934601,4.1361779391738498,5.1702224239673198,20.6808896958693,10.340444847934601,5.1702224239673198,6.20426690876078,0,7.2383113935542402,2.0680889695869298,3.10213345438039,1.03404448479346,2.0680889695869298,4.1361779391738498,11.3744893327281,2.0680889695869298,4.1361779391738498,3.10213345438039,3.10213345438039,0,0,2.0680889695869298,0,0,3.10213345438039,0,0,0,0,0,0,3.10213345438039,0,0,0,1.03404448479346,0,0,0,0,1.03404448479346,0,0,0,0,0,0,0,0,0,0,0,0,0,null,5640.4902352942609,8702.4706487397179,10636.353015126329,11442.137334454077,10797.50987899187,13376.019700840689,12086.764789916288,14342.960884033979,23045.431532773666,22239.647213445962,30297.490406723457,25301.627626891452,13376.019700840689,21433.862894118258,15309.902067227284,12247.921653781827,8863.6275126052751,7090.902010084219,7090.902010084219,5640.4902352942609,6446.2745546220103,7413.2157378153161,9024.7843764708141,3384.2941411765532,4995.8627798320676,805.78431932775243,1611.5686386554987,2578.5098218488042,2578.5098218488042,4834.7059159665114,644.62745546220106,2739.6666857143605,2578.5098218488042,3223.1372773110129,2256.1960941177076,1772.7255025210548,1128.0980470588522,1611.5686386554987,644.62745546220106,805.78431932775243,3223.1372773110129,1611.5686386554987,805.78431932775243,966.94118319330232,0,1128.0980470588522,322.31372773110127,483.47059159665116,161.15686386554987,322.31372773110127,644.62745546220106,1772.7255025210548,322.31372773110127,644.62745546220106,483.47059159665116,483.47059159665116,0,0,322.31372773110127,0,0,483.47059159665116,0,0,0,0,0,0,483.47059159665116,0,0,0,161.15686386554987,0,0,0,0,161.15686386554987,0,0,0,0,0,0,0,0,0,0,0,0,0]
[5,"TRANSFORMERS","kiosk mounted ; < = 22 kv ; > 600 kva ; single phase",155.85099696918681,55.58828570053776,7.4557552065862351,2,0,0,0,1,0,0,0,0,0,0,0,1,0,0,0,0,0,0,1,0,0,0,0,0,0,0,0,0,0,0,0,0,0,0,0,0,0,0,0,0,0,1,1,0,0,0,0,0,0,0,0,0,0,0,0,0,0,0,0,0,0,0,0,0,0,0,0,0,0,0,0,0,0,0,0,0,0,0,0,0,0,0,0,0,0,0,0,0,0,0,0,null,0,0,0,155.85099696918681,0,0,0,0,0,0,0,155.85099696918681,0,0,0,0,0,0,155.85099696918681,0,0,0,0,0,0,0,0,0,0,0,0,0,0,0,0,0,0,0,0,0,0,155.85099696918681,155.85099696918681,0,0,0,0,0,0,0,0,0,0,0,0,0,0,0,0,0,0,0,0,0,0,0,0,0,0,0,0,0,0,0,0,0,0,0,0,0,0,0,0,0,0,0,0,0,0,0,0]
[5,"TRANSFORMERS","pole mounted ; < = 22 kv ; < = 60 kva ; multiple phase",18.671478756539521,54.871407250927604,7.4075236922285708,2,160.036029273785,274.06170013135699,374.08421842747202,505.11371739538401,422.09502720960802,337.07588665791002,365.08219178082197,441.09930568586998,1228.2765246762999,551.12407581159698,527.11867142052904,333.07498592606498,309.06958153499698,333.07498592606498,320.07205854757001,372.08376806155002,488.10988928504401,500.11259148057798,522.117545505723,471.106061174704,621.139838618878,589.13263276412101,772.17384124601199,817.18397447926395,866.19500844436095,750.16888722086696,719.16190654907098,733.16505911052695,778.17519234377903,609.13713642334403,463.104259711015,502.11304184649998,612.13781197222704,602.13556014261599,648.14591855882895,594.13375867892705,718.16168136610997,632.14231563145097,604.13601050853799,389.08759617189003,432.09727903921902,383.08624507412298,326.07340964533699,273.06147494839598,302.068005254269,241.05426909363899,327.073634828298,245.05516982548301,330.07431037718101,281.06327641208497,268.06034903359,272.06124976543401,267.060123850629,360.08106586601599,235.05291799587201,106.023869393883,22.004954025145398,24.0054043910677,16.003602927378498,18.0040532933008,13.002927378495,5.0011259148057796,3.00067554888347,33.007431037718099,1.0002251829611599,0,2.0004503659223101,1.0002251829611599,3.00067554888347,0,2.0004503659223101,0,2.0004503659223101,0,0,0,1.0002251829611599,0,0,0,0,0,1.0002251829611599,0,0,0,0,0,0,0,0,null,2988.1093208664138,5117.1372119837361,6984.7055375252339,9431.2200439846201,7881.1383337851676,6293.7052570748901,6816.6243882265053,8235.9763156380541,22933.739037649724,10290.301473733709,9842.0850756037435,6219.0025240532223,5770.7861259232559,6219.0025240532223,5976.2186417328276,6947.35417101441,9113.7334286425576,9337.8416277075394,9748.7066593266645,8796.2468133004932,11597.599301612767,10999.977437439484,14417.627473180433,15258.033219674111,16173.141699189457,14006.76244156131,13427.81626064344,13689.275826219246,14529.681572712927,11373.491102547785,8646.8413472571774,9375.1929942183633,11429.518152314022,11242.76131975988,12101.842749508969,11093.355853716565,13409.140577388027,11803.031817422338,11280.112686270704,7264.8407863564726,8067.8951663393073,7152.7866868239798,6088.2727412653185,5098.4615287283241,5640.0563431353521,4500.839664555042,6106.9484245207314,4575.5423975766907,6162.9754742869673,5247.8669947716398,5005.0831124512451,5079.7858454728939,4986.4074291958332,6723.2459719494254,4388.7855650225501,1979.6224250740072,410.86503161913112,448.21639812996108,298.81093208664134,336.16229859747131,242.78388232039552,93.378416277075388,56.027049766245277,616.2975474286967,18.675683255415155,0,37.351366510830125,18.675683255415155,56.027049766245277,0,37.351366510830125,0,37.351366510830125,0,0,0,18.675683255415155,0,0,0,0,0,18.675683255415155,0,0,0,0,0,0,0,0]
[5,"TRANSFORMERS","pole mounted ; < = 22 kv ; < = 60 kva ; single phase",11.548998518744352,48.366015056348857,6.9545679273660745,2,337.97194264974598,719.19624700764496,814.75379031635305,1137.63769981209,1065.2151406728599,852.97680763983601,895.22330047105504,1007.88061468764,1425.3161986151499,1846.7752580504,1534.95590620093,1082.31491158074,1078.2914360730001,1009.8923524415,933.446317794538,671.92040979175795,677.95562305336,677.95562305336,605.533063914129,654.82063888388404,553.22788231357299,583.40394862158598,700.08473834590302,842.91811887049903,721.20798476151299,657.83824551468501,693.04365620736701,716.17864037684399,783.57185513140598,817.77139694715402,689.02018069963196,823.80661020875698,744.34296893098895,828.83595459342598,825.81834796262501,689.02018069963196,943.50500656387601,895.22330047105504,683.99083631496296,452.64099462019601,367.14214008082598,404.35928852737499,312.82522072640199,407.37689515817698,501.928569589951,298.743056449329,330.93086051121003,330.93086051121003,364.12453345002399,286.67262992612399,255.49069474117701,217.26767741769399,191.11508661741601,664.87932765322103,250.461350356509,119.698396355119,28.164328554145499,11.064557646271499,12.070426523205199,14.082164277072801,5.0293443846688497,1.00586887693377,1.00586887693377,20.117377538675399,1.00586887693377,0,1.00586887693377,1.00586887693377,0,0,0,0,2.0117377538675401,0,0,0,0,0,0,0,0,0,0,0,0,0,0,0,0,0,0,null,3903.2374650390675,8305.9963913777883,9409.5903175049079,13138.576109997559,12302.168081774915,9851.0278879557518,10338.932571085645,11640.011726098701,16460.974666548696,21328.404719677786,17727.203487052433,12499.653310660891,12453.186197981799,11663.245282438131,10780.370141536489,7760.0078173991105,7829.7084864176586,7829.7084864176586,6993.3004581950045,7562.5225885132068,6389.2279933675291,6737.7313384603021,8085.2776061523609,9734.8601062581693,8329.2299477173128,7597.3729230224799,8003.9601589640515,8271.1460568685143,9049.4701942423708,9444.4406520141802,7957.4930462850152,9514.1413210327391,8596.4158456217647,9572.2252118815377,9537.3748773722637,7957.4930462850152,10896.537923234084,10338.932571085645,7899.4091554362176,5227.5501763916136,4240.1240319620902,4669.9448242431736,3612.8180107950916,4704.7951587524585,5796.772306709815,3450.1831164184609,3821.9200178507581,3821.9200178507581,4205.2736974528052,3310.7817783813534,2950.6616551188185,2509.2240846679733,2207.1878522542361,7678.6903702107902,2892.5777642700327,1382.3966022013437,325.26978875325563,127.78455986735104,139.40133803710938,162.63489437662841,58.083890848795768,11.616778169759154,11.616778169759154,232.33556339518307,11.616778169759154,0,11.616778169759154,11.616778169759154,0,0,0,0,23.233556339518309,0,0,0,0,0,0,0,0,0,0,0,0,0,0,0,0,0,0]
[5,"TRANSFORMERS","pole mounted ; < = 22 kv ; > 60 kva and < = 600 kva ; multiple phase",32.174904505476086,47.679102411301997,6.9050056054504401,2,205,704,783,1052,928,907,778,805,1452,1691,1485,838,733,662,535,464,478,400,450,413,492,506,477,542,469,312,334,342,383,290,253,221,289,342,284,271,381,384,342,188,204,240,212,198,186,148,152,139,159,137,113,96,115,264,78,43,9,11,20,11,17,8,2,106,2,4,2,3,1,4,1,2,6,0,0,1,0,1,2,0,0,0,0,1,0,0,0,0,0,0,0,null,6595.8554236225973,22651.132771855166,25192.950227787776,33847.999539760844,29858.311381081807,29182.63838646681,25032.075705260395,25900.798126908248,46717.961341951275,54407.763518760061,47779.733190631989,26962.569975588958,23584.205002513972,21299.786782625168,17213.573910429706,14929.155690540903,15379.604353617569,12869.961802190433,14478.707027464239,13288.235560761623,15830.053016694234,16280.501679770899,15347.429449112093,17438.798241968037,15090.030213068285,10038.570205708538,10746.418104829012,11003.817340872822,12322.988425597341,9330.7223065880644,8140.2508398854497,7110.6538957102148,9298.5474020825895,11003.817340872822,9137.6728795552081,8719.3991209840187,12258.638616586388,12355.163330102816,11003.817340872822,6048.8820470295041,6563.6805191171215,7721.9770813142604,6821.0797551609303,6370.6310920842652,5984.5322380185517,4761.8858668104604,4890.5854848323652,4472.3117262611759,5115.8098163706973,4407.9619172502235,3635.7642091187977,3088.790832525704,3700.1140181297496,8494.1747894456857,2509.6425514271345,1383.5208937354716,289.57414054928478,353.92394956023696,643.49809010952174,353.92394956023696,546.97337659309346,257.39923604380868,64.349809010952171,3410.5398775804651,64.349809010952171,128.69961802190434,64.349809010952171,96.52471351642825,32.174904505476086,128.69961802190434,32.174904505476086,64.349809010952171,193.0494270328565,0,0,32.174904505476086,0,32.174904505476086,64.349809010952171,0,0,0,0,32.174904505476086,0,0,0,0,0,0,0]
[5,"TRANSFORMERS","pole mounted ; < = 22 kv ; > 60 kva and < = 600 kva ; single phase",59.280870408742487,41.225661834384859,6.4207212861472858,2,12,24,26,30,29,26,18,17,19,80,55,47,26,17,15,10,10,8,13,9,8,6,3,14,6,6,14,12,10,8,12,20,21,11,9,17,15,9,3,2,8,1,0,4,7,3,7,2,4,3,0,2,0,2,4,2,1,0,1,0,0,0,0,1,0,0,0,0,0,0,0,0,0,0,0,0,0,0,0,0,0,0,0,0,0,0,0,0,0,0,0,null,711.37044490490985,1422.7408898098197,1541.3026306273046,1778.4261122622747,1719.1452418535321,1541.3026306273046,1067.0556673573647,1007.7747969486222,1126.3365377661073,4742.469632699399,3260.4478724808368,2786.200909210897,1541.3026306273046,1007.7747969486222,889.21305613113736,592.80870408742487,592.80870408742487,474.2469632699399,770.65131531365228,533.52783367868233,474.2469632699399,355.68522245245492,177.84261122622746,829.93218572239482,355.68522245245492,355.68522245245492,829.93218572239482,711.37044490490985,592.80870408742487,474.2469632699399,711.37044490490985,1185.6174081748497,1244.8982785835922,652.08957449616742,533.52783367868233,1007.7747969486222,889.21305613113736,533.52783367868233,177.84261122622746,118.56174081748497,474.2469632699399,59.280870408742487,0,237.12348163496995,414.96609286119741,177.84261122622746,414.96609286119741,118.56174081748497,237.12348163496995,177.84261122622746,0,118.56174081748497,0,118.56174081748497,237.12348163496995,118.56174081748497,59.280870408742487,0,59.280870408742487,0,0,0,0,59.280870408742487,0,0,0,0,0,0,0,0,0,0,0,0,0,0,0,0,0,0,0,0,0,0,0,0,0,0,0]
[5,"TRANSFORMERS","pole mounted ; < = 22 kv ; > 600 kva ; multiple phase",46.441774390315075,21.791763588232286,4.6681649058524366,2,108.24197162061201,108.24197162061201,72.161314413741593,75.168035847647502,75.168035847647502,84.188200149365201,63.141150112023901,82.183719193427905,70.156833457804296,66.147871545929803,70.156833457804296,75.168035847647502,95.212845407020197,49.109783420463003,52.116504854368898,23.0515309932786,39.087378640776699,18.040328603435398,6.0134428678117997,11.024645257654999,33.073935772964902,14.031366691560899,7.0156833457804302,10.022404779686299,4.0089619118745299,1.00224047796863,1.00224047796863,1.00224047796863,2.0044809559372698,0,0,3.0067214339058999,0,3.0067214339058999,3.0067214339058999,3.0067214339058999,4.0089619118745299,3.0067214339058999,1.00224047796863,0,0,0,0,1.00224047796863,0,0,1.00224047796863,2.0044809559372698,0,0,1.00224047796863,0,0,0,0,0,0,0,0,0,0,0,0,0,0,0,0,0,0,0,0,0,0,0,0,0,0,0,0,0,0,0,0,0,0,0,0,0,0,0,0,null,{"$f":"IFERROR($D66*H66,\"\")","v":5026.9492255673495},{"$f":"IFERROR($D66*I66,\"\")","v":5026.9492255673495},{"$f":"IFERROR($D66*J66,\"\")","v":3351.2994837115784},{"$f":"IFERROR($D66*K66,\"\")","v":3490.9369621995611},{"$f":"IFERROR($D66*L66,\"\")","v":3490.9369621995611},{"$f":"IFERROR($D66*M66,\"\")","v":3909.8493976635086},{"$f":"IFERROR($D66*N66,\"\")","v":2932.3870482476314},{"$f":"IFERROR($D66*O66,\"\")","v":3816.7577453381855},{"$f":"IFERROR($D66*P66,\"\")","v":3258.2078313862553},{"$f":"IFERROR($D66*Q66,\"\")","v":3072.024526735614},{"$f":"IFERROR($D66*R66,\"\")","v":3258.2078313862553},{"$f":"IFERROR($D66*S66,\"\")","v":3490.9369621995611},{"$f":"IFERROR($D66*T66,\"\")","v":4421.8534854527788},{"$f":"IFERROR($D66*U66,\"\")","v":2280.7454819703785},{"$f":"IFERROR($D66*V66,\"\")","v":2420.3829604583607},{"$f":"IFERROR($D66*W66,\"\")","v":1070.5540017412004},{"$f":"IFERROR($D66*X66,\"\")","v":1815.2872203437717},{"$f":"IFERROR($D66*Y66,\"\")","v":837.82487092789461},{"$f":"IFERROR($D66*Z66,\"\")","v":279.27495697596487},{"$f":"IFERROR($D66*AA66,\"\")","v":512.00408778927044},{"$f":"IFERROR($D66*AB66,\"\")","v":1536.012263367807},{"$f":"IFERROR($D66*AC66,\"\")","v":651.64156627725299},{"$f":"IFERROR($D66*AD66,\"\")","v":325.82078313862559},{"$f":"IFERROR($D66*AE66,\"\")","v":465.4582616266066},{"$f":"IFERROR($D66*AF66,\"\")","v":186.18330465064309},{"$f":"IFERROR($D66*AG66,\"\")","v":46.54582616266066},{"$f":"IFERROR($D66*AH66,\"\")","v":46.54582616266066},{"$f":"IFERROR($D66*AI66,\"\")","v":46.54582616266066},{"$f":"IFERROR($D66*AJ66,\"\")","v":93.091652325321775},{"$f":"IFERROR($D66*AK66,\"\")","v":0},{"$f":"IFERROR($D66*AL66,\"\")","v":0},{"$f":"IFERROR($D66*AM66,\"\")","v":139.63747848798243},{"$f":"IFERROR($D66*AN66,\"\")","v":0},{"$f":"IFERROR($D66*AO66,\"\")","v":139.63747848798243},{"$f":"IFERROR($D66*AP66,\"\")","v":139.63747848798243},{"$f":"IFERROR($D66*AQ66,\"\")","v":139.63747848798243},{"$f":"IFERROR($D66*AR66,\"\")","v":186.18330465064309},{"$f":"IFERROR($D66*AS66,\"\")","v":139.63747848798243},{"$f":"IFERROR($D66*AT66,\"\")","v":46.54582616266066},{"$f":"IFERROR($D66*AU66,\"\")","v":0},{"$f":"IFERROR($D66*AV66,\"\")","v":0},{"$f":"IFERROR($D66*AW66,\"\")","v":0},{"$f":"IFERROR($D66*AX66,\"\")","v":0},{"$f":"IFERROR($D66*AY66,\"\")","v":46.54582616266066},{"$f":"IFERROR($D66*AZ66,\"\")","v":0},{"$f":"IFERROR($D66*BA66,\"\")","v":0},{"$f":"IFERROR($D66*BB66,\"\")","v":46.54582616266066},{"$f":"IFERROR($D66*BC66,\"\")","v":93.091652325321775},{"$f":"IFERROR($D66*BD66,\"\")","v":0},{"$f":"IFERROR($D66*BE66,\"\")","v":0},{"$f":"IFERROR($D66*BF66,\"\")","v":46.54582616266066},{"$f":"IFERROR($D66*BG66,\"\")","v":0},{"$f":"IFERROR($D66*BH66,\"\")","v":0},{"$f":"IFERROR($D66*BI66,\"\")","v":0},{"$f":"IFERROR($D66*BJ66,\"\")","v":0},{"$f":"IFERROR($D66*BK66,\"\")","v":0},{"$f":"IFERROR($D66*BL66,\"\")","v":0},{"$f":"IFERROR($D66*BM66,\"\")","v":0},{"$f":"IFERROR($D66*BN66,\"\")","v":0},{"$f":"IFERROR($D66*BO66,\"\")","v":0},{"$f":"IFERROR($D66*BP66,\"\")","v":0},{"$f":"IFERROR($D66*BQ66,\"\")","v":0},{"$f":"IFERROR($D66*BR66,\"\")","v":0},{"$f":"IFERROR($D66*BS66,\"\")","v":0},{"$f":"IFERROR($D66*BT66,\"\")","v":0},{"$f":"IFERROR($D66*BU66,\"\")","v":0},{"$f":"IFERROR($D66*BV66,\"\")","v":0},{"$f":"IFERROR($D66*BW66,\"\")","v":0},{"$f":"IFERROR($D66*BX66,\"\")","v":0},{"$f":"IFERROR($D66*BY66,\"\")","v":0},{"$f":"IFERROR($D66*BZ66,\"\")","v":0},{"$f":"IFERROR($D66*CA66,\"\")","v":0},{"$f":"IFERROR($D66*CB66,\"\")","v":0},{"$f":"IFERROR($D66*CC66,\"\")","v":0},{"$f":"IFERROR($D66*CD66,\"\")","v":0},{"$f":"IFERROR($D66*CE66,\"\")","v":0},{"$f":"IFERROR($D66*CF66,\"\")","v":0},{"$f":"IFERROR($D66*CG66,\"\")","v":0},{"$f":"IFERROR($D66*CH66,\"\")","v":0},{"$f":"IFERROR($D66*CI66,\"\")","v":0},{"$f":"IFERROR($D66*CJ66,\"\")","v":0},{"$f":"IFERROR($D66*CK66,\"\")","v":0},{"$f":"IFERROR($D66*CL66,\"\")","v":0},{"$f":"IFERROR($D66*CM66,\"\")","v":0},{"$f":"IFERROR($D66*CN66,\"\")","v":0},{"$f":"IFERROR($D66*CO66,\"\")","v":0},{"$f":"IFERROR($D66*CP66,\"\")","v":0},{"$f":"IFERROR($D66*CQ66,\"\")","v":0},{"$f":"IFERROR($D66*CR66,\"\")","v":0},{"$f":"IFERROR($D66*CS66,\"\")","v":0},{"$f":"IFERROR($D66*CT66,\"\")","v":0}]
[5,"TRANSFORMERS","pole mounted ; < = 22 kv ; > 600 kva ; single phase",46.441774390315075,21.791763588232286,4.6681649058524366,2,70.230452674897094,38.677640603566502,53.945130315500698,66.159122085047997,60.052126200274301,60.052126200274301,44.784636488340198,49.873799725651601,26.4636488340192,28.499314128943698,21.3744855967078,35.624142661179697,30.5349794238683,18.320987654321002,25.4458161865569,14.249657064471901,20.3566529492455,10.1783264746228,11.196159122085,2.03566529492455,7.1248285322359397,3.05349794238683,3.05349794238683,3.05349794238683,0,3.05349794238683,2.03566529492455,1.0178326474622801,4.0713305898491097,3.05349794238683,2.03566529492455,9.1604938271604901,1.0178326474622801,3.05349794238683,3.05349794238683,3.05349794238683,0,0,1.0178326474622801,0,0,0,0,0,0,0,0,1.0178326474622801,0,0,0,1.0178326474622801,0,0,0,0,0,0,0,0,0,0,0,0,0,0,0,0,0,0,0,0,0,0,0,0,0,0,0,0,0,0,0,0,0,0,0,0,0,0,0,null,3261.6268384572709,1796.2582588605253,2505.3075715686296,3072.5470217351108,2788.9272966518679,2788.9272966518679,2079.877983943768,2316.2277548464695,1229.0188086940443,1323.5587170551221,992.6690377913427,1654.4483963189059,1418.0986254162046,850.85917524972376,1181.7488545135031,661.77935852756343,945.39908361080154,472.69954180540304,519.9694959859396,94.539908361080151,330.8896792637812,141.80986254162045,141.80986254162045,141.80986254162045,0,141.80986254162045,94.539908361080151,47.26995418054031,189.07981672216076,141.80986254162045,94.539908361080151,425.42958762486137,47.26995418054031,141.80986254162045,141.80986254162045,141.80986254162045,0,0,47.26995418054031,0,0,0,0,0,0,0,0,47.26995418054031,0,0,0,47.26995418054031,0,0,0,0,0,0,0,0,0,0,0,0,0,0,0,0,0,0,0,0,0,0,0,0,0,0,0,0,0,0,0,0,0,0,0,0,0,0,0]
[6,"UNDERGROUND CABLES","˂ = 1 kv",216.92890230833856,25.83730556962951,5.083040976583753,2,90.838021704744804,84.060684318798295,164.88806107014199,250.265751789864,280.87553180584803,380.46564002662399,399.092885817114,355.31298799884399,519.15087073873997,1142.05177161809,1247.6042833675699,639.22016306138096,222.73705476544799,309.50671688907403,83.816864369257999,17.521103126609901,13.2223043200788,4.4606020818557299,6.1606578308530802,3.8147353965525999,2.13422256733132,3.5671193149662201,6.2233274823091003E-2,3.19359752248609,10.725162535364101,8.1257547506409704,1.6433762209768401,5.3403123997091999,0,1.2248835764739701,0.55106181834834,0,0.72374090956245596,0,0.51273954040696701,0,0,0.25763769231734202,0,0,0,3.7643552106549003E-2,0,0,0.19264538287171701,0,0,8.3831512743968994E-2,0.44816924166260302,0,0,0,0,0,0,0,0,0,0,0,0,0,0,0,0,0,0,0,0,0,0,0,0,0,0,0,0,0,0,0,0,0,0,0,0,0,0,0,0,0,0,null,19705.392336271325,18235.191976564682,35768.986091696192,54289.874821146317,60930.020799913451,82533.993657015017,86574.781639373643,77077.656462485102,112618.82852177303,247744.03719640564,270641.42770610831,138665.32830626256,48318.104793660925,67140.952351804546,18182.300382550031,3800.8336684866845,2868.299962141497,967.63351325125325,1336.4247407442288,827.52636217092015,462.97455881286743,773.81127739849478,13.500195994426294,692.78360496753703,2326.597735875052,1762.7110584833131,356.49579969613154,1158.468106852526,0,265.71264970001022,119.54123535834246,0,157.0003210670221,0,111.22802567056536,0,0,55.889061787654477,0,0,0,8.1659744374604202,0,0,41.790351441131179,0,0,18.185478038396688,97.220861642228982,0,0,0,0,0,0,0,0,0,0,0,0,0,0,0,0,0,0,0,0,0,0,0,0,0,0,0,0,0,0,0,0,0,0,0,0,0,0,0,0,0,0]
[6,"UNDERGROUND CABLES","> 1 kv & < = 11 kv",372.6575396913143,54.473535071740052,7.3806188813499949,2,19.117165335113999,16.416048218534499,24.147628831524699,33.707653101923,72.455802791765095,104.486689075022,91.539114924817298,109.32150717445499,143.72185610373899,175.48887542459801,164.43260136995301,87.065064133790401,46.256020217887396,58.076917553153898,45.991630357212202,64.198004608179403,40.8312851215032,14.720599591653301,32.498330611929099,106.90790670448899,17.680448592162399,15.282539405188601,12.247540925182699,11.1332189213717,23.215472623943,18.092382669469298,27.927570964187399,15.750362059945999,11.5247942823069,8.0515912894435093,3.7546593604992098,4.4089174482702704,20.2673307834513,20.4449864866491,10.829461191614801,6.4180800829529101,17.0291524992967,10.030213210565901,7.7901017769036702,2.89703407179061,4.5450270252038001,2.3694503440716499,2.62752634338647,26.088363820241099,1.52047481396659,0.62518155166634204,3.9299569372026499,2.4489768820179099,1.8945307148650199,1.5062183577994499,0.43222137656990101,0.54845261216993302,0.492823266127284,3.5328440227881202,0.133458806478258,0.45618423588122398,0,0,1.4814437587606999E-2,0.24145654270589001,0,0.34070946325752999,0,0.80598707781338896,0,0,0,0,3.3049564517901003E-2,0,0,0,0,0,0,0,0,0,0,0,0,0,0.40443216055912901,0,0,0,0,0,0,0,0,null,7124.155799655663,6117.5641405730494,8998.7959497350403,12561.411073730924,27001.201204738241,38937.752481189025,34112.741353402882,40739.48389897876,53559.033295488473,65397.252558926244,61277.048671569326,32445.45259316482,17237.65469030961,21642.801208213637,17139.127815311062,23923.870450375794,15216.086255813949,5485.7424266064845,12110.747929916422,39840.037486043431,6588.7524729940014,5695.1535349731457,4564.1384684472678,4148.8779720831653,8651.4209108096584,6742.262812758202,10407.419885068663,5869.4911745068966,4294.8014826930157,3000.4862005240352,1399.202119662599,1643.0163289745065,7552.7736258709992,7618.9783631368209,4035.6803638497404,2391.7459332550579,6346.0420734161044,3737.834577628807,2903.0401621258575,1079.6015895953992,1693.7385890429812,882.99353564247917,979.16750260051731,9722.0254758229457,566.61640333539822,232.97861890437733,1464.5280833107524,912.62969961370038,706.01115507122518,561.30362745543471,161.0705547945324,204.38500108852182,183.6543058576315,1316.5409616453865,49.734430472326864,170.0004949894591,0,0,5.5207118633081533,89.980601147147738,0,126.96795032709937,0,300.35716144092942,0,0,0,0,12.316169401110345,0,0,0,0,0,0,0,0,0,0,0,0,0,150.71469392600761,0,0,0,0,0,0,0,0]
[6,"UNDERGROUND CABLES","> 11 kv & < = 22 kv",1758.6274518672669,59.397756716267864,7.7069940129902701,2,4.2225562338453502,5.4346554032136103,12.1132319601393,13.687795579529601,22.062256095492,17.3094147979903,23.696584989450098,21.3238496432026,35.052816969218703,74.728558208194997,97.690369787090304,32.668777666275098,16.107345179929901,23.2305239284638,15.318276373066301,3.8348112752266599,4.1231826846089001,5.7426547208191296,16.9344819075774,12.050351360612099,13.7180957036935,11.455645559353,7.26577555502171,22.157125613024,20.7953528232071,10.0777460272482,14.710809839448601,6.9488220828704197,7.5814108323527201,11.0591455892728,1.7159041199107401,13.7270002759545,5.3408171133021201,51.969318835300101,3.9361944462431402,3.02517742036689,5.1807775139793204,2.13318955263854,6.8651571395078799,1.1548056301138401,5.0402506134823999E-2,1.90176964688252,0.13130770225826299,4.3650618983715503,0,0.250455747956774,7.5104695918251002E-2,0.65133623067927104,1.860577673344,0.73524176685040099,0.34183043802843599,0.125393518353272,0,3.0514493331271502,0,1.16349770838247,7.4312866713298995E-2,0,0.23272882526698599,0.126073975403967,4.1643223701117997E-2,0.34040836559855803,0.67083654897418199,0,0,0.189520263433577,0,0,0,0,0,0,0,0,0,0,0,0,0,0,0,0,0,0,0,0,0,0,0,0,0,null,7425.9033098936916,9557.5341835302261,21302.662255936917,24071.733061708183,38799.289219658174,30440.812039503246,41673.464877952756,37500.707362026114,61644.846187346782,131419.6939033927,171800.96609064165,57452.209222859652,28326.819410126627,40853.837101855861,26939.141344964148,6744.0043813437251,7251.1422582169871,10099.190238627678,29781.444765815177,21192.07870741851,24125.0196918578,20146.21275953954,12777.792350167307,38966.129357535356,36571.27834615748,17723.000816464973,25870.834022853411,12220.389273077401,13332.87721365936,19448.917027491949,3017.63609004717,24140.679517083132,9392.5075908555991,91394.67075860138,6922.2996090506613,5320.1600582262154,9111.0575581006869,3751.4857073065909,12073.253806921119,2030.8728826890761,88.639230931609816,3344.5043081355184,230.92132983299481,7676.5176835760549,0,440.45835383473189,132.08118000597969,1145.4577756683168,3272.0629726740867,1293.0163549425079,601.15239220062006,220.52048366228613,0,5366.3625652194714,0,2046.1590101460677,130.68864742896085,0,409.28330095534199,221.71715411145499,73.234916385035717,598.65149658689313,1179.7515707418968,0,0,333.29553795940467,0,0,0,0,0,0,0,0,0,0,0,0,0,0,0,0,0,0,0,0,0,0,0,0,0]
[6,"UNDERGROUND CABLES","> 22 kv & < = 33 kv",372.6575396913143,54.473535071740052,7.3806188813499949,2,0.16733503520749199,5.8113263574899997E-3,0.69293151046854096,6.0226095334949999E-3,0.60152302058329898,3.6830476738103202,2.3484394451239701,10.5154102300689,5.91556872815248,5.2113166473932599,0.51759023752129796,0.98962232790326798,0.75443089619590098,6.0205335934685102,1.487743665122,0.26267015386091003,2.4334446087822301,0,0.122012376486293,0.42603694919887602,0.26540267246356197,1.7712262207322998E-2,1.0490834305488E-2,3.1096066461491999E-2,0,0.62888288730671604,6.224120739504E-2,0.44658429599389199,0.55733164465955498,0.16177353732317101,0,0.129444667248831,0.62803617598334505,0.51577344403629899,0,0.29206429972067399,1.38414067765312,0.25175630840940999,0.12805941230477699,0,0,0.83922647824891805,0,4.29324706095632,1.2703419136877301,0.83917634238010896,0,0,0,0,0,0.53165514951391202,0,0.75401863234659505,0,0,0,0,0,0,0,0,0,0,0,0,0,0,5.0396967173205999E-2,0,0,0,0,0,0,0,0,0,0,0,0,0,0,0,0,0,0,0,0,0,0,null,62.358662524583423,2.1656345827255103,258.22615186579264,2.2443708512737008,224.16208891826,1372.5154846879723,875.16366573393395,3918.6469051823537,2204.4812881081803,1942.0364403699607,192.88390448292989,368.79022194002295,281.14436164347779,2243.5972365708826,554.41889393570307,97.886013288145719,906.84148088387872,0,45.468832033272314,158.76588130604659,98.904306947770735,6.6006080565484364,3.9094885015923961,11.588183621617203,0,234.35794953769087,23.194655215252443,166.42300500986147,207.69383949094359,60.286128406013916,0,48.238531223110208,234.04241617909466,192.20686269268296,0,108.83996336557298,515.81045952088027,93.818886493618464,47.722305523813816,0,0,312.74407462804811,0,1599.9108870229484,473.40249212162541,312.7253911185274,0,0,0,0,0,198.12529998207231,0,280.99072841169175,0,0,0,0,0,0,0,0,0,0,0,0,0,0,18.78080979467088,0,0,0,0,0,0,0,0,0,0,0,0,0,0,0,0,0,0,0,0,0,0]
[6,"UNDERGROUND CABLES","> 33 kv & < = 66 kv",372.6575396913143,54.473535071740052,7.3806188813499949,2,0.10441356930825001,0,0,0,0,0,0,0.149177868000059,1.17444143715778,8.9123204673752205,3.5243288295832298,0.84439275703413197,0,0,0,0,0,0,0,2.5999667936901698,7.7207298759780002E-3,0,0,0.161020121170977,0,0,0,0,0.35475174781080399,0,0,0.64638511960175904,0,0,0,0,0,0,0,0,0,0,0,0,0,0,0.72048821440070099,0,0,0,0,0,0,0,0,0,0,0,0,0,0,0,0,0,0,0,0,0,0,0,0,0,0,0,0,0,0,0,0,0,0,0,0,0,0,0,0,0,0,0,0,null,38.910503848800971,0,0,0,0,0,0,55.592257265297633,437.66445648274964,3321.2434183125943,1313.3677106956557,314.66932736950537,0,0,0,0,0,0,0,968.89722861569362,2.8771882002031877,0,0,60.005362196373596,0,0,0,0,132.20091354036779,0,0,240.88028836386746,0,0,0,0,0,0,0,0,0,0,0,0,0,0,268.49536535515341,0,0,0,0,0,0,0,0,0,0,0,0,0,0,0,0,0,0,0,0,0,0,0,0,0,0,0,0,0,0,0,0,0,0,0,0,0,0,0,0,0,0,0,0]
[6,"UNDERGROUND CABLES","> 66 kv & < = 132 kv",1758.6274518672669,59.397756716267864,7.7069940129902701,2,0,0,0,6.1438109193959596,0,0,0,0,0,8.8804522499539509,4.3395143367189998E-2,0,0,0,0,0,0,0,0,0,0,0,0,0,0,0,0,0,0,0,0,0,0,0,0,0,0,0,0,0,0,0,0,0,0,0,0,0,0,0,0,0,0,0,0,0,0,0,0,0,0,0,0,0,0,0,0,0,0,0,0,0,0,0,0,0,0,0,0,0,0,0,0,0,0,0,0,0,0,0,0,null,0,0,0,10804.674541931607,0,0,0,0,0,15617.407111765455,76.315890403256077,0,0,0,0,0,0,0,0,0,0,0,0,0,0,0,0,0,0,0,0,0,0,0,0,0,0,0,0,0,0,0,0,0,0,0,0,0,0,0,0,0,0,0,0,0,0,0,0,0,0,0,0,0,0,0,0,0,0,0,0,0,0,0,0,0,0,0,0,0,0,0,0,0,0,0,0,0,0,0,0]
["",null,null,null,null,"","",null,null,null,null,null,null,null,null,null,null,null,null,null,null,null,null,null,null,null,null,null,null,null,null,null,null,null,null,null,null,null,null,null,null,null,null,null,null,null,null,null,null,null,null,null,null,null,null,null,null,null,null,null,null,null,null,null,null,null,null,null,null,null,null,null,null,null,null,null,null,null,null,null,null,null,null,null,null,null,null,null,null,null,null,null,null,null,null,null,null,null,null,0,0,0,0,0,0,0,0,0,0,0,0,0,0,0,0,0,0,0,0,0,0,0,0,0,0,0,0,0,0,0,0,0,0,0,0,0,0,0,0,0,0,0,0,0,0,0,0,0,0,0,0,0,0,0,0,0,0,0,0,0,0,0,0,0,0,0,0,0,0,0,0,0,0,0,0,0,0,0,0,0,0,0,0,0,0,0,0,0,0,0]
["",null,null,null,null,"","",null,null,null,null,null,null,null,null,null,null,null,null,null,null,null,null,null,null,null,null,null,null,null,null,null,null,null,null,null,null,null,null,null,null,null,null,null,null,null,null,null,null,null,null,null,null,null,null,null,null,null,null,null,null,null,null,null,null,null,null,null,null,null,null,null,null,null,null,null,null,null,null,null,null,null,null,null,null,null,null,null,null,null,null,null,null,null,null,null,null,null,null,0,0,0,0,0,0,0,0,0,0,0,0,0,0,0,0,0,0,0,0,0,0,0,0,0,0,0,0,0,0,0,0,0,0,0,0,0,0,0,0,0,0,0,0,0,0,0,0,0,0,0,0,0,0,0,0,0,0,0,0,0,0,0,0,0,0,0,0,0,0,0,0,0,0,0,0,0,0,0,0,0,0,0,0,0,0,0,0,0,0,0]
["",null,null,null,null,"","",null,null,null,null,null,null,null,null,null,null,null,null,null,null,null,null,null,null,null,null,null,null,null,null,null,null,null,null,null,null,null,null,null,null,null,null,null,null,null,null,null,null,null,null,null,null,null,null,null,null,null,null,null,null,null,null,null,null,null,null,null,null,null,null,null,null,null,null,null,null,null,null,null,null,null,null,null,null,null,null,null,null,null,null,null,null,null,null,null,null,null,null,0,0,0,0,0,0,0,0,0,0,0,0,0,0,0,0,0,0,0,0,0,0,0,0,0,0,0,0,0,0,0,0,0,0,0,0,0,0,0,0,0,0,0,0,0,0,0,0,0,0,0,0,0,0,0,0,0,0,0,0,0,0,0,0,0,0,0,0,0,0,0,0,0,0,0,0,0,0,0,0,0,0,0,0,0,0,0,0,0,0,0]
["",null,null,null,null,"","",null,null,null,null,null,null,null,null,null,null,null,null,null,null,null,null,null,null,null,null,null,null,null,null,null,null,null,null,null,null,null,null,null,null,null,null,null,null,null,null,null,null,null,null,null,null,null,null,null,null,null,null,null,null,null,null,null,null,null,null,null,null,null,null,null,null,null,null,null,null,null,null,null,null,null,null,null,null,null,null,null,null,null,null,null,null,null,null,null,null,null,null,0,0,0,0,0,0,0,0,0,0,0,0,0,0,0,0,0,0,0,0,0,0,0,0,0,0,0,0,0,0,0,0,0,0,0,0,0,0,0,0,0,0,0,0,0,0,0,0,0,0,0,0,0,0,0,0,0,0,0,0,0,0,0,0,0,0,0,0,0,0,0,0,0,0,0,0,0,0,0,0,0,0,0,0,0,0,0,0,0,0,0]
["",null,null,null,null,"","",null,null,null,null,null,null,null,null,null,null,null,null,null,null,null,null,null,null,null,null,null,null,null,null,null,null,null,null,null,null,null,null,null,null,null,null,null,null,null,null,null,null,null,null,null,null,null,null,null,null,null,null,null,null,null,null,null,null,null,null,null,null,null,null,null,null,null,null,null,null,null,null,null,null,null,null,null,null,null,null,null,null,null,null,null,null,null,null,null,null,null,null,0,0,0,0,0,0,0,0,0,0,0,0,0,0,0,0,0,0,0,0,0,0,0,0,0,0,0,0,0,0,0,0,0,0,0,0,0,0,0,0,0,0,0,0,0,0,0,0,0,0,0,0,0,0,0,0,0,0,0,0,0,0,0,0,0,0,0,0,0,0,0,0,0,0,0,0,0,0,0,0,0,0,0,0,0,0,0,0,0,0,0]
["",null,null,null,null,"","",null,null,null,null,null,null,null,null,null,null,null,null,null,null,null,null,null,null,null,null,null,null,null,null,null,null,null,null,null,null,null,null,null,null,null,null,null,null,null,null,null,null,null,null,null,null,null,null,null,null,null,null,null,null,null,null,null,null,null,null,null,null,null,null,null,null,null,null,null,null,null,null,null,null,null,null,null,null,null,null,null,null,null,null,null,null,null,null,null,null,null,null,0,0,0,0,0,0,0,0,0,0,0,0,0,0,0,0,0,0,0,0,0,0,0,0,0,0,0,0,0,0,0,0,0,0,0,0,0,0,0,0,0,0,0,0,0,0,0,0,0,0,0,0,0,0,0,0,0,0,0,0,0,0,0,0,0,0,0,0,0,0,0,0,0,0,0,0,0,0,0,0,0,0,0,0,0,0,0,0,0,0,0]
["",null,null,null,null,"","",null,null,null,null,null,null,null,null,null,null,null,null,null,null,null,null,null,null,null,null,null,null,null,null,null,null,null,null,null,null,null,null,null,null,null,null,null,null,null,null,null,null,null,null,null,null,null,null,null,null,null,null,null,null,null,null,null,null,null,null,null,null,null,null,null,null,null,null,null,null,null,null,null,null,null,null,null,null,null,null,null,null,null,null,null,null,null,null,null,null,null,null,0,0,0,0,0,0,0,0,0,0,0,0,0,0,0,0,0,0,0,0,0,0,0,0,0,0,0,0,0,0,0,0,0,0,0,0,0,0,0,0,0,0,0,0,0,0,0,0,0,0,0,0,0,0,0,0,0,0,0,0,0,0,0,0,0,0,0,0,0,0,0,0,0,0,0,0,0,0,0,0,0,0,0,0,0,0,0,0,0,0,0]
["",null,null,null,null,"","",null,null,null,null,null,null,null,null,null,null,null,null,null,null,null,null,null,null,null,null,null,null,null,null,null,null,null,null,null,null,null,null,null,null,null,null,null,null,null,null,null,null,null,null,null,null,null,null,null,null,null,null,null,null,null,null,null,null,null,null,null,null,null,null,null,null,null,null,null,null,null,null,null,null,null,null,null,null,null,null,null,null,null,null,null,null,null,null,null,null,null,null,0,0,0,0,0,0,0,0,0,0,0,0,0,0,0,0,0,0,0,0,0,0,0,0,0,0,0,0,0,0,0,0,0,0,0,0,0,0,0,0,0,0,0,0,0,0,0,0,0,0,0,0,0,0,0,0,0,0,0,0,0,0,0,0,0,0,0,0,0,0,0,0,0,0,0,0,0,0,0,0,0,0,0,0,0,0,0,0,0,0,0]
["",null,null,null,null,"","",null,null,null,null,null,null,null,null,null,null,null,null,null,null,null,null,null,null,null,null,null,null,null,null,null,null,null,null,null,null,null,null,null,null,null,null,null,null,null,null,null,null,null,null,null,null,null,null,null,null,null,null,null,null,null,null,null,null,null,null,null,null,null,null,null,null,null,null,null,null,null,null,null,null,null,null,null,null,null,null,null,null,null,null,null,null,null,null,null,null,null,null,0,0,0,0,0,0,0,0,0,0,0,0,0,0,0,0,0,0,0,0,0,0,0,0,0,0,0,0,0,0,0,0,0,0,0,0,0,0,0,0,0,0,0,0,0,0,0,0,0,0,0,0,0,0,0,0,0,0,0,0,0,0,0,0,0,0,0,0,0,0,0,0,0,0,0,0,0,0,0,0,0,0,0,0,0,0,0,0,0,0,0]
["",null,null,null,null,"","",null,null,null,null,null,null,null,null,null,null,null,null,null,null,null,null,null,null,null,null,null,null,null,null,null,null,null,null,null,null,null,null,null,null,null,null,null,null,null,null,null,null,null,null,null,null,null,null,null,null,null,null,null,null,null,null,null,null,null,null,null,null,null,null,null,null,null,null,null,null,null,null,null,null,null,null,null,null,null,null,null,null,null,null,null,null,null,null,null,null,null,null,0,0,0,0,0,0,0,0,0,0,0,0,0,0,0,0,0,0,0,0,0,0,0,0,0,0,0,0,0,0,0,0,0,0,0,0,0,0,0,0,0,0,0,0,0,0,0,0,0,0,0,0,0,0,0,0,0,0,0,0,0,0,0,0,0,0,0,0,0,0,0,0,0,0,0,0,0,0,0,0,0,0,0,0,0,0,0,0,0,0,0]
["",null,null,null,null,"","",null,null,null,null,null,null,null,null,null,null,null,null,null,null,null,null,null,null,null,null,null,null,null,null,null,null,null,null,null,null,null,null,null,null,null,null,null,null,null,null,null,null,null,null,null,null,null,null,null,null,null,null,null,null,null,null,null,null,null,null,null,null,null,null,null,null,null,null,null,null,null,null,null,null,null,null,null,null,null,null,null,null,null,null,null,null,null,null,null,null,null,null,0,0,0,0,0,0,0,0,0,0,0,0,0,0,0,0,0,0,0,0,0,0,0,0,0,0,0,0,0,0,0,0,0,0,0,0,0,0,0,0,0,0,0,0,0,0,0,0,0,0,0,0,0,0,0,0,0,0,0,0,0,0,0,0,0,0,0,0,0,0,0,0,0,0,0,0,0,0,0,0,0,0,0,0,0,0,0,0,0,0,0]
["",null,null,null,null,"","",null,null,null,null,null,null,null,null,null,null,null,null,null,null,null,null,null,null,null,null,null,null,null,null,null,null,null,null,null,null,null,null,null,null,null,null,null,null,null,null,null,null,null,null,null,null,null,null,null,null,null,null,null,null,null,null,null,null,null,null,null,null,null,null,null,null,null,null,null,null,null,null,null,null,null,null,null,null,null,null,null,null,null,null,null,null,null,null,null,null,null,null,0,0,0,0,0,0,0,0,0,0,0,0,0,0,0,0,0,0,0,0,0,0,0,0,0,0,0,0,0,0,0,0,0,0,0,0,0,0,0,0,0,0,0,0,0,0,0,0,0,0,0,0,0,0,0,0,0,0,0,0,0,0,0,0,0,0,0,0,0,0,0,0,0,0,0,0,0,0,0,0,0,0,0,0,0,0,0,0,0,0,0]
["",null,null,null,null,"","",null,null,null,null,null,null,null,null,null,null,null,null,null,null,null,null,null,null,null,null,null,null,null,null,null,null,null,null,null,null,null,null,null,null,null,null,null,null,null,null,null,null,null,null,null,null,null,null,null,null,null,null,null,null,null,null,null,null,null,null,null,null,null,null,null,null,null,null,null,null,null,null,null,null,null,null,null,null,null,null,null,null,null,null,null,null,null,null,null,null,null,null,{"$f":"IFERROR($D86*H86,\"\")","v":0},{"$f":"IFERROR($D86*I86,\"\")","v":0},{"$f":"IFERROR($D86*J86,\"\")","v":0},{"$f":"IFERROR($D86*K86,\"\")","v":0},{"$f":"IFERROR($D86*L86,\"\")","v":0},{"$f":"IFERROR($D86*M86,\"\")","v":0},{"$f":"IFERROR($D86*N86,\"\")","v":0},{"$f":"IFERROR($D86*O86,\"\")","v":0},{"$f":"IFERROR($D86*P86,\"\")","v":0},{"$f":"IFERROR($D86*Q86,\"\")","v":0},{"$f":"IFERROR($D86*R86,\"\")","v":0},{"$f":"IFERROR($D86*S86,\"\")","v":0},{"$f":"IFERROR($D86*T86,\"\")","v":0},{"$f":"IFERROR($D86*U86,\"\")","v":0},{"$f":"IFERROR($D86*V86,\"\")","v":0},{"$f":"IFERROR($D86*W86,\"\")","v":0},{"$f":"IFERROR($D86*X86,\"\")","v":0},{"$f":"IFERROR($D86*Y86,\"\")","v":0},{"$f":"IFERROR($D86*Z86,\"\")","v":0},{"$f":"IFERROR($D86*AA86,\"\")","v":0},{"$f":"IFERROR($D86*AB86,\"\")","v":0},{"$f":"IFERROR($D86*AC86,\"\")","v":0},{"$f":"IFERROR($D86*AD86,\"\")","v":0},{"$f":"IFERROR($D86*AE86,\"\")","v":0},{"$f":"IFERROR($D86*AF86,\"\")","v":0},{"$f":"IFERROR($D86*AG86,\"\")","v":0},{"$f":"IFERROR($D86*AH86,\"\")","v":0},{"$f":"IFERROR($D86*AI86,\"\")","v":0},{"$f":"IFERROR($D86*AJ86,\"\")","v":0},{"$f":"IFERROR($D86*AK86,\"\")","v":0},{"$f":"IFERROR($D86*AL86,\"\")","v":0},{"$f":"IFERROR($D86*AM86,\"\")","v":0},{"$f":"IFERROR($D86*AN86,\"\")","v":0},{"$f":"IFERROR($D86*AO86,\"\")","v":0},{"$f":"IFERROR($D86*AP86,\"\")","v":0},{"$f":"IFERROR($D86*AQ86,\"\")","v":0},{"$f":"IFERROR($D86*AR86,\"\")","v":0},{"$f":"IFERROR($D86*AS86,\"\")","v":0},{"$f":"IFERROR($D86*AT86,\"\")","v":0},{"$f":"IFERROR($D86*AU86,\"\")","v":0},{"$f":"IFERROR($D86*AV86,\"\")","v":0},{"$f":"IFERROR($D86*AW86,\"\")","v":0},{"$f":"IFERROR($D86*AX86,\"\")","v":0},{"$f":"IFERROR($D86*AY86,\"\")","v":0},{"$f":"IFERROR($D86*AZ86,\"\")","v":0},{"$f":"IFERROR($D86*BA86,\"\")","v":0},{"$f":"IFERROR($D86*BB86,\"\")","v":0},{"$f":"IFERROR($D86*BC86,\"\")","v":0},{"$f":"IFERROR($D86*BD86,\"\")","v":0},{"$f":"IFERROR($D86*BE86,\"\")","v":0},{"$f":"IFERROR($D86*BF86,\"\")","v":0},{"$f":"IFERROR($D86*BG86,\"\")","v":0},{"$f":"IFERROR($D86*BH86,\"\")","v":0},{"$f":"IFERROR($D86*BI86,\"\")","v":0},{"$f":"IFERROR($D86*BJ86,\"\")","v":0},{"$f":"IFERROR($D86*BK86,\"\")","v":0},{"$f":"IFERROR($D86*BL86,\"\")","v":0},{"$f":"IFERROR($D86*BM86,\"\")","v":0},{"$f":"IFERROR($D86*BN86,\"\")","v":0},{"$f":"IFERROR($D86*BO86,\"\")","v":0},{"$f":"IFERROR($D86*BP86,\"\")","v":0},{"$f":"IFERROR($D86*BQ86,\"\")","v":0},{"$f":"IFERROR($D86*BR86,\"\")","v":0},{"$f":"IFERROR($D86*BS86,\"\")","v":0},{"$f":"IFERROR($D86*BT86,\"\")","v":0},{"$f":"IFERROR($D86*BU86,\"\")","v":0},{"$f":"IFERROR($D86*BV86,\"\")","v":0},{"$f":"IFERROR($D86*BW86,\"\")","v":0},{"$f":"IFERROR($D86*BX86,\"\")","v":0},{"$f":"IFERROR($D86*BY86,\"\")","v":0},{"$f":"IFERROR($D86*BZ86,\"\")","v":0},{"$f":"IFERROR($D86*CA86,\"\")","v":0},{"$f":"IFERROR($D86*CB86,\"\")","v":0},{"$f":"IFERROR($D86*CC86,\"\")","v":0},{"$f":"IFERROR($D86*CD86,\"\")","v":0},{"$f":"IFERROR($D86*CE86,\"\")","v":0},{"$f":"IFERROR($D86*CF86,\"\")","v":0},{"$f":"IFERROR($D86*CG86,\"\")","v":0},{"$f":"IFERROR($D86*CH86,\"\")","v":0},{"$f":"IFERROR($D86*CI86,\"\")","v":0},{"$f":"IFERROR($D86*CJ86,\"\")","v":0},{"$f":"IFERROR($D86*CK86,\"\")","v":0},{"$f":"IFERROR($D86*CL86,\"\")","v":0},{"$f":"IFERROR($D86*CM86,\"\")","v":0},{"$f":"IFERROR($D86*CN86,\"\")","v":0},{"$f":"IFERROR($D86*CO86,\"\")","v":0},{"$f":"IFERROR($D86*CP86,\"\")","v":0},{"$f":"IFERROR($D86*CQ86,\"\")","v":0},{"$f":"IFERROR($D86*CR86,\"\")","v":0},{"$f":"IFERROR($D86*CS86,\"\")","v":0},{"$f":"IFERROR($D86*CT86,\"\")","v":0}]
["",null,null,null,null,"","",null,null,null,null,null,null,null,null,null,null,null,null,null,null,null,null,null,null,null,null,null,null,null,null,null,null,null,null,null,null,null,null,null,null,null,null,null,null,null,null,null,null,null,null,null,null,null,null,null,null,null,null,null,null,null,null,null,null,null,null,null,null,null,null,null,null,null,null,null,null,null,null,null,null,null,null,null,null,null,null,null,null,null,null,null,null,null,null,null,null,null,null,0,0,0,0,0,0,0,0,0,0,0,0,0,0,0,0,0,0,0,0,0,0,0,0,0,0,0,0,0,0,0,0,0,0,0,0,0,0,0,0,0,0,0,0,0,0,0,0,0,0,0,0,0,0,0,0,0,0,0,0,0,0,0,0,0,0,0,0,0,0,0,0,0,0,0,0,0,0,0,0,0,0,0,0,0,0,0,0,0,0,0]
["",null,null,null,null,"","",null,null,null,null,null,null,null,null,null,null,null,null,null,null,null,null,null,null,null,null,null,null,null,null,null,null,null,null,null,null,null,null,null,null,null,null,null,null,null,null,null,null,null,null,null,null,null,null,null,null,null,null,null,null,null,null,null,null,null,null,null,null,null,null,null,null,null,null,null,null,null,null,null,null,null,null,null,null,null,null,null,null,null,null,null,null,null,null,null,null,null,null,0,0,0,0,0,0,0,0,0,0,0,0,0,0,0,0,0,0,0,0,0,0,0,0,0,0,0,0,0,0,0,0,0,0,0,0,0,0,0,0,0,0,0,0,0,0,0,0,0,0,0,0,0,0,0,0,0,0,0,0,0,0,0,0,0,0,0,0,0,0,0,0,0,0,0,0,0,0,0,0,0,0,0,0,0,0,0,0,0,0,0]
["",null,null,null,null,"","",null,null,null,null,null,null,null,null,null,null,null,null,null,null,null,null,null,null,null,null,null,null,null,null,null,null,null,null,null,null,null,null,null,null,null,null,null,null,null,null,null,null,null,null,null,null,null,null,null,null,null,null,null,null,null,null,null,null,null,null,null,null,null,null,null,null,null,null,null,null,null,null,null,null,null,null,null,null,null,null,null,null,null,null,null,null,null,null,null,null,null,null,0,0,0,0,0,0,0,0,0,0,0,0,0,0,0,0,0,0,0,0,0,0,0,0,0,0,0,0,0,0,0,0,0,0,0,0,0,0,0,0,0,0,0,0,0,0,0,0,0,0,0,0,0,0,0,0,0,0,0,0,0,0,0,0,0,0,0,0,0,0,0,0,0,0,0,0,0,0,0,0,0,0,0,0,0,0,0,0,0,0,0]
["",null,null,null,null,"","",null,null,null,null,null,null,null,null,null,null,null,null,null,null,null,null,null,null,null,null,null,null,null,null,null,null,null,null,null,null,null,null,null,null,null,null,null,null,null,null,null,null,null,null,null,null,null,null,null,null,null,null,null,null,null,null,null,null,null,null,null,null,null,null,null,null,null,null,null,null,null,null,null,null,null,null,null,null,null,null,null,null,null,null,null,null,null,null,null,null,null,null,0,0,0,0,0,0,0,0,0,0,0,0,0,0,0,0,0,0,0,0,0,0,0,0,0,0,0,0,0,0,0,0,0,0,0,0,0,0,0,0,0,0,0,0,0,0,0,0,0,0,0,0,0,0,0,0,0,0,0,0,0,0,0,0,0,0,0,0,0,0,0,0,0,0,0,0,0,0,0,0,0,0,0,0,0,0,0,0,0,0,0]
["",null,null,null,null,"","",null,null,null,null,null,null,null,null,null,null,null,null,null,null,null,null,null,null,null,null,null,null,null,null,null,null,null,null,null,null,null,null,null,null,null,null,null,null,null,null,null,null,null,null,null,null,null,null,null,null,null,null,null,null,null,null,null,null,null,null,null,null,null,null,null,null,null,null,null,null,null,null,null,null,null,null,null,null,null,null,null,null,null,null,null,null,null,null,null,null,null,null,0,0,0,0,0,0,0,0,0,0,0,0,0,0,0,0,0,0,0,0,0,0,0,0,0,0,0,0,0,0,0,0,0,0,0,0,0,0,0,0,0,0,0,0,0,0,0,0,0,0,0,0,0,0,0,0,0,0,0,0,0,0,0,0,0,0,0,0,0,0,0,0,0,0,0,0,0,0,0,0,0,0,0,0,0,0,0,0,0,0,0]
["",null,null,null,null,"","",null,null,null,null,null,null,null,null,null,null,null,null,null,null,null,null,null,null,null,null,null,null,null,null,null,null,null,null,null,null,null,null,null,null,null,null,null,null,null,null,null,null,null,null,null,null,null,null,null,null,null,null,null,null,null,null,null,null,null,null,null,null,null,null,null,null,null,null,null,null,null,null,null,null,null,null,null,null,null,null,null,null,null,null,null,null,null,null,null,null,null,null,0,0,0,0,0,0,0,0,0,0,0,0,0,0,0,0,0,0,0,0,0,0,0,0,0,0,0,0,0,0,0,0,0,0,0,0,0,0,0,0,0,0,0,0,0,0,0,0,0,0,0,0,0,0,0,0,0,0,0,0,0,0,0,0,0,0,0,0,0,0,0,0,0,0,0,0,0,0,0,0,0,0,0,0,0,0,0,0,0,0,0]
["",null,null,null,null,"","",null,null,null,null,null,null,null,null,null,null,null,null,null,null,null,null,null,null,null,null,null,null,null,null,null,null,null,null,null,null,null,null,null,null,null,null,null,null,null,null,null,null,null,null,null,null,null,null,null,null,null,null,null,null,null,null,null,null,null,null,null,null,null,null,null,null,null,null,null,null,null,null,null,null,null,null,null,null,null,null,null,null,null,null,null,null,null,null,null,null,null,null,0,0,0,0,0,0,0,0,0,0,0,0,0,0,0,0,0,0,0,0,0,0,0,0,0,0,0,0,0,0,0,0,0,0,0,0,0,0,0,0,0,0,0,0,0,0,0,0,0,0,0,0,0,0,0,0,0,0,0,0,0,0,0,0,0,0,0,0,0,0,0,0,0,0,0,0,0,0,0,0,0,0,0,0,0,0,0,0,0,0,0]
["",null,null,null,null,"","",null,null,null,null,null,null,null,null,null,null,null,null,null,null,null,null,null,null,null,null,null,null,null,null,null,null,null,null,null,null,null,null,null,null,null,null,null,null,null,null,null,null,null,null,null,null,null,null,null,null,null,null,null,null,null,null,null,null,null,null,null,null,null,null,null,null,null,null,null,null,null,null,null,null,null,null,null,null,null,null,null,null,null,null,null,null,null,null,null,null,null,null,0,0,0,0,0,0,0,0,0,0,0,0,0,0,0,0,0,0,0,0,0,0,0,0,0,0,0,0,0,0,0,0,0,0,0,0,0,0,0,0,0,0,0,0,0,0,0,0,0,0,0,0,0,0,0,0,0,0,0,0,0,0,0,0,0,0,0,0,0,0,0,0,0,0,0,0,0,0,0,0,0,0,0,0,0,0,0,0,0,0,0]
["",null,null,null,null,"","",null,null,null,null,null,null,null,null,null,null,null,null,null,null,null,null,null,null,null,null,null,null,null,null,null,null,null,null,null,null,null,null,null,null,null,null,null,null,null,null,null,null,null,null,null,null,null,null,null,null,null,null,null,null,null,null,null,null,null,null,null,null,null,null,null,null,null,null,null,null,null,null,null,null,null,null,null,null,null,null,null,null,null,null,null,null,null,null,null,null,null,null,0,0,0,0,0,0,0,0,0,0,0,0,0,0,0,0,0,0,0,0,0,0,0,0,0,0,0,0,0,0,0,0,0,0,0,0,0,0,0,0,0,0,0,0,0,0,0,0,0,0,0,0,0,0,0,0,0,0,0,0,0,0,0,0,0,0,0,0,0,0,0,0,0,0,0,0,0,0,0,0,0,0,0,0,0,0,0,0,0,0,0]
["",null,null,null,null,"","",null,null,null,null,null,null,null,null,null,null,null,null,null,null,null,null,null,null,null,null,null,null,null,null,null,null,null,null,null,null,null,null,null,null,null,null,null,null,null,null,null,null,null,null,null,null,null,null,null,null,null,null,null,null,null,null,null,null,null,null,null,null,null,null,null,null,null,null,null,null,null,null,null,null,null,null,null,null,null,null,null,null,null,null,null,null,null,null,null,null,null,null,0,0,0,0,0,0,0,0,0,0,0,0,0,0,0,0,0,0,0,0,0,0,0,0,0,0,0,0,0,0,0,0,0,0,0,0,0,0,0,0,0,0,0,0,0,0,0,0,0,0,0,0,0,0,0,0,0,0,0,0,0,0,0,0,0,0,0,0,0,0,0,0,0,0,0,0,0,0,0,0,0,0,0,0,0,0,0,0,0,0,0]
["",null,null,null,null,"","",null,null,null,null,null,null,null,null,null,null,null,null,null,null,null,null,null,null,null,null,null,null,null,null,null,null,null,null,null,null,null,null,null,null,null,null,null,null,null,null,null,null,null,null,null,null,null,null,null,null,null,null,null,null,null,null,null,null,null,null,null,null,null,null,null,null,null,null,null,null,null,null,null,null,null,null,null,null,null,null,null,null,null,null,null,null,null,null,null,null,null,null,0,0,0,0,0,0,0,0,0,0,0,0,0,0,0,0,0,0,0,0,0,0,0,0,0,0,0,0,0,0,0,0,0,0,0,0,0,0,0,0,0,0,0,0,0,0,0,0,0,0,0,0,0,0,0,0,0,0,0,0,0,0,0,0,0,0,0,0,0,0,0,0,0,0,0,0,0,0,0,0,0,0,0,0,0,0,0,0,0,0,0]
["",null,null,null,null,"","",null,null,null,null,null,null,null,null,null,null,null,null,null,null,null,null,null,null,null,null,null,null,null,null,null,null,null,null,null,null,null,null,null,null,null,null,null,null,null,null,null,null,null,null,null,null,null,null,null,null,null,null,null,null,null,null,null,null,null,null,null,null,null,null,null,null,null,null,null,null,null,null,null,null,null,null,null,null,null,null,null,null,null,null,null,null,null,null,null,null,null,null,0,0,0,0,0,0,0,0,0,0,0,0,0,0,0,0,0,0,0,0,0,0,0,0,0,0,0,0,0,0,0,0,0,0,0,0,0,0,0,0,0,0,0,0,0,0,0,0,0,0,0,0,0,0,0,0,0,0,0,0,0,0,0,0,0,0,0,0,0,0,0,0,0,0,0,0,0,0,0,0,0,0,0,0,0,0,0,0,0,0,0]
["",null,null,null,null,"","",null,null,null,null,null,null,null,null,null,null,null,null,null,null,null,null,null,null,null,null,null,null,null,null,null,null,null,null,null,null,null,null,null,null,null,null,null,null,null,null,null,null,null,null,null,null,null,null,null,null,null,null,null,null,null,null,null,null,null,null,null,null,null,null,null,null,null,null,null,null,null,null,null,null,null,null,null,null,null,null,null,null,null,null,null,null,null,null,null,null,null,null,0,0,0,0,0,0,0,0,0,0,0,0,0,0,0,0,0,0,0,0,0,0,0,0,0,0,0,0,0,0,0,0,0,0,0,0,0,0,0,0,0,0,0,0,0,0,0,0,0,0,0,0,0,0,0,0,0,0,0,0,0,0,0,0,0,0,0,0,0,0,0,0,0,0,0,0,0,0,0,0,0,0,0,0,0,0,0,0,0,0,0]
["",null,null,null,null,"","",null,null,null,null,null,null,null,null,null,null,null,null,null,null,null,null,null,null,null,null,null,null,null,null,null,null,null,null,null,null,null,null,null,null,null,null,null,null,null,null,null,null,null,null,null,null,null,null,null,null,null,null,null,null,null,null,null,null,null,null,null,null,null,null,null,null,null,null,null,null,null,null,null,null,null,null,null,null,null,null,null,null,null,null,null,null,null,null,null,null,null,null,0,0,0,0,0,0,0,0,0,0,0,0,0,0,0,0,0,0,0,0,0,0,0,0,0,0,0,0,0,0,0,0,0,0,0,0,0,0,0,0,0,0,0,0,0,0,0,0,0,0,0,0,0,0,0,0,0,0,0,0,0,0,0,0,0,0,0,0,0,0,0,0,0,0,0,0,0,0,0,0,0,0,0,0,0,0,0,0,0,0,0]
["",null,null,null,null,"","",null,null,null,null,null,null,null,null,null,null,null,null,null,null,null,null,null,null,null,null,null,null,null,null,null,null,null,null,null,null,null,null,null,null,null,null,null,null,null,null,null,null,null,null,null,null,null,null,null,null,null,null,null,null,null,null,null,null,null,null,null,null,null,null,null,null,null,null,null,null,null,null,null,null,null,null,null,null,null,null,null,null,null,null,null,null,null,null,null,null,null,null,0,0,0,0,0,0,0,0,0,0,0,0,0,0,0,0,0,0,0,0,0,0,0,0,0,0,0,0,0,0,0,0,0,0,0,0,0,0,0,0,0,0,0,0,0,0,0,0,0,0,0,0,0,0,0,0,0,0,0,0,0,0,0,0,0,0,0,0,0,0,0,0,0,0,0,0,0,0,0,0,0,0,0,0,0,0,0,0,0,0,0]
["",null,null,null,null,"","",null,null,null,null,null,null,null,null,null,null,null,null,null,null,null,null,null,null,null,null,null,null,null,null,null,null,null,null,null,null,null,null,null,null,null,null,null,null,null,null,null,null,null,null,null,null,null,null,null,null,null,null,null,null,null,null,null,null,null,null,null,null,null,null,null,null,null,null,null,null,null,null,null,null,null,null,null,null,null,null,null,null,null,null,null,null,null,null,null,null,null,null,0,0,0,0,0,0,0,0,0,0,0,0,0,0,0,0,0,0,0,0,0,0,0,0,0,0,0,0,0,0,0,0,0,0,0,0,0,0,0,0,0,0,0,0,0,0,0,0,0,0,0,0,0,0,0,0,0,0,0,0,0,0,0,0,0,0,0,0,0,0,0,0,0,0,0,0,0,0,0,0,0,0,0,0,0,0,0,0,0,0,0]
["",null,null,null,null,"","",null,null,null,null,null,null,null,null,null,null,null,null,null,null,null,null,null,null,null,null,null,null,null,null,null,null,null,null,null,null,null,null,null,null,null,null,null,null,null,null,null,null,null,null,null,null,null,null,null,null,null,null,null,null,null,null,null,null,null,null,null,null,null,null,null,null,null,null,null,null,null,null,null,null,null,null,null,null,null,null,null,null,null,null,null,null,null,null,null,null,null,null,0,0,0,0,0,0,0,0,0,0,0,0,0,0,0,0,0,0,0,0,0,0,0,0,0,0,0,0,0,0,0,0,0,0,0,0,0,0,0,0,0,0,0,0,0,0,0,0,0,0,0,0,0,0,0,0,0,0,0,0,0,0,0,0,0,0,0,0,0,0,0,0,0,0,0,0,0,0,0,0,0,0,0,0,0,0,0,0,0,0,0]
["",null,null,null,null,"","",null,null,null,null,null,null,null,null,null,null,null,null,null,null,null,null,null,null,null,null,null,null,null,null,null,null,null,null,null,null,null,null,null,null,null,null,null,null,null,null,null,null,null,null,null,null,null,null,null,null,null,null,null,null,null,null,null,null,null,null,null,null,null,null,null,null,null,null,null,null,null,null,null,null,null,null,null,null,null,null,null,null,null,null,null,null,null,null,null,null,null,null,0,0,0,0,0,0,0,0,0,0,0,0,0,0,0,0,0,0,0,0,0,0,0,0,0,0,0,0,0,0,0,0,0,0,0,0,0,0,0,0,0,0,0,0,0,0,0,0,0,0,0,0,0,0,0,0,0,0,0,0,0,0,0,0,0,0,0,0,0,0,0,0,0,0,0,0,0,0,0,0,0,0,0,0,0,0,0,0,0,0,0]
["",null,null,null,null,"","",null,null,null,null,null,null,null,null,null,null,null,null,null,null,null,null,null,null,null,null,null,null,null,null,null,null,null,null,null,null,null,null,null,null,null,null,null,null,null,null,null,null,null,null,null,null,null,null,null,null,null,null,null,null,null,null,null,null,null,null,null,null,null,null,null,null,null,null,null,null,null,null,null,null,null,null,null,null,null,null,null,null,null,null,null,null,null,null,null,null,null,null,0,0,0,0,0,0,0,0,0,0,0,0,0,0,0,0,0,0,0,0,0,0,0,0,0,0,0,0,0,0,0,0,0,0,0,0,0,0,0,0,0,0,0,0,0,0,0,0,0,0,0,0,0,0,0,0,0,0,0,0,0,0,0,0,0,0,0,0,0,0,0,0,0,0,0,0,0,0,0,0,0,0,0,0,0,0,0,0,0,0,0]
["",null,null,null,null,"","",null,null,null,null,null,null,null,null,null,null,null,null,null,null,null,null,null,null,null,null,null,null,null,null,null,null,null,null,null,null,null,null,null,null,null,null,null,null,null,null,null,null,null,null,null,null,null,null,null,null,null,null,null,null,null,null,null,null,null,null,null,null,null,null,null,null,null,null,null,null,null,null,null,null,null,null,null,null,null,null,null,null,null,null,null,null,null,null,null,null,null,null,0,0,0,0,0,0,0,0,0,0,0,0,0,0,0,0,0,0,0,0,0,0,0,0,0,0,0,0,0,0,0,0,0,0,0,0,0,0,0,0,0,0,0,0,0,0,0,0,0,0,0,0,0,0,0,0,0,0,0,0,0,0,0,0,0,0,0,0,0,0,0,0,0,0,0,0,0,0,0,0,0,0,0,0,0,0,0,0,0,0,0]
["",null,null,null,null,"","",null,null,null,null,null,null,null,null,null,null,null,null,null,null,null,null,null,null,null,null,null,null,null,null,null,null,null,null,null,null,null,null,null,null,null,null,null,null,null,null,null,null,null,null,null,null,null,null,null,null,null,null,null,null,null,null,null,null,null,null,null,null,null,null,null,null,null,null,null,null,null,null,null,null,null,null,null,null,null,null,null,null,null,null,null,null,null,null,null,null,null,null,0,0,0,0,0,0,0,0,0,0,0,0,0,0,0,0,0,0,0,0,0,0,0,0,0,0,0,0,0,0,0,0,0,0,0,0,0,0,0,0,0,0,0,0,0,0,0,0,0,0,0,0,0,0,0,0,0,0,0,0,0,0,0,0,0,0,0,0,0,0,0,0,0,0,0,0,0,0,0,0,0,0,0,0,0,0,0,0,0,0,0]
["",null,null,null,null,"","",null,null,null,null,null,null,null,null,null,null,null,null,null,null,null,null,null,null,null,null,null,null,null,null,null,null,null,null,null,null,null,null,null,null,null,null,null,null,null,null,null,null,null,null,null,null,null,null,null,null,null,null,null,null,null,null,null,null,null,null,null,null,null,null,null,null,null,null,null,null,null,null,null,null,null,null,null,null,null,null,null,null,null,null,null,null,null,null,null,null,null,null,0,0,0,0,0,0,0,0,0,0,0,0,0,0,0,0,0,0,0,0,0,0,0,0,0,0,0,0,0,0,0,0,0,0,0,0,0,0,0,0,0,0,0,0,0,0,0,0,0,0,0,0,0,0,0,0,0,0,0,0,0,0,0,0,0,0,0,0,0,0,0,0,0,0,0,0,0,0,0,0,0,0,0,0,0,0,0,0,0,0,0]
["",null,null,null,null,"","",null,null,null,null,null,null,null,null,null,null,null,null,null,null,null,null,null,null,null,null,null,null,null,null,null,null,null,null,null,null,null,null,null,null,null,null,null,null,null,null,null,null,null,null,null,null,null,null,null,null,null,null,null,null,null,null,null,null,null,null,null,null,null,null,null,null,null,null,null,null,null,null,null,null,null,null,null,null,null,null,null,null,null,null,null,null,null,null,null,null,null,null,0,0,0,0,0,0,0,0,0,0,0,0,0,0,0,0,0,0,0,0,0,0,0,0,0,0,0,0,0,0,0,0,0,0,0,0,0,0,0,0,0,0,0,0,0,0,0,0,0,0,0,0,0,0,0,0,0,0,0,0,0,0,0,0,0,0,0,0,0,0,0,0,0,0,0,0,0,0,0,0,0,0,0,0,0,0,0,0,0,0,0]
["",null,null,null,null,"","",null,null,null,null,null,null,null,null,null,null,null,null,null,null,null,null,null,null,null,null,null,null,null,null,null,null,null,null,null,null,null,null,null,null,null,null,null,null,null,null,null,null,null,null,null,null,null,null,null,null,null,null,null,null,null,null,null,null,null,null,null,null,null,null,null,null,null,null,null,null,null,null,null,null,null,null,null,null,null,null,null,null,null,null,null,null,null,null,null,null,null,null,0,0,0,0,0,0,0,0,0,0,0,0,0,0,0,0,0,0,0,0,0,0,0,0,0,0,0,0,0,0,0,0,0,0,0,0,0,0,0,0,0,0,0,0,0,0,0,0,0,0,0,0,0,0,0,0,0,0,0,0,0,0,0,0,0,0,0,0,0,0,0,0,0,0,0,0,0,0,0,0,0,0,0,0,0,0,0,0,0,0,0]
["",null,null,null,null,"","",null,null,null,null,null,null,null,null,null,null,null,null,null,null,null,null,null,null,null,null,null,null,null,null,null,null,null,null,null,null,null,null,null,null,null,null,null,null,null,null,null,null,null,null,null,null,null,null,null,null,null,null,null,null,null,null,null,null,null,null,null,null,null,null,null,null,null,null,null,null,null,null,null,null,null,null,null,null,null,null,null,null,null,null,null,null,null,null,null,null,null,null,0,0,0,0,0,0,0,0,0,0,0,0,0,0,0,0,0,0,0,0,0,0,0,0,0,0,0,0,0,0,0,0,0,0,0,0,0,0,0,0,0,0,0,0,0,0,0,0,0,0,0,0,0,0,0,0,0,0,0,0,0,0,0,0,0,0,0,0,0,0,0,0,0,0,0,0,0,0,0,0,0,0,0,0,0,0,0,0,0,0,0]
["",null,null,null,null,"","",null,null,null,null,null,null,null,null,null,null,null,null,null,null,null,null,null,null,null,null,null,null,null,null,null,null,null,null,null,null,null,null,null,null,null,null,null,null,null,null,null,null,null,null,null,null,null,null,null,null,null,null,null,null,null,null,null,null,null,null,null,null,null,null,null,null,null,null,null,null,null,null,null,null,null,null,null,null,null,null,null,null,null,null,null,null,null,null,null,null,null,null,0,0,0,0,0,0,0,0,0,0,0,0,0,0,0,0,0,0,0,0,0,0,0,0,0,0,0,0,0,0,0,0,0,0,0,0,0,0,0,0,0,0,0,0,0,0,0,0,0,0,0,0,0,0,0,0,0,0,0,0,0,0,0,0,0,0,0,0,0,0,0,0,0,0,0,0,0,0,0,0,0,0,0,0,0,0,0,0,0,0,0]
["",null,null,null,null,"","",null,null,null,null,null,null,null,null,null,null,null,null,null,null,null,null,null,null,null,null,null,null,null,null,null,null,null,null,null,null,null,null,null,null,null,null,null,null,null,null,null,null,null,null,null,null,null,null,null,null,null,null,null,null,null,null,null,null,null,null,null,null,null,null,null,null,null,null,null,null,null,null,null,null,null,null,null,null,null,null,null,null,null,null,null,null,null,null,null,null,null,null,0,0,0,0,0,0,0,0,0,0,0,0,0,0,0,0,0,0,0,0,0,0,0,0,0,0,0,0,0,0,0,0,0,0,0,0,0,0,0,0,0,0,0,0,0,0,0,0,0,0,0,0,0,0,0,0,0,0,0,0,0,0,0,0,0,0,0,0,0,0,0,0,0,0,0,0,0,0,0,0,0,0,0,0,0,0,0,0,0,0,0]
["",null,null,null,null,"","",null,null,null,null,null,null,null,null,null,null,null,null,null,null,null,null,null,null,null,null,null,null,null,null,null,null,null,null,null,null,null,null,null,null,null,null,null,null,null,null,null,null,null,null,null,null,null,null,null,null,null,null,null,null,null,null,null,null,null,null,null,null,null,null,null,null,null,null,null,null,null,null,null,null,null,null,null,null,null,null,null,null,null,null,null,null,null,null,null,null,null,null,0,0,0,0,0,0,0,0,0,0,0,0,0,0,0,0,0,0,0,0,0,0,0,0,0,0,0,0,0,0,0,0,0,0,0,0,0,0,0,0,0,0,0,0,0,0,0,0,0,0,0,0,0,0,0,0,0,0,0,0,0,0,0,0,0,0,0,0,0,0,0,0,0,0,0,0,0,0,0,0,0,0,0,0,0,0,0,0,0,0,0]
["",null,null,null,null,"","",null,null,null,null,null,null,null,null,null,null,null,null,null,null,null,null,null,null,null,null,null,null,null,null,null,null,null,null,null,null,null,null,null,null,null,null,null,null,null,null,null,null,null,null,null,null,null,null,null,null,null,null,null,null,null,null,null,null,null,null,null,null,null,null,null,null,null,null,null,null,null,null,null,null,null,null,null,null,null,null,null,null,null,null,null,null,null,null,null,null,null,null,0,0,0,0,0,0,0,0,0,0,0,0,0,0,0,0,0,0,0,0,0,0,0,0,0,0,0,0,0,0,0,0,0,0,0,0,0,0,0,0,0,0,0,0,0,0,0,0,0,0,0,0,0,0,0,0,0,0,0,0,0,0,0,0,0,0,0,0,0,0,0,0,0,0,0,0,0,0,0,0,0,0,0,0,0,0,0,0,0,0,0]
["",null,null,null,null,"","",null,null,null,null,null,null,null,null,null,null,null,null,null,null,null,null,null,null,null,null,null,null,null,null,null,null,null,null,null,null,null,null,null,null,null,null,null,null,null,null,null,null,null,null,null,null,null,null,null,null,null,null,null,null,null,null,null,null,null,null,null,null,null,null,null,null,null,null,null,null,null,null,null,null,null,null,null,null,null,null,null,null,null,null,null,null,null,null,null,null,null,null,0,0,0,0,0,0,0,0,0,0,0,0,0,0,0,0,0,0,0,0,0,0,0,0,0,0,0,0,0,0,0,0,0,0,0,0,0,0,0,0,0,0,0,0,0,0,0,0,0,0,0,0,0,0,0,0,0,0,0,0,0,0,0,0,0,0,0,0,0,0,0,0,0,0,0,0,0,0,0,0,0,0,0,0,0,0,0,0,0,0,0]
["",null,null,null,null,"","",null,null,null,null,null,null,null,null,null,null,null,null,null,null,null,null,null,null,null,null,null,null,null,null,null,null,null,null,null,null,null,null,null,null,null,null,null,null,null,null,null,null,null,null,null,null,null,null,null,null,null,null,null,null,null,null,null,null,null,null,null,null,null,null,null,null,null,null,null,null,null,null,null,null,null,null,null,null,null,null,null,null,null,null,null,null,null,null,null,null,null,null,0,0,0,0,0,0,0,0,0,0,0,0,0,0,0,0,0,0,0,0,0,0,0,0,0,0,0,0,0,0,0,0,0,0,0,0,0,0,0,0,0,0,0,0,0,0,0,0,0,0,0,0,0,0,0,0,0,0,0,0,0,0,0,0,0,0,0,0,0,0,0,0,0,0,0,0,0,0,0,0,0,0,0,0,0,0,0,0,0,0,0]
["",null,null,null,null,"","",null,null,null,null,null,null,null,null,null,null,null,null,null,null,null,null,null,null,null,null,null,null,null,null,null,null,null,null,null,null,null,null,null,null,null,null,null,null,null,null,null,null,null,null,null,null,null,null,null,null,null,null,null,null,null,null,null,null,null,null,null,null,null,null,null,null,null,null,null,null,null,null,null,null,null,null,null,null,null,null,null,null,null,null,null,null,null,null,null,null,null,null,0,0,0,0,0,0,0,0,0,0,0,0,0,0,0,0,0,0,0,0,0,0,0,0,0,0,0,0,0,0,0,0,0,0,0,0,0,0,0,0,0,0,0,0,0,0,0,0,0,0,0,0,0,0,0,0,0,0,0,0,0,0,0,0,0,0,0,0,0,0,0,0,0,0,0,0,0,0,0,0,0,0,0,0,0,0,0,0,0,0,0]
["",null,null,null,null,"","",null,null,null,null,null,null,null,null,null,null,null,null,null,null,null,null,null,null,null,null,null,null,null,null,null,null,null,null,null,null,null,null,null,null,null,null,null,null,null,null,null,null,null,null,null,null,null,null,null,null,null,null,null,null,null,null,null,null,null,null,null,null,null,null,null,null,null,null,null,null,null,null,null,null,null,null,null,null,null,null,null,null,null,null,null,null,null,null,null,null,null,null,0,0,0,0,0,0,0,0,0,0,0,0,0,0,0,0,0,0,0,0,0,0,0,0,0,0,0,0,0,0,0,0,0,0,0,0,0,0,0,0,0,0,0,0,0,0,0,0,0,0,0,0,0,0,0,0,0,0,0,0,0,0,0,0,0,0,0,0,0,0,0,0,0,0,0,0,0,0,0,0,0,0,0,0,0,0,0,0,0,0,0]
["",null,null,null,null,"","",null,null,null,null,null,null,null,null,null,null,null,null,null,null,null,null,null,null,null,null,null,null,null,null,null,null,null,null,null,null,null,null,null,null,null,null,null,null,null,null,null,null,null,null,null,null,null,null,null,null,null,null,null,null,null,null,null,null,null,null,null,null,null,null,null,null,null,null,null,null,null,null,null,null,null,null,null,null,null,null,null,null,null,null,null,null,null,null,null,null,null,null,0,0,0,0,0,0,0,0,0,0,0,0,0,0,0,0,0,0,0,0,0,0,0,0,0,0,0,0,0,0,0,0,0,0,0,0,0,0,0,0,0,0,0,0,0,0,0,0,0,0,0,0,0,0,0,0,0,0,0,0,0,0,0,0,0,0,0,0,0,0,0,0,0,0,0,0,0,0,0,0,0,0,0,0,0,0,0,0,0,0,0]
["",null,null,null,null,"","",null,null,null,null,null,null,null,null,null,null,null,null,null,null,null,null,null,null,null,null,null,null,null,null,null,null,null,null,null,null,null,null,null,null,null,null,null,null,null,null,null,null,null,null,null,null,null,null,null,null,null,null,null,null,null,null,null,null,null,null,null,null,null,null,null,null,null,null,null,null,null,null,null,null,null,null,null,null,null,null,null,null,null,null,null,null,null,null,null,null,null,null,0,0,0,0,0,0,0,0,0,0,0,0,0,0,0,0,0,0,0,0,0,0,0,0,0,0,0,0,0,0,0,0,0,0,0,0,0,0,0,0,0,0,0,0,0,0,0,0,0,0,0,0,0,0,0,0,0,0,0,0,0,0,0,0,0,0,0,0,0,0,0,0,0,0,0,0,0,0,0,0,0,0,0,0,0,0,0,0,0,0,0]
["",null,null,null,null,"","",null,null,null,null,null,null,null,null,null,null,null,null,null,null,null,null,null,null,null,null,null,null,null,null,null,null,null,null,null,null,null,null,null,null,null,null,null,null,null,null,null,null,null,null,null,null,null,null,null,null,null,null,null,null,null,null,null,null,null,null,null,null,null,null,null,null,null,null,null,null,null,null,null,null,null,null,null,null,null,null,null,null,null,null,null,null,null,null,null,null,null,null,0,0,0,0,0,0,0,0,0,0,0,0,0,0,0,0,0,0,0,0,0,0,0,0,0,0,0,0,0,0,0,0,0,0,0,0,0,0,0,0,0,0,0,0,0,0,0,0,0,0,0,0,0,0,0,0,0,0,0,0,0,0,0,0,0,0,0,0,0,0,0,0,0,0,0,0,0,0,0,0,0,0,0,0,0,0,0,0,0,0,0]
["",null,null,null,null,"","",null,null,null,null,null,null,null,null,null,null,null,null,null,null,null,null,null,null,null,null,null,null,null,null,null,null,null,null,null,null,null,null,null,null,null,null,null,null,null,null,null,null,null,null,null,null,null,null,null,null,null,null,null,null,null,null,null,null,null,null,null,null,null,null,null,null,null,null,null,null,null,null,null,null,null,null,null,null,null,null,null,null,null,null,null,null,null,null,null,null,null,null,0,0,0,0,0,0,0,0,0,0,0,0,0,0,0,0,0,0,0,0,0,0,0,0,0,0,0,0,0,0,0,0,0,0,0,0,0,0,0,0,0,0,0,0,0,0,0,0,0,0,0,0,0,0,0,0,0,0,0,0,0,0,0,0,0,0,0,0,0,0,0,0,0,0,0,0,0,0,0,0,0,0,0,0,0,0,0,0,0,0,0]
["",null,null,null,null,"","",null,null,null,null,null,null,null,null,null,null,null,null,null,null,null,null,null,null,null,null,null,null,null,null,null,null,null,null,null,null,null,null,null,null,null,null,null,null,null,null,null,null,null,null,null,null,null,null,null,null,null,null,null,null,null,null,null,null,null,null,null,null,null,null,null,null,null,null,null,null,null,null,null,null,null,null,null,null,null,null,null,null,null,null,null,null,null,null,null,null,null,null,0,0,0,0,0,0,0,0,0,0,0,0,0,0,0,0,0,0,0,0,0,0,0,0,0,0,0,0,0,0,0,0,0,0,0,0,0,0,0,0,0,0,0,0,0,0,0,0,0,0,0,0,0,0,0,0,0,0,0,0,0,0,0,0,0,0,0,0,0,0,0,0,0,0,0,0,0,0,0,0,0,0,0,0,0,0,0,0,0,0,0]
["",null,null,null,null,"","",null,null,null,null,null,null,null,null,null,null,null,null,null,null,null,null,null,null,null,null,null,null,null,null,null,null,null,null,null,null,null,null,null,null,null,null,null,null,null,null,null,null,null,null,null,null,null,null,null,null,null,null,null,null,null,null,null,null,null,null,null,null,null,null,null,null,null,null,null,null,null,null,null,null,null,null,null,null,null,null,null,null,null,null,null,null,null,null,null,null,null,null,0,0,0,0,0,0,0,0,0,0,0,0,0,0,0,0,0,0,0,0,0,0,0,0,0,0,0,0,0,0,0,0,0,0,0,0,0,0,0,0,0,0,0,0,0,0,0,0,0,0,0,0,0,0,0,0,0,0,0,0,0,0,0,0,0,0,0,0,0,0,0,0,0,0,0,0,0,0,0,0,0,0,0,0,0,0,0,0,0,0,0]
["",null,null,null,null,"","",null,null,null,null,null,null,null,null,null,null,null,null,null,null,null,null,null,null,null,null,null,null,null,null,null,null,null,null,null,null,null,null,null,null,null,null,null,null,null,null,null,null,null,null,null,null,null,null,null,null,null,null,null,null,null,null,null,null,null,null,null,null,null,null,null,null,null,null,null,null,null,null,null,null,null,null,null,null,null,null,null,null,null,null,null,null,null,null,null,null,null,null,0,0,0,0,0,0,0,0,0,0,0,0,0,0,0,0,0,0,0,0,0,0,0,0,0,0,0,0,0,0,0,0,0,0,0,0,0,0,0,0,0,0,0,0,0,0,0,0,0,0,0,0,0,0,0,0,0,0,0,0,0,0,0,0,0,0,0,0,0,0,0,0,0,0,0,0,0,0,0,0,0,0,0,0,0,0,0,0,0,0,0]
["",null,null,null,null,"","",null,null,null,null,null,null,null,null,null,null,null,null,null,null,null,null,null,null,null,null,null,null,null,null,null,null,null,null,null,null,null,null,null,null,null,null,null,null,null,null,null,null,null,null,null,null,null,null,null,null,null,null,null,null,null,null,null,null,null,null,null,null,null,null,null,null,null,null,null,null,null,null,null,null,null,null,null,null,null,null,null,null,null,null,null,null,null,null,null,null,null,null,0,0,0,0,0,0,0,0,0,0,0,0,0,0,0,0,0,0,0,0,0,0,0,0,0,0,0,0,0,0,0,0,0,0,0,0,0,0,0,0,0,0,0,0,0,0,0,0,0,0,0,0,0,0,0,0,0,0,0,0,0,0,0,0,0,0,0,0,0,0,0,0,0,0,0,0,0,0,0,0,0,0,0,0,0,0,0,0,0,0,0]
["",null,null,null,null,"","",null,null,null,null,null,null,null,null,null,null,null,null,null,null,null,null,null,null,null,null,null,null,null,null,null,null,null,null,null,null,null,null,null,null,null,null,null,null,null,null,null,null,null,null,null,null,null,null,null,null,null,null,null,null,null,null,null,null,null,null,null,null,null,null,null,null,null,null,null,null,null,null,null,null,null,null,null,null,null,null,null,null,null,null,null,null,null,null,null,null,null,null,0,0,0,0,0,0,0,0,0,0,0,0,0,0,0,0,0,0,0,0,0,0,0,0,0,0,0,0,0,0,0,0,0,0,0,0,0,0,0,0,0,0,0,0,0,0,0,0,0,0,0,0,0,0,0,0,0,0,0,0,0,0,0,0,0,0,0,0,0,0,0,0,0,0,0,0,0,0,0,0,0,0,0,0,0,0,0,0,0,0,0]
["",null,null,null,null,"","",null,null,null,null,null,null,null,null,null,null,null,null,null,null,null,null,null,null,null,null,null,null,null,null,null,null,null,null,null,null,null,null,null,null,null,null,null,null,null,null,null,null,null,null,null,null,null,null,null,null,null,null,null,null,null,null,null,null,null,null,null,null,null,null,null,null,null,null,null,null,null,null,null,null,null,null,null,null,null,null,null,null,null,null,null,null,null,null,null,null,null,null,0,0,0,0,0,0,0,0,0,0,0,0,0,0,0,0,0,0,0,0,0,0,0,0,0,0,0,0,0,0,0,0,0,0,0,0,0,0,0,0,0,0,0,0,0,0,0,0,0,0,0,0,0,0,0,0,0,0,0,0,0,0,0,0,0,0,0,0,0,0,0,0,0,0,0,0,0,0,0,0,0,0,0,0,0,0,0,0,0,0,0]
["",null,null,null,null,"","",null,null,null,null,null,null,null,null,null,null,null,null,null,null,null,null,null,null,null,null,null,null,null,null,null,null,null,null,null,null,null,null,null,null,null,null,null,null,null,null,null,null,null,null,null,null,null,null,null,null,null,null,null,null,null,null,null,null,null,null,null,null,null,null,null,null,null,null,null,null,null,null,null,null,null,null,null,null,null,null,null,null,null,null,null,null,null,null,null,null,null,null,0,0,0,0,0,0,0,0,0,0,0,0,0,0,0,0,0,0,0,0,0,0,0,0,0,0,0,0,0,0,0,0,0,0,0,0,0,0,0,0,0,0,0,0,0,0,0,0,0,0,0,0,0,0,0,0,0,0,0,0,0,0,0,0,0,0,0,0,0,0,0,0,0,0,0,0,0,0,0,0,0,0,0,0,0,0,0,0,0,0,0]
["",null,null,null,null,"","",null,null,null,null,null,null,null,null,null,null,null,null,null,null,null,null,null,null,null,null,null,null,null,null,null,null,null,null,null,null,null,null,null,null,null,null,null,null,null,null,null,null,null,null,null,null,null,null,null,null,null,null,null,null,null,null,null,null,null,null,null,null,null,null,null,null,null,null,null,null,null,null,null,null,null,null,null,null,null,null,null,null,null,null,null,null,null,null,null,null,null,null,0,0,0,0,0,0,0,0,0,0,0,0,0,0,0,0,0,0,0,0,0,0,0,0,0,0,0,0,0,0,0,0,0,0,0,0,0,0,0,0,0,0,0,0,0,0,0,0,0,0,0,0,0,0,0,0,0,0,0,0,0,0,0,0,0,0,0,0,0,0,0,0,0,0,0,0,0,0,0,0,0,0,0,0,0,0,0,0,0,0,0]
["",null,null,null,null,"","",null,null,null,null,null,null,null,null,null,null,null,null,null,null,null,null,null,null,null,null,null,null,null,null,null,null,null,null,null,null,null,null,null,null,null,null,null,null,null,null,null,null,null,null,null,null,null,null,null,null,null,null,null,null,null,null,null,null,null,null,null,null,null,null,null,null,null,null,null,null,null,null,null,null,null,null,null,null,null,null,null,null,null,null,null,null,null,null,null,null,null,null,0,0,0,0,0,0,0,0,0,0,0,0,0,0,0,0,0,0,0,0,0,0,0,0,0,0,0,0,0,0,0,0,0,0,0,0,0,0,0,0,0,0,0,0,0,0,0,0,0,0,0,0,0,0,0,0,0,0,0,0,0,0,0,0,0,0,0,0,0,0,0,0,0,0,0,0,0,0,0,0,0,0,0,0,0,0,0,0,0,0,0]
["",null,null,null,null,"","",null,null,null,null,null,null,null,null,null,null,null,null,null,null,null,null,null,null,null,null,null,null,null,null,null,null,null,null,null,null,null,null,null,null,null,null,null,null,null,null,null,null,null,null,null,null,null,null,null,null,null,null,null,null,null,null,null,null,null,null,null,null,null,null,null,null,null,null,null,null,null,null,null,null,null,null,null,null,null,null,null,null,null,null,null,null,null,null,null,null,null,null,0,0,0,0,0,0,0,0,0,0,0,0,0,0,0,0,0,0,0,0,0,0,0,0,0,0,0,0,0,0,0,0,0,0,0,0,0,0,0,0,0,0,0,0,0,0,0,0,0,0,0,0,0,0,0,0,0,0,0,0,0,0,0,0,0,0,0,0,0,0,0,0,0,0,0,0,0,0,0,0,0,0,0,0,0,0,0,0,0,0,0]
["",null,null,null,null,"","",null,null,null,null,null,null,null,null,null,null,null,null,null,null,null,null,null,null,null,null,null,null,null,null,null,null,null,null,null,null,null,null,null,null,null,null,null,null,null,null,null,null,null,null,null,null,null,null,null,null,null,null,null,null,null,null,null,null,null,null,null,null,null,null,null,null,null,null,null,null,null,null,null,null,null,null,null,null,null,null,null,null,null,null,null,null,null,null,null,null,null,null,0,{"$f":"IFERROR($D134*I134,\"\")","v":0},{"$f":"IFERROR($D134*J134,\"\")","v":0},{"$f":"IFERROR($D134*K134,\"\")","v":0},{"$f":"IFERROR($D134*L134,\"\")","v":0},{"$f":"IFERROR($D134*M134,\"\")","v":0},{"$f":"IFERROR($D134*N134,\"\")","v":0},{"$f":"IFERROR($D134*O134,\"\")","v":0},{"$f":"IFERROR($D134*P134,\"\")","v":0},{"$f":"IFERROR($D134*Q134,\"\")","v":0},{"$f":"IFERROR($D134*R134,\"\")","v":0},{"$f":"IFERROR($D134*S134,\"\")","v":0},{"$f":"IFERROR($D134*T134,\"\")","v":0},{"$f":"IFERROR($D134*U134,\"\")","v":0},{"$f":"IFERROR($D134*V134,\"\")","v":0},{"$f":"IFERROR($D134*W134,\"\")","v":0},{"$f":"IFERROR($D134*X134,\"\")","v":0},{"$f":"IFERROR($D134*Y134,\"\")","v":0},{"$f":"IFERROR($D134*Z134,\"\")","v":0},{"$f":"IFERROR($D134*AA134,\"\")","v":0},{"$f":"IFERROR($D134*AB134,\"\")","v":0},{"$f":"IFERROR($D134*AC134,\"\")","v":0},{"$f":"IFERROR($D134*AD134,\"\")","v":0},{"$f":"IFERROR($D134*AE134,\"\")","v":0},{"$f":"IFERROR($D134*AF134,\"\")","v":0},{"$f":"IFERROR($D134*AG134,\"\")","v":0},{"$f":"IFERROR($D134*AH134,\"\")","v":0},{"$f":"IFERROR($D134*AI134,\"\")","v":0},{"$f":"IFERROR($D134*AJ134,\"\")","v":0},{"$f":"IFERROR($D134*AK134,\"\")","v":0},{"$f":"IFERROR($D134*AL134,\"\")","v":0},{"$f":"IFERROR($D134*AM134,\"\")","v":0},{"$f":"IFERROR($D134*AN134,\"\")","v":0},{"$f":"IFERROR($D134*AO134,\"\")","v":0},{"$f":"IFERROR($D134*AP134,\"\")","v":0},{"$f":"IFERROR($D134*AQ134,\"\")","v":0},{"$f":"IFERROR($D134*AR134,\"\")","v":0},{"$f":"IFERROR($D134*AS134,\"\")","v":0},{"$f":"IFERROR($D134*AT134,\"\")","v":0},{"$f":"IFERROR($D134*AU134,\"\")","v":0},{"$f":"IFERROR($D134*AV134,\"\")","v":0},{"$f":"IFERROR($D134*AW134,\"\")","v":0},{"$f":"IFERROR($D134*AX134,\"\")","v":0},{"$f":"IFERROR($D134*AY134,\"\")","v":0},{"$f":"IFERROR($D134*AZ134,\"\")","v":0},{"$f":"IFERROR($D134*BA134,\"\")","v":0},{"$f":"IFERROR($D134*BB134,\"\")","v":0},{"$f":"IFERROR($D134*BC134,\"\")","v":0},{"$f":"IFERROR($D134*BD134,\"\")","v":0},{"$f":"IFERROR($D134*BE134,\"\")","v":0},{"$f":"IFERROR($D134*BF134,\"\")","v":0},{"$f":"IFERROR($D134*BG134,\"\")","v":0},{"$f":"IFERROR($D134*BH134,\"\")","v":0},{"$f":"IFERROR($D134*BI134,\"\")","v":0},{"$f":"IFERROR($D134*BJ134,\"\")","v":0},{"$f":"IFERROR($D134*BK134,\"\")","v":0},{"$f":"IFERROR($D134*BL134,\"\")","v":0},{"$f":"IFERROR($D134*BM134,\"\")","v":0},{"$f":"IFERROR($D134*BN134,\"\")","v":0},{"$f":"IFERROR($D134*BO134,\"\")","v":0},{"$f":"IFERROR($D134*BP134,\"\")","v":0},{"$f":"IFERROR($D134*BQ134,\"\")","v":0},{"$f":"IFERROR($D134*BR134,\"\")","v":0},{"$f":"IFERROR($D134*BS134,\"\")","v":0},{"$f":"IFERROR($D134*BT134,\"\")","v":0},{"$f":"IFERROR($D134*BU134,\"\")","v":0},{"$f":"IFERROR($D134*BV134,\"\")","v":0},{"$f":"IFERROR($D134*BW134,\"\")","v":0},{"$f":"IFERROR($D134*BX134,\"\")","v":0},{"$f":"IFERROR($D134*BY134,\"\")","v":0},{"$f":"IFERROR($D134*BZ134,\"\")","v":0},{"$f":"IFERROR($D134*CA134,\"\")","v":0},{"$f":"IFERROR($D134*CB134,\"\")","v":0},{"$f":"IFERROR($D134*CC134,\"\")","v":0},{"$f":"IFERROR($D134*CD134,\"\")","v":0},{"$f":"IFERROR($D134*CE134,\"\")","v":0},{"$f":"IFERROR($D134*CF134,\"\")","v":0},{"$f":"IFERROR($D134*CG134,\"\")","v":0},{"$f":"IFERROR($D134*CH134,\"\")","v":0},{"$f":"IFERROR($D134*CI134,\"\")","v":0},{"$f":"IFERROR($D134*CJ134,\"\")","v":0},{"$f":"IFERROR($D134*CK134,\"\")","v":0},{"$f":"IFERROR($D134*CL134,\"\")","v":0},{"$f":"IFERROR($D134*CM134,\"\")","v":0},{"$f":"IFERROR($D134*CN134,\"\")","v":0},{"$f":"IFERROR($D134*CO134,\"\")","v":0},{"$f":"IFERROR($D134*CP134,\"\")","v":0},{"$f":"IFERROR($D134*CQ134,\"\")","v":0},{"$f":"IFERROR($D134*CR134,\"\")","v":0},{"$f":"IFERROR($D134*CS134,\"\")","v":0},{"$f":"IFERROR($D134*CT134,\"\")","v":0}]
["",null,null,null,null,"","",null,null,null,null,null,null,null,null,null,null,null,null,null,null,null,null,null,null,null,null,null,null,null,null,null,null,null,null,null,null,null,null,null,null,null,null,null,null,null,null,null,null,null,null,null,null,null,null,null,null,null,null,null,null,null,null,null,null,null,null,null,null,null,null,null,null,null,null,null,null,null,null,null,null,null,null,null,null,null,null,null,null,null,null,null,null,null,null,null,null,null,null,{"$f":"IFERROR($D135*H135,\"\")","v":0},0,0,0,0,0,0,0,0,0,0,0,0,0,0,0,0,0,0,0,0,0,0,0,0,0,0,0,0,0,0,0,0,0,0,0,0,0,0,0,0,0,0,0,0,0,0,0,0,0,0,0,0,0,0,0,0,0,0,0,0,0,0,0,0,0,0,0,0,0,0,0,0,0,0,0,0,0,0,0,0,0,0,0,0,0,0,0,0,0,0]
["",null,null,null,null,"","",null,null,null,null,null,null,null,null,null,null,null,null,null,null,null,null,null,null,null,null,null,null,null,null,null,null,null,null,null,null,null,null,null,null,null,null,null,null,null,null,null,null,null,null,null,null,null,null,null,null,null,null,null,null,null,null,null,null,null,null,null,null,null,null,null,null,null,null,null,null,null,null,null,null,null,null,null,null,null,null,null,null,null,null,null,null,null,null,null,null,null,null,0,0,0,0,0,0,0,0,0,0,0,0,0,0,0,0,0,0,0,0,0,0,0,0,0,0,0,0,0,0,0,0,0,0,0,0,0,0,0,0,0,0,0,0,0,0,0,0,0,0,0,0,0,0,0,0,0,0,0,0,0,0,0,0,0,0,0,0,0,0,0,0,0,0,0,0,0,0,0,0,0,0,0,0,0,0,0,0,0,0,0]
["",null,null,null,null,"","",null,null,null,null,null,null,null,null,null,null,null,null,null,null,null,null,null,null,null,null,null,null,null,null,null,null,null,null,null,null,null,null,null,null,null,null,null,null,null,null,null,null,null,null,null,null,null,null,null,null,null,null,null,null,null,null,null,null,null,null,null,null,null,null,null,null,null,null,null,null,null,null,null,null,null,null,null,null,null,null,null,null,null,null,null,null,null,null,null,null,null,null,0,0,0,0,0,0,0,0,0,0,0,0,0,0,0,0,0,0,0,0,0,0,0,0,0,0,0,0,0,0,0,0,0,0,0,0,0,0,0,0,0,0,0,0,0,0,0,0,0,0,0,0,0,0,0,0,0,0,0,0,0,0,0,0,0,0,0,0,0,0,0,0,0,0,0,0,0,0,0,0,0,0,0,0,0,0,0,0,0,0,0]
["",null,null,null,null,"","",null,null,null,null,null,null,null,null,null,null,null,null,null,null,null,null,null,null,null,null,null,null,null,null,null,null,null,null,null,null,null,null,null,null,null,null,null,null,null,null,null,null,null,null,null,null,null,null,null,null,null,null,null,null,null,null,null,null,null,null,null,null,null,null,null,null,null,null,null,null,null,null,null,null,null,null,null,null,null,null,null,null,null,null,null,null,null,null,null,null,null,null,0,0,0,0,0,0,0,0,0,0,0,0,0,0,0,0,0,0,0,0,0,0,0,0,0,0,0,0,0,0,0,0,0,0,0,0,0,0,0,0,0,0,0,0,0,0,0,0,0,0,0,0,0,0,0,0,0,0,0,0,0,0,0,0,0,0,0,0,0,0,0,0,0,0,0,0,0,0,0,0,0,0,0,0,0,0,0,0,0,0,0]
["",null,null,null,null,"","",null,null,null,null,null,null,null,null,null,null,null,null,null,null,null,null,null,null,null,null,null,null,null,null,null,null,null,null,null,null,null,null,null,null,null,null,null,null,null,null,null,null,null,null,null,null,null,null,null,null,null,null,null,null,null,null,null,null,null,null,null,null,null,null,null,null,null,null,null,null,null,null,null,null,null,null,null,null,null,null,null,null,null,null,null,null,null,null,null,null,null,null,0,0,0,0,0,0,0,0,0,0,0,0,0,0,0,0,0,0,0,0,0,0,0,0,0,0,0,0,0,0,0,0,0,0,0,0,0,0,0,0,0,0,0,0,0,0,0,0,0,0,0,0,0,0,0,0,0,0,0,0,0,0,0,0,0,0,0,0,0,0,0,0,0,0,0,0,0,0,0,0,0,0,0,0,0,0,0,0,0,0,0]
["",null,null,null,null,"","",null,null,null,null,null,null,null,null,null,null,null,null,null,null,null,null,null,null,null,null,null,null,null,null,null,null,null,null,null,null,null,null,null,null,null,null,null,null,null,null,null,null,null,null,null,null,null,null,null,null,null,null,null,null,null,null,null,null,null,null,null,null,null,null,null,null,null,null,null,null,null,null,null,null,null,null,null,null,null,null,null,null,null,null,null,null,null,null,null,null,null,null,0,0,0,0,0,0,0,0,0,0,0,0,0,0,0,0,0,0,0,0,0,0,0,0,0,0,0,0,0,0,0,0,0,0,0,0,0,0,0,0,0,0,0,0,0,0,0,0,0,0,0,0,0,0,0,0,0,0,0,0,0,0,0,0,0,0,0,0,0,0,0,0,0,0,0,0,0,0,0,0,0,0,0,0,0,0,0,0,0,0,0]
["",null,null,null,null,"","",null,null,null,null,null,null,null,null,null,null,null,null,null,null,null,null,null,null,null,null,null,null,null,null,null,null,null,null,null,null,null,null,null,null,null,null,null,null,null,null,null,null,null,null,null,null,null,null,null,null,null,null,null,null,null,null,null,null,null,null,null,null,null,null,null,null,null,null,null,null,null,null,null,null,null,null,null,null,null,null,null,null,null,null,null,null,null,null,null,null,null,null,0,0,0,0,0,0,0,0,0,0,0,0,0,0,0,0,0,0,0,0,0,0,0,0,0,0,0,0,0,0,0,0,0,0,0,0,0,0,0,0,0,0,0,0,0,0,0,0,0,0,0,0,0,0,0,0,0,0,0,0,0,0,0,0,0,0,0,0,0,0,0,0,0,0,0,0,0,0,0,0,0,0,0,0,0,0,0,0,0,0,0]
["",null,null,null,null,"","",null,null,null,null,null,null,null,null,null,null,null,null,null,null,null,null,null,null,null,null,null,null,null,null,null,null,null,null,null,null,null,null,null,null,null,null,null,null,null,null,null,null,null,null,null,null,null,null,null,null,null,null,null,null,null,null,null,null,null,null,null,null,null,null,null,null,null,null,null,null,null,null,null,null,null,null,null,null,null,null,null,null,null,null,null,null,null,null,null,null,null,null,0,0,0,0,0,0,0,0,0,0,0,0,0,0,0,0,0,0,0,0,0,0,0,0,0,0,0,0,0,0,0,0,0,0,0,0,0,0,0,0,0,0,0,0,0,0,0,0,0,0,0,0,0,0,0,0,0,0,0,0,0,0,0,0,0,0,0,0,0,0,0,0,0,0,0,0,0,0,0,0,0,0,0,0,0,0,0,0,0,0,0]
["",null,null,null,null,"","",null,null,null,null,null,null,null,null,null,null,null,null,null,null,null,null,null,null,null,null,null,null,null,null,null,null,null,null,null,null,null,null,null,null,null,null,null,null,null,null,null,null,null,null,null,null,null,null,null,null,null,null,null,null,null,null,null,null,null,null,null,null,null,null,null,null,null,null,null,null,null,null,null,null,null,null,null,null,null,null,null,null,null,null,null,null,null,null,null,null,null,null,0,0,0,0,0,0,0,0,0,0,0,0,0,0,0,0,0,0,0,0,0,0,0,0,0,0,0,0,0,0,0,0,0,0,0,0,0,0,0,0,0,0,0,0,0,0,0,0,0,0,0,0,0,0,0,0,0,0,0,0,0,0,0,0,0,0,0,0,0,0,0,0,0,0,0,0,0,0,0,0,0,0,0,0,0,0,0,0,0,0,0]
["",null,null,null,null,"","",null,null,null,null,null,null,null,null,null,null,null,null,null,null,null,null,null,null,null,null,null,null,null,null,null,null,null,null,null,null,null,null,null,null,null,null,null,null,null,null,null,null,null,null,null,null,null,null,null,null,null,null,null,null,null,null,null,null,null,null,null,null,null,null,null,null,null,null,null,null,null,null,null,null,null,null,null,null,null,null,null,null,null,null,null,null,null,null,null,null,null,null,0,0,0,0,0,0,0,0,0,0,0,0,0,0,0,0,0,0,0,0,0,0,0,0,0,0,0,0,0,0,0,0,0,0,0,0,0,0,0,0,0,0,0,0,0,0,0,0,0,0,0,0,0,0,0,0,0,0,0,0,0,0,0,0,0,0,0,0,0,0,0,0,0,0,0,0,0,0,0,0,0,0,0,0,0,0,0,0,0,0,0]
["",null,null,null,null,"","",null,null,null,null,null,null,null,null,null,null,null,null,null,null,null,null,null,null,null,null,null,null,null,null,null,null,null,null,null,null,null,null,null,null,null,null,null,null,null,null,null,null,null,null,null,null,null,null,null,null,null,null,null,null,null,null,null,null,null,null,null,null,null,null,null,null,null,null,null,null,null,null,null,null,null,null,null,null,null,null,null,null,null,null,null,null,null,null,null,null,null,null,0,0,0,0,0,0,0,0,0,0,0,0,0,0,0,0,0,0,0,0,0,0,0,0,0,0,0,0,0,0,0,0,0,0,0,0,0,0,0,0,0,0,0,0,0,0,0,0,0,0,0,0,0,0,0,0,0,0,0,0,0,0,0,0,0,0,0,0,0,0,0,0,0,0,0,0,0,0,0,0,0,0,0,0,0,0,0,0,0,0,0]
["",null,null,null,null,"","",null,null,null,null,null,null,null,null,null,null,null,null,null,null,null,null,null,null,null,null,null,null,null,null,null,null,null,null,null,null,null,null,null,null,null,null,null,null,null,null,null,null,null,null,null,null,null,null,null,null,null,null,null,null,null,null,null,null,null,null,null,null,null,null,null,null,null,null,null,null,null,null,null,null,null,null,null,null,null,null,null,null,null,null,null,null,null,null,null,null,null,null,0,0,0,0,0,0,0,0,0,0,0,0,0,0,0,0,0,0,0,0,0,0,0,0,0,0,0,0,0,0,0,0,0,0,0,0,0,0,0,0,0,0,0,0,0,0,0,0,0,0,0,0,0,0,0,0,0,0,0,0,0,0,0,0,0,0,0,0,0,0,0,0,0,0,0,0,0,0,0,0,0,0,0,0,0,0,0,0,0,0,0]
["",null,null,null,null,"","",null,null,null,null,null,null,null,null,null,null,null,null,null,null,null,null,null,null,null,null,null,null,null,null,null,null,null,null,null,null,null,null,null,null,null,null,null,null,null,null,null,null,null,null,null,null,null,null,null,null,null,null,null,null,null,null,null,null,null,null,null,null,null,null,null,null,null,null,null,null,null,null,null,null,null,null,null,null,null,null,null,null,null,null,null,null,null,null,null,null,null,null,0,0,0,0,0,0,0,0,0,0,0,0,0,0,0,0,0,0,0,0,0,0,0,0,0,0,0,0,0,0,0,0,0,0,0,0,0,0,0,0,0,0,0,0,0,0,0,0,0,0,0,0,0,0,0,0,0,0,0,0,0,0,0,0,0,0,0,0,0,0,0,0,0,0,0,0,0,0,0,0,0,0,0,0,0,0,0,0,0,0,0]
["",null,null,null,null,"","",null,null,null,null,null,null,null,null,null,null,null,null,null,null,null,null,null,null,null,null,null,null,null,null,null,null,null,null,null,null,null,null,null,null,null,null,null,null,null,null,null,null,null,null,null,null,null,null,null,null,null,null,null,null,null,null,null,null,null,null,null,null,null,null,null,null,null,null,null,null,null,null,null,null,null,null,null,null,null,null,null,null,null,null,null,null,null,null,null,null,null,null,0,0,0,0,0,0,0,0,0,0,0,0,0,0,0,0,0,0,0,0,0,0,0,0,0,0,0,0,0,0,0,0,0,0,0,0,0,0,0,0,0,0,0,0,0,0,0,0,0,0,0,0,0,0,0,0,0,0,0,0,0,0,0,0,0,0,0,0,0,0,0,0,0,0,0,0,0,0,0,0,0,0,0,0,0,0,0,0,0,0,0]
["",null,null,null,null,"","",null,null,null,null,null,null,null,null,null,null,null,null,null,null,null,null,null,null,null,null,null,null,null,null,null,null,null,null,null,null,null,null,null,null,null,null,null,null,null,null,null,null,null,null,null,null,null,null,null,null,null,null,null,null,null,null,null,null,null,null,null,null,null,null,null,null,null,null,null,null,null,null,null,null,null,null,null,null,null,null,null,null,null,null,null,null,null,null,null,null,null,null,0,0,0,0,0,0,0,0,0,0,0,0,0,0,0,0,0,0,0,0,0,0,0,0,0,0,0,0,0,0,0,0,0,0,0,0,0,0,0,0,0,0,0,0,0,0,0,0,0,0,0,0,0,0,0,0,0,0,0,0,0,0,0,0,0,0,0,0,0,0,0,0,0,0,0,0,0,0,0,0,0,0,0,0,0,0,0,0,0,0,0]
["",null,null,null,null,"","",null,null,null,null,null,null,null,null,null,null,null,null,null,null,null,null,null,null,null,null,null,null,null,null,null,null,null,null,null,null,null,null,null,null,null,null,null,null,null,null,null,null,null,null,null,null,null,null,null,null,null,null,null,null,null,null,null,null,null,null,null,null,null,null,null,null,null,null,null,null,null,null,null,null,null,null,null,null,null,null,null,null,null,null,null,null,null,null,null,null,null,null,0,0,0,0,0,0,0,0,0,0,0,0,0,0,0,0,0,0,0,0,0,0,0,0,0,0,0,0,0,0,0,0,0,0,0,0,0,0,0,0,0,0,0,0,0,0,0,0,0,0,0,0,0,0,0,0,0,0,0,0,0,0,0,0,0,0,0,0,0,0,0,0,0,0,0,0,0,0,0,0,0,0,0,0,0,0,0,0,0,0,0]
["",null,null,null,null,"","",null,null,null,null,null,null,null,null,null,null,null,null,null,null,null,null,null,null,null,null,null,null,null,null,null,null,null,null,null,null,null,null,null,null,null,null,null,null,null,null,null,null,null,null,null,null,null,null,null,null,null,null,null,null,null,null,null,null,null,null,null,null,null,null,null,null,null,null,null,null,null,null,null,null,null,null,null,null,null,null,null,null,null,null,null,null,null,null,null,null,null,null,0,0,0,0,0,0,0,0,0,0,0,0,0,0,0,0,0,0,0,0,0,0,0,0,0,0,0,0,0,0,0,0,0,0,0,0,0,0,0,0,0,0,0,0,0,0,0,0,0,0,0,0,0,0,0,0,0,0,0,0,0,0,0,0,0,0,0,0,0,0,0,0,0,0,0,0,0,0,0,0,0,0,0,0,0,0,0,0,0,0,0]
["",null,null,null,null,"","",null,null,null,null,null,null,null,null,null,null,null,null,null,null,null,null,null,null,null,null,null,null,null,null,null,null,null,null,null,null,null,null,null,null,null,null,null,null,null,null,null,null,null,null,null,null,null,null,null,null,null,null,null,null,null,null,null,null,null,null,null,null,null,null,null,null,null,null,null,null,null,null,null,null,null,null,null,null,null,null,null,null,null,null,null,null,null,null,null,null,null,null,0,0,0,0,0,0,0,0,0,0,0,0,0,0,0,0,0,0,0,0,0,0,0,0,0,0,0,0,0,0,0,0,0,0,0,0,0,0,0,0,0,0,0,0,0,0,0,0,0,0,0,0,0,0,0,0,0,0,0,0,0,0,0,0,0,0,0,0,0,0,0,0,0,0,0,0,0,0,0,0,0,0,0,0,0,0,0,0,0,0,0]
["",null,null,null,null,"","",null,null,null,null,null,null,null,null,null,null,null,null,null,null,null,null,null,null,null,null,null,null,null,null,null,null,null,null,null,null,null,null,null,null,null,null,null,null,null,null,null,null,null,null,null,null,null,null,null,null,null,null,null,null,null,null,null,null,null,null,null,null,null,null,null,null,null,null,null,null,null,null,null,null,null,null,null,null,null,null,null,null,null,null,null,null,null,null,null,null,null,null,0,0,0,0,0,0,0,0,0,0,0,0,0,0,0,0,0,0,0,0,0,0,0,0,0,0,0,0,0,0,0,0,0,0,0,0,0,0,0,0,0,0,0,0,0,0,0,0,0,0,0,0,0,0,0,0,0,0,0,0,0,0,0,0,0,0,0,0,0,0,0,0,0,0,0,0,0,0,0,0,0,0,0,0,0,0,0,0,0,0,0]
["",null,null,null,null,"","",null,null,null,null,null,null,null,null,null,null,null,null,null,null,null,null,null,null,null,null,null,null,null,null,null,null,null,null,null,null,null,null,null,null,null,null,null,null,null,null,null,null,null,null,null,null,null,null,null,null,null,null,null,null,null,null,null,null,null,null,null,null,null,null,null,null,null,null,null,null,null,null,null,null,null,null,null,null,null,null,null,null,null,null,null,null,null,null,null,null,null,null,0,0,0,0,0,0,0,0,0,0,0,0,0,0,0,0,0,0,0,0,0,0,0,0,0,0,0,0,0,0,0,0,0,0,0,0,0,0,0,0,0,0,0,0,0,0,0,0,0,0,0,0,0,0,0,0,0,0,0,0,0,0,0,0,0,0,0,0,0,0,0,0,0,0,0,0,0,0,0,0,0,0,0,0,0,0,0,0,0,0,0]
["",null,null,null,null,"","",null,null,null,null,null,null,null,null,null,null,null,null,null,null,null,null,null,null,null,null,null,null,null,null,null,null,null,null,null,null,null,null,null,null,null,null,null,null,null,null,null,null,null,null,null,null,null,null,null,null,null,null,null,null,null,null,null,null,null,null,null,null,null,null,null,null,null,null,null,null,null,null,null,null,null,null,null,null,null,null,null,null,null,null,null,null,null,null,null,null,null,null,0,0,0,0,0,0,0,0,0,0,0,0,0,0,0,0,0,0,0,0,0,0,0,0,0,0,0,0,0,0,0,0,0,0,0,0,0,0,0,0,0,0,0,0,0,0,0,0,0,0,0,0,0,0,0,0,0,0,0,0,0,0,0,0,0,0,0,0,0,0,0,0,0,0,0,0,0,0,0,0,0,0,0,0,0,0,0,0,0,0,0]
["",null,null,null,null,"","",null,null,null,null,null,null,null,null,null,null,null,null,null,null,null,null,null,null,null,null,null,null,null,null,null,null,null,null,null,null,null,null,null,null,null,null,null,null,null,null,null,null,null,null,null,null,null,null,null,null,null,null,null,null,null,null,null,null,null,null,null,null,null,null,null,null,null,null,null,null,null,null,null,null,null,null,null,null,null,null,null,null,null,null,null,null,null,null,null,null,null,null,0,0,0,0,0,0,0,0,0,0,0,0,0,0,0,0,0,0,0,0,0,0,0,0,0,0,0,0,0,0,0,0,0,0,0,0,0,0,0,0,0,0,0,0,0,0,0,0,0,0,0,0,0,0,0,0,0,0,0,0,0,0,0,0,0,0,0,0,0,0,0,0,0,0,0,0,0,0,0,0,0,0,0,0,0,0,0,0,0,0,0]
["",null,null,null,null,"","",null,null,null,null,null,null,null,null,null,null,null,null,null,null,null,null,null,null,null,null,null,null,null,null,null,null,null,null,null,null,null,null,null,null,null,null,null,null,null,null,null,null,null,null,null,null,null,null,null,null,null,null,null,null,null,null,null,null,null,null,null,null,null,null,null,null,null,null,null,null,null,null,null,null,null,null,null,null,null,null,null,null,null,null,null,null,null,null,null,null,null,null,0,0,0,0,0,0,0,0,0,0,0,0,0,0,0,0,0,0,0,0,0,0,0,0,0,0,0,0,0,0,0,0,0,0,0,0,0,0,0,0,0,0,0,0,0,0,0,0,0,0,0,0,0,0,0,0,0,0,0,0,0,0,0,0,0,0,0,0,0,0,0,0,0,0,0,0,0,0,0,0,0,0,0,0,0,0,0,0,0,0,0]
["",null,null,null,null,"","",null,null,null,null,null,null,null,null,null,null,null,null,null,null,null,null,null,null,null,null,null,null,null,null,null,null,null,null,null,null,null,null,null,null,null,null,null,null,null,null,null,null,null,null,null,null,null,null,null,null,null,null,null,null,null,null,null,null,null,null,null,null,null,null,null,null,null,null,null,null,null,null,null,null,null,null,null,null,null,null,null,null,null,null,null,null,null,null,null,null,null,null,0,0,0,0,0,0,0,0,0,0,0,0,0,0,0,0,0,0,0,0,0,0,0,0,0,0,0,0,0,0,0,0,0,0,0,0,0,0,0,0,0,0,0,0,0,0,0,0,0,0,0,0,0,0,0,0,0,0,0,0,0,0,0,0,0,0,0,0,0,0,0,0,0,0,0,0,0,0,0,0,0,0,0,0,0,0,0,0,0,0,0]
["",null,null,null,null,"","",null,null,null,null,null,null,null,null,null,null,null,null,null,null,null,null,null,null,null,null,null,null,null,null,null,null,null,null,null,null,null,null,null,null,null,null,null,null,null,null,null,null,null,null,null,null,null,null,null,null,null,null,null,null,null,null,null,null,null,null,null,null,null,null,null,null,null,null,null,null,null,null,null,null,null,null,null,null,null,null,null,null,null,null,null,null,null,null,null,null,null,null,0,0,0,0,0,0,0,0,0,0,0,0,0,0,0,0,0,0,0,0,0,0,0,0,0,0,0,0,0,0,0,0,0,0,0,0,0,0,0,0,0,0,0,0,0,0,0,0,0,0,0,0,0,0,0,0,0,0,0,0,0,0,0,0,0,0,0,0,0,0,0,0,0,0,0,0,0,0,0,0,0,0,0,0,0,0,0,0,0,0,0]
["",null,null,null,null,"","",null,null,null,null,null,null,null,null,null,null,null,null,null,null,null,null,null,null,null,null,null,null,null,null,null,null,null,null,null,null,null,null,null,null,null,null,null,null,null,null,null,null,null,null,null,null,null,null,null,null,null,null,null,null,null,null,null,null,null,null,null,null,null,null,null,null,null,null,null,null,null,null,null,null,null,null,null,null,null,null,null,null,null,null,null,null,null,null,null,null,null,null,0,0,0,0,0,0,0,0,0,0,0,0,0,0,0,0,0,0,0,0,0,0,0,0,0,0,0,0,0,0,0,0,0,0,0,0,0,0,0,0,0,0,0,0,0,0,0,0,0,0,0,0,0,0,0,0,0,0,0,0,0,0,0,0,0,0,0,0,0,0,0,0,0,0,0,0,0,0,0,0,0,0,0,0,0,0,0,0,0,0,0]
["",null,null,null,null,"","",null,null,null,null,null,null,null,null,null,null,null,null,null,null,null,null,null,null,null,null,null,null,null,null,null,null,null,null,null,null,null,null,null,null,null,null,null,null,null,null,null,null,null,null,null,null,null,null,null,null,null,null,null,null,null,null,null,null,null,null,null,null,null,null,null,null,null,null,null,null,null,null,null,null,null,null,null,null,null,null,null,null,null,null,null,null,null,null,null,null,null,null,0,0,0,0,0,0,0,0,0,0,0,0,0,0,0,0,0,0,0,0,0,0,0,0,0,0,0,0,0,0,0,0,0,0,0,0,0,0,0,0,0,0,0,0,0,0,0,0,0,0,0,0,0,0,0,0,0,0,0,0,0,0,0,0,0,0,0,0,0,0,0,0,0,0,0,0,0,0,0,0,0,0,0,0,0,0,0,0,0,0,0]
["",null,null,null,null,"","",null,null,null,null,null,null,null,null,null,null,null,null,null,null,null,null,null,null,null,null,null,null,null,null,null,null,null,null,null,null,null,null,null,null,null,null,null,null,null,null,null,null,null,null,null,null,null,null,null,null,null,null,null,null,null,null,null,null,null,null,null,null,null,null,null,null,null,null,null,null,null,null,null,null,null,null,null,null,null,null,null,null,null,null,null,null,null,null,null,null,null,null,0,0,0,0,0,0,0,0,0,0,0,0,0,0,0,0,0,0,0,0,0,0,0,0,0,0,0,0,0,0,0,0,0,0,0,0,0,0,0,0,0,0,0,0,0,0,0,0,0,0,0,0,0,0,0,0,0,0,0,0,0,0,0,0,0,0,0,0,0,0,0,0,0,0,0,0,0,0,0,0,0,0,0,0,0,0,0,0,0,0,0]
["",null,null,null,null,"","",null,null,null,null,null,null,null,null,null,null,null,null,null,null,null,null,null,null,null,null,null,null,null,null,null,null,null,null,null,null,null,null,null,null,null,null,null,null,null,null,null,null,null,null,null,null,null,null,null,null,null,null,null,null,null,null,null,null,null,null,null,null,null,null,null,null,null,null,null,null,null,null,null,null,null,null,null,null,null,null,null,null,null,null,null,null,null,null,null,null,null,null,0,0,0,0,0,0,0,0,0,0,0,0,0,0,0,0,0,0,0,0,0,0,0,0,0,0,0,0,0,0,0,0,0,0,0,0,0,0,0,0,0,0,0,0,0,0,0,0,0,0,0,0,0,0,0,0,0,0,0,0,0,0,0,0,0,0,0,0,0,0,0,0,0,0,0,0,0,0,0,0,0,0,0,0,0,0,0,0,0,0,0]
["",null,null,null,null,"","",null,null,null,null,null,null,null,null,null,null,null,null,null,null,null,null,null,null,null,null,null,null,null,null,null,null,null,null,null,null,null,null,null,null,null,null,null,null,null,null,null,null,null,null,null,null,null,null,null,null,null,null,null,null,null,null,null,null,null,null,null,null,null,null,null,null,null,null,null,null,null,null,null,null,null,null,null,null,null,null,null,null,null,null,null,null,null,null,null,null,null,null,0,0,0,0,0,0,0,0,0,0,0,0,0,0,0,0,0,0,0,0,0,0,0,0,0,0,0,0,0,0,0,0,0,0,0,0,0,0,0,0,0,0,0,0,0,0,0,0,0,0,0,0,0,0,0,0,0,0,0,0,0,0,0,0,0,0,0,0,0,0,0,0,0,0,0,0,0,0,0,0,0,0,0,0,0,0,0,0,0,0,0]
["",null,null,null,null,"","",null,null,null,null,null,null,null,null,null,null,null,null,null,null,null,null,null,null,null,null,null,null,null,null,null,null,null,null,null,null,null,null,null,null,null,null,null,null,null,null,null,null,null,null,null,null,null,null,null,null,null,null,null,null,null,null,null,null,null,null,null,null,null,null,null,null,null,null,null,null,null,null,null,null,null,null,null,null,null,null,null,null,null,null,null,null,null,null,null,null,null,null,0,0,0,0,0,0,0,0,0,0,0,0,0,0,0,0,0,0,0,0,0,0,0,0,0,0,0,0,0,0,0,0,0,0,0,0,0,0,0,0,0,0,0,0,0,0,0,0,0,0,0,0,0,0,0,0,0,0,0,0,0,0,0,0,0,0,0,0,0,0,0,0,0,0,0,0,0,0,0,0,0,0,0,0,0,0,0,0,0,0,0]
["",null,null,null,null,"","",null,null,null,null,null,null,null,null,null,null,null,null,null,null,null,null,null,null,null,null,null,null,null,null,null,null,null,null,null,null,null,null,null,null,null,null,null,null,null,null,null,null,null,null,null,null,null,null,null,null,null,null,null,null,null,null,null,null,null,null,null,null,null,null,null,null,null,null,null,null,null,null,null,null,null,null,null,null,null,null,null,null,null,null,null,null,null,null,null,null,null,null,0,0,0,0,0,0,0,0,0,0,0,0,0,0,0,0,0,0,0,0,0,0,0,0,0,0,0,0,0,0,0,0,0,0,0,0,0,0,0,0,0,0,0,0,0,0,0,0,0,0,0,0,0,0,0,0,0,0,0,0,0,0,0,0,0,0,0,0,0,0,0,0,0,0,0,0,0,0,0,0,0,0,0,0,0,0,0,0,0,0,0]
["",null,null,null,null,"","",null,null,null,null,null,null,null,null,null,null,null,null,null,null,null,null,null,null,null,null,null,null,null,null,null,null,null,null,null,null,null,null,null,null,null,null,null,null,null,null,null,null,null,null,null,null,null,null,null,null,null,null,null,null,null,null,null,null,null,null,null,null,null,null,null,null,null,null,null,null,null,null,null,null,null,null,null,null,null,null,null,null,null,null,null,null,null,null,null,null,null,null,0,0,0,0,0,0,0,0,0,0,0,0,0,0,0,0,0,0,0,0,0,0,0,0,0,0,0,0,0,0,0,0,0,0,0,0,0,0,0,0,0,0,0,0,0,0,0,0,0,0,0,0,0,0,0,0,0,0,0,0,0,0,0,0,0,0,0,0,0,0,0,0,0,0,0,0,0,0,0,0,0,0,0,0,0,0,0,0,0,0,0]
["",null,null,null,null,"","",null,null,null,null,null,null,null,null,null,null,null,null,null,null,null,null,null,null,null,null,null,null,null,null,null,null,null,null,null,null,null,null,null,null,null,null,null,null,null,null,null,null,null,null,null,null,null,null,null,null,null,null,null,null,null,null,null,null,null,null,null,null,null,null,null,null,null,null,null,null,null,null,null,null,null,null,null,null,null,null,null,null,null,null,null,null,null,null,null,null,null,null,0,0,0,0,0,0,0,0,0,0,0,0,0,0,0,0,0,0,0,0,0,0,0,0,0,0,0,0,0,0,0,0,0,0,0,0,0,0,0,0,0,0,0,0,0,0,0,0,0,0,0,0,0,0,0,0,0,0,0,0,0,0,0,0,0,0,0,0,0,0,0,0,0,0,0,0,0,0,0,0,0,0,0,0,0,0,0,0,0,0,0]
["",null,null,null,null,"","",null,null,null,null,null,null,null,null,null,null,null,null,null,null,null,null,null,null,null,null,null,null,null,null,null,null,null,null,null,null,null,null,null,null,null,null,null,null,null,null,null,null,null,null,null,null,null,null,null,null,null,null,null,null,null,null,null,null,null,null,null,null,null,null,null,null,null,null,null,null,null,null,null,null,null,null,null,null,null,null,null,null,null,null,null,null,null,null,null,null,null,null,0,0,0,0,0,0,0,0,0,0,0,0,0,0,0,0,0,0,0,0,0,0,0,0,0,0,0,0,0,0,0,0,0,0,0,0,0,0,0,0,0,0,0,0,0,0,0,0,0,0,0,0,0,0,0,0,0,0,0,0,0,0,0,0,0,0,0,0,0,0,0,0,0,0,0,0,0,0,0,0,0,0,0,0,0,0,0,0,0,0,0]
["",null,null,null,null,"","",null,null,null,null,null,null,null,null,null,null,null,null,null,null,null,null,null,null,null,null,null,null,null,null,null,null,null,null,null,null,null,null,null,null,null,null,null,null,null,null,null,null,null,null,null,null,null,null,null,null,null,null,null,null,null,null,null,null,null,null,null,null,null,null,null,null,null,null,null,null,null,null,null,null,null,null,null,null,null,null,null,null,null,null,null,null,null,null,null,null,null,null,0,0,0,0,0,0,0,0,0,0,0,0,0,0,0,0,0,0,0,0,0,0,0,0,0,0,0,0,0,0,0,0,0,0,0,0,0,0,0,0,0,0,0,0,0,0,0,0,0,0,0,0,0,0,0,0,0,0,0,0,0,0,0,0,0,0,0,0,0,0,0,0,0,0,0,0,0,0,0,0,0,0,0,0,0,0,0,0,0,0,0]
["",null,null,null,null,"","",null,null,null,null,null,null,null,null,null,null,null,null,null,null,null,null,null,null,null,null,null,null,null,null,null,null,null,null,null,null,null,null,null,null,null,null,null,null,null,null,null,null,null,null,null,null,null,null,null,null,null,null,null,null,null,null,null,null,null,null,null,null,null,null,null,null,null,null,null,null,null,null,null,null,null,null,null,null,null,null,null,null,null,null,null,null,null,null,null,null,null,null,0,0,0,0,0,0,0,0,0,0,0,0,0,0,0,0,0,0,0,0,0,0,0,0,0,0,0,0,0,0,0,0,0,0,0,0,0,0,0,0,0,0,0,0,0,0,0,0,0,0,0,0,0,0,0,0,0,0,0,0,0,0,0,0,0,0,0,0,0,0,0,0,0,0,0,0,0,0,0,0,0,0,0,0,0,0,0,0,0,0,0]
["",null,null,null,null,"","",null,null,null,null,null,null,null,null,null,null,null,null,null,null,null,null,null,null,null,null,null,null,null,null,null,null,null,null,null,null,null,null,null,null,null,null,null,null,null,null,null,null,null,null,null,null,null,null,null,null,null,null,null,null,null,null,null,null,null,null,null,null,null,null,null,null,null,null,null,null,null,null,null,null,null,null,null,null,null,null,null,null,null,null,null,null,null,null,null,null,null,null,0,0,0,0,0,0,0,0,0,0,0,0,0,0,0,0,0,0,0,0,0,0,0,0,0,0,0,0,0,0,0,0,0,0,0,0,0,0,0,0,0,0,0,0,0,0,0,0,0,0,0,0,0,0,0,0,0,0,0,0,0,0,0,0,0,0,0,0,0,0,0,0,0,0,0,0,0,0,0,0,0,0,0,0,0,0,0,0,0,0,0]
["",null,null,null,null,"","",null,null,null,null,null,null,null,null,null,null,null,null,null,null,null,null,null,null,null,null,null,null,null,null,null,null,null,null,null,null,null,null,null,null,null,null,null,null,null,null,null,null,null,null,null,null,null,null,null,null,null,null,null,null,null,null,null,null,null,null,null,null,null,null,null,null,null,null,null,null,null,null,null,null,null,null,null,null,null,null,null,null,null,null,null,null,null,null,null,null,null,null,0,0,0,0,0,0,0,0,0,0,0,0,0,0,0,0,0,0,0,0,0,0,0,0,0,0,0,0,0,0,0,0,0,0,0,0,0,0,0,0,0,0,0,0,0,0,0,0,0,0,0,0,0,0,0,0,0,0,0,0,0,0,0,0,0,0,0,0,0,0,0,0,0,0,0,0,0,0,0,0,0,0,0,0,0,0,0,0,0,0,0]
["",null,null,null,null,"","",null,null,null,null,null,null,null,null,null,null,null,null,null,null,null,null,null,null,null,null,null,null,null,null,null,null,null,null,null,null,null,null,null,null,null,null,null,null,null,null,null,null,null,null,null,null,null,null,null,null,null,null,null,null,null,null,null,null,null,null,null,null,null,null,null,null,null,null,null,null,null,null,null,null,null,null,null,null,null,null,null,null,null,null,null,null,null,null,null,null,null,null,0,0,0,0,0,0,0,0,0,0,0,0,0,0,0,0,0,0,0,0,0,0,0,0,0,0,0,0,0,0,0,0,0,0,0,0,0,0,0,0,0,0,0,0,0,0,0,0,0,0,0,0,0,0,0,0,0,0,0,0,0,0,0,0,0,0,0,0,0,0,0,0,0,0,0,0,0,0,0,0,0,0,0,0,0,0,0,0,0,0,0]
["",null,null,null,null,"","",null,null,null,null,null,null,null,null,null,null,null,null,null,null,null,null,null,null,null,null,null,null,null,null,null,null,null,null,null,null,null,null,null,null,null,null,null,null,null,null,null,null,null,null,null,null,null,null,null,null,null,null,null,null,null,null,null,null,null,null,null,null,null,null,null,null,null,null,null,null,null,null,null,null,null,null,null,null,null,null,null,null,null,null,null,null,null,null,null,null,null,null,0,0,0,0,0,0,0,0,0,0,0,0,0,0,0,0,0,0,0,0,0,0,0,0,0,0,0,0,0,0,0,0,0,0,0,0,0,0,0,0,0,0,0,0,0,0,0,0,0,0,0,0,0,0,0,0,0,0,0,0,0,0,0,0,0,0,0,0,0,0,0,0,0,0,0,0,0,0,0,0,0,0,0,0,0,0,0,0,0,0,0]
["",null,null,null,null,"","",null,null,null,null,null,null,null,null,null,null,null,null,null,null,null,null,null,null,null,null,null,null,null,null,null,null,null,null,null,null,null,null,null,null,null,null,null,null,null,null,null,null,null,null,null,null,null,null,null,null,null,null,null,null,null,null,null,null,null,null,null,null,null,null,null,null,null,null,null,null,null,null,null,null,null,null,null,null,null,null,null,null,null,null,null,null,null,null,null,null,null,null,0,0,0,0,0,0,0,0,0,0,0,0,0,0,0,0,0,0,0,0,0,0,0,0,0,0,0,0,0,0,0,0,0,0,0,0,0,0,0,0,0,0,0,0,0,0,0,0,0,0,0,0,0,0,0,0,0,0,0,0,0,0,0,0,0,0,0,0,0,0,0,0,0,0,0,0,0,0,0,0,0,0,0,0,0,0,0,0,0,0,0]
["",null,null,null,null,"","",null,null,null,null,null,null,null,null,null,null,null,null,null,null,null,null,null,null,null,null,null,null,null,null,null,null,null,null,null,null,null,null,null,null,null,null,null,null,null,null,null,null,null,null,null,null,null,null,null,null,null,null,null,null,null,null,null,null,null,null,null,null,null,null,null,null,null,null,null,null,null,null,null,null,null,null,null,null,null,null,null,null,null,null,null,null,null,null,null,null,null,null,0,0,0,0,0,0,0,0,0,0,0,0,0,0,0,0,0,0,0,0,0,0,0,0,0,0,0,0,0,0,0,0,0,0,0,0,0,0,0,0,0,0,0,0,0,0,0,0,0,0,0,0,0,0,0,0,0,0,0,0,0,0,0,0,0,0,0,0,0,0,0,0,0,0,0,0,0,0,0,0,0,0,0,0,0,0,0,0,0,0,0]
["",null,null,null,null,"","",null,null,null,null,null,null,null,null,null,null,null,null,null,null,null,null,null,null,null,null,null,null,null,null,null,null,null,null,null,null,null,null,null,null,null,null,null,null,null,null,null,null,null,null,null,null,null,null,null,null,null,null,null,null,null,null,null,null,null,null,null,null,null,null,null,null,null,null,null,null,null,null,null,null,null,null,null,null,null,null,null,null,null,null,null,null,null,null,null,null,null,null,0,0,0,0,0,0,0,0,0,0,0,0,0,0,0,0,0,0,0,0,0,0,0,0,0,0,0,0,0,0,0,0,0,0,0,0,0,0,0,0,0,0,0,0,0,0,0,0,0,0,0,0,0,0,0,0,0,0,0,0,0,0,0,0,0,0,0,0,0,0,0,0,0,0,0,0,0,0,0,0,0,0,0,0,0,0,0,0,0,0,0]
["",null,null,null,null,"","",null,null,null,null,null,null,null,null,null,null,null,null,null,null,null,null,null,null,null,null,null,null,null,null,null,null,null,null,null,null,null,null,null,null,null,null,null,null,null,null,null,null,null,null,null,null,null,null,null,null,null,null,null,null,null,null,null,null,null,null,null,null,null,null,null,null,null,null,null,null,null,null,null,null,null,null,null,null,null,null,null,null,null,null,null,null,null,null,null,null,null,null,0,0,0,0,0,0,0,0,0,0,0,0,0,0,0,0,0,0,0,0,0,0,0,0,0,0,0,0,0,0,0,0,0,0,0,0,0,0,0,0,0,0,0,0,0,0,0,0,0,0,0,0,0,0,0,0,0,0,0,0,0,0,0,0,0,0,0,0,0,0,0,0,0,0,0,0,0,0,0,0,0,0,0,0,0,0,0,0,0,0,0]
["",null,null,null,null,"","",null,null,null,null,null,null,null,null,null,null,null,null,null,null,null,null,null,null,null,null,null,null,null,null,null,null,null,null,null,null,null,null,null,null,null,null,null,null,null,null,null,null,null,null,null,null,null,null,null,null,null,null,null,null,null,null,null,null,null,null,null,null,null,null,null,null,null,null,null,null,null,null,null,null,null,null,null,null,null,null,null,null,null,null,null,null,null,null,null,null,null,null,0,0,0,0,0,0,0,0,0,0,0,0,0,0,0,0,0,0,0,0,0,0,0,0,0,0,0,0,0,0,0,0,0,0,0,0,0,0,0,0,0,0,0,0,0,0,0,0,0,0,0,0,0,0,0,0,0,0,0,0,0,0,0,0,0,0,0,0,0,0,0,0,0,0,0,0,0,0,0,0,0,0,0,0,0,0,0,0,0,0,0]
["",null,null,null,null,"","",null,null,null,null,null,null,null,null,null,null,null,null,null,null,null,null,null,null,null,null,null,null,null,null,null,null,null,null,null,null,null,null,null,null,null,null,null,null,null,null,null,null,null,null,null,null,null,null,null,null,null,null,null,null,null,null,null,null,null,null,null,null,null,null,null,null,null,null,null,null,null,null,null,null,null,null,null,null,null,null,null,null,null,null,null,null,null,null,null,null,null,null,0,0,0,0,0,0,0,0,0,0,0,0,0,0,0,0,0,0,0,0,0,0,0,0,0,0,0,0,0,0,0,0,0,0,0,0,0,0,0,0,0,0,0,0,0,0,0,0,0,0,0,0,0,0,0,0,0,0,0,0,0,0,0,0,0,0,0,0,0,0,0,0,0,0,0,0,0,0,0,0,0,0,0,0,0,0,0,0,0,0,0]
["",null,null,null,null,"","",null,null,null,null,null,null,null,null,null,null,null,null,null,null,null,null,null,null,null,null,null,null,null,null,null,null,null,null,null,null,null,null,null,null,null,null,null,null,null,null,null,null,null,null,null,null,null,null,null,null,null,null,null,null,null,null,null,null,null,null,null,null,null,null,null,null,null,null,null,null,null,null,null,null,null,null,null,null,null,null,null,null,null,null,null,null,null,null,null,null,null,null,0,0,0,0,0,0,0,0,0,0,0,0,0,0,0,0,0,0,0,0,0,0,0,0,0,0,0,0,0,0,0,0,0,0,0,0,0,0,0,0,0,0,0,0,0,0,0,0,0,0,0,0,0,0,0,0,0,0,0,0,0,0,0,0,0,0,0,0,0,0,0,0,0,0,0,0,0,0,0,0,0,0,0,0,0,0,0,0,0,0,0]
["",null,null,null,null,"","",null,null,null,null,null,null,null,null,null,null,null,null,null,null,null,null,null,null,null,null,null,null,null,null,null,null,null,null,null,null,null,null,null,null,null,null,null,null,null,null,null,null,null,null,null,null,null,null,null,null,null,null,null,null,null,null,null,null,null,null,null,null,null,null,null,null,null,null,null,null,null,null,null,null,null,null,null,null,null,null,null,null,null,null,null,null,null,null,null,null,null,null,0,0,0,0,0,0,0,0,0,0,0,0,0,0,0,0,0,0,0,0,0,0,0,0,0,0,0,0,0,0,0,0,0,0,0,0,0,0,0,0,0,0,0,0,0,0,0,0,0,0,0,0,0,0,0,0,0,0,0,0,0,0,0,0,0,0,0,0,0,0,0,0,0,0,0,0,0,0,0,0,0,0,0,0,0,0,0,0,0,0,0]
["",null,null,null,null,"","",null,null,null,null,null,null,null,null,null,null,null,null,null,null,null,null,null,null,null,null,null,null,null,null,null,null,null,null,null,null,null,null,null,null,null,null,null,null,null,null,null,null,null,null,null,null,null,null,null,null,null,null,null,null,null,null,null,null,null,null,null,null,null,null,null,null,null,null,null,null,null,null,null,null,null,null,null,null,null,null,null,null,null,null,null,null,null,null,null,null,null,null,0,0,0,0,0,0,0,0,0,0,0,0,0,0,0,0,0,0,0,0,0,0,0,0,0,0,0,0,0,0,0,0,0,0,0,0,0,0,0,0,0,0,0,0,0,0,0,0,0,0,0,0,0,0,0,0,0,0,0,0,0,0,0,0,0,0,0,0,0,0,0,0,0,0,0,0,0,0,0,0,0,0,0,0,0,0,0,0,0,0,0]
["",null,null,null,null,"","",null,null,null,null,null,null,null,null,null,null,null,null,null,null,null,null,null,null,null,null,null,null,null,null,null,null,null,null,null,null,null,null,null,null,null,null,null,null,null,null,null,null,null,null,null,null,null,null,null,null,null,null,null,null,null,null,null,null,null,null,null,null,null,null,null,null,null,null,null,null,null,null,null,null,null,null,null,null,null,null,null,null,null,null,null,null,null,null,null,null,null,null,0,0,0,0,0,0,0,0,0,0,0,0,0,0,0,0,0,0,0,0,0,0,0,0,0,0,0,0,0,0,0,0,0,0,0,0,0,0,0,0,0,0,0,0,0,0,0,0,0,0,0,0,0,0,0,0,0,0,0,0,0,0,0,0,0,0,0,0,0,0,0,0,0,0,0,0,0,0,0,0,0,0,0,0,0,0,0,0,0,0,0]
["",null,null,null,null,"","",null,null,null,null,null,null,null,null,null,null,null,null,null,null,null,null,null,null,null,null,null,null,null,null,null,null,null,null,null,null,null,null,null,null,null,null,null,null,null,null,null,null,null,null,null,null,null,null,null,null,null,null,null,null,null,null,null,null,null,null,null,null,null,null,null,null,null,null,null,null,null,null,null,null,null,null,null,null,null,null,null,null,null,null,null,null,null,null,null,null,null,null,0,0,0,0,0,0,0,0,0,0,0,0,0,0,0,0,0,0,0,0,0,0,0,0,0,0,0,0,0,0,0,0,0,0,0,0,0,0,0,0,0,0,0,0,0,0,0,0,0,0,0,0,0,0,0,0,0,0,0,0,0,0,0,0,0,0,0,0,0,0,0,0,0,0,0,0,0,0,0,0,0,0,0,0,0,0,0,0,0,0,0]
["",null,null,null,null,"","",null,null,null,null,null,null,null,null,null,null,null,null,null,null,null,null,null,null,null,null,null,null,null,null,null,null,null,null,null,null,null,null,null,null,null,null,null,null,null,null,null,null,null,null,null,null,null,null,null,null,null,null,null,null,null,null,null,null,null,null,null,null,null,null,null,null,null,null,null,null,null,null,null,null,null,null,null,null,null,null,null,null,null,null,null,null,null,null,null,null,null,null,0,0,0,0,0,0,0,0,0,0,0,0,0,0,0,0,0,0,0,0,0,0,0,0,0,0,0,0,0,0,0,0,0,0,0,0,0,0,0,0,0,0,0,0,0,0,0,0,0,0,0,0,0,0,0,0,0,0,0,0,0,0,0,0,0,0,0,0,0,0,0,0,0,0,0,0,0,0,0,0,0,0,0,0,0,0,0,0,0,0,0]
["",null,null,null,null,"","",null,null,null,null,null,null,null,null,null,null,null,null,null,null,null,null,null,null,null,null,null,null,null,null,null,null,null,null,null,null,null,null,null,null,null,null,null,null,null,null,null,null,null,null,null,null,null,null,null,null,null,null,null,null,null,null,null,null,null,null,null,null,null,null,null,null,null,null,null,null,null,null,null,null,null,null,null,null,null,null,null,null,null,null,null,null,null,null,null,null,null,null,0,0,0,0,0,0,0,0,0,0,0,0,0,0,0,0,0,0,0,0,0,0,0,0,0,0,0,0,0,0,0,0,0,0,0,0,0,0,0,0,0,0,0,0,0,0,0,0,0,0,0,0,0,0,0,0,0,0,0,0,0,0,0,0,0,0,0,0,0,0,0,0,0,0,0,0,0,0,0,0,0,0,0,0,0,0,0,0,0,0,0]
["",null,null,null,null,"","",null,null,null,null,null,null,null,null,null,null,null,null,null,null,null,null,null,null,null,null,null,null,null,null,null,null,null,null,null,null,null,null,null,null,null,null,null,null,null,null,null,null,null,null,null,null,null,null,null,null,null,null,null,null,null,null,null,null,null,null,null,null,null,null,null,null,null,null,null,null,null,null,null,null,null,null,null,null,null,null,null,null,null,null,null,null,null,null,null,null,null,null,0,0,0,0,0,0,0,0,0,0,0,0,0,0,0,0,0,0,0,0,0,0,0,0,0,0,0,0,0,0,0,0,0,0,0,0,0,0,0,0,0,0,0,0,0,0,0,0,0,0,0,0,0,0,0,0,0,0,0,0,0,0,0,0,0,0,0,0,0,0,0,0,0,0,0,0,0,0,0,0,0,0,0,0,0,0,0,0,0,0,0]
["",null,null,null,null,"","",null,null,null,null,null,null,null,null,null,null,null,null,null,null,null,null,null,null,null,null,null,null,null,null,null,null,null,null,null,null,null,null,null,null,null,null,null,null,null,null,null,null,null,null,null,null,null,null,null,null,null,null,null,null,null,null,null,null,null,null,null,null,null,null,null,null,null,null,null,null,null,null,null,null,null,null,null,null,null,null,null,null,null,null,null,null,null,null,null,null,null,null,0,0,0,0,0,0,0,0,0,0,0,0,0,0,0,0,0,0,0,0,0,0,0,0,0,0,0,0,0,0,0,0,0,0,0,0,0,0,0,0,0,0,0,0,0,0,0,0,0,0,0,0,0,0,0,0,0,0,0,0,0,0,0,0,0,0,0,0,0,0,0,0,0,0,0,0,0,0,0,0,0,0,0,0,0,0,0,0,0,0,0]

{"sheet":"Historical scenario - output","index":1,"n_rows":175,"n_cols":43,"rows_kept":175,"cut":false,"hidden":false,"merged":[]}
[null,null,null,"Replacement expenditure forecast ($,000)",null,null,null,null,null,null,null,null,null,null,null,null,null,null,null,null,null,null,null,"Replacement quantity forecast (#)"]
[null,null,null,1,2,3,4,5,6,7,8,9,10,11,12,13,14,15,16,17,18,19,20,1,2,3,4,5,6,7,8,9,10,11,12,13,14,15,16,17,18,19,20]
[]
[]
["ID","Asset group",null,2019,2020,2021,2022,2023,2024,2025,2026,2027,2028,2029,2030,2031,2032,2033,2034,2035,2036,2037,2038,2019,2020,2021,2022,2023,2024,2025,2026,2027,2028,2029,2030,2031,2032,2033,2034,2035,2036,2037,2038]
[1,"OVERHEAD CONDUCTORS",null,{"$f":"IFERROR(IF($A6=\"\",\"\",SUMIFS(D$21:D$175,$A$21:$A$175,$A6)),\"\")","v":14444.439320517035},{"$f":"IFERROR(IF($A6=\"\",\"\",SUMIFS(E$21:E$175,$A$21:$A$175,$A6)),\"\")","v":16345.818928122681},18358.122814475817,20470.628152758742,22671.75078792288,24949.531301606679,27292.100075468628,29688.086280364274,32126.940765402163,34599.150639205975,37096.333213119666,39611.207993196505,42137.456522358581,44669.490016860414,47202.152917273779,49730.395862802608,52248.953641393004,{"$f":"IFERROR(IF($A6=\"\",\"\",SUMIFS(U$21:U$175,$A$21:$A$175,$A6)),\"\")","v":54752.062141832059},57233.243383885885,59685.179845047845,{"$f":"IFERROR(IF($A6=\"\",\"\",SUMIFS(X$21:X$175,$A$21:$A$175,$A6)),\"\")","v":370.45502222841208},{"$f":"IFERROR(IF($A6=\"\",\"\",SUMIFS(Y$21:Y$175,$A$21:$A$175,$A6)),\"\")","v":425.6688893655791},485.32291036790309,549.2264764894353,617.13346395407257,688.75396096906115,763.76767650315037,841.83790437894129,922.62482749073661,1005.7969848943395,1091.0398952378955,1178.0611227594238,1266.5914586557699,1356.3823273827463,1447.1999599973853,1538.8172468651978,1631.0044364212424,{"$f":"IFERROR(IF($A6=\"\",\"\",SUMIFS(AO$21:AO$175,$A$21:$A$175,$A6)),\"\")","v":1723.5199448666156},1816.1024638551144,1908.4653047073496]
[2,"POLES",null,{"$f":"IFERROR(IF($A7=\"\",\"\",SUMIFS(D$21:D$175,$A$21:$A$175,$A7)),\"\")","v":48329.303717220202},52574.533596898429,57051.111076874411,61820.069082650014,66945.295446627439,72485.455106422087,78485.487132061739,84968.586412536417,91929.544151006558,99330.205612842808,107097.61723899032,115125.19149933587,123276.93910095708,131394.53479653384,139306.72475569547,146840.36878003512,153832.24344858003,160140.60995051195,165655.47905775942,170306.51135829565,7380.2536249394871,7884.2474330079322,8385.6590425349768,8888.3324859976055,9396.7181742195389,9915.1142522193295,10446.938383470304,10994.128215911123,11556.745231186509,12132.824441183597,12718.476341145402,13308.212789570922,13895.440437094527,14473.048732479378,15034.016883760392,15571.974162133147,16081.665490957228,16559.292406744047,17002.712709641699,17411.489167820811]
[3,"SERVICE LINES",null,5962.3925708430634,5872.6100280498522,5797.276937339172,5740.5677987378422,5705.2117904591814,5692.4940317826258,5702.3368589547881,5733.4490096082318,5783.5271986508533,5849.4924566956479,5927.7429002654217,6014.4053025175626,6105.5698027151875,6197.4950881205305,6286.7750705183862,6370.4620744633867,6446.1454577613049,6511.9880333080691,6566.7253688085557,6609.6348303591658,7019.6612446746458,6938.6723727741128,6871.0872118135321,6822.308309034298,6796.0675601484654,6794.3750611866635,6817.5764155237121,6864.5050512584712,6932.7102628535213,7018.7378840357969,7118.4389169269989,7227.2820497386319,7340.648546943411,7454.0920740201591,7563.5510867579342,7665.5068797192289,7757.0856680831921,7836.1076659743539,7901.0896474179408,7951.209725843456]
[4,"SWITCHGEAR",null,22109.309430409528,20935.295604535979,20035.480897753212,19363.675137771454,18880.508925201255,18553.234190891515,18355.177864436406,18264.994969859934,18265.830991911869,18344.472698315712,18490.545547703456,18695.804034770237,18953.555706392825,19258.255789658724,19605.303294924484,19991.058268687164,20413.08258761602,20870.584219182467,21365.019684870651,21900.784943814782,2026.0850203270422,1870.9059493607538,1746.2190432884092,1647.3330684051143,1570.0855999714659,1510.8676968363461,1466.5998930662906,1434.6802679972252,1412.9221713413674,1399.4946731410657,1392.8740005826373,1391.8098720353007,1395.3072090243675,1402.6213925258257,1413.2639966248282,1427.0155755764911,1443.9422875782768,1464.4135557855718,1489.118263018255,1519.0769049461533]
[5,"TRANSFORMERS",null,38642.162564629478,37422.887691913325,36920.532723104756,36891.631735455871,37205.105744360546,37783.559320218003,38577.222501661105,39551.230230158086,40679.119318982659,41939.516688367788,43314.449257814667,44788.386390611609,46347.57614425604,47979.587241588881,49673.191119230025,51418.787460043968,53209.489276157386,55042.785205766813,56922.465363394025,58860.321322009688,1453.5002500145254,1433.9150527517645,1426.3394167609226,1426.8980884654331,1433.7874153653192,1446.0554377983435,1463.0764383636467,1484.3109846792568,1509.2022322065704,1537.1447285969798,1567.491176420878,1599.5758602193496,1632.7425066981298,1666.371923819587,1699.9100594064471,1732.8993820695098,1765.0154547949819,1796.1070622473485,1826.2338508858593,1855.6920212950411]
[6,"UNDERGROUND CABLES",null,5083.4050675630369,6161.6141624997344,7781.9193211823458,10098.998046190578,13295.053097150265,17552.432981514539,23019.742515242746,29773.064295171229,37777.386115401627,46856.014987899049,56676.746133674613,66762.102843925299,76526.909116092502,85340.502678151752,92604.571292172433,97832.842146951371,100717.34336067177,101168.41074725251,99321.45113076987,95510.969198551451,17.051564178680231,21.50042848523303,28.37275099418698,38.377273765029116,52.344029699775717,71.098791119896575,95.307387163003497,125.29750304235127,160.88157394721426,201.21673799445495,244.74232541277894,289.22861548098751,331.95184839544225,369.98297403921458,400.54841273335734,421.39915455029228,431.11754211559423,429.30240348896041,416.60015099159176,394.58407858257635]
[null,null,null,"","","","","","","","","","","","","","","","","","","","","","","","","","","","","","","","","","","","","","","",""]
[null,null,null,"","","","","","","","","","","","","","","","","","","","","","","","","","","","","","","","","","","","","","","",""]
[null,null,null,"","","","","","","","","","","","","","","","","","","","","","","","","","","","","","","","","","","","","","","",""]
[null,null,null,"","","","","","","","","","","","","","","","","","","","","","","","","","","","","","","","","","","","","","","",""]
[null,null,null,"","","","","","","","","","","","","","","","","","","","","","","","","","","","","","","","","","","","","","","",""]
[null,null,null,"","","","","","","","","","","","","","","","","","","","","","","","","","","","","","","","","","","","","","","",""]
[null,null,"Total",{"$f":"IFERROR(SUM(D$6:D$17),\"\")","v":134571.01267118234},{"$f":"IFERROR(SUM(E$6:E$17),\"\")","v":139312.76001201998},145944.44377072973,154385.5699535645,164702.92579172156,177016.70693243545,191432.0669478254,207979.41119769818,226562.34854135575,246918.85308332698,268603.43429156812,290997.09806435707,313348.00639277219,334839.86561091419,354678.71844981459,372183.91459298361,386867.2577721795,398486.44029785384,407064.38398948836,412873.40149807854]
[]
["ID","Asset group","Asset category"]
[{"$f":"IFERROR('Historical scenario - input'!A6,\"\")","v":1},{"$f":"IFERROR('Historical scenario - input'!B6,\"\")","v":"OVERHEAD CONDUCTORS"},{"$f":"IFERROR('Historical scenario - input'!C6,\"\")","v":"˂ = 1 kv"},{"$f":"IFERROR(repcalc('Historical scenario - input'!$CV6:$GH6,'Historical scenario - input'!$G6,'Historical scenario - input'!$E6,'Historical scenario - input'!$F6,20,TRUE,TRUE),\"\")","v":8448.5907566477363},9263.7444343011211,10069.384373394669,10855.367771398103,11612.818504369519,12334.518412454236,13015.174208655248,13651.540716412099,14242.394611381398,14788.366639807904,15291.652834334873,15755.635176315554,16184.448471327229,16582.532417357404,16954.205992332863,17303.295901712827,17632.842826205189,17944.899746012252,18240.426904173011,18519.279116500384,{"$f":"IFERROR(IF(OR(D21=\"\",'Historical scenario - input'!$D6=\"\"),\"\",D21/'Historical scenario - input'!$D6),\"\")","v":135.63149468887997},{"$f":"IFERROR(IF(OR(E21=\"\",'Historical scenario - input'!$D6=\"\"),\"\",E21/'Historical scenario - input'!$D6),\"\")","v":148.71776136764791},{"$f":"IFERROR(IF(OR(F21=\"\",'Historical scenario - input'!$D6=\"\"),\"\",F21/'Historical scenario - input'!$D6),\"\")","v":161.65129694390214},{"$f":"IFERROR(IF(OR(G21=\"\",'Historical scenario - input'!$D6=\"\"),\"\",G21/'Historical scenario - input'!$D6),\"\")","v":174.2692714845638},{"$f":"IFERROR(IF(OR(H21=\"\",'Historical scenario - input'!$D6=\"\"),\"\",H21/'Historical scenario - input'!$D6),\"\")","v":186.42918998757153},{"$f":"IFERROR(IF(OR(I21=\"\",'Historical scenario - input'!$D6=\"\"),\"\",I21/'Historical scenario - input'!$D6),\"\")","v":198.01517397825504},{"$f":"IFERROR(IF(OR(J21=\"\",'Historical scenario - input'!$D6=\"\"),\"\",J21/'Historical scenario - input'!$D6),\"\")","v":208.94224639382361},{"$f":"IFERROR(IF(OR(K21=\"\",'Historical scenario - input'!$D6=\"\"),\"\",K21/'Historical scenario - input'!$D6),\"\")","v":219.15831000763882},{"$f":"IFERROR(IF(OR(L21=\"\",'Historical scenario - input'!$D6=\"\"),\"\",L21/'Historical scenario - input'!$D6),\"\")","v":228.64372588653862},{"$f":"IFERROR(IF(OR(M21=\"\",'Historical scenario - input'!$D6=\"\"),\"\",M21/'Historical scenario - input'!$D6),\"\")","v":237.40861986788573},{"$f":"IFERROR(IF(OR(N21=\"\",'Historical scenario - input'!$D6=\"\"),\"\",N21/'Historical scenario - input'!$D6),\"\")","v":245.48824649274741},{"$f":"IFERROR(IF(OR(O21=\"\",'Historical scenario - input'!$D6=\"\"),\"\",O21/'Historical scenario - input'!$D6),\"\")","v":252.93689921658424},{"$f":"IFERROR(IF(OR(P21=\"\",'Historical scenario - input'!$D6=\"\"),\"\",P21/'Historical scenario - input'!$D6),\"\")","v":259.82095714057988},{"$f":"IFERROR(IF(OR(Q21=\"\",'Historical scenario - input'!$D6=\"\"),\"\",Q21/'Historical scenario - input'!$D6),\"\")","v":266.21169402995235},{"$f":"IFERROR(IF(OR(R21=\"\",'Historical scenario - input'!$D6=\"\"),\"\",R21/'Historical scenario - input'!$D6),\"\")","v":272.17844564123328},{"$f":"IFERROR(IF(OR(S21=\"\",'Historical scenario - input'!$D6=\"\"),\"\",S21/'Historical scenario - input'!$D6),\"\")","v":277.78264491585844},{"$f":"IFERROR(IF(OR(T21=\"\",'Historical scenario - input'!$D6=\"\"),\"\",T21/'Historical scenario - input'!$D6),\"\")","v":283.07310615684742},{"$f":"IFERROR(IF(OR(U21=\"\",'Historical scenario - input'!$D6=\"\"),\"\",U21/'Historical scenario - input'!$D6),\"\")","v":288.08278737831466},{"$f":"IFERROR(IF(OR(V21=\"\",'Historical scenario - input'!$D6=\"\"),\"\",V21/'Historical scenario - input'!$D6),\"\")","v":292.8271040740857},{"$f":"IFERROR(IF(OR(W21=\"\",'Historical scenario - input'!$D6=\"\"),\"\",W21/'Historical scenario - input'!$D6),\"\")","v":297.30372549470582}]
[{"$f":"IFERROR('Historical scenario - input'!A7,\"\")","v":1},{"$f":"IFERROR('Historical scenario - input'!B7,\"\")","v":"OVERHEAD CONDUCTORS"},{"$f":"IFERROR('Historical scenario - input'!C7,\"\")","v":"˃ 11 kv & < = 22 kv ; multiple-phase"},{"$f":"IFERROR(repcalc('Historical scenario - input'!$CV7:$GH7,'Historical scenario - input'!$G7,'Historical scenario - input'!$E7,'Historical scenario - input'!$F7,20,TRUE,TRUE),\"\")","v":511.8943482285128},598.54875805035624,693.65953669753799,797.00362425730555,908.20986190038559,1026.7694163088302,1152.0501452975241,1283.3130215385318,1419.7286236787504,1560.391907403467,1704.3339755829841,1850.530317758476,1997.9058790908298,2145.338207628934,2291.6606625603431,2435.6681019023285,2576.127498589854,2711.7955088336289,2841.4441559654997,2963.8945895702732,{"$f":"IFERROR(IF(OR(D22=\"\",'Historical scenario - input'!$D7=\"\"),\"\",D22/'Historical scenario - input'!$D7),\"\")","v":32.030987229398214},{"$f":"IFERROR(IF(OR(E22=\"\",'Historical scenario - input'!$D7=\"\"),\"\",E22/'Historical scenario - input'!$D7),\"\")","v":37.453251225826342},{"$f":"IFERROR(IF(OR(F22=\"\",'Historical scenario - input'!$D7=\"\"),\"\",F22/'Historical scenario - input'!$D7),\"\")","v":43.404659259083289},{"$f":"IFERROR(IF(OR(G22=\"\",'Historical scenario - input'!$D7=\"\"),\"\",G22/'Historical scenario - input'!$D7),\"\")","v":49.871253704433613},{"$f":"IFERROR(IF(OR(H22=\"\",'Historical scenario - input'!$D7=\"\"),\"\",H22/'Historical scenario - input'!$D7),\"\")","v":56.82980987935899},{"$f":"IFERROR(IF(OR(I22=\"\",'Historical scenario - input'!$D7=\"\"),\"\",I22/'Historical scenario - input'!$D7),\"\")","v":64.248488335806357},{"$f":"IFERROR(IF(OR(J22=\"\",'Historical scenario - input'!$D7=\"\"),\"\",J22/'Historical scenario - input'!$D7),\"\")","v":72.087733766457575},{"$f":"IFERROR(IF(OR(K22=\"\",'Historical scenario - input'!$D7=\"\"),\"\",K22/'Historical scenario - input'!$D7),\"\")","v":80.301302693561439},{"$f":"IFERROR(IF(OR(L22=\"\",'Historical scenario - input'!$D7=\"\"),\"\",L22/'Historical scenario - input'!$D7),\"\")","v":88.83729537479617},{"$f":"IFERROR(IF(OR(M22=\"\",'Historical scenario - input'!$D7=\"\"),\"\",M22/'Historical scenario - input'!$D7),\"\")","v":97.639080079440532},{"$f":"IFERROR(IF(OR(N22=\"\",'Historical scenario - input'!$D7=\"\"),\"\",N22/'Historical scenario - input'!$D7),\"\")","v":106.64602958686716},{"$f":"IFERROR(IF(OR(O22=\"\",'Historical scenario - input'!$D7=\"\"),\"\",O22/'Historical scenario - input'!$D7),\"\")","v":115.7940367594673},{"$f":"IFERROR(IF(OR(P22=\"\",'Historical scenario - input'!$D7=\"\"),\"\",P22/'Historical scenario - input'!$D7),\"\")","v":125.01583172418671},{"$f":"IFERROR(IF(OR(Q22=\"\",'Historical scenario - input'!$D7=\"\"),\"\",Q22/'Historical scenario - input'!$D7),\"\")","v":134.24117880791022},{"$f":"IFERROR(IF(OR(R22=\"\",'Historical scenario - input'!$D7=\"\"),\"\",R22/'Historical scenario - input'!$D7),\"\")","v":143.39707728872315},{"$f":"IFERROR(IF(OR(S22=\"\",'Historical scenario - input'!$D7=\"\"),\"\",S22/'Historical scenario - input'!$D7),\"\")","v":152.40811729427196},{"$f":"IFERROR(IF(OR(T22=\"\",'Historical scenario - input'!$D7=\"\"),\"\",T22/'Historical scenario - input'!$D7),\"\")","v":161.19714408684499},{"$f":"IFERROR(IF(OR(U22=\"\",'Historical scenario - input'!$D7=\"\"),\"\",U22/'Historical scenario - input'!$D7),\"\")","v":169.68635737586598},{"$f":"IFERROR(IF(OR(V22=\"\",'Historical scenario - input'!$D7=\"\"),\"\",V22/'Historical scenario - input'!$D7),\"\")","v":177.79891844429935},{"$f":"IFERROR(IF(OR(W22=\"\",'Historical scenario - input'!$D7=\"\"),\"\",W22/'Historical scenario - input'!$D7),\"\")","v":185.46106257345835}]
[{"$f":"IFERROR('Historical scenario - input'!A8,\"\")","v":1},{"$f":"IFERROR('Historical scenario - input'!B8,\"\")","v":"OVERHEAD CONDUCTORS"},{"$f":"IFERROR('Historical scenario - input'!C8,\"\")","v":"˃ 11 kv & < = 22 kv ; single-phase"},{"$f":"IFERROR(repcalc('Historical scenario - input'!$CV8:$GH8,'Historical scenario - input'!$G8,'Historical scenario - input'!$E8,'Historical scenario - input'!$F8,20,TRUE,TRUE),\"\")","v":83.714950592821509},98.123335445761768,114.05202334899272,131.51489148338055,150.51399799292523,171.04264235297529,193.08867670061716,216.63755590818172,241.67458508474297,268.18586418400378,296.15754412947916,325.57319074162626,356.40928461969935,388.62914061782305,422.1757769725599,456.96446670832734,492.87583077595434,529.75035948483765,567.38516435713632,605.53356967843035,{"$f":"IFERROR(IF(OR(D23=\"\",'Historical scenario - input'!$D8=\"\"),\"\",D23/'Historical scenario - input'!$D8),\"\")","v":5.2383319382759481},{"$f":"IFERROR(IF(OR(E23=\"\",'Historical scenario - input'!$D8=\"\"),\"\",E23/'Historical scenario - input'!$D8),\"\")","v":6.1399140573556474},{"$f":"IFERROR(IF(OR(F23=\"\",'Historical scenario - input'!$D8=\"\"),\"\",F23/'Historical scenario - input'!$D8),\"\")","v":7.1366267590588883},{"$f":"IFERROR(IF(OR(G23=\"\",'Historical scenario - input'!$D8=\"\"),\"\",G23/'Historical scenario - input'!$D8),\"\")","v":8.229338386247127},{"$f":"IFERROR(IF(OR(H23=\"\",'Historical scenario - input'!$D8=\"\"),\"\",H23/'Historical scenario - input'!$D8),\"\")","v":9.4181777240581734},{"$f":"IFERROR(IF(OR(I23=\"\",'Historical scenario - input'!$D8=\"\"),\"\",I23/'Historical scenario - input'!$D8),\"\")","v":10.702725497654779},{"$f":"IFERROR(IF(OR(J23=\"\",'Historical scenario - input'!$D8=\"\"),\"\",J23/'Historical scenario - input'!$D8),\"\")","v":12.082221573538309},{"$f":"IFERROR(IF(OR(K23=\"\",'Historical scenario - input'!$D8=\"\"),\"\",K23/'Historical scenario - input'!$D8),\"\")","v":13.555755813122101},{"$f":"IFERROR(IF(OR(L23=\"\",'Historical scenario - input'!$D8=\"\"),\"\",L23/'Historical scenario - input'!$D8),\"\")","v":15.122408706618208},{"$f":"IFERROR(IF(OR(M23=\"\",'Historical scenario - input'!$D8=\"\"),\"\",M23/'Historical scenario - input'!$D8),\"\")","v":16.781310480396641},{"$f":"IFERROR(IF(OR(N23=\"\",'Historical scenario - input'!$D8=\"\"),\"\",N23/'Historical scenario - input'!$D8),\"\")","v":18.531594550183584},{"$f":"IFERROR(IF(OR(O23=\"\",'Historical scenario - input'!$D8=\"\"),\"\",O23/'Historical scenario - input'!$D8),\"\")","v":20.372232572929569},{"$f":"IFERROR(IF(OR(P23=\"\",'Historical scenario - input'!$D8=\"\"),\"\",P23/'Historical scenario - input'!$D8),\"\")","v":22.301752858963599},{"$f":"IFERROR(IF(OR(Q23=\"\",'Historical scenario - input'!$D8=\"\"),\"\",Q23/'Historical scenario - input'!$D8),\"\")","v":24.31785989273035},{"$f":"IFERROR(IF(OR(R23=\"\",'Historical scenario - input'!$D8=\"\"),\"\",R23/'Historical scenario - input'!$D8),\"\")","v":26.416988129614428},{"$f":"IFERROR(IF(OR(S23=\"\",'Historical scenario - input'!$D8=\"\"),\"\",S23/'Historical scenario - input'!$D8),\"\")","v":28.593835911798624},{"$f":"IFERROR(IF(OR(T23=\"\",'Historical scenario - input'!$D8=\"\"),\"\",T23/'Historical scenario - input'!$D8),\"\")","v":30.840933282225031},{"$f":"IFERROR(IF(OR(U23=\"\",'Historical scenario - input'!$D8=\"\"),\"\",U23/'Historical scenario - input'!$D8),\"\")","v":33.148299171791479},{"$f":"IFERROR(IF(OR(V23=\"\",'Historical scenario - input'!$D8=\"\"),\"\",V23/'Historical scenario - input'!$D8),\"\")","v":35.503238151714264},{"$f":"IFERROR(IF(OR(W23=\"\",'Historical scenario - input'!$D8=\"\"),\"\",W23/'Historical scenario - input'!$D8),\"\")","v":37.89031487545023}]
[{"$f":"IFERROR('Historical scenario - input'!A9,\"\")","v":1},{"$f":"IFERROR('Historical scenario - input'!B9,\"\")","v":"OVERHEAD CONDUCTORS"},{"$f":"IFERROR('Historical scenario - input'!C9,\"\")","v":"˃ 11 kv & < = 22 kv ; swer"},{"$f":"IFERROR(repcalc('Historical scenario - input'!$CV9:$GH9,'Historical scenario - input'!$G9,'Historical scenario - input'!$E9,'Historical scenario - input'!$F9,20,TRUE,TRUE),\"\")","v":1093.3214631048891},1294.2760792233496,1519.3579654259963,1769.4925270079038,2045.538537466819,2348.3507533249899,2678.8507578099229,3038.0972511192663,3427.345570360847,3848.085909465085,4302.0507248588392,4791.1841946801278,5317.5701880134948,5883.3196371059803,6490.4229632367696,7140.5776546112775,7835.0045837187399,8574.2686157892549,9358.1191121631491,10185.363941802154,{"$f":"IFERROR(IF(OR(D24=\"\",'Historical scenario - input'!$D9=\"\"),\"\",D24/'Historical scenario - input'!$D9),\"\")","v":71.374284716646741},{"$f":"IFERROR(IF(OR(E24=\"\",'Historical scenario - input'!$D9=\"\"),\"\",E24/'Historical scenario - input'!$D9),\"\")","v":84.493017376692791},{"$f":"IFERROR(IF(OR(F24=\"\",'Historical scenario - input'!$D9=\"\"),\"\",F24/'Historical scenario - input'!$D9),\"\")","v":99.186828092495389},{"$f":"IFERROR(IF(OR(G24=\"\",'Historical scenario - input'!$D9=\"\"),\"\",G24/'Historical scenario - input'!$D9),\"\")","v":115.51612923428401},{"$f":"IFERROR(IF(OR(H24=\"\",'Historical scenario - input'!$D9=\"\"),\"\",H24/'Historical scenario - input'!$D9),\"\")","v":133.53698331084837},{"$f":"IFERROR(IF(OR(I24=\"\",'Historical scenario - input'!$D9=\"\"),\"\",I24/'Historical scenario - input'!$D9),\"\")","v":153.30519059451561},{"$f":"IFERROR(IF(OR(J24=\"\",'Historical scenario - input'!$D9=\"\"),\"\",J24/'Historical scenario - input'!$D9),\"\")","v":174.88091394304516},{"$f":"IFERROR(IF(OR(K24=\"\",'Historical scenario - input'!$D9=\"\"),\"\",K24/'Historical scenario - input'!$D9),\"\")","v":198.33326749339167},{"$f":"IFERROR(IF(OR(L24=\"\",'Historical scenario - input'!$D9=\"\"),\"\",L24/'Historical scenario - input'!$D9),\"\")","v":223.74420224640261},{"$f":"IFERROR(IF(OR(M24=\"\",'Historical scenario - input'!$D9=\"\"),\"\",M24/'Historical scenario - input'!$D9),\"\")","v":251.21100114169093},{"$f":"IFERROR(IF(OR(N24=\"\",'Historical scenario - input'!$D9=\"\"),\"\",N24/'Historical scenario - input'!$D9),\"\")","v":280.84676251532943},{"$f":"IFERROR(IF(OR(O24=\"\",'Historical scenario - input'!$D9=\"\"),\"\",O24/'Historical scenario - input'!$D9),\"\")","v":312.77840633426786},{"$f":"IFERROR(IF(OR(P24=\"\",'Historical scenario - input'!$D9=\"\"),\"\",P24/'Historical scenario - input'!$D9),\"\")","v":347.14197187914942},{"$f":"IFERROR(IF(OR(Q24=\"\",'Historical scenario - input'!$D9=\"\"),\"\",Q24/'Historical scenario - input'!$D9),\"\")","v":384.07526516979726},{"$f":"IFERROR(IF(OR(R24=\"\",'Historical scenario - input'!$D9=\"\"),\"\",R24/'Historical scenario - input'!$D9),\"\")","v":423.70822502098895},{"$f":"IFERROR(IF(OR(S24=\"\",'Historical scenario - input'!$D9=\"\"),\"\",S24/'Historical scenario - input'!$D9),\"\")","v":466.15166697103126},{"$f":"IFERROR(IF(OR(T24=\"\",'Historical scenario - input'!$D9=\"\"),\"\",T24/'Historical scenario - input'!$D9),\"\")","v":511.48529209924089},{"$f":"IFERROR(IF(OR(U24=\"\",'Historical scenario - input'!$D9=\"\"),\"\",U24/'Historical scenario - input'!$D9),\"\")","v":559.74597597526497},{"$f":"IFERROR(IF(OR(V24=\"\",'Historical scenario - input'!$D9=\"\"),\"\",V24/'Historical scenario - input'!$D9),\"\")","v":610.91735638939656},{"$f":"IFERROR(IF(OR(W24=\"\",'Historical scenario - input'!$D9=\"\"),\"\",W24/'Historical scenario - input'!$D9),\"\")","v":664.9216085636391}]
[{"$f":"IFERROR('Historical scenario - input'!A10,\"\")","v":1},{"$f":"IFERROR('Historical scenario - input'!B10,\"\")","v":"OVERHEAD CONDUCTORS"},{"$f":"IFERROR('Historical scenario - input'!C10,\"\")","v":"> 1 kv & < = 11 kv"},{"$f":"IFERROR(repcalc('Historical scenario - input'!$CV10:$GH10,'Historical scenario - input'!$G10,'Historical scenario - input'!$E10,'Historical scenario - input'!$F10,20,TRUE,TRUE),\"\")","v":3941.2768549976895},4630.0408577926282,5385.5403807472794,6203.8294690606945,7079.0012940754959,8003.2648674233569,8967.1186476676212,9959.6142986238774,10968.696886467636,11981.601984202294,12985.286123029631,13966.865205925966,14914.03601107045,15815.458590752403,16661.081770447501,17442.399428327662,18152.631048788542,18786.825481220119,19341.891321050422,19816.56050930357,{"$f":"IFERROR(IF(OR(D25=\"\",'Historical scenario - input'!$D10=\"\"),\"\",D25/'Historical scenario - input'!$D10),\"\")","v":118.26640798657813},{"$f":"IFERROR(IF(OR(E25=\"\",'Historical scenario - input'!$D10=\"\"),\"\",E25/'Historical scenario - input'!$D10),\"\")","v":138.9342391382323},{"$f":"IFERROR(IF(OR(F25=\"\",'Historical scenario - input'!$D10=\"\"),\"\",F25/'Historical scenario - input'!$D10),\"\")","v":161.60461173642227},{"$f":"IFERROR(IF(OR(G25=\"\",'Historical scenario - input'!$D10=\"\"),\"\",G25/'Historical scenario - input'!$D10),\"\")","v":186.15911900142791},{"$f":"IFERROR(IF(OR(H25=\"\",'Historical scenario - input'!$D10=\"\"),\"\",H25/'Historical scenario - input'!$D10),\"\")","v":212.42051395629193},{"$f":"IFERROR(IF(OR(I25=\"\",'Historical scenario - input'!$D10=\"\"),\"\",I25/'Historical scenario - input'!$D10),\"\")","v":240.1550113981761},{"$f":"IFERROR(IF(OR(J25=\"\",'Historical scenario - input'!$D10=\"\"),\"\",J25/'Historical scenario - input'!$D10),\"\")","v":269.07749733550077},{"$f":"IFERROR(IF(OR(K25=\"\",'Historical scenario - input'!$D10=\"\"),\"\",K25/'Historical scenario - input'!$D10),\"\")","v":298.85944361822789},{"$f":"IFERROR(IF(OR(L25=\"\",'Historical scenario - input'!$D10=\"\"),\"\",L25/'Historical scenario - input'!$D10),\"\")","v":329.13911627678618},{"$f":"IFERROR(IF(OR(M25=\"\",'Historical scenario - input'!$D10=\"\"),\"\",M25/'Historical scenario - input'!$D10),\"\")","v":359.53349148756848},{"$f":"IFERROR(IF(OR(N25=\"\",'Historical scenario - input'!$D10=\"\"),\"\",N25/'Historical scenario - input'!$D10),\"\")","v":389.65117218327816},{"$f":"IFERROR(IF(OR(O25=\"\",'Historical scenario - input'!$D10=\"\"),\"\",O25/'Historical scenario - input'!$D10),\"\")","v":419.1055435862171},{"$f":"IFERROR(IF(OR(P25=\"\",'Historical scenario - input'!$D10=\"\"),\"\",P25/'Historical scenario - input'!$D10),\"\")","v":447.5274213165647},{"$f":"IFERROR(IF(OR(Q25=\"\",'Historical scenario - input'!$D10=\"\"),\"\",Q25/'Historical scenario - input'!$D10),\"\")","v":474.57652608620214},{"$f":"IFERROR(IF(OR(R25=\"\",'Historical scenario - input'!$D10=\"\"),\"\",R25/'Historical scenario - input'!$D10),\"\")","v":499.95125099189175},{"$f":"IFERROR(IF(OR(S25=\"\",'Historical scenario - input'!$D10=\"\"),\"\",S25/'Historical scenario - input'!$D10),\"\")","v":523.39635172791372},{"$f":"IFERROR(IF(OR(T25=\"\",'Historical scenario - input'!$D10=\"\"),\"\",T25/'Historical scenario - input'!$D10),\"\")","v":544.70836447928491},{"$f":"IFERROR(IF(OR(U25=\"\",'Historical scenario - input'!$D10=\"\"),\"\",U25/'Historical scenario - input'!$D10),\"\")","v":563.7387194247035},{"$f":"IFERROR(IF(OR(V25=\"\",'Historical scenario - input'!$D10=\"\"),\"\",V25/'Historical scenario - input'!$D10),\"\")","v":580.39465238448588},{"$f":"IFERROR(IF(OR(W25=\"\",'Historical scenario - input'!$D10=\"\"),\"\",W25/'Historical scenario - input'!$D10),\"\")","v":594.63811254776272}]
[{"$f":"IFERROR('Historical scenario - input'!A11,\"\")","v":1},{"$f":"IFERROR('Historical scenario - input'!B11,\"\")","v":"OVERHEAD CONDUCTORS"},{"$f":"IFERROR('Historical scenario - input'!C11,\"\")","v":"> 22 kv & < = 66 kv"},{"$f":"IFERROR(repcalc('Historical scenario - input'!$CV11:$GH11,'Historical scenario - input'!$G11,'Historical scenario - input'!$E11,'Historical scenario - input'!$F11,20,TRUE,TRUE),\"\")","v":176.17465265605287},220.94116672617304,274.31553120028309,337.22094242410594,410.51006048441349,494.9236560194509,591.04891362988587,699.27999538339509,819.78362251865008,952.47234294389079,1096.9877921194825,1252.6956315077744,1418.6930024529399,1593.8283383841583,1776.7323368924874,1965.8579250035689,2159.5262777413695,2355.9754791170781,2553.4083218215042,2750.0360576519997,{"$f":"IFERROR(IF(OR(D26=\"\",'Historical scenario - input'!$D11=\"\"),\"\",D26/'Historical scenario - input'!$D11),\"\")","v":7.439321197503828},{"$f":"IFERROR(IF(OR(E26=\"\",'Historical scenario - input'!$D11=\"\"),\"\",E26/'Historical scenario - input'!$D11),\"\")","v":9.3296752980473379},{"$f":"IFERROR(IF(OR(F26=\"\",'Historical scenario - input'!$D11=\"\"),\"\",F26/'Historical scenario - input'!$D11),\"\")","v":11.583512811272032},{"$f":"IFERROR(IF(OR(G26=\"\",'Historical scenario - input'!$D11=\"\"),\"\",G26/'Historical scenario - input'!$D11),\"\")","v":14.239817518559912},{"$f":"IFERROR(IF(OR(H26=\"\",'Historical scenario - input'!$D11=\"\"),\"\",H26/'Historical scenario - input'!$D11),\"\")","v":17.334594669032551},{"$f":"IFERROR(IF(OR(I26=\"\",'Historical scenario - input'!$D11=\"\"),\"\",I26/'Historical scenario - input'!$D11),\"\")","v":20.899124759790432},{"$f":"IFERROR(IF(OR(J26=\"\",'Historical scenario - input'!$D11=\"\"),\"\",J26/'Historical scenario - input'!$D11),\"\")","v":24.958202815434074},{"$f":"IFERROR(IF(OR(K26=\"\",'Historical scenario - input'!$D11=\"\"),\"\",K26/'Historical scenario - input'!$D11),\"\")","v":29.528473104484011},{"$f":"IFERROR(IF(OR(L26=\"\",'Historical scenario - input'!$D11=\"\"),\"\",L26/'Historical scenario - input'!$D11),\"\")","v":34.616975759139876},{"$f":"IFERROR(IF(OR(M26=\"\",'Historical scenario - input'!$D11=\"\"),\"\",M26/'Historical scenario - input'!$D11),\"\")","v":40.220017942831888},{"$f":"IFERROR(IF(OR(N26=\"\",'Historical scenario - input'!$D11=\"\"),\"\",N26/'Historical scenario - input'!$D11),\"\")","v":46.322467008065388},{"$f":"IFERROR(IF(OR(O26=\"\",'Historical scenario - input'!$D11=\"\"),\"\",O26/'Historical scenario - input'!$D11),\"\")","v":52.897536762511379},{"$f":"IFERROR(IF(OR(P26=\"\",'Historical scenario - input'!$D11=\"\"),\"\",P26/'Historical scenario - input'!$D11),\"\")","v":59.907102223742605},{"$f":"IFERROR(IF(OR(Q26=\"\",'Historical scenario - input'!$D11=\"\"),\"\",Q26/'Historical scenario - input'!$D11),\"\")","v":67.30253622847826},{"$f":"IFERROR(IF(OR(R26=\"\",'Historical scenario - input'!$D11=\"\"),\"\",R26/'Historical scenario - input'!$D11),\"\")","v":75.026017289443885},{"$f":"IFERROR(IF(OR(S26=\"\",'Historical scenario - input'!$D11=\"\"),\"\",S26/'Historical scenario - input'!$D11),\"\")","v":83.012217207612451},{"$f":"IFERROR(IF(OR(T26=\"\",'Historical scenario - input'!$D11=\"\"),\"\",T26/'Historical scenario - input'!$D11),\"\")","v":91.190244296564799},{"$f":"IFERROR(IF(OR(U26=\"\",'Historical scenario - input'!$D11=\"\"),\"\",U26/'Historical scenario - input'!$D11),\"\")","v":99.485698188449021},{"$f":"IFERROR(IF(OR(V26=\"\",'Historical scenario - input'!$D11=\"\"),\"\",V26/'Historical scenario - input'!$D11),\"\")","v":107.82268827000156},{"$f":"IFERROR(IF(OR(W26=\"\",'Historical scenario - input'!$D11=\"\"),\"\",W26/'Historical scenario - input'!$D11),\"\")","v":116.12568113036939}]
[{"$f":"IFERROR('Historical scenario - input'!A12,\"\")","v":1},{"$f":"IFERROR('Historical scenario - input'!B12,\"\")","v":"OVERHEAD CONDUCTORS"},{"$f":"IFERROR('Historical scenario - input'!C12,\"\")","v":"> 66 kv & < = 132 kv"},{"$f":"IFERROR(repcalc('Historical scenario - input'!$CV12:$GH12,'Historical scenario - input'!$G12,'Historical scenario - input'!$E12,'Historical scenario - input'!$F12,20,TRUE,TRUE),\"\")","v":189.46629428933343},240.1442965832895,301.81300366105836,376.19892712724925,465.15853163332167,570.66155372284027,694.76872570781097,839.60344137891843,1007.3168659101331,1200.0459911993303,1419.8642190643695,1668.7242762669766,1948.3936857839333,2260.3836850137154,2605.8734148312665,2985.6323845366219,3399.9455755733597,3848.5469513748926,4330.5684043551655,4844.5120605410248,{"$f":"IFERROR(IF(OR(D27=\"\",'Historical scenario - input'!$D12=\"\"),\"\",D27/'Historical scenario - input'!$D12),\"\")","v":0.47419447112925528},{"$f":"IFERROR(IF(OR(E27=\"\",'Historical scenario - input'!$D12=\"\"),\"\",E27/'Historical scenario - input'!$D12),\"\")","v":0.60103090177676488},{"$f":"IFERROR(IF(OR(F27=\"\",'Historical scenario - input'!$D12=\"\"),\"\",F27/'Historical scenario - input'!$D12),\"\")","v":0.75537476566904505},{"$f":"IFERROR(IF(OR(G27=\"\",'Historical scenario - input'!$D12=\"\"),\"\",G27/'Historical scenario - input'!$D12),\"\")","v":0.94154715991899929},{"$f":"IFERROR(IF(OR(H27=\"\",'Historical scenario - input'!$D12=\"\"),\"\",H27/'Historical scenario - input'!$D12),\"\")","v":1.1641944269110134},{"$f":"IFERROR(IF(OR(I27=\"\",'Historical scenario - input'!$D12=\"\"),\"\",I27/'Historical scenario - input'!$D12),\"\")","v":1.4282464048627135},{"$f":"IFERROR(IF(OR(J27=\"\",'Historical scenario - input'!$D12=\"\"),\"\",J27/'Historical scenario - input'!$D12),\"\")","v":1.7388606753507911},{"$f":"IFERROR(IF(OR(K27=\"\",'Historical scenario - input'!$D12=\"\"),\"\",K27/'Historical scenario - input'!$D12),\"\")","v":2.1013516485153168},{"$f":"IFERROR(IF(OR(L27=\"\",'Historical scenario - input'!$D12=\"\"),\"\",L27/'Historical scenario - input'!$D12),\"\")","v":2.5211032404549756},{"$f":"IFERROR(IF(OR(M27=\"\",'Historical scenario - input'!$D12=\"\"),\"\",M27/'Historical scenario - input'!$D12),\"\")","v":3.0034638945254657},{"$f":"IFERROR(IF(OR(N27=\"\",'Historical scenario - input'!$D12=\"\"),\"\",N27/'Historical scenario - input'!$D12),\"\")","v":3.553622901424355},{"$f":"IFERROR(IF(OR(O27=\"\",'Historical scenario - input'!$D12=\"\"),\"\",O27/'Historical scenario - input'!$D12),\"\")","v":4.1764675274462091},{"$f":"IFERROR(IF(OR(P27=\"\",'Historical scenario - input'!$D12=\"\"),\"\",P27/'Historical scenario - input'!$D12),\"\")","v":4.876421512583029},{"$f":"IFERROR(IF(OR(Q27=\"\",'Historical scenario - input'!$D12=\"\"),\"\",Q27/'Historical scenario - input'!$D12),\"\")","v":5.6572671676759532},{"$f":"IFERROR(IF(OR(R27=\"\",'Historical scenario - input'!$D12=\"\"),\"\",R27/'Historical scenario - input'!$D12),\"\")","v":6.5219556354898618},{"$f":"IFERROR(IF(OR(S27=\"\",'Historical scenario - input'!$D12=\"\"),\"\",S27/'Historical scenario - input'!$D12),\"\")","v":7.4724128367112197},{"$f":"IFERROR(IF(OR(T27=\"\",'Historical scenario - input'!$D12=\"\"),\"\",T27/'Historical scenario - input'!$D12),\"\")","v":8.5093520202343793},{"$f":"IFERROR(IF(OR(U27=\"\",'Historical scenario - input'!$D12=\"\"),\"\",U27/'Historical scenario - input'!$D12),\"\")","v":9.6321073522261127},{"$f":"IFERROR(IF(OR(V27=\"\",'Historical scenario - input'!$D12=\"\"),\"\",V27/'Historical scenario - input'!$D12),\"\")","v":10.838506141130932},{"$f":"IFERROR(IF(OR(W27=\"\",'Historical scenario - input'!$D12=\"\"),\"\",W27/'Historical scenario - input'!$D12),\"\")","v":12.124799521963734}]
[{"$f":"IFERROR('Historical scenario - input'!A13,\"\")","v":2},{"$f":"IFERROR('Historical scenario - input'!B13,\"\")","v":"POLES"},{"$f":"IFERROR('Historical scenario - input'!C13,\"\")","v":"˂ = 1 kv ; concrete"},{"$f":"IFERROR(repcalc('Historical scenario - input'!$CV13:$GH13,'Historical scenario - input'!$G13,'Historical scenario - input'!$E13,'Historical scenario - input'!$F13,20,TRUE,TRUE),\"\")","v":44.725582371449541},55.484535793088355,68.04637495709234,82.550838748778105,99.137075476839527,117.95501823153185,139.18282157123576,163.05038566060352,189.86820924067305,220.05990208347211,254.19573874302012,293.02375999260403,337.49425036542641,388.77306178369554,448.23931858797573,517.46359933410463,598.163770395509,692.13721581490995,801.17017890747752,926.92715989883914,{"$f":"IFERROR(IF(OR(D28=\"\",'Historical scenario - input'!$D13=\"\"),\"\",D28/'Historical scenario - input'!$D13),\"\")","v":0.91561907342884263},{"$f":"IFERROR(IF(OR(E28=\"\",'Historical scenario - input'!$D13=\"\"),\"\",E28/'Historical scenario - input'!$D13),\"\")","v":1.1358756344540475},{"$f":"IFERROR(IF(OR(F28=\"\",'Historical scenario - input'!$D13=\"\"),\"\",F28/'Historical scenario - input'!$D13),\"\")","v":1.39304074949679},{"$f":"IFERROR(IF(OR(G28=\"\",'Historical scenario - input'!$D13=\"\"),\"\",G28/'Historical scenario - input'!$D13),\"\")","v":1.68997514349147},{"$f":"IFERROR(IF(OR(H28=\"\",'Historical scenario - input'!$D13=\"\"),\"\",H28/'Historical scenario - input'!$D13),\"\")","v":2.0295274511281263},{"$f":"IFERROR(IF(OR(I28=\"\",'Historical scenario - input'!$D13=\"\"),\"\",I28/'Historical scenario - input'!$D13),\"\")","v":2.4147670924097375},{"$f":"IFERROR(IF(OR(J28=\"\",'Historical scenario - input'!$D13=\"\"),\"\",J28/'Historical scenario - input'!$D13),\"\")","v":2.8493412353109306},{"$f":"IFERROR(IF(OR(K28=\"\",'Historical scenario - input'!$D13=\"\"),\"\",K28/'Historical scenario - input'!$D13),\"\")","v":3.3379563803304979},{"$f":"IFERROR(IF(OR(L28=\"\",'Historical scenario - input'!$D13=\"\"),\"\",L28/'Historical scenario - input'!$D13),\"\")","v":3.88696903652871},{"$f":"IFERROR(IF(OR(M28=\"\",'Historical scenario - input'!$D13=\"\"),\"\",M28/'Historical scenario - input'!$D13),\"\")","v":4.5050513142816415},{"$f":"IFERROR(IF(OR(N28=\"\",'Historical scenario - input'!$D13=\"\"),\"\",N28/'Historical scenario - input'!$D13),\"\")","v":5.2038778353843709},{"$f":"IFERROR(IF(OR(O28=\"\",'Historical scenario - input'!$D13=\"\"),\"\",O28/'Historical scenario - input'!$D13),\"\")","v":5.9987624395547519},{"$f":"IFERROR(IF(OR(P28=\"\",'Historical scenario - input'!$D13=\"\"),\"\",P28/'Historical scenario - input'!$D13),\"\")","v":6.9091592869769585},{"$f":"IFERROR(IF(OR(Q28=\"\",'Historical scenario - input'!$D13=\"\"),\"\",Q28/'Historical scenario - input'!$D13),\"\")","v":7.9589356187279687},{"$f":"IFERROR(IF(OR(R28=\"\",'Historical scenario - input'!$D13=\"\"),\"\",R28/'Historical scenario - input'!$D13),\"\")","v":9.1763247742948657},{"$f":"IFERROR(IF(OR(S28=\"\",'Historical scenario - input'!$D13=\"\"),\"\",S28/'Historical scenario - input'!$D13),\"\")","v":10.593479530808645},{"$f":"IFERROR(IF(OR(T28=\"\",'Historical scenario - input'!$D13=\"\"),\"\",T28/'Historical scenario - input'!$D13),\"\")","v":12.24556793156159},{"$f":"IFERROR(IF(OR(U28=\"\",'Historical scenario - input'!$D13=\"\"),\"\",U28/'Historical scenario - input'!$D13),\"\")","v":14.169385900151166},{"$f":"IFERROR(IF(OR(V28=\"\",'Historical scenario - input'!$D13=\"\"),\"\",V28/'Historical scenario - input'!$D13),\"\")","v":16.401501287959864},{"$f":"IFERROR(IF(OR(W28=\"\",'Historical scenario - input'!$D13=\"\"),\"\",W28/'Historical scenario - input'!$D13),\"\")","v":18.975989630140109}]
[{"$f":"IFERROR('Historical scenario - input'!A14,\"\")","v":2},{"$f":"IFERROR('Historical scenario - input'!B14,\"\")","v":"POLES"},{"$f":"IFERROR('Historical scenario - input'!C14,\"\")","v":"˂ = 1 kv ; steel"},{"$f":"IFERROR(repcalc('Historical scenario - input'!$CV14:$GH14,'Historical scenario - input'!$G14,'Historical scenario - input'!$E14,'Historical scenario - input'!$F14,20,TRUE,TRUE),\"\")","v":24.659788279637354},29.815161317521522,35.651454479312498,42.176670566206255,49.388350379605143,57.277787735534488,65.837382430113607,75.071693261855046,85.012659404725355,95.739308029195698,107.40204949685626,120.2513683928028,134.67034029909814,151.20993729252714,170.62553762012598,193.91245245028395,222.33767389238031,257.46450862583566,301.16638939744081,355.62606611908808,{"$f":"IFERROR(IF(OR(D29=\"\",'Historical scenario - input'!$D14=\"\"),\"\",D29/'Historical scenario - input'!$D14),\"\")","v":5.5526590617854836},{"$f":"IFERROR(IF(OR(E29=\"\",'Historical scenario - input'!$D14=\"\"),\"\",E29/'Historical scenario - input'!$D14),\"\")","v":6.7134974473822417},{"$f":"IFERROR(IF(OR(F29=\"\",'Historical scenario - input'!$D14=\"\"),\"\",F29/'Historical scenario - input'!$D14),\"\")","v":8.0276590186239183},{"$f":"IFERROR(IF(OR(G29=\"\",'Historical scenario - input'!$D14=\"\"),\"\",G29/'Historical scenario - input'!$D14),\"\")","v":9.4969457709727862},{"$f":"IFERROR(IF(OR(H29=\"\",'Historical scenario - input'!$D14=\"\"),\"\",H29/'Historical scenario - input'!$D14),\"\")","v":11.120803965231122},{"$f":"IFERROR(IF(OR(I29=\"\",'Historical scenario - input'!$D14=\"\"),\"\",I29/'Historical scenario - input'!$D14),\"\")","v":12.89727322482179},{"$f":"IFERROR(IF(OR(J29=\"\",'Historical scenario - input'!$D14=\"\"),\"\",J29/'Historical scenario - input'!$D14),\"\")","v":14.824642207357297},{"$f":"IFERROR(IF(OR(K29=\"\",'Historical scenario - input'!$D14=\"\"),\"\",K29/'Historical scenario - input'!$D14),\"\")","v":16.903937420185741},{"$f":"IFERROR(IF(OR(L29=\"\",'Historical scenario - input'!$D14=\"\"),\"\",L29/'Historical scenario - input'!$D14),\"\")","v":19.142350625934615},{"$f":"IFERROR(IF(OR(M29=\"\",'Historical scenario - input'!$D14=\"\"),\"\",M29/'Historical scenario - input'!$D14),\"\")","v":21.557676419158739},{"$f":"IFERROR(IF(OR(N29=\"\",'Historical scenario - input'!$D14=\"\"),\"\",N29/'Historical scenario - input'!$D14),\"\")","v":24.183782789631564},{"$f":"IFERROR(IF(OR(O29=\"\",'Historical scenario - input'!$D14=\"\"),\"\",O29/'Historical scenario - input'!$D14),\"\")","v":27.077071499018579},{"$f":"IFERROR(IF(OR(P29=\"\",'Historical scenario - input'!$D14=\"\"),\"\",P29/'Historical scenario - input'!$D14),\"\")","v":30.323799901923525},{"$f":"IFERROR(IF(OR(Q29=\"\",'Historical scenario - input'!$D14=\"\"),\"\",Q29/'Historical scenario - input'!$D14),\"\")","v":34.04803070562749},{"$f":"IFERROR(IF(OR(R29=\"\",'Historical scenario - input'!$D14=\"\"),\"\",R29/'Historical scenario - input'!$D14),\"\")","v":38.419852875247201},{"$f":"IFERROR(IF(OR(S29=\"\",'Historical scenario - input'!$D14=\"\"),\"\",S29/'Historical scenario - input'!$D14),\"\")","v":43.663381213220632},{"$f":"IFERROR(IF(OR(T29=\"\",'Historical scenario - input'!$D14=\"\"),\"\",T29/'Historical scenario - input'!$D14),\"\")","v":50.06390507960139},{"$f":"IFERROR(IF(OR(U29=\"\",'Historical scenario - input'!$D14=\"\"),\"\",U29/'Historical scenario - input'!$D14),\"\")","v":57.973435160831684},{"$f":"IFERROR(IF(OR(V29=\"\",'Historical scenario - input'!$D14=\"\"),\"\",V29/'Historical scenario - input'!$D14),\"\")","v":67.81381341273655},{"$f":"IFERROR(IF(OR(W29=\"\",'Historical scenario - input'!$D14=\"\"),\"\",W29/'Historical scenario - input'!$D14),\"\")","v":80.076530919523265}]
[{"$f":"IFERROR('Historical scenario - input'!A15,\"\")","v":2},{"$f":"IFERROR('Historical scenario - input'!B15,\"\")","v":"POLES"},{"$f":"IFERROR('Historical scenario - input'!C15,\"\")","v":"˂ = 1 kv ; wood"},{"$f":"IFERROR(repcalc('Historical scenario - input'!$CV15:$GH15,'Historical scenario - input'!$G15,'Historical scenario - input'!$E15,'Historical scenario - input'!$F15,20,TRUE,TRUE),\"\")","v":10717.874224407491},11045.344338283427,11332.595360088499,11587.764937887623,11820.147597783256,12039.506684047903,12255.404961356435,12476.606161871978,12710.58827418558,12963.194959719747,13238.43611720531,13538.434139645749,13863.500303464147,14212.31697271544,14582.196308832457,14969.38483746854,15369.385001128088,15777.268899782943,16187.964851083249,16596.503279016029,{"$f":"IFERROR(IF(OR(D30=\"\",'Historical scenario - input'!$D15=\"\"),\"\",D30/'Historical scenario - input'!$D15),\"\")","v":2413.3500563902048},{"$f":"IFERROR(IF(OR(E30=\"\",'Historical scenario - input'!$D15=\"\"),\"\",E30/'Historical scenario - input'!$D15),\"\")","v":2487.0866949475849},{"$f":"IFERROR(IF(OR(F30=\"\",'Historical scenario - input'!$D15=\"\"),\"\",F30/'Historical scenario - input'!$D15),\"\")","v":2551.7671768376154},{"$f":"IFERROR(IF(OR(G30=\"\",'Historical scenario - input'!$D15=\"\"),\"\",G30/'Historical scenario - input'!$D15),\"\")","v":2609.223861071529},{"$f":"IFERROR(IF(OR(H30=\"\",'Historical scenario - input'!$D15=\"\"),\"\",H30/'Historical scenario - input'!$D15),\"\")","v":2661.5496015701524},{"$f":"IFERROR(IF(OR(I30=\"\",'Historical scenario - input'!$D15=\"\"),\"\",I30/'Historical scenario - input'!$D15),\"\")","v":2710.9428163179914},{"$f":"IFERROR(IF(OR(J30=\"\",'Historical scenario - input'!$D15=\"\"),\"\",J30/'Historical scenario - input'!$D15),\"\")","v":2759.5567586733282},{"$f":"IFERROR(IF(OR(K30=\"\",'Historical scenario - input'!$D15=\"\"),\"\",K30/'Historical scenario - input'!$D15),\"\")","v":2809.3647633728119},{"$f":"IFERROR(IF(OR(L30=\"\",'Historical scenario - input'!$D15=\"\"),\"\",L30/'Historical scenario - input'!$D15),\"\")","v":2862.0506535151317},{"$f":"IFERROR(IF(OR(M30=\"\",'Historical scenario - input'!$D15=\"\"),\"\",M30/'Historical scenario - input'!$D15),\"\")","v":2918.9302497871363},{"$f":"IFERROR(IF(OR(N30=\"\",'Historical scenario - input'!$D15=\"\"),\"\",N30/'Historical scenario - input'!$D15),\"\")","v":2980.9064634495439},{"$f":"IFERROR(IF(OR(O30=\"\",'Historical scenario - input'!$D15=\"\"),\"\",O30/'Historical scenario - input'!$D15),\"\")","v":3048.4571949859192},{"$f":"IFERROR(IF(OR(P30=\"\",'Historical scenario - input'!$D15=\"\"),\"\",P30/'Historical scenario - input'!$D15),\"\")","v":3121.6525346919179},{"$f":"IFERROR(IF(OR(Q30=\"\",'Historical scenario - input'!$D15=\"\"),\"\",Q30/'Historical scenario - input'!$D15),\"\")","v":3200.1957897051566},{"$f":"IFERROR(IF(OR(R30=\"\",'Historical scenario - input'!$D15=\"\"),\"\",R30/'Historical scenario - input'!$D15),\"\")","v":3283.4817378312105},{"$f":"IFERROR(IF(OR(S30=\"\",'Historical scenario - input'!$D15=\"\"),\"\",S30/'Historical scenario - input'!$D15),\"\")","v":3370.6652070390878},{"$f":"IFERROR(IF(OR(T30=\"\",'Historical scenario - input'!$D15=\"\"),\"\",T30/'Historical scenario - input'!$D15),\"\")","v":3460.7334796565738},{"$f":"IFERROR(IF(OR(U30=\"\",'Historical scenario - input'!$D15=\"\"),\"\",U30/'Historical scenario - input'!$D15),\"\")","v":3552.5769375297482},{"$f":"IFERROR(IF(OR(V30=\"\",'Historical scenario - input'!$D15=\"\"),\"\",V30/'Historical scenario - input'!$D15),\"\")","v":3645.0535869545656},{"$f":"IFERROR(IF(OR(W30=\"\",'Historical scenario - input'!$D15=\"\"),\"\",W30/'Historical scenario - input'!$D15),\"\")","v":3737.0444255710404}]
[{"$f":"IFERROR('Historical scenario - input'!A16,\"\")","v":2},{"$f":"IFERROR('Historical scenario - input'!B16,\"\")","v":"POLES"},{"$f":"IFERROR('Historical scenario - input'!C16,\"\")","v":"˃ 11 kv & < = 22 kv ; concrete"},{"$f":"IFERROR(repcalc('Historical scenario - input'!$CV16:$GH16,'Historical scenario - input'!$G16,'Historical scenario - input'!$E16,'Historical scenario - input'!$F16,20,TRUE,TRUE),\"\")","v":0.26733190945393231},0.37108599963923,0.51467946760540317,0.71387867253987791,0.99080531616894518,1.3763189089635182,1.9131021153023617,2.6595502266649733,3.6945325541802054,5.1230362215266423,7.0826192303886906,9.7504906126620874,13.350906366869415,18.16243141227136,24.524485912426375,32.842488808744704,43.590853099085002,57.313094041825238,74.618392824391691,96.174111480901942,{"$f":"IFERROR(IF(OR(D31=\"\",'Historical scenario - input'!$D16=\"\"),\"\",D31/'Historical scenario - input'!$D16),\"\")","v":4.3502945596196267E-2},{"$f":"IFERROR(IF(OR(E31=\"\",'Historical scenario - input'!$D16=\"\"),\"\",E31/'Historical scenario - input'!$D16),\"\")","v":6.0386857995331875E-2},{"$f":"IFERROR(IF(OR(F31=\"\",'Historical scenario - input'!$D16=\"\"),\"\",F31/'Historical scenario - input'!$D16),\"\")","v":8.3753835913013067E-2},{"$f":"IFERROR(IF(OR(G31=\"\",'Historical scenario - input'!$D16=\"\"),\"\",G31/'Historical scenario - input'!$D16),\"\")","v":0.11616954039352635},{"$f":"IFERROR(IF(OR(H31=\"\",'Historical scenario - input'!$D16=\"\"),\"\",H31/'Historical scenario - input'!$D16),\"\")","v":0.16123383794237003},{"$f":"IFERROR(IF(OR(I31=\"\",'Historical scenario - input'!$D16=\"\"),\"\",I31/'Historical scenario - input'!$D16),\"\")","v":0.22396849946554487},{"$f":"IFERROR(IF(OR(J31=\"\",'Historical scenario - input'!$D16=\"\"),\"\",J31/'Historical scenario - input'!$D16),\"\")","v":0.31131927876461901},{"$f":"IFERROR(IF(OR(K31=\"\",'Historical scenario - input'!$D16=\"\"),\"\",K31/'Historical scenario - input'!$D16),\"\")","v":0.43278884685816138},{"$f":"IFERROR(IF(OR(L31=\"\",'Historical scenario - input'!$D16=\"\"),\"\",L31/'Historical scenario - input'!$D16),\"\")","v":0.6012116138181175},{"$f":"IFERROR(IF(OR(M31=\"\",'Historical scenario - input'!$D16=\"\"),\"\",M31/'Historical scenario - input'!$D16),\"\")","v":0.83367214369454745},{"$f":"IFERROR(IF(OR(N31=\"\",'Historical scenario - input'!$D16=\"\"),\"\",N31/'Historical scenario - input'!$D16),\"\")","v":1.1525552624359203},{"$f":"IFERROR(IF(OR(O31=\"\",'Historical scenario - input'!$D16=\"\"),\"\",O31/'Historical scenario - input'!$D16),\"\")","v":1.5866982116923707},{"$f":"IFERROR(IF(OR(P31=\"\",'Historical scenario - input'!$D16=\"\"),\"\",P31/'Historical scenario - input'!$D16),\"\")","v":2.1725941902117634},{"$f":"IFERROR(IF(OR(Q31=\"\",'Historical scenario - input'!$D16=\"\"),\"\",Q31/'Historical scenario - input'!$D16),\"\")","v":2.9555740922833738},{"$f":"IFERROR(IF(OR(R31=\"\",'Historical scenario - input'!$D16=\"\"),\"\",R31/'Historical scenario - input'!$D16),\"\")","v":3.9908717915577396},{"$f":"IFERROR(IF(OR(S31=\"\",'Historical scenario - input'!$D16=\"\"),\"\",S31/'Historical scenario - input'!$D16),\"\")","v":5.3444611487231102},{"$f":"IFERROR(IF(OR(T31=\"\",'Historical scenario - input'!$D16=\"\"),\"\",T31/'Historical scenario - input'!$D16),\"\")","v":7.0935434334600505},{"$f":"IFERROR(IF(OR(U31=\"\",'Historical scenario - input'!$D16=\"\"),\"\",U31/'Historical scenario - input'!$D16),\"\")","v":9.3265649324996005},{"$f":"IFERROR(IF(OR(V31=\"\",'Historical scenario - input'!$D16=\"\"),\"\",V31/'Historical scenario - input'!$D16),\"\")","v":12.142657755094881},{"$f":"IFERROR(IF(OR(W31=\"\",'Historical scenario - input'!$D16=\"\"),\"\",W31/'Historical scenario - input'!$D16),\"\")","v":15.650421784897963}]
[{"$f":"IFERROR('Historical scenario - input'!A17,\"\")","v":2},{"$f":"IFERROR('Historical scenario - input'!B17,\"\")","v":"POLES"},{"$f":"IFERROR('Historical scenario - input'!C17,\"\")","v":"˃ 11 kv & < = 22 kv ; steel"},{"$f":"IFERROR(repcalc('Historical scenario - input'!$CV17:$GH17,'Historical scenario - input'!$G17,'Historical scenario - input'!$E17,'Historical scenario - input'!$F17,20,TRUE,TRUE),\"\")","v":16.059337034938284},14.391029104238255,12.962230863014378,11.783531693537771,10.859684516355353,10.190449308113804,9.7726672843683104,9.6035512483208105,9.6849112513269091,10.02784714678109,10.657332326481901,11.616058900371337,12.966878895050392,14.793138944119313,17.196180338184991,20.289312830754483,24.187746281503571,28.994355357498861,34.781797773280921,41.572371202264556,{"$f":"IFERROR(IF(OR(D32=\"\",'Historical scenario - input'!$D17=\"\"),\"\",D32/'Historical scenario - input'!$D17),\"\")","v":2.2530334355572168},{"$f":"IFERROR(IF(OR(E32=\"\",'Historical scenario - input'!$D17=\"\"),\"\",E32/'Historical scenario - input'!$D17),\"\")","v":2.0189793435050363},{"$f":"IFERROR(IF(OR(F32=\"\",'Historical scenario - input'!$D17=\"\"),\"\",F32/'Historical scenario - input'!$D17),\"\")","v":1.8185270954988277},{"$f":"IFERROR(IF(OR(G32=\"\",'Historical scenario - input'!$D17=\"\"),\"\",G32/'Historical scenario - input'!$D17),\"\")","v":1.6531623215036897},{"$f":"IFERROR(IF(OR(H32=\"\",'Historical scenario - input'!$D17=\"\"),\"\",H32/'Historical scenario - input'!$D17),\"\")","v":1.5235518291770904},{"$f":"IFERROR(IF(OR(I32=\"\",'Historical scenario - input'!$D17=\"\"),\"\",I32/'Historical scenario - input'!$D17),\"\")","v":1.4296619446108749},{"$f":"IFERROR(IF(OR(J32=\"\",'Historical scenario - input'!$D17=\"\"),\"\",J32/'Historical scenario - input'!$D17),\"\")","v":1.3710495083549112},{"$f":"IFERROR(IF(OR(K32=\"\",'Historical scenario - input'!$D17=\"\"),\"\",K32/'Historical scenario - input'!$D17),\"\")","v":1.3473234925875748},{"$f":"IFERROR(IF(OR(L32=\"\",'Historical scenario - input'!$D17=\"\"),\"\",L32/'Historical scenario - input'!$D17),\"\")","v":1.3587378371953862},{"$f":"IFERROR(IF(OR(M32=\"\",'Historical scenario - input'!$D17=\"\"),\"\",M32/'Historical scenario - input'!$D17),\"\")","v":1.4068497883319788},{"$f":"IFERROR(IF(OR(N32=\"\",'Historical scenario - input'!$D17=\"\"),\"\",N32/'Historical scenario - input'!$D17),\"\")","v":1.4951629704993474},{"$f":"IFERROR(IF(OR(O32=\"\",'Historical scenario - input'!$D17=\"\"),\"\",O32/'Historical scenario - input'!$D17),\"\")","v":1.6296668433448316},{"$f":"IFERROR(IF(OR(P32=\"\",'Historical scenario - input'!$D17=\"\"),\"\",P32/'Historical scenario - input'!$D17),\"\")","v":1.8191791878961601},{"$f":"IFERROR(IF(OR(Q32=\"\",'Historical scenario - input'!$D17=\"\"),\"\",Q32/'Historical scenario - input'!$D17),\"\")","v":2.0753930617081964},{"$f":"IFERROR(IF(OR(R32=\"\",'Historical scenario - input'!$D17=\"\"),\"\",R32/'Historical scenario - input'!$D17),\"\")","v":2.4125260701305957},{"$f":"IFERROR(IF(OR(S32=\"\",'Historical scenario - input'!$D17=\"\"),\"\",S32/'Historical scenario - input'!$D17),\"\")","v":2.8464749256285575},{"$f":"IFERROR(IF(OR(T32=\"\",'Historical scenario - input'!$D17=\"\"),\"\",T32/'Historical scenario - input'!$D17),\"\")","v":3.3934029147307023},{"$f":"IFERROR(IF(OR(U32=\"\",'Historical scenario - input'!$D17=\"\"),\"\",U32/'Historical scenario - input'!$D17),\"\")","v":4.0677427667625699},{"$f":"IFERROR(IF(OR(V32=\"\",'Historical scenario - input'!$D17=\"\"),\"\",V32/'Historical scenario - input'!$D17),\"\")","v":4.8796879448699251},{"$f":"IFERROR(IF(OR(W32=\"\",'Historical scenario - input'!$D17=\"\"),\"\",W32/'Historical scenario - input'!$D17),\"\")","v":5.8323666855191556}]
[{"$f":"IFERROR('Historical scenario - input'!A18,\"\")","v":2},{"$f":"IFERROR('Historical scenario - input'!B18,\"\")","v":"POLES"},{"$f":"IFERROR('Historical scenario - input'!C18,\"\")","v":"˃ 11 kv & < = 22 kv ; wood"},{"$f":"IFERROR(repcalc('Historical scenario - input'!$CV18:$GH18,'Historical scenario - input'!$G18,'Historical scenario - input'!$E18,'Historical scenario - input'!$F18,20,TRUE,TRUE),\"\")","v":10796.642854043726},11723.833060336008,12697.314673022798,13720.988971228719,14798.211183367557,15931.388580000432,17121.666838635996,18368.735970317299,19670.76869497573,21024.483491394745,22425.304772425552,23867.57688903208,25344.779618116791,26849.692224360959,28374.461706663449,29910.547716773111,31448.539844315783,32977.869382150886,34486.463483065119,35960.410732389704,{"$f":"IFERROR(IF(OR(D33=\"\",'Historical scenario - input'!$D18=\"\"),\"\",D33/'Historical scenario - input'!$D18),\"\")","v":1756.9386597373759},{"$f":"IFERROR(IF(OR(E33=\"\",'Historical scenario - input'!$D18=\"\"),\"\",E33/'Historical scenario - input'!$D18),\"\")","v":1907.8204051453627},{"$f":"IFERROR(IF(OR(F33=\"\",'Historical scenario - input'!$D18=\"\"),\"\",F33/'Historical scenario - input'!$D18),\"\")","v":2066.2351552667228},{"$f":"IFERROR(IF(OR(G33=\"\",'Historical scenario - input'!$D18=\"\"),\"\",G33/'Historical scenario - input'!$D18),\"\")","v":2232.8177656032217},{"$f":"IFERROR(IF(OR(H33=\"\",'Historical scenario - input'!$D18=\"\"),\"\",H33/'Historical scenario - input'!$D18),\"\")","v":2408.1142327754865},{"$f":"IFERROR(IF(OR(I33=\"\",'Historical scenario - input'!$D18=\"\"),\"\",I33/'Historical scenario - input'!$D18),\"\")","v":2592.5162921377796},{"$f":"IFERROR(IF(OR(J33=\"\",'Historical scenario - input'!$D18=\"\"),\"\",J33/'Historical scenario - input'!$D18),\"\")","v":2786.2103798938142},{"$f":"IFERROR(IF(OR(K33=\"\",'Historical scenario - input'!$D18=\"\"),\"\",K33/'Historical scenario - input'!$D18),\"\")","v":2989.1460515128288},{"$f":"IFERROR(IF(OR(L33=\"\",'Historical scenario - input'!$D18=\"\"),\"\",L33/'Historical scenario - input'!$D18),\"\")","v":3201.0259535454134},{"$f":"IFERROR(IF(OR(M33=\"\",'Historical scenario - input'!$D18=\"\"),\"\",M33/'Historical scenario - input'!$D18),\"\")","v":3421.3160837497562},{"$f":"IFERROR(IF(OR(N33=\"\",'Historical scenario - input'!$D18=\"\"),\"\",N33/'Historical scenario - input'!$D18),\"\")","v":3649.2718564188567},{"$f":"IFERROR(IF(OR(O33=\"\",'Historical scenario - input'!$D18=\"\"),\"\",O33/'Historical scenario - input'!$D18),\"\")","v":3883.9729272779518},{"$f":"IFERROR(IF(OR(P33=\"\",'Historical scenario - input'!$D18=\"\"),\"\",P33/'Historical scenario - input'!$D18),\"\")","v":4124.3582598377334},{"$f":"IFERROR(IF(OR(Q33=\"\",'Historical scenario - input'!$D18=\"\"),\"\",Q33/'Historical scenario - input'!$D18),\"\")","v":4369.2528231923243},{"$f":"IFERROR(IF(OR(R33=\"\",'Historical scenario - input'!$D18=\"\"),\"\",R33/'Historical scenario - input'!$D18),\"\")","v":4617.3786977683867},{"$f":"IFERROR(IF(OR(S33=\"\",'Historical scenario - input'!$D18=\"\"),\"\",S33/'Historical scenario - input'!$D18),\"\")","v":4867.3461119292251},{"$f":"IFERROR(IF(OR(T33=\"\",'Historical scenario - input'!$D18=\"\"),\"\",T33/'Historical scenario - input'!$D18),\"\")","v":5117.6237087508525},{"$f":"IFERROR(IF(OR(U33=\"\",'Historical scenario - input'!$D18=\"\"),\"\",U33/'Historical scenario - input'!$D18),\"\")","v":5366.4916415726211},{"$f":"IFERROR(IF(OR(V33=\"\",'Historical scenario - input'!$D18=\"\"),\"\",V33/'Historical scenario - input'!$D18),\"\")","v":5611.9852948849793},{"$f":"IFERROR(IF(OR(W33=\"\",'Historical scenario - input'!$D18=\"\"),\"\",W33/'Historical scenario - input'!$D18),\"\")","v":5851.8408629314872}]
[{"$f":"IFERROR('Historical scenario - input'!A19,\"\")","v":2},{"$f":"IFERROR('Historical scenario - input'!B19,\"\")","v":"POLES"},{"$f":"IFERROR('Historical scenario - input'!C19,\"\")","v":"> 1 kv & < = 11 kv ; concrete"},{"$f":"IFERROR(repcalc('Historical scenario - input'!$CV19:$GH19,'Historical scenario - input'!$G19,'Historical scenario - input'!$E19,'Historical scenario - input'!$F19,20,TRUE,TRUE),\"\")","v":0.64630648913633637},0.79473917436331376,0.97034642546154681,1.1773811722997409,1.4211129296697995,1.7082689909325468,2.0476262830390954,2.4507707440641728,2.9330290628055451,3.5145592702791673,4.2215617746232974,5.087541711750343,6.1545189107370515,7.4740467335838181,9.1078703433819364,11.128034513971867,13.616247377155245,16.662325571954337,20.361592597374404,24.811177395716079,{"$f":"IFERROR(IF(OR(D34=\"\",'Historical scenario - input'!$D19=\"\"),\"\",D34/'Historical scenario - input'!$D19),\"\")","v":0.10651790771282511},{"$f":"IFERROR(IF(OR(E34=\"\",'Historical scenario - input'!$D19=\"\"),\"\",E34/'Historical scenario - input'!$D19),\"\")","v":0.13098112962430861},{"$f":"IFERROR(IF(OR(F34=\"\",'Historical scenario - input'!$D19=\"\"),\"\",F34/'Historical scenario - input'!$D19),\"\")","v":0.15992299742325417},{"$f":"IFERROR(IF(OR(G34=\"\",'Historical scenario - input'!$D19=\"\"),\"\",G34/'Historical scenario - input'!$D19),\"\")","v":0.19404443737123972},{"$f":"IFERROR(IF(OR(H34=\"\",'Historical scenario - input'!$D19=\"\"),\"\",H34/'Historical scenario - input'!$D19),\"\")","v":0.23421391930375365},{"$f":"IFERROR(IF(OR(I34=\"\",'Historical scenario - input'!$D19=\"\"),\"\",I34/'Historical scenario - input'!$D19),\"\")","v":0.28154016984726538},{"$f":"IFERROR(IF(OR(J34=\"\",'Historical scenario - input'!$D19=\"\"),\"\",J34/'Historical scenario - input'!$D19),\"\")","v":0.33746971616914107},{"$f":"IFERROR(IF(OR(K34=\"\",'Historical scenario - input'!$D19=\"\"),\"\",K34/'Historical scenario - input'!$D19),\"\")","v":0.40391203914780965},{"$f":"IFERROR(IF(OR(L34=\"\",'Historical scenario - input'!$D19=\"\"),\"\",L34/'Historical scenario - input'!$D19),\"\")","v":0.48339313357110814},{"$f":"IFERROR(IF(OR(M34=\"\",'Historical scenario - input'!$D19=\"\"),\"\",M34/'Historical scenario - input'!$D19),\"\")","v":0.57923524874880139},{"$f":"IFERROR(IF(OR(N34=\"\",'Historical scenario - input'!$D19=\"\"),\"\",N34/'Historical scenario - input'!$D19),\"\")","v":0.6957564794285358},{"$f":"IFERROR(IF(OR(O34=\"\",'Historical scenario - input'!$D19=\"\"),\"\",O34/'Historical scenario - input'!$D19),\"\")","v":0.83847881407091396},{"$f":"IFERROR(IF(OR(P34=\"\",'Historical scenario - input'!$D19=\"\"),\"\",P34/'Historical scenario - input'!$D19),\"\")","v":1.014327549498635},{"$f":"IFERROR(IF(OR(Q34=\"\",'Historical scenario - input'!$D19=\"\"),\"\",Q34/'Historical scenario - input'!$D19),\"\")","v":1.2317992060904159},{"$f":"IFERROR(IF(OR(R34=\"\",'Historical scenario - input'!$D19=\"\"),\"\",R34/'Historical scenario - input'!$D19),\"\")","v":1.5010700170953775},{"$f":"IFERROR(IF(OR(S34=\"\",'Historical scenario - input'!$D19=\"\"),\"\",S34/'Historical scenario - input'!$D19),\"\")","v":1.8340136967653828},{"$f":"IFERROR(IF(OR(T34=\"\",'Historical scenario - input'!$D19=\"\"),\"\",T34/'Historical scenario - input'!$D19),\"\")","v":2.2440965793999128},{"$f":"IFERROR(IF(OR(U34=\"\",'Historical scenario - input'!$D19=\"\"),\"\",U34/'Historical scenario - input'!$D19),\"\")","v":2.7461213640701692},{"$f":"IFERROR(IF(OR(V34=\"\",'Historical scenario - input'!$D19=\"\"),\"\",V34/'Historical scenario - input'!$D19),\"\")","v":3.3557983365934492},{"$f":"IFERROR(IF(OR(W34=\"\",'Historical scenario - input'!$D19=\"\"),\"\",W34/'Historical scenario - input'!$D19),\"\")","v":4.0891353382743461}]
[{"$f":"IFERROR('Historical scenario - input'!A20,\"\")","v":2},{"$f":"IFERROR('Historical scenario - input'!B20,\"\")","v":"POLES"},{"$f":"IFERROR('Historical scenario - input'!C20,\"\")","v":"> 1 kv & < = 11 kv ; steel"},{"$f":"IFERROR(repcalc('Historical scenario - input'!$CV20:$GH20,'Historical scenario - input'!$G20,'Historical scenario - input'!$E20,'Historical scenario - input'!$F20,20,TRUE,TRUE),\"\")","v":3.0219963526816231},3.8531867962024342,4.8535311597774182,6.0402761602438808,7.4280013405700851,9.0274447375491871,10.844377706928297,12.878636045392156,15.123421241091435,17.564981200837487,20.182762570170965,22.950096643010951,25.835439415188613,28.804136879315546,31.820634002639192,34.850995783816948,37.865567413911805,40.841573334165815,43.765445909198903,46.634685428121557,{"$f":"IFERROR(IF(OR(D35=\"\",'Historical scenario - input'!$D20=\"\"),\"\",D35/'Historical scenario - input'!$D20),\"\")","v":0.49805585123180174},{"$f":"IFERROR(IF(OR(E35=\"\",'Historical scenario - input'!$D20=\"\"),\"\",E35/'Historical scenario - input'!$D20),\"\")","v":0.63504452215330842},{"$f":"IFERROR(IF(OR(F35=\"\",'Historical scenario - input'!$D20=\"\"),\"\",F35/'Historical scenario - input'!$D20),\"\")","v":0.79991148603404327},{"$f":"IFERROR(IF(OR(G35=\"\",'Historical scenario - input'!$D20=\"\"),\"\",G35/'Historical scenario - input'!$D20),\"\")","v":0.99549917788480158},{"$f":"IFERROR(IF(OR(H35=\"\",'Historical scenario - input'!$D20=\"\"),\"\",H35/'Historical scenario - input'!$D20),\"\")","v":1.2242104552329214},{"$f":"IFERROR(IF(OR(I35=\"\",'Historical scenario - input'!$D20=\"\"),\"\",I35/'Historical scenario - input'!$D20),\"\")","v":1.4878150561691943},{"$f":"IFERROR(IF(OR(J35=\"\",'Historical scenario - input'!$D20=\"\"),\"\",J35/'Historical scenario - input'!$D20),\"\")","v":1.7872641590419454},{"$f":"IFERROR(IF(OR(K35=\"\",'Historical scenario - input'!$D20=\"\"),\"\",K35/'Historical scenario - input'!$D20),\"\")","v":2.1225307014684276},{"$f":"IFERROR(IF(OR(L35=\"\",'Historical scenario - input'!$D20=\"\"),\"\",L35/'Historical scenario - input'!$D20),\"\")","v":2.4924942192881789},{"$f":"IFERROR(IF(OR(M35=\"\",'Historical scenario - input'!$D20=\"\"),\"\",M35/'Historical scenario - input'!$D20),\"\")","v":2.8948882271451817},{"$f":"IFERROR(IF(OR(N35=\"\",'Historical scenario - input'!$D20=\"\"),\"\",N35/'Historical scenario - input'!$D20),\"\")","v":3.3263253223902458},{"$f":"IFERROR(IF(OR(O35=\"\",'Historical scenario - input'!$D20=\"\"),\"\",O35/'Historical scenario - input'!$D20),\"\")","v":3.7824102299938041},{"$f":"IFERROR(IF(OR(P35=\"\",'Historical scenario - input'!$D20=\"\"),\"\",P35/'Historical scenario - input'!$D20),\"\")","v":4.2579441760282748},{"$f":"IFERROR(IF(OR(Q35=\"\",'Historical scenario - input'!$D20=\"\"),\"\",Q35/'Historical scenario - input'!$D20),\"\")","v":4.7472158262846991},{"$f":"IFERROR(IF(OR(R35=\"\",'Historical scenario - input'!$D20=\"\"),\"\",R35/'Historical scenario - input'!$D20),\"\")","v":5.2443653483753101},{"$f":"IFERROR(IF(OR(S35=\"\",'Historical scenario - input'!$D20=\"\"),\"\",S35/'Historical scenario - input'!$D20),\"\")","v":5.7437999076280075},{"$f":"IFERROR(IF(OR(T35=\"\",'Historical scenario - input'!$D20=\"\"),\"\",T35/'Historical scenario - input'!$D20),\"\")","v":6.2406320887766773},{"$f":"IFERROR(IF(OR(U35=\"\",'Historical scenario - input'!$D20=\"\"),\"\",U35/'Historical scenario - input'!$D20),\"\")","v":6.7311082472166834},{"$f":"IFERROR(IF(OR(V35=\"\",'Historical scenario - input'!$D20=\"\"),\"\",V35/'Historical scenario - input'!$D20),\"\")","v":7.2129922981220371},{"$f":"IFERROR(IF(OR(W35=\"\",'Historical scenario - input'!$D20=\"\"),\"\",W35/'Historical scenario - input'!$D20),\"\")","v":7.6858722636179788}]
[{"$f":"IFERROR('Historical scenario - input'!A21,\"\")","v":2},{"$f":"IFERROR('Historical scenario - input'!B21,\"\")","v":"POLES"},{"$f":"IFERROR('Historical scenario - input'!C21,\"\")","v":"> 1 kv & < = 11 kv ; wood"},{"$f":"IFERROR(repcalc('Historical scenario - input'!$CV21:$GH21,'Historical scenario - input'!$G21,'Historical scenario - input'!$E21,'Historical scenario - input'!$F21,20,TRUE,TRUE),\"\")","v":10580.215549347948},11412.219003872919,12215.871458137135,12984.179572825495,13712.225197478365,14397.278773411383,15038.771406611462,15638.140375529743,16198.572763185639,16724.677808842876,17222.120055531461,17697.242743630588,18156.705118039205,18607.149761106513,19054.908285174934,19505.747146911697,19964.651038270124,20435.639777938479,20921.615771562902,21424.242262889125,{"$f":"IFERROR(IF(OR(D36=\"\",'Historical scenario - input'!$D21=\"\"),\"\",D36/'Historical scenario - input'!$D21),\"\")","v":1743.7275385757553},{"$f":"IFERROR(IF(OR(E36=\"\",'Historical scenario - input'!$D21=\"\"),\"\",E36/'Historical scenario - input'!$D21),\"\")","v":1880.8502020109784},{"$f":"IFERROR(IF(OR(F36=\"\",'Historical scenario - input'!$D21=\"\"),\"\",F36/'Historical scenario - input'!$D21),\"\")","v":2013.3003311608397},{"$f":"IFERROR(IF(OR(G36=\"\",'Historical scenario - input'!$D21=\"\"),\"\",G36/'Historical scenario - input'!$D21),\"\")","v":2139.9253523094758},{"$f":"IFERROR(IF(OR(H36=\"\",'Historical scenario - input'!$D21=\"\"),\"\",H36/'Historical scenario - input'!$D21),\"\")","v":2259.9147040505222},{"$f":"IFERROR(IF(OR(I36=\"\",'Historical scenario - input'!$D21=\"\"),\"\",I36/'Historical scenario - input'!$D21),\"\")","v":2372.8185272460541},{"$f":"IFERROR(IF(OR(J36=\"\",'Historical scenario - input'!$D21=\"\"),\"\",J36/'Historical scenario - input'!$D21),\"\")","v":2478.5430623547359},{"$f":"IFERROR(IF(OR(K36=\"\",'Historical scenario - input'!$D21=\"\"),\"\",K36/'Historical scenario - input'!$D21),\"\")","v":2577.3251875388464},{"$f":"IFERROR(IF(OR(L36=\"\",'Historical scenario - input'!$D21=\"\"),\"\",L36/'Historical scenario - input'!$D21),\"\")","v":2669.6901666177059},{"$f":"IFERROR(IF(OR(M36=\"\",'Historical scenario - input'!$D21=\"\"),\"\",M36/'Historical scenario - input'!$D21),\"\")","v":2756.3976492788429},{"$f":"IFERROR(IF(OR(N36=\"\",'Historical scenario - input'!$D21=\"\"),\"\",N36/'Historical scenario - input'!$D21),\"\")","v":2838.3812100443265},{"$f":"IFERROR(IF(OR(O36=\"\",'Historical scenario - input'!$D21=\"\"),\"\",O36/'Historical scenario - input'!$D21),\"\")","v":2916.6862796883606},{"$f":"IFERROR(IF(OR(P36=\"\",'Historical scenario - input'!$D21=\"\"),\"\",P36/'Historical scenario - input'!$D21),\"\")","v":2992.4103697561745},{"$f":"IFERROR(IF(OR(Q36=\"\",'Historical scenario - input'!$D21=\"\"),\"\",Q36/'Historical scenario - input'!$D21),\"\")","v":3066.6482456346862},{"$f":"IFERROR(IF(OR(R36=\"\",'Historical scenario - input'!$D21=\"\"),\"\",R36/'Historical scenario - input'!$D21),\"\")","v":3140.4434216789268},{"$f":"IFERROR(IF(OR(S36=\"\",'Historical scenario - input'!$D21=\"\"),\"\",S36/'Historical scenario - input'!$D21),\"\")","v":3214.7462688188407},{"$f":"IFERROR(IF(OR(T36=\"\",'Historical scenario - input'!$D21=\"\"),\"\",T36/'Historical scenario - input'!$D21),\"\")","v":3290.3783151782914},{"$f":"IFERROR(IF(OR(U36=\"\",'Historical scenario - input'!$D21=\"\"),\"\",U36/'Historical scenario - input'!$D21),\"\")","v":3368.0020679164304},{"$f":"IFERROR(IF(OR(V36=\"\",'Historical scenario - input'!$D21=\"\"),\"\",V36/'Historical scenario - input'!$D21),\"\")","v":3448.09587311512},{"$f":"IFERROR(IF(OR(W36=\"\",'Historical scenario - input'!$D21=\"\"),\"\",W36/'Historical scenario - input'!$D21),\"\")","v":3530.9338503241247}]
[{"$f":"IFERROR('Historical scenario - input'!A22,\"\")","v":2},{"$f":"IFERROR('Historical scenario - input'!B22,\"\")","v":"POLES"},{"$f":"IFERROR('Historical scenario - input'!C22,\"\")","v":"> 22 kv & < = 66 kv ; concrete"},{"$f":"IFERROR(repcalc('Historical scenario - input'!$CV22:$GH22,'Historical scenario - input'!$G22,'Historical scenario - input'!$E22,'Historical scenario - input'!$F22,20,TRUE,TRUE),\"\")","v":869.31825483662772},1136.3922131176314,1483.9839106570385,1928.1409460470381,2484.6326285789778,3167.6244178461798,3988.1151987058051,4952.2561661126301,6059.7208190688361,7302.3329584792064,8663.1731233082355,10116.365094112538,11627.688911315938,13156.077672054793,14655.941824580352,16080.14299278832,17383.32996965462,18525.273321913999,19473.80902068895,20207.034631466966,{"$f":"IFERROR(IF(OR(D37=\"\",'Historical scenario - input'!$D22=\"\"),\"\",D37/'Historical scenario - input'!$D22),\"\")","v":20.755528124655839},{"$f":"IFERROR(IF(OR(E37=\"\",'Historical scenario - input'!$D22=\"\"),\"\",E37/'Historical scenario - input'!$D22),\"\")","v":27.132089322610074},{"$f":"IFERROR(IF(OR(F37=\"\",'Historical scenario - input'!$D22=\"\"),\"\",F37/'Historical scenario - input'!$D22),\"\")","v":35.431062930994557},{"$f":"IFERROR(IF(OR(G37=\"\",'Historical scenario - input'!$D22=\"\"),\"\",G37/'Historical scenario - input'!$D22),\"\")","v":46.035595607618703},{"$f":"IFERROR(IF(OR(H37=\"\",'Historical scenario - input'!$D22=\"\"),\"\",H37/'Historical scenario - input'!$D22),\"\")","v":59.322189675632821},{"$f":"IFERROR(IF(OR(I37=\"\",'Historical scenario - input'!$D22=\"\"),\"\",I37/'Historical scenario - input'!$D22),\"\")","v":75.629054523085628},{"$f":"IFERROR(IF(OR(J37=\"\",'Historical scenario - input'!$D22=\"\"),\"\",J37/'Historical scenario - input'!$D22),\"\")","v":95.218795545322877},{"$f":"IFERROR(IF(OR(K37=\"\",'Historical scenario - input'!$D22=\"\"),\"\",K37/'Historical scenario - input'!$D22),\"\")","v":118.23827644752248},{"$f":"IFERROR(IF(OR(L37=\"\",'Historical scenario - input'!$D22=\"\"),\"\",L37/'Historical scenario - input'!$D22),\"\")","v":144.67970180999177},{"$f":"IFERROR(IF(OR(M37=\"\",'Historical scenario - input'!$D22=\"\"),\"\",M37/'Historical scenario - input'!$D22),\"\")","v":174.34785966136192},{"$f":"IFERROR(IF(OR(N37=\"\",'Historical scenario - input'!$D22=\"\"),\"\",N37/'Historical scenario - input'!$D22),\"\")","v":206.83878707157527},{"$f":"IFERROR(IF(OR(O37=\"\",'Historical scenario - input'!$D22=\"\"),\"\",O37/'Historical scenario - input'!$D22),\"\")","v":241.53467278747007},{"$f":"IFERROR(IF(OR(P37=\"\",'Historical scenario - input'!$D22=\"\"),\"\",P37/'Historical scenario - input'!$D22),\"\")","v":277.61849343532072},{"$f":"IFERROR(IF(OR(Q37=\"\",'Historical scenario - input'!$D22=\"\"),\"\",Q37/'Historical scenario - input'!$D22),\"\")","v":314.10975050076087},{"$f":"IFERROR(IF(OR(R37=\"\",'Historical scenario - input'!$D22=\"\"),\"\",R37/'Historical scenario - input'!$D22),\"\")","v":349.91996434098178},{"$f":"IFERROR(IF(OR(S37=\"\",'Historical scenario - input'!$D22=\"\"),\"\",S37/'Historical scenario - input'!$D22),\"\")","v":383.92367614324166},{"$f":"IFERROR(IF(OR(T37=\"\",'Historical scenario - input'!$D22=\"\"),\"\",T37/'Historical scenario - input'!$D22),\"\")","v":415.03809689714257},{"$f":"IFERROR(IF(OR(U37=\"\",'Historical scenario - input'!$D22=\"\"),\"\",U37/'Historical scenario - input'!$D22),\"\")","v":442.30272320944476},{"$f":"IFERROR(IF(OR(V37=\"\",'Historical scenario - input'!$D22=\"\"),\"\",V37/'Historical scenario - input'!$D22),\"\")","v":464.94961836392815},{"$f":"IFERROR(IF(OR(W37=\"\",'Historical scenario - input'!$D22=\"\"),\"\",W37/'Historical scenario - input'!$D22),\"\")","v":482.45584775868656}]
[{"$f":"IFERROR('Historical scenario - input'!A23,\"\")","v":2},{"$f":"IFERROR('Historical scenario - input'!B23,\"\")","v":"POLES"},{"$f":"IFERROR('Historical scenario - input'!C23,\"\")","v":"> 22 kv & < = 66 kv ; steel"},{"$f":"IFERROR(repcalc('Historical scenario - input'!$CV23:$GH23,'Historical scenario - input'!$G23,'Historical scenario - input'!$E23,'Historical scenario - input'!$F23,20,TRUE,TRUE),\"\")","v":580.24528469663039},641.88519851825185,700.7668698162696,755.01702315799253,802.80650590673395,842.45810867438763,872.55096214487526,892.01222774550877,900.18754971248347,896.88352160061459,882.37805818439836,857.39773921408232,823.06450305530871,780.81708882063401,732.31496949181167,679.33390136577532,623.66249616004404,567.0084212080244,510.92112059576738,456.73561156148179,{"$f":"IFERROR(IF(OR(D38=\"\",'Historical scenario - input'!$D23=\"\"),\"\",D38/'Historical scenario - input'!$D23),\"\")","v":39.386047875018335},{"$f":"IFERROR(IF(OR(E38=\"\",'Historical scenario - input'!$D23=\"\"),\"\",E38/'Historical scenario - input'!$D23),\"\")","v":43.570058776648821},{"$f":"IFERROR(IF(OR(F38=\"\",'Historical scenario - input'!$D23=\"\"),\"\",F38/'Historical scenario - input'!$D23),\"\")","v":47.566844939103071},{"$f":"IFERROR(IF(OR(G38=\"\",'Historical scenario - input'!$D23=\"\"),\"\",G38/'Historical scenario - input'!$D23),\"\")","v":51.249251661048802},{"$f":"IFERROR(IF(OR(H38=\"\",'Historical scenario - input'!$D23=\"\"),\"\",H38/'Historical scenario - input'!$D23),\"\")","v":54.493119220348973},{"$f":"IFERROR(IF(OR(I38=\"\",'Historical scenario - input'!$D23=\"\"),\"\",I38/'Historical scenario - input'!$D23),\"\")","v":57.18460154018296},{"$f":"IFERROR(IF(OR(J38=\"\",'Historical scenario - input'!$D23=\"\"),\"\",J38/'Historical scenario - input'!$D23),\"\")","v":59.227252465134839},{"$f":"IFERROR(IF(OR(K38=\"\",'Historical scenario - input'!$D23=\"\"),\"\",K38/'Historical scenario - input'!$D23),\"\")","v":60.548249565620971},{"$f":"IFERROR(IF(OR(L38=\"\",'Historical scenario - input'!$D23=\"\"),\"\",L38/'Historical scenario - input'!$D23),\"\")","v":61.103176302429013},{"$f":"IFERROR(IF(OR(M38=\"\",'Historical scenario - input'!$D23=\"\"),\"\",M38/'Historical scenario - input'!$D23),\"\")","v":60.878904580061615},{"$f":"IFERROR(IF(OR(N38=\"\",'Historical scenario - input'!$D23=\"\"),\"\",N38/'Historical scenario - input'!$D23),\"\")","v":59.894298773468769},{"$f":"IFERROR(IF(OR(O38=\"\",'Historical scenario - input'!$D23=\"\"),\"\",O38/'Historical scenario - input'!$D23),\"\")","v":58.198677861335902},{"$f":"IFERROR(IF(OR(P38=\"\",'Historical scenario - input'!$D23=\"\"),\"\",P38/'Historical scenario - input'!$D23),\"\")","v":55.86819708239986},{"$f":"IFERROR(IF(OR(Q38=\"\",'Historical scenario - input'!$D23=\"\"),\"\",Q38/'Historical scenario - input'!$D23),\"\")","v":53.000515563001393},{"$f":"IFERROR(IF(OR(R38=\"\",'Historical scenario - input'!$D23=\"\"),\"\",R38/'Historical scenario - input'!$D23),\"\")","v":49.708275463327659},{"$f":"IFERROR(IF(OR(S38=\"\",'Historical scenario - input'!$D23=\"\"),\"\",S38/'Historical scenario - input'!$D23),\"\")","v":46.112012054185662},{"$f":"IFERROR(IF(OR(T38=\"\",'Historical scenario - input'!$D23=\"\"),\"\",T38/'Historical scenario - input'!$D23),\"\")","v":42.333133210131159},{"$f":"IFERROR(IF(OR(U38=\"\",'Historical scenario - input'!$D23=\"\"),\"\",U38/'Historical scenario - input'!$D23),\"\")","v":38.487552440712662},{"$f":"IFERROR(IF(OR(V38=\"\",'Historical scenario - input'!$D23=\"\"),\"\",V38/'Historical scenario - input'!$D23),\"\")","v":34.680443334690608},{"$f":"IFERROR(IF(OR(W38=\"\",'Historical scenario - input'!$D23=\"\"),\"\",W38/'Historical scenario - input'!$D23),\"\")","v":31.002424556696731}]
[{"$f":"IFERROR('Historical scenario - input'!A24,\"\")","v":2},{"$f":"IFERROR('Historical scenario - input'!B24,\"\")","v":"POLES"},{"$f":"IFERROR('Historical scenario - input'!C24,\"\")","v":"> 22 kv & < = 66 kv ; wood"},{"$f":"IFERROR(repcalc('Historical scenario - input'!$CV24:$GH24,'Historical scenario - input'!$G24,'Historical scenario - input'!$E24,'Historical scenario - input'!$F24,20,TRUE,TRUE),\"\")","v":5085.7149016791182},5628.3216429181211,6191.3828044305619,6772.5405929210347,7369.2033317149599,7978.4140177293093,8596.7004754533646,9219.9318644366613,9843.2094774402067,10460.819089476112,11066.267279717429,11652.415468129351,12211.71382710037,12736.524201228403,13219.508470247769,13654.04825481415,14034.655105373735,14357.328466530491,14619.822243583236,14821.789429969696,{"$f":"IFERROR(IF(OR(D39=\"\",'Historical scenario - input'!$D24=\"\"),\"\",D39/'Historical scenario - input'!$D24),\"\")","v":345.20954478924199},{"$f":"IFERROR(IF(OR(E39=\"\",'Historical scenario - input'!$D24=\"\"),\"\",E39/'Historical scenario - input'!$D24),\"\")","v":382.04075333395343},{"$f":"IFERROR(IF(OR(F39=\"\",'Historical scenario - input'!$D24=\"\"),\"\",F39/'Historical scenario - input'!$D24),\"\")","v":420.26037260322005},{"$f":"IFERROR(IF(OR(G39=\"\",'Historical scenario - input'!$D24=\"\"),\"\",G39/'Historical scenario - input'!$D24),\"\")","v":459.70835965992291},{"$f":"IFERROR(IF(OR(H39=\"\",'Historical scenario - input'!$D24=\"\"),\"\",H39/'Historical scenario - input'!$D24),\"\")","v":500.20879596706794},{"$f":"IFERROR(IF(OR(I39=\"\",'Historical scenario - input'!$D24=\"\"),\"\",I39/'Historical scenario - input'!$D24),\"\")","v":541.56096526195313},{"$f":"IFERROR(IF(OR(J39=\"\",'Historical scenario - input'!$D24=\"\"),\"\",J39/'Historical scenario - input'!$D24),\"\")","v":583.52918226715815},{"$f":"IFERROR(IF(OR(K39=\"\",'Historical scenario - input'!$D24=\"\"),\"\",K39/'Historical scenario - input'!$D24),\"\")","v":625.83305266662899},{"$f":"IFERROR(IF(OR(L39=\"\",'Historical scenario - input'!$D24=\"\"),\"\",L39/'Historical scenario - input'!$D24),\"\")","v":668.14006067276807},{"$f":"IFERROR(IF(OR(M39=\"\",'Historical scenario - input'!$D24=\"\"),\"\",M39/'Historical scenario - input'!$D24),\"\")","v":710.06233456153495},{"$f":"IFERROR(IF(OR(N39=\"\",'Historical scenario - input'!$D24=\"\"),\"\",N39/'Historical scenario - input'!$D24),\"\")","v":751.15911214096025},{"$f":"IFERROR(IF(OR(O39=\"\",'Historical scenario - input'!$D24=\"\"),\"\",O39/'Historical scenario - input'!$D24),\"\")","v":790.94583892619778},{"$f":"IFERROR(IF(OR(P39=\"\",'Historical scenario - input'!$D24=\"\"),\"\",P39/'Historical scenario - input'!$D24),\"\")","v":828.91004565709591},{"$f":"IFERROR(IF(OR(Q39=\"\",'Historical scenario - input'!$D24=\"\"),\"\",Q39/'Historical scenario - input'!$D24),\"\")","v":864.53326753561589},{"$f":"IFERROR(IF(OR(R39=\"\",'Historical scenario - input'!$D24=\"\"),\"\",R39/'Historical scenario - input'!$D24),\"\")","v":897.31740563063408},{"$f":"IFERROR(IF(OR(S39=\"\",'Historical scenario - input'!$D24=\"\"),\"\",S39/'Historical scenario - input'!$D24),\"\")","v":926.81321578181826},{"$f":"IFERROR(IF(OR(T39=\"\",'Historical scenario - input'!$D24=\"\"),\"\",T39/'Historical scenario - input'!$D24),\"\")","v":952.64815151169205},{"$f":"IFERROR(IF(OR(U39=\"\",'Historical scenario - input'!$D24=\"\"),\"\",U39/'Historical scenario - input'!$D24),\"\")","v":974.55066202870148},{"$f":"IFERROR(IF(OR(V39=\"\",'Historical scenario - input'!$D24=\"\"),\"\",V39/'Historical scenario - input'!$D24),\"\")","v":992.36828630340642},{"$f":"IFERROR(IF(OR(W39=\"\",'Historical scenario - input'!$D24=\"\"),\"\",W39/'Historical scenario - input'!$D24),\"\")","v":1006.0774701296203}]
[{"$f":"IFERROR('Historical scenario - input'!A25,\"\")","v":2},{"$f":"IFERROR('Historical scenario - input'!B25,\"\")","v":"POLES"},{"$f":"IFERROR('Historical scenario - input'!C25,\"\")","v":"> 66 kv & < = 132 kv ; concrete"},{"$f":"IFERROR(repcalc('Historical scenario - input'!$CV25:$GH25,'Historical scenario - input'!$G25,'Historical scenario - input'!$E25,'Historical scenario - input'!$F25,20,TRUE,TRUE),\"\")","v":774.64745521596228},1090.0823940385721,1507.3902401120274,2048.2918223826764,2734.9561684501246,3588.3771363720048,4626.3237755342361,5860.9751445284346,7296.4304333774844,8926.3594602381454,10732.111995832291,12681.621845696662,14729.411166842487,16817.916390144099,18880.222515294143,20844.120577452286,22637.215976842053,24192.641402709982,25454.796882673014,26384.476413439064,{"$f":"IFERROR(IF(OR(D40=\"\",'Historical scenario - input'!$D25=\"\"),\"\",D40/'Historical scenario - input'!$D25),\"\")","v":4.4652039915698678},{"$f":"IFERROR(IF(OR(E40=\"\",'Historical scenario - input'!$D25=\"\"),\"\",E40/'Historical scenario - input'!$D25),\"\")","v":6.2834263821909628},{"$f":"IFERROR(IF(OR(F40=\"\",'Historical scenario - input'!$D25=\"\"),\"\",F40/'Historical scenario - input'!$D25),\"\")","v":8.6888621032456879},{"$f":"IFERROR(IF(OR(G40=\"\",'Historical scenario - input'!$D25=\"\"),\"\",G40/'Historical scenario - input'!$D25),\"\")","v":11.806713827844746},{"$f":"IFERROR(IF(OR(H40=\"\",'Historical scenario - input'!$D25=\"\"),\"\",H40/'Historical scenario - input'!$D25),\"\")","v":15.764767724858185},{"$f":"IFERROR(IF(OR(I40=\"\",'Historical scenario - input'!$D25=\"\"),\"\",I40/'Historical scenario - input'!$D25),\"\")","v":20.684036079508395},{"$f":"IFERROR(IF(OR(J40=\"\",'Historical scenario - input'!$D25=\"\"),\"\",J40/'Historical scenario - input'!$D25),\"\")","v":26.666942813426012},{"$f":"IFERROR(IF(OR(K40=\"\",'Historical scenario - input'!$D25=\"\"),\"\",K40/'Historical scenario - input'!$D25),\"\")","v":33.783690159472798},{"$f":"IFERROR(IF(OR(L40=\"\",'Historical scenario - input'!$D25=\"\"),\"\",L40/'Historical scenario - input'!$D25),\"\")","v":42.057906568925709},{"$f":"IFERROR(IF(OR(M40=\"\",'Historical scenario - input'!$D25=\"\"),\"\",M40/'Historical scenario - input'!$D25),\"\")","v":51.453103761802055},{"$f":"IFERROR(IF(OR(N40=\"\",'Historical scenario - input'!$D25=\"\"),\"\",N40/'Historical scenario - input'!$D25),\"\")","v":61.861778540801367},{"$f":"IFERROR(IF(OR(O40=\"\",'Historical scenario - input'!$D25=\"\"),\"\",O40/'Historical scenario - input'!$D25),\"\")","v":73.099095728905112},{"$f":"IFERROR(IF(OR(P40=\"\",'Historical scenario - input'!$D25=\"\"),\"\",P40/'Historical scenario - input'!$D25),\"\")","v":84.902913051360926},{"$f":"IFERROR(IF(OR(Q40=\"\",'Historical scenario - input'!$D25=\"\"),\"\",Q40/'Historical scenario - input'!$D25),\"\")","v":96.941423985216659},{"$f":"IFERROR(IF(OR(R40=\"\",'Historical scenario - input'!$D25=\"\"),\"\",R40/'Historical scenario - input'!$D25),\"\")","v":108.82891871569598},{"$f":"IFERROR(IF(OR(S40=\"\",'Historical scenario - input'!$D25=\"\"),\"\",S40/'Historical scenario - input'!$D25),\"\")","v":120.14917208661826},{"$f":"IFERROR(IF(OR(T40=\"\",'Historical scenario - input'!$D25=\"\"),\"\",T40/'Historical scenario - input'!$D25),\"\")","v":130.48488890942591},{"$f":"IFERROR(IF(OR(U40=\"\",'Historical scenario - input'!$D25=\"\"),\"\",U40/'Historical scenario - input'!$D25),\"\")","v":139.45063426030745},{"$f":"IFERROR(IF(OR(V40=\"\",'Historical scenario - input'!$D25=\"\"),\"\",V40/'Historical scenario - input'!$D25),\"\")","v":146.72592013282289},{"$f":"IFERROR(IF(OR(W40=\"\",'Historical scenario - input'!$D25=\"\"),\"\",W40/'Historical scenario - input'!$D25),\"\")","v":152.08475623782249}]
[{"$f":"IFERROR('Historical scenario - input'!A26,\"\")","v":2},{"$f":"IFERROR('Historical scenario - input'!B26,\"\")","v":"POLES"},{"$f":"IFERROR('Historical scenario - input'!C26,\"\")","v":"> 66 kv & < = 132 kv ; steel"},{"$f":"IFERROR(repcalc('Historical scenario - input'!$CV26:$GH26,'Historical scenario - input'!$G26,'Historical scenario - input'!$E26,'Historical scenario - input'!$F26,20,TRUE,TRUE),\"\")","v":25.503691756096664},32.876765013668404,41.844026389883176,52.592651683306826,65.293880882536072,80.095534057570987,97.116716871304021,116.44621475540666,138.14606081244196,162.2615328216668,188.83835589916285,217.94715329945035,249.71422813314331,284.35664353870447,322.2184085663456,363.80351624126843,409.80078478067207,461.09509112870455,518.75980570416664,584.02614080979345,{"$f":"IFERROR(IF(OR(D41=\"\",'Historical scenario - input'!$D26=\"\"),\"\",D41/'Historical scenario - input'!$D26),\"\")","v":0.22781248184446423},{"$f":"IFERROR(IF(OR(E41=\"\",'Historical scenario - input'!$D26=\"\"),\"\",E41/'Historical scenario - input'!$D26),\"\")","v":0.29367267705431804},{"$f":"IFERROR(IF(OR(F41=\"\",'Historical scenario - input'!$D26=\"\"),\"\",F41/'Historical scenario - input'!$D26),\"\")","v":0.37377300484216269},{"$f":"IFERROR(IF(OR(G41=\"\",'Historical scenario - input'!$D26=\"\"),\"\",G41/'Historical scenario - input'!$D26),\"\")","v":0.46978541857146794},{"$f":"IFERROR(IF(OR(H41=\"\",'Historical scenario - input'!$D26=\"\"),\"\",H41/'Historical scenario - input'!$D26),\"\")","v":0.58323952451125205},{"$f":"IFERROR(IF(OR(I41=\"\",'Historical scenario - input'!$D26=\"\"),\"\",I41/'Historical scenario - input'!$D26),\"\")","v":0.71545572981414196},{"$f":"IFERROR(IF(OR(J41=\"\",'Historical scenario - input'!$D26=\"\"),\"\",J41/'Historical scenario - input'!$D26),\"\")","v":0.86749794934096458},{"$f":"IFERROR(IF(OR(K41=\"\",'Historical scenario - input'!$D26=\"\"),\"\",K41/'Historical scenario - input'!$D26),\"\")","v":1.0401592615893014},{"$f":"IFERROR(IF(OR(L41=\"\",'Historical scenario - input'!$D26=\"\"),\"\",L41/'Historical scenario - input'!$D26),\"\")","v":1.2339937790847648},{"$f":"IFERROR(IF(OR(M41=\"\",'Historical scenario - input'!$D26=\"\"),\"\",M41/'Historical scenario - input'!$D26),\"\")","v":1.4494059469313638},{"$f":"IFERROR(IF(OR(N41=\"\",'Historical scenario - input'!$D26=\"\"),\"\",N41/'Historical scenario - input'!$D26),\"\")","v":1.6868042060825421},{"$f":"IFERROR(IF(OR(O41=\"\",'Historical scenario - input'!$D26=\"\"),\"\",O41/'Historical scenario - input'!$D26),\"\")","v":1.946819400850647},{"$f":"IFERROR(IF(OR(P41=\"\",'Historical scenario - input'!$D26=\"\"),\"\",P41/'Historical scenario - input'!$D26),\"\")","v":2.2305797375114138},{"$f":"IFERROR(IF(OR(Q41=\"\",'Historical scenario - input'!$D26=\"\"),\"\",Q41/'Historical scenario - input'!$D26),\"\")","v":2.5400241389769866},{"$f":"IFERROR(IF(OR(R41=\"\",'Historical scenario - input'!$D26=\"\"),\"\",R41/'Historical scenario - input'!$D26),\"\")","v":2.8782254762754174},{"$f":"IFERROR(IF(OR(S41=\"\",'Historical scenario - input'!$D26=\"\"),\"\",S41/'Historical scenario - input'!$D26),\"\")","v":3.2496856820289151},{"$f":"IFERROR(IF(OR(T41=\"\",'Historical scenario - input'!$D26=\"\"),\"\",T41/'Historical scenario - input'!$D26),\"\")","v":3.6605576453603765},{"$f":"IFERROR(IF(OR(U41=\"\",'Historical scenario - input'!$D26=\"\"),\"\",U41/'Historical scenario - input'!$D26),\"\")","v":4.1187455557769974},{"$f":"IFERROR(IF(OR(V41=\"\",'Historical scenario - input'!$D26=\"\"),\"\",V41/'Historical scenario - input'!$D26),\"\")","v":4.6338373263301103},{"$f":"IFERROR(IF(OR(W41=\"\",'Historical scenario - input'!$D26=\"\"),\"\",W41/'Historical scenario - input'!$D26),\"\")","v":5.216830797373416}]
[{"$f":"IFERROR('Historical scenario - input'!A27,\"\")","v":2},{"$f":"IFERROR('Historical scenario - input'!B27,\"\")","v":"POLES"},{"$f":"IFERROR('Historical scenario - input'!C27,\"\")","v":"> 66 kv & < = 132 kv ; wood"},{"$f":"IFERROR(repcalc('Historical scenario - input'!$CV27:$GH27,'Historical scenario - input'!$G27,'Historical scenario - input'!$E27,'Historical scenario - input'!$F27,20,TRUE,TRUE),\"\")","v":1248.696263796073},1548.2215263377759,1903.0727465271277,2318.938112273644,2800.8612252487455,3352.8421443202687,3977.3985949053654,4675.1109889462386,5444.1828338994555,6280.0545507628594,7175.1124256785333,8118.5342431079898,9096.3082646909952,10091.452325005184,11084.445290412261,12053.86508547353,12977.207724859813,13831.842573538972,14596.042852115859,15250.019477093318,{"$f":"IFERROR(IF(OR(D42=\"\",'Historical scenario - input'!$D27=\"\"),\"\",D42/'Historical scenario - input'!$D27),\"\")","v":11.154016353624211},{"$f":"IFERROR(IF(OR(E42=\"\",'Historical scenario - input'!$D27=\"\"),\"\",E42/'Historical scenario - input'!$D27),\"\")","v":13.829534631029221},{"$f":"IFERROR(IF(OR(F42=\"\",'Historical scenario - input'!$D27=\"\"),\"\",F42/'Historical scenario - input'!$D27),\"\")","v":16.999253663472746},{"$f":"IFERROR(IF(OR(G42=\"\",'Historical scenario - input'!$D27=\"\"),\"\",G42/'Historical scenario - input'!$D27),\"\")","v":20.713983357899135},{"$f":"IFERROR(IF(OR(H42=\"\",'Historical scenario - input'!$D27=\"\"),\"\",H42/'Historical scenario - input'!$D27),\"\")","v":25.018775835593001},{"$f":"IFERROR(IF(OR(I42=\"\",'Historical scenario - input'!$D27=\"\"),\"\",I42/'Historical scenario - input'!$D27),\"\")","v":29.949361740843834},{"$f":"IFERROR(IF(OR(J42=\"\",'Historical scenario - input'!$D27=\"\"),\"\",J42/'Historical scenario - input'!$D27),\"\")","v":35.528230730496979},{"$f":"IFERROR(IF(OR(K42=\"\",'Historical scenario - input'!$D27=\"\"),\"\",K42/'Historical scenario - input'!$D27),\"\")","v":41.760567351413741},{"$f":"IFERROR(IF(OR(L42=\"\",'Historical scenario - input'!$D27=\"\"),\"\",L42/'Historical scenario - input'!$D27),\"\")","v":48.630324380750906},{"$f":"IFERROR(IF(OR(M42=\"\",'Historical scenario - input'!$D27=\"\"),\"\",M42/'Historical scenario - input'!$D27),\"\")","v":56.096773244050269},{"$f":"IFERROR(IF(OR(N42=\"\",'Historical scenario - input'!$D27=\"\"),\"\",N42/'Historical scenario - input'!$D27),\"\")","v":64.09190421681339},{"$f":"IFERROR(IF(OR(O42=\"\",'Historical scenario - input'!$D27=\"\"),\"\",O42/'Historical scenario - input'!$D27),\"\")","v":72.519047538267699},{"$f":"IFERROR(IF(OR(P42=\"\",'Historical scenario - input'!$D27=\"\"),\"\",P42/'Historical scenario - input'!$D27),\"\")","v":81.253042940585047},{"$f":"IFERROR(IF(OR(Q42=\"\",'Historical scenario - input'!$D27=\"\"),\"\",Q42/'Historical scenario - input'!$D27),\"\")","v":90.142196728242411},{"$f":"IFERROR(IF(OR(R42=\"\",'Historical scenario - input'!$D27=\"\"),\"\",R42/'Historical scenario - input'!$D27),\"\")","v":99.012135796942275},{"$f":"IFERROR(IF(OR(S42=\"\",'Historical scenario - input'!$D27=\"\"),\"\",S42/'Historical scenario - input'!$D27),\"\")","v":107.67150682346302},{"$f":"IFERROR(IF(OR(T42=\"\",'Historical scenario - input'!$D27=\"\"),\"\",T42/'Historical scenario - input'!$D27),\"\")","v":115.91929229244805},{"$f":"IFERROR(IF(OR(U42=\"\",'Historical scenario - input'!$D27=\"\"),\"\",U42/'Historical scenario - input'!$D27),\"\")","v":123.55334338631862},{"$f":"IFERROR(IF(OR(V42=\"\",'Historical scenario - input'!$D27=\"\"),\"\",V42/'Historical scenario - input'!$D27),\"\")","v":130.379585004739},{"$f":"IFERROR(IF(OR(W42=\"\",'Historical scenario - input'!$D27=\"\"),\"\",W42/'Historical scenario - input'!$D27),\"\")","v":136.22125057336265}]
[{"$f":"IFERROR('Historical scenario - input'!A28,\"\")","v":2},{"$f":"IFERROR('Historical scenario - input'!B28,\"\")","v":"POLES"},{"$f":"IFERROR('Historical scenario - input'!C28,\"\")","v":"staking of a wooden pole"},{"$f":"IFERROR(repcalc('Historical scenario - input'!$CV28:$GH28,'Historical scenario - input'!$G28,'Historical scenario - input'!$E28,'Historical scenario - input'!$F28,20,TRUE,TRUE),\"\")","v":7561.0648950032255},8210.6477162770097,8853.8903703408105,9507.1718752288798,10187.73269725697,10909.934422050024,11681.840224451902,12502.656711105625,13361.420481593901,14237.108605554751,15100.132991066408,15914.976867214182,16643.580825946319,17249.014764513606,17698.992949627205,17968.887867024776,18044.033648735553,17921.229540863289,17609.419229277992,17129.52780813555,{"$f":"IFERROR(IF(OR(D43=\"\",'Historical scenario - input'!$D28=\"\"),\"\",D43/'Historical scenario - input'!$D28),\"\")","v":1035.6698283448852},{"$f":"IFERROR(IF(OR(E43=\"\",'Historical scenario - input'!$D28=\"\"),\"\",E43/'Historical scenario - input'!$D28),\"\")","v":1124.645830845406},{"$f":"IFERROR(IF(OR(F43=\"\",'Historical scenario - input'!$D28=\"\"),\"\",F43/'Historical scenario - input'!$D28),\"\")","v":1212.7533948419295},{"$f":"IFERROR(IF(OR(G43=\"\",'Historical scenario - input'!$D28=\"\"),\"\",G43/'Historical scenario - input'!$D28),\"\")","v":1302.2360210888542},{"$f":"IFERROR(IF(OR(H43=\"\",'Historical scenario - input'!$D28=\"\"),\"\",H43/'Historical scenario - input'!$D28),\"\")","v":1395.4552064173495},{"$f":"IFERROR(IF(OR(I43=\"\",'Historical scenario - input'!$D28=\"\"),\"\",I43/'Historical scenario - input'!$D28),\"\")","v":1494.3781156547902},{"$f":"IFERROR(IF(OR(J43=\"\",'Historical scenario - input'!$D28=\"\"),\"\",J43/'Historical scenario - input'!$D28),\"\")","v":1600.1091946725469},{"$f":"IFERROR(IF(OR(K43=\"\",'Historical scenario - input'!$D28=\"\"),\"\",K43/'Historical scenario - input'!$D28),\"\")","v":1712.5397691538087},{"$f":"IFERROR(IF(OR(L43=\"\",'Historical scenario - input'!$D28=\"\"),\"\",L43/'Historical scenario - input'!$D28),\"\")","v":1830.1681375279727},{"$f":"IFERROR(IF(OR(M43=\"\",'Historical scenario - input'!$D28=\"\"),\"\",M43/'Historical scenario - input'!$D28),\"\")","v":1950.1147034707587},{"$f":"IFERROR(IF(OR(N43=\"\",'Historical scenario - input'!$D28=\"\"),\"\",N43/'Historical scenario - input'!$D28),\"\")","v":2068.3266656232045},{"$f":"IFERROR(IF(OR(O43=\"\",'Historical scenario - input'!$D28=\"\"),\"\",O43/'Historical scenario - input'!$D28),\"\")","v":2179.9391473379887},{"$f":"IFERROR(IF(OR(P43=\"\",'Historical scenario - input'!$D28=\"\"),\"\",P43/'Historical scenario - input'!$D28),\"\")","v":2279.7389966118913},{"$f":"IFERROR(IF(OR(Q43=\"\",'Historical scenario - input'!$D28=\"\"),\"\",Q43/'Historical scenario - input'!$D28),\"\")","v":2362.6677469846763},{"$f":"IFERROR(IF(OR(R43=\"\",'Historical scenario - input'!$D28=\"\"),\"\",R43/'Historical scenario - input'!$D28),\"\")","v":2424.3030901813099},{"$f":"IFERROR(IF(OR(S43=\"\",'Historical scenario - input'!$D28=\"\"),\"\",S43/'Historical scenario - input'!$D28),\"\")","v":2461.2716953518625},{"$f":"IFERROR(IF(OR(T43=\"\",'Historical scenario - input'!$D28=\"\"),\"\",T43/'Historical scenario - input'!$D28),\"\")","v":2471.564718877778},{"$f":"IFERROR(IF(OR(U43=\"\",'Historical scenario - input'!$D28=\"\"),\"\",U43/'Historical scenario - input'!$D28),\"\")","v":2454.7437404724524},{"$f":"IFERROR(IF(OR(V43=\"\",'Historical scenario - input'!$D28=\"\"),\"\",V43/'Historical scenario - input'!$D28),\"\")","v":2412.0338131857388},{"$f":"IFERROR(IF(OR(W43=\"\",'Historical scenario - input'!$D28=\"\"),\"\",W43/'Historical scenario - input'!$D28),\"\")","v":2346.3011323186265}]
[{"$f":"IFERROR('Historical scenario - input'!A29,\"\")","v":3},{"$f":"IFERROR('Historical scenario - input'!B29,\"\")","v":"SERVICE LINES"},{"$f":"IFERROR('Historical scenario - input'!C29,\"\")","v":"˂ = 11 kv ; commercial and industrial ; simple type"},{"$f":"IFERROR(repcalc('Historical scenario - input'!$CV29:$GH29,'Historical scenario - input'!$G29,'Historical scenario - input'!$E29,'Historical scenario - input'!$F29,20,TRUE,TRUE),\"\")","v":1398.2058402610069},1301.2982755130447,1218.8527833817586,1150.3510974631699,1094.8409976869261,1051.098154677846,1017.7629888161662,993.44723138672293,976.80967199491499,966.60413419599365,961.70487624885232,961.11544145914172,963.96672972480872,969.50907144130156,977.10172380958363,986.20180967809608,996.35353495045013,1007.177706446552,1018.3611771139887,1029.6458262059336,{"$f":"IFERROR(IF(OR(D44=\"\",'Historical scenario - input'!$D29=\"\"),\"\",D44/'Historical scenario - input'!$D29),\"\")","v":1297.4122611049288},{"$f":"IFERROR(IF(OR(E44=\"\",'Historical scenario - input'!$D29=\"\"),\"\",E44/'Historical scenario - input'!$D29),\"\")","v":1207.4905492385587},{"$f":"IFERROR(IF(OR(F44=\"\",'Historical scenario - input'!$D29=\"\"),\"\",F44/'Historical scenario - input'!$D29),\"\")","v":1130.9883710299534},{"$f":"IFERROR(IF(OR(G44=\"\",'Historical scenario - input'!$D29=\"\"),\"\",G44/'Historical scenario - input'!$D29),\"\")","v":1067.4248207585961},{"$f":"IFERROR(IF(OR(H44=\"\",'Historical scenario - input'!$D29=\"\"),\"\",H44/'Historical scenario - input'!$D29),\"\")","v":1015.9163218015237},{"$f":"IFERROR(IF(OR(I44=\"\",'Historical scenario - input'!$D29=\"\"),\"\",I44/'Historical scenario - input'!$D29),\"\")","v":975.32680399134597},{"$f":"IFERROR(IF(OR(J44=\"\",'Historical scenario - input'!$D29=\"\"),\"\",J44/'Historical scenario - input'!$D29),\"\")","v":944.39469680830325},{"$f":"IFERROR(IF(OR(K44=\"\",'Historical scenario - input'!$D29=\"\"),\"\",K44/'Historical scenario - input'!$D29),\"\")","v":921.83180877092821},{"$f":"IFERROR(IF(OR(L44=\"\",'Historical scenario - input'!$D29=\"\"),\"\",L44/'Historical scenario - input'!$D29),\"\")","v":906.39361438764377},{"$f":"IFERROR(IF(OR(M44=\"\",'Historical scenario - input'!$D29=\"\"),\"\",M44/'Historical scenario - input'!$D29),\"\")","v":896.92377132861418},{"$f":"IFERROR(IF(OR(N44=\"\",'Historical scenario - input'!$D29=\"\"),\"\",N44/'Historical scenario - input'!$D29),\"\")","v":892.37769009514545},{"$f":"IFERROR(IF(OR(O44=\"\",'Historical scenario - input'!$D29=\"\"),\"\",O44/'Historical scenario - input'!$D29),\"\")","v":891.83074636106005},{"$f":"IFERROR(IF(OR(P44=\"\",'Historical scenario - input'!$D29=\"\"),\"\",P44/'Historical scenario - input'!$D29),\"\")","v":894.47649153627003},{"$f":"IFERROR(IF(OR(Q44=\"\",'Historical scenario - input'!$D29=\"\"),\"\",Q44/'Historical scenario - input'!$D29),\"\")","v":899.61929804669683},{"$f":"IFERROR(IF(OR(R44=\"\",'Historical scenario - input'!$D29=\"\"),\"\",R44/'Historical scenario - input'!$D29),\"\")","v":906.66461283030389},{"$f":"IFERROR(IF(OR(S44=\"\",'Historical scenario - input'!$D29=\"\"),\"\",S44/'Historical scenario - input'!$D29),\"\")","v":915.10869355357693},{"$f":"IFERROR(IF(OR(T44=\"\",'Historical scenario - input'!$D29=\"\"),\"\",T44/'Historical scenario - input'!$D29),\"\")","v":924.5286033125451},{"$f":"IFERROR(IF(OR(U44=\"\",'Historical scenario - input'!$D29=\"\"),\"\",U44/'Historical scenario - input'!$D29),\"\")","v":934.57248412820763},{"$f":"IFERROR(IF(OR(V44=\"\",'Historical scenario - input'!$D29=\"\"),\"\",V44/'Historical scenario - input'!$D29),\"\")","v":944.94976302938232},{"$f":"IFERROR(IF(OR(W44=\"\",'Historical scenario - input'!$D29=\"\"),\"\",W44/'Historical scenario - input'!$D29),\"\")","v":955.42092662531104}]
[{"$f":"IFERROR('Historical scenario - input'!A30,\"\")","v":3},{"$f":"IFERROR('Historical scenario - input'!B30,\"\")","v":"SERVICE LINES"},{"$f":"IFERROR('Historical scenario - input'!C30,\"\")","v":"˂ = 11 kv ; residential ; simple type"},{"$f":"IFERROR(repcalc('Historical scenario - input'!$CV30:$GH30,'Historical scenario - input'!$G30,'Historical scenario - input'!$E30,'Historical scenario - input'!$F30,20,TRUE,TRUE),\"\")","v":4564.186730582056},4571.311752536807,4578.4241539574132,4590.2167012746722,4610.3707927722553,4641.3958771047801,4684.5738701386217,4740.0017782215091,4806.7175266559379,4882.8883224996544,4966.0380240165696,5053.2898610584207,5141.6030729903787,5227.9860166792287,5309.6733467088025,5384.2602647852909,5449.7919228108549,5504.8103268615168,5548.3641916945671,5579.9890041532326,{"$f":"IFERROR(IF(OR(D45=\"\",'Historical scenario - input'!$D30=\"\"),\"\",D45/'Historical scenario - input'!$D30),\"\")","v":5722.248983569717},{"$f":"IFERROR(IF(OR(E45=\"\",'Historical scenario - input'!$D30=\"\"),\"\",E45/'Historical scenario - input'!$D30),\"\")","v":5731.181823535554},{"$f":"IFERROR(IF(OR(F45=\"\",'Historical scenario - input'!$D30=\"\"),\"\",F45/'Historical scenario - input'!$D30),\"\")","v":5740.0988407835785},{"$f":"IFERROR(IF(OR(G45=\"\",'Historical scenario - input'!$D30=\"\"),\"\",G45/'Historical scenario - input'!$D30),\"\")","v":5754.8834882757019},{"$f":"IFERROR(IF(OR(H45=\"\",'Historical scenario - input'!$D30=\"\"),\"\",H45/'Historical scenario - input'!$D30),\"\")","v":5780.1512383469417},{"$f":"IFERROR(IF(OR(I45=\"\",'Historical scenario - input'!$D30=\"\"),\"\",I45/'Historical scenario - input'!$D30),\"\")","v":5819.0482571953171},{"$f":"IFERROR(IF(OR(J45=\"\",'Historical scenario - input'!$D30=\"\"),\"\",J45/'Historical scenario - input'!$D30),\"\")","v":5873.1817187154093},{"$f":"IFERROR(IF(OR(K45=\"\",'Historical scenario - input'!$D30=\"\"),\"\",K45/'Historical scenario - input'!$D30),\"\")","v":5942.6732424875427},{"$f":"IFERROR(IF(OR(L45=\"\",'Historical scenario - input'!$D30=\"\"),\"\",L45/'Historical scenario - input'!$D30),\"\")","v":6026.3166484658777},{"$f":"IFERROR(IF(OR(M45=\"\",'Historical scenario - input'!$D30=\"\"),\"\",M45/'Historical scenario - input'!$D30),\"\")","v":6121.8141127071831},{"$f":"IFERROR(IF(OR(N45=\"\",'Historical scenario - input'!$D30=\"\"),\"\",N45/'Historical scenario - input'!$D30),\"\")","v":6226.0612268318537},{"$f":"IFERROR(IF(OR(O45=\"\",'Historical scenario - input'!$D30=\"\"),\"\",O45/'Historical scenario - input'!$D30),\"\")","v":6335.451303377572},{"$f":"IFERROR(IF(OR(P45=\"\",'Historical scenario - input'!$D30=\"\"),\"\",P45/'Historical scenario - input'!$D30),\"\")","v":6446.1720554071408},{"$f":"IFERROR(IF(OR(Q45=\"\",'Historical scenario - input'!$D30=\"\"),\"\",Q45/'Historical scenario - input'!$D30),\"\")","v":6554.4727759734624},{"$f":"IFERROR(IF(OR(R45=\"\",'Historical scenario - input'!$D30=\"\"),\"\",R45/'Historical scenario - input'!$D30),\"\")","v":6656.8864739276305},{"$f":"IFERROR(IF(OR(S45=\"\",'Historical scenario - input'!$D30=\"\"),\"\",S45/'Historical scenario - input'!$D30),\"\")","v":6750.3981861656521},{"$f":"IFERROR(IF(OR(T45=\"\",'Historical scenario - input'!$D30=\"\"),\"\",T45/'Historical scenario - input'!$D30),\"\")","v":6832.5570647706472},{"$f":"IFERROR(IF(OR(U45=\"\",'Historical scenario - input'!$D30=\"\"),\"\",U45/'Historical scenario - input'!$D30),\"\")","v":6901.5351818461459},{"$f":"IFERROR(IF(OR(V45=\"\",'Historical scenario - input'!$D30=\"\"),\"\",V45/'Historical scenario - input'!$D30),\"\")","v":6956.1398843885581},{"$f":"IFERROR(IF(OR(W45=\"\",'Historical scenario - input'!$D30=\"\"),\"\",W45/'Historical scenario - input'!$D30),\"\")","v":6995.788799218145}]
[{"$f":"IFERROR('Historical scenario - input'!A31,\"\")","v":3},{"$f":"IFERROR('Historical scenario - input'!B31,\"\")","v":"SERVICE LINES"},{"$f":"IFERROR('Historical scenario - input'!C31,\"\")","v":"˂ = 11 kV ; residential ; complex type"},{"$f":"IFERROR(repcalc('Historical scenario - input'!$CV31:$GH31,'Historical scenario - input'!$G31,'Historical scenario - input'!$E31,'Historical scenario - input'!$F31,20,TRUE,TRUE),\"\")","v":""},"","","","","","","","","","","","","","","","","","","",{"$f":"IFERROR(IF(OR(D46=\"\",'Historical scenario - input'!$D31=\"\"),\"\",D46/'Historical scenario - input'!$D31),\"\")","v":""},{"$f":"IFERROR(IF(OR(E46=\"\",'Historical scenario - input'!$D31=\"\"),\"\",E46/'Historical scenario - input'!$D31),\"\")","v":""},{"$f":"IFERROR(IF(OR(F46=\"\",'Historical scenario - input'!$D31=\"\"),\"\",F46/'Historical scenario - input'!$D31),\"\")","v":""},{"$f":"IFERROR(IF(OR(G46=\"\",'Historical scenario - input'!$D31=\"\"),\"\",G46/'Historical scenario - input'!$D31),\"\")","v":""},{"$f":"IFERROR(IF(OR(H46=\"\",'Historical scenario - input'!$D31=\"\"),\"\",H46/'Historical scenario - input'!$D31),\"\")","v":""},{"$f":"IFERROR(IF(OR(I46=\"\",'Historical scenario - input'!$D31=\"\"),\"\",I46/'Historical scenario - input'!$D31),\"\")","v":""},{"$f":"IFERROR(IF(OR(J46=\"\",'Historical scenario - input'!$D31=\"\"),\"\",J46/'Historical scenario - input'!$D31),\"\")","v":""},{"$f":"IFERROR(IF(OR(K46=\"\",'Historical scenario - input'!$D31=\"\"),\"\",K46/'Historical scenario - input'!$D31),\"\")","v":""},{"$f":"IFERROR(IF(OR(L46=\"\",'Historical scenario - input'!$D31=\"\"),\"\",L46/'Historical scenario - input'!$D31),\"\")","v":""},{"$f":"IFERROR(IF(OR(M46=\"\",'Historical scenario - input'!$D31=\"\"),\"\",M46/'Historical scenario - input'!$D31),\"\")","v":""},{"$f":"IFERROR(IF(OR(N46=\"\",'Historical scenario - input'!$D31=\"\"),\"\",N46/'Historical scenario - input'!$D31),\"\")","v":""},{"$f":"IFERROR(IF(OR(O46=\"\",'Historical scenario - input'!$D31=\"\"),\"\",O46/'Historical scenario - input'!$D31),\"\")","v":""},{"$f":"IFERROR(IF(OR(P46=\"\",'Historical scenario - input'!$D31=\"\"),\"\",P46/'Historical scenario - input'!$D31),\"\")","v":""},{"$f":"IFERROR(IF(OR(Q46=\"\",'Historical scenario - input'!$D31=\"\"),\"\",Q46/'Historical scenario - input'!$D31),\"\")","v":""},{"$f":"IFERROR(IF(OR(R46=\"\",'Historical scenario - input'!$D31=\"\"),\"\",R46/'Historical scenario - input'!$D31),\"\")","v":""},{"$f":"IFERROR(IF(OR(S46=\"\",'Historical scenario - input'!$D31=\"\"),\"\",S46/'Historical scenario - input'!$D31),\"\")","v":""},{"$f":"IFERROR(IF(OR(T46=\"\",'Historical scenario - input'!$D31=\"\"),\"\",T46/'Historical scenario - input'!$D31),\"\")","v":""},{"$f":"IFERROR(IF(OR(U46=\"\",'Historical scenario - input'!$D31=\"\"),\"\",U46/'Historical scenario - input'!$D31),\"\")","v":""},{"$f":"IFERROR(IF(OR(V46=\"\",'Historical scenario - input'!$D31=\"\"),\"\",V46/'Historical scenario - input'!$D31),\"\")","v":""},{"$f":"IFERROR(IF(OR(W46=\"\",'Historical scenario - input'!$D31=\"\"),\"\",W46/'Historical scenario - input'!$D31),\"\")","v":""}]
[{"$f":"IFERROR('Historical scenario - input'!A32,\"\")","v":4},{"$f":"IFERROR('Historical scenario - input'!B32,\"\")","v":"SWITCHGEAR"},{"$f":"IFERROR('Historical scenario - input'!C32,\"\")","v":"˂ = 11 kv ; circuit breaker"},{"$f":"IFERROR(repcalc('Historical scenario - input'!$CV32:$GH32,'Historical scenario - input'!$G32,'Historical scenario - input'!$E32,'Historical scenario - input'!$F32,20,TRUE,TRUE),\"\")","v":2560.9716702111937},2723.2739906100351,2884.395155592169,3043.2770804128986,3199.4646382079827,3353.2114662185331,3505.490028915126,3657.89318397843,3812.4296820786394,3971.2325097771368,4136.2143631647914,4308.7163656206067,4489.2022905872554,4677.0495898977661,4870.480013837393,5066.657224981318,5261.9583359436447,5452.403401053939,5634.2047191457996,5804.3795274586091,{"$f":"IFERROR(IF(OR(D47=\"\",'Historical scenario - input'!$D32=\"\"),\"\",D47/'Historical scenario - input'!$D32),\"\")","v":11.1596412615713},{"$f":"IFERROR(IF(OR(E47=\"\",'Historical scenario - input'!$D32=\"\"),\"\",E47/'Historical scenario - input'!$D32),\"\")","v":11.866886754615864},{"$f":"IFERROR(IF(OR(F47=\"\",'Historical scenario - input'!$D32=\"\"),\"\",F47/'Historical scenario - input'!$D32),\"\")","v":12.568985267364653},{"$f":"IFERROR(IF(OR(G47=\"\",'Historical scenario - input'!$D32=\"\"),\"\",G47/'Historical scenario - input'!$D32),\"\")","v":13.261326109932842},{"$f":"IFERROR(IF(OR(H47=\"\",'Historical scenario - input'!$D32=\"\"),\"\",H47/'Historical scenario - input'!$D32),\"\")","v":13.941926030185117},{"$f":"IFERROR(IF(OR(I47=\"\",'Historical scenario - input'!$D32=\"\"),\"\",I47/'Historical scenario - input'!$D32),\"\")","v":14.61189027292145},{"$f":"IFERROR(IF(OR(J47=\"\",'Historical scenario - input'!$D32=\"\"),\"\",J47/'Historical scenario - input'!$D32),\"\")","v":15.275456430754632},{"$f":"IFERROR(IF(OR(K47=\"\",'Historical scenario - input'!$D32=\"\"),\"\",K47/'Historical scenario - input'!$D32),\"\")","v":15.939565509906547},{"$f":"IFERROR(IF(OR(L47=\"\",'Historical scenario - input'!$D32=\"\"),\"\",L47/'Historical scenario - input'!$D32),\"\")","v":16.612970803950901},{"$f":"IFERROR(IF(OR(M47=\"\",'Historical scenario - input'!$D32=\"\"),\"\",M47/'Historical scenario - input'!$D32),\"\")","v":17.304966974409204},{"$f":"IFERROR(IF(OR(N47=\"\",'Historical scenario - input'!$D32=\"\"),\"\",N47/'Historical scenario - input'!$D32),\"\")","v":18.023888749253963},{"$f":"IFERROR(IF(OR(O47=\"\",'Historical scenario - input'!$D32=\"\"),\"\",O47/'Historical scenario - input'!$D32),\"\")","v":18.775580182119693},{"$f":"IFERROR(IF(OR(P47=\"\",'Historical scenario - input'!$D32=\"\"),\"\",P47/'Historical scenario - input'!$D32),\"\")","v":19.562062203306819},{"$f":"IFERROR(IF(OR(Q47=\"\",'Historical scenario - input'!$D32=\"\"),\"\",Q47/'Historical scenario - input'!$D32),\"\")","v":20.380622008807297},{"$f":"IFERROR(IF(OR(R47=\"\",'Historical scenario - input'!$D32=\"\"),\"\",R47/'Historical scenario - input'!$D32),\"\")","v":21.223510731610652},{"$f":"IFERROR(IF(OR(S47=\"\",'Historical scenario - input'!$D32=\"\"),\"\",S47/'Historical scenario - input'!$D32),\"\")","v":22.078368801899728},{"$f":"IFERROR(IF(OR(T47=\"\",'Historical scenario - input'!$D32=\"\"),\"\",T47/'Historical scenario - input'!$D32),\"\")","v":22.929409194762084},{"$f":"IFERROR(IF(OR(U47=\"\",'Historical scenario - input'!$D32=\"\"),\"\",U47/'Historical scenario - input'!$D32),\"\")","v":23.759288974920764},{"$f":"IFERROR(IF(OR(V47=\"\",'Historical scenario - input'!$D32=\"\"),\"\",V47/'Historical scenario - input'!$D32),\"\")","v":24.551502928079671},{"$f":"IFERROR(IF(OR(W47=\"\",'Historical scenario - input'!$D32=\"\"),\"\",W47/'Historical scenario - input'!$D32),\"\")","v":25.293053424173603}]
[{"$f":"IFERROR('Historical scenario - input'!A33,\"\")","v":4},{"$f":"IFERROR('Historical scenario - input'!B33,\"\")","v":"SWITCHGEAR"},{"$f":"IFERROR('Historical scenario - input'!C33,\"\")","v":"˂ = 11 kv ; fuse"},{"$f":"IFERROR(repcalc('Historical scenario - input'!$CV33:$GH33,'Historical scenario - input'!$G33,'Historical scenario - input'!$E33,'Historical scenario - input'!$F33,20,TRUE,TRUE),\"\")","v":7929.3755835885877},7271.9077475365893,6741.7421611405498,6320.6284023772678,5991.4548952849736,5738.8021559595581,5549.1724700930545,5410.9860059174853,5314.4350610724696,5251.2765777553059,5214.6239921388169,5198.7779884043921,5199.11568526668,5212.0416757306011,5234.9932824249536,5266.486309789575,5306.1854978464844,5354.984282540051,5415.0796425721655,5490.0282679288657,{"$f":"IFERROR(IF(OR(D48=\"\",'Historical scenario - input'!$D33=\"\"),\"\",D48/'Historical scenario - input'!$D33),\"\")","v":1213.8435440516221},{"$f":"IFERROR(IF(OR(E48=\"\",'Historical scenario - input'!$D33=\"\"),\"\",E48/'Historical scenario - input'!$D33),\"\")","v":1113.1971463875918},{"$f":"IFERROR(IF(OR(F48=\"\",'Historical scenario - input'!$D33=\"\"),\"\",F48/'Historical scenario - input'!$D33),\"\")","v":1032.0384135792854},{"$f":"IFERROR(IF(OR(G48=\"\",'Historical scenario - input'!$D33=\"\"),\"\",G48/'Historical scenario - input'!$D33),\"\")","v":967.57353712115901},{"$f":"IFERROR(IF(OR(H48=\"\",'Historical scenario - input'!$D33=\"\"),\"\",H48/'Historical scenario - input'!$D33),\"\")","v":917.18304517828892},{"$f":"IFERROR(IF(OR(I48=\"\",'Historical scenario - input'!$D33=\"\"),\"\",I48/'Historical scenario - input'!$D33),\"\")","v":878.50649451119102},{"$f":"IFERROR(IF(OR(J48=\"\",'Historical scenario - input'!$D33=\"\"),\"\",J48/'Historical scenario - input'!$D33),\"\")","v":849.47762994006416},{"$f":"IFERROR(IF(OR(K48=\"\",'Historical scenario - input'!$D33=\"\"),\"\",K48/'Historical scenario - input'!$D33),\"\")","v":828.32378930701361},{"$f":"IFERROR(IF(OR(L48=\"\",'Historical scenario - input'!$D33=\"\"),\"\",L48/'Historical scenario - input'!$D33),\"\")","v":813.54359131579088},{"$f":"IFERROR(IF(OR(M48=\"\",'Historical scenario - input'!$D33=\"\"),\"\",M48/'Historical scenario - input'!$D33),\"\")","v":803.8751733655422},{"$f":"IFERROR(IF(OR(N48=\"\",'Historical scenario - input'!$D33=\"\"),\"\",N48/'Historical scenario - input'!$D33),\"\")","v":798.26432747302874},{"$f":"IFERROR(IF(OR(O48=\"\",'Historical scenario - input'!$D33=\"\"),\"\",O48/'Historical scenario - input'!$D33),\"\")","v":795.83859178561113},{"$f":"IFERROR(IF(OR(P48=\"\",'Historical scenario - input'!$D33=\"\"),\"\",P48/'Historical scenario - input'!$D33),\"\")","v":795.89028704860038},{"$f":"IFERROR(IF(OR(Q48=\"\",'Historical scenario - input'!$D33=\"\"),\"\",Q48/'Historical scenario - input'!$D33),\"\")","v":797.86902168031304},{"$f":"IFERROR(IF(OR(R48=\"\",'Historical scenario - input'!$D33=\"\"),\"\",R48/'Historical scenario - input'!$D33),\"\")","v":801.38249626830111},{"$f":"IFERROR(IF(OR(S48=\"\",'Historical scenario - input'!$D33=\"\"),\"\",S48/'Historical scenario - input'!$D33),\"\")","v":806.20350739915318},{"$f":"IFERROR(IF(OR(T48=\"\",'Historical scenario - input'!$D33=\"\"),\"\",T48/'Historical scenario - input'!$D33),\"\")","v":812.28073285265634},{"$f":"IFERROR(IF(OR(U48=\"\",'Historical scenario - input'!$D33=\"\"),\"\",U48/'Historical scenario - input'!$D33),\"\")","v":819.75094146283334},{"$f":"IFERROR(IF(OR(V48=\"\",'Historical scenario - input'!$D33=\"\"),\"\",V48/'Historical scenario - input'!$D33),\"\")","v":828.95045081050716},{"$f":"IFERROR(IF(OR(W48=\"\",'Historical scenario - input'!$D33=\"\"),\"\",W48/'Historical scenario - input'!$D33),\"\")","v":840.42372560569618}]
[{"$f":"IFERROR('Historical scenario - input'!A34,\"\")","v":4},{"$f":"IFERROR('Historical scenario - input'!B34,\"\")","v":"SWITCHGEAR"},{"$f":"IFERROR('Historical scenario - input'!C34,\"\")","v":"˂ = 11 kv ; switch"},{"$f":"IFERROR(repcalc('Historical scenario - input'!$CV34:$GH34,'Historical scenario - input'!$G34,'Historical scenario - input'!$E34,'Historical scenario - input'!$F34,20,TRUE,TRUE),\"\")","v":4731.3650337454883},4647.806933428441,4567.4204160570343,4494.49891058101,4432.1684506453375,4382.4206627435578,4346.2339505478876,4323.7569438127093,4314.5259583489105,4317.6895858433318,4332.2179515928292,4357.080708406671,4391.3854064940515,4434.4754386150362,4485.99339693809,4545.9207194448536,4614.6075642263941,4692.8078381782052,4781.7333838300228,4883.1388278859868,{"$f":"IFERROR(IF(OR(D49=\"\",'Historical scenario - input'!$D34=\"\"),\"\",D49/'Historical scenario - input'!$D34),\"\")","v":255.88533779136773},{"$f":"IFERROR(IF(OR(E49=\"\",'Historical scenario - input'!$D34=\"\"),\"\",E49/'Historical scenario - input'!$D34),\"\")","v":251.36628407804506},{"$f":"IFERROR(IF(OR(F49=\"\",'Historical scenario - input'!$D34=\"\"),\"\",F49/'Historical scenario - input'!$D34),\"\")","v":247.01875836300411},{"$f":"IFERROR(IF(OR(G49=\"\",'Historical scenario - input'!$D34=\"\"),\"\",G49/'Historical scenario - input'!$D34),\"\")","v":243.07496118652287},{"$f":"IFERROR(IF(OR(H49=\"\",'Historical scenario - input'!$D34=\"\"),\"\",H49/'Historical scenario - input'!$D34),\"\")","v":239.7039571144264},{"$f":"IFERROR(IF(OR(I49=\"\",'Historical scenario - input'!$D34=\"\"),\"\",I49/'Historical scenario - input'!$D34),\"\")","v":237.01345882887287},{"$f":"IFERROR(IF(OR(J49=\"\",'Historical scenario - input'!$D34=\"\"),\"\",J49/'Historical scenario - input'!$D34),\"\")","v":235.05638111288488},{"$f":"IFERROR(IF(OR(K49=\"\",'Historical scenario - input'!$D34=\"\"),\"\",K49/'Historical scenario - input'!$D34),\"\")","v":233.84076227562579},{"$f":"IFERROR(IF(OR(L49=\"\",'Historical scenario - input'!$D34=\"\"),\"\",L49/'Historical scenario - input'!$D34),\"\")","v":233.34152499067645},{"$f":"IFERROR(IF(OR(M49=\"\",'Historical scenario - input'!$D34=\"\"),\"\",M49/'Historical scenario - input'!$D34),\"\")","v":233.51262273610135},{"$f":"IFERROR(IF(OR(N49=\"\",'Historical scenario - input'!$D34=\"\"),\"\",N49/'Historical scenario - input'!$D34),\"\")","v":234.29835703283214},{"$f":"IFERROR(IF(OR(O49=\"\",'Historical scenario - input'!$D34=\"\"),\"\",O49/'Historical scenario - input'!$D34),\"\")","v":235.64300384836187},{"$f":"IFERROR(IF(OR(P49=\"\",'Historical scenario - input'!$D34=\"\"),\"\",P49/'Historical scenario - input'!$D34),\"\")","v":237.49829702386458},{"$f":"IFERROR(IF(OR(Q49=\"\",'Historical scenario - input'!$D34=\"\"),\"\",Q49/'Historical scenario - input'!$D34),\"\")","v":239.82872541949197},{"$f":"IFERROR(IF(OR(R49=\"\",'Historical scenario - input'!$D34=\"\"),\"\",R49/'Historical scenario - input'!$D34),\"\")","v":242.61495942887265},{"$f":"IFERROR(IF(OR(S49=\"\",'Historical scenario - input'!$D34=\"\"),\"\",S49/'Historical scenario - input'!$D34),\"\")","v":245.85599516659425},{"$f":"IFERROR(IF(OR(T49=\"\",'Historical scenario - input'!$D34=\"\"),\"\",T49/'Historical scenario - input'!$D34),\"\")","v":249.57077015296517},{"$f":"IFERROR(IF(OR(U49=\"\",'Historical scenario - input'!$D34=\"\"),\"\",U49/'Historical scenario - input'!$D34),\"\")","v":253.8000577629503},{"$f":"IFERROR(IF(OR(V49=\"\",'Historical scenario - input'!$D34=\"\"),\"\",V49/'Historical scenario - input'!$D34),\"\")","v":258.60939780014962},{"$f":"IFERROR(IF(OR(W49=\"\",'Historical scenario - input'!$D34=\"\"),\"\",W49/'Historical scenario - input'!$D34),\"\")","v":264.09368534107574}]
[{"$f":"IFERROR('Historical scenario - input'!A35,\"\")","v":4},{"$f":"IFERROR('Historical scenario - input'!B35,\"\")","v":"SWITCHGEAR"},{"$f":"IFERROR('Historical scenario - input'!C35,\"\")","v":"> 11 kv & < = 22 kv ; circuit breaker"},{"$f":"IFERROR(repcalc('Historical scenario - input'!$CV35:$GH35,'Historical scenario - input'!$G35,'Historical scenario - input'!$E35,'Historical scenario - input'!$F35,20,TRUE,TRUE),\"\")","v":611.60684101177571},553.34262430196509,513.41660307061511,487.2181271952424,471.15959469689142,462.48184087947931,459.13825899109833,459.71847441004849,463.38210554420488,469.78378031233791,478.9805377468586,491.32109257941056,507.32268327836977,527.54516274117725,552.47364003045732,582.4205281242688,617.45563509811871,657.36942498858832,701.67034463689606,749.61280169163774,{"$f":"IFERROR(IF(OR(D50=\"\",'Historical scenario - input'!$D35=\"\"),\"\",D50/'Historical scenario - input'!$D35),\"\")","v":31.975210876077913},{"$f":"IFERROR(IF(OR(E50=\"\",'Historical scenario - input'!$D35=\"\"),\"\",E50/'Historical scenario - input'!$D35),\"\")","v":28.929119022782526},{"$f":"IFERROR(IF(OR(F50=\"\",'Historical scenario - input'!$D35=\"\"),\"\",F50/'Historical scenario - input'!$D35),\"\")","v":26.841760179308437},{"$f":"IFERROR(IF(OR(G50=\"\",'Historical scenario - input'!$D35=\"\"),\"\",G50/'Historical scenario - input'!$D35),\"\")","v":25.472086502406658},{"$f":"IFERROR(IF(OR(H50=\"\",'Historical scenario - input'!$D35=\"\"),\"\",H50/'Historical scenario - input'!$D35),\"\")","v":24.63253578360553},{"$f":"IFERROR(IF(OR(I50=\"\",'Historical scenario - input'!$D35=\"\"),\"\",I50/'Historical scenario - input'!$D35),\"\")","v":24.178857064473775},{"$f":"IFERROR(IF(OR(J50=\"\",'Historical scenario - input'!$D35=\"\"),\"\",J50/'Historical scenario - input'!$D35),\"\")","v":24.004052388016014},{"$f":"IFERROR(IF(OR(K50=\"\",'Historical scenario - input'!$D35=\"\"),\"\",K50/'Historical scenario - input'!$D35),\"\")","v":24.034386434547919},{"$f":"IFERROR(IF(OR(L50=\"\",'Historical scenario - input'!$D35=\"\"),\"\",L50/'Historical scenario - input'!$D35),\"\")","v":24.225923497627562},{"$f":"IFERROR(IF(OR(M50=\"\",'Historical scenario - input'!$D35=\"\"),\"\",M50/'Historical scenario - input'!$D35),\"\")","v":24.560607296017547},{"$f":"IFERROR(IF(OR(N50=\"\",'Historical scenario - input'!$D35=\"\"),\"\",N50/'Historical scenario - input'!$D35),\"\")","v":25.041419868124269},{"$f":"IFERROR(IF(OR(O50=\"\",'Historical scenario - input'!$D35=\"\"),\"\",O50/'Historical scenario - input'!$D35),\"\")","v":25.686592251163479},{"$f":"IFERROR(IF(OR(P50=\"\",'Historical scenario - input'!$D35=\"\"),\"\",P50/'Historical scenario - input'!$D35),\"\")","v":26.523166014964882},{"$f":"IFERROR(IF(OR(Q50=\"\",'Historical scenario - input'!$D35=\"\"),\"\",Q50/'Historical scenario - input'!$D35),\"\")","v":27.580410639944436},{"$f":"IFERROR(IF(OR(R50=\"\",'Historical scenario - input'!$D35=\"\"),\"\",R50/'Historical scenario - input'!$D35),\"\")","v":28.883687949311387},{"$f":"IFERROR(IF(OR(S50=\"\",'Historical scenario - input'!$D35=\"\"),\"\",S50/'Historical scenario - input'!$D35),\"\")","v":30.449331100551895},{"$f":"IFERROR(IF(OR(T50=\"\",'Historical scenario - input'!$D35=\"\"),\"\",T50/'Historical scenario - input'!$D35),\"\")","v":32.280989706105707},{"$f":"IFERROR(IF(OR(U50=\"\",'Historical scenario - input'!$D35=\"\"),\"\",U50/'Historical scenario - input'!$D35),\"\")","v":34.367709086974536},{"$f":"IFERROR(IF(OR(V50=\"\",'Historical scenario - input'!$D35=\"\"),\"\",V50/'Historical scenario - input'!$D35),\"\")","v":36.683790518332408},{"$f":"IFERROR(IF(OR(W50=\"\",'Historical scenario - input'!$D35=\"\"),\"\",W50/'Historical scenario - input'!$D35),\"\")","v":39.190253938046119}]
[{"$f":"IFERROR('Historical scenario - input'!A36,\"\")","v":4},{"$f":"IFERROR('Historical scenario - input'!B36,\"\")","v":"SWITCHGEAR"},{"$f":"IFERROR('Historical scenario - input'!C36,\"\")","v":"> 11 kv & < = 22 kv ; switch"},{"$f":"IFERROR(repcalc('Historical scenario - input'!$CV36:$GH36,'Historical scenario - input'!$G36,'Historical scenario - input'!$E36,'Historical scenario - input'!$F36,20,TRUE,TRUE),\"\")","v":2421.2360462467},2171.4688942657131,1972.4394074862514,1814.6873469433156,1690.4979436979258,1593.6448348891156,1519.0994166111714,1462.7597747839438,1421.2319797916432,1391.6783763385413,1371.7330989164345,1359.4750033886123,1353.4424495611463,1352.6723582394598,1356.7468759505907,1365.8338442807044,1380.7110901562135,1402.7683974693168,1433.9841198644483,1476.8752302933888,{"$f":"IFERROR(IF(OR(D51=\"\",'Historical scenario - input'!$D36=\"\"),\"\",D51/'Historical scenario - input'!$D36),\"\")","v":449.04917081871008},{"$f":"IFERROR(IF(OR(E51=\"\",'Historical scenario - input'!$D36=\"\"),\"\",E51/'Historical scenario - input'!$D36),\"\")","v":402.72666018672305},{"$f":"IFERROR(IF(OR(F51=\"\",'Historical scenario - input'!$D36=\"\"),\"\",F51/'Historical scenario - input'!$D36),\"\")","v":365.81409804915927},{"$f":"IFERROR(IF(OR(G51=\"\",'Historical scenario - input'!$D36=\"\"),\"\",G51/'Historical scenario - input'!$D36),\"\")","v":336.55696217776864},{"$f":"IFERROR(IF(OR(H51=\"\",'Historical scenario - input'!$D36=\"\"),\"\",H51/'Historical scenario - input'!$D36),\"\")","v":313.52445006964081},{"$f":"IFERROR(IF(OR(I51=\"\",'Historical scenario - input'!$D36=\"\"),\"\",I51/'Historical scenario - input'!$D36),\"\")","v":295.56180315248884},{"$f":"IFERROR(IF(OR(J51=\"\",'Historical scenario - input'!$D36=\"\"),\"\",J51/'Historical scenario - input'!$D36),\"\")","v":281.73640256094563},{"$f":"IFERROR(IF(OR(K51=\"\",'Historical scenario - input'!$D36=\"\"),\"\",K51/'Historical scenario - input'!$D36),\"\")","v":271.2874959019037},{"$f":"IFERROR(IF(OR(L51=\"\",'Historical scenario - input'!$D36=\"\"),\"\",L51/'Historical scenario - input'!$D36),\"\")","v":263.58563554998574},{"$f":"IFERROR(IF(OR(M51=\"\",'Historical scenario - input'!$D36=\"\"),\"\",M51/'Historical scenario - input'!$D36),\"\")","v":258.10454206226382},{"$f":"IFERROR(IF(OR(N51=\"\",'Historical scenario - input'!$D36=\"\"),\"\",N51/'Historical scenario - input'!$D36),\"\")","v":254.40543544189524},{"$f":"IFERROR(IF(OR(O51=\"\",'Historical scenario - input'!$D36=\"\"),\"\",O51/'Historical scenario - input'!$D36),\"\")","v":252.13201495440583},{"$f":"IFERROR(IF(OR(P51=\"\",'Historical scenario - input'!$D36=\"\"),\"\",P51/'Historical scenario - input'!$D36),\"\")","v":251.01320074447281},{"$f":"IFERROR(IF(OR(Q51=\"\",'Historical scenario - input'!$D36=\"\"),\"\",Q51/'Historical scenario - input'!$D36),\"\")","v":250.87037746625751},{"$f":"IFERROR(IF(OR(R51=\"\",'Historical scenario - input'!$D36=\"\"),\"\",R51/'Historical scenario - input'!$D36),\"\")","v":251.62604885257517},{"$f":"IFERROR(IF(OR(S51=\"\",'Historical scenario - input'!$D36=\"\"),\"\",S51/'Historical scenario - input'!$D36),\"\")","v":253.31134327077896},{"$f":"IFERROR(IF(OR(T51=\"\",'Historical scenario - input'!$D36=\"\"),\"\",T51/'Historical scenario - input'!$D36),\"\")","v":256.07051866585022},{"$f":"IFERROR(IF(OR(U51=\"\",'Historical scenario - input'!$D36=\"\"),\"\",U51/'Historical scenario - input'!$D36),\"\")","v":260.16132822355382},{"$f":"IFERROR(IF(OR(V51=\"\",'Historical scenario - input'!$D36=\"\"),\"\",V51/'Historical scenario - input'!$D36),\"\")","v":265.95068291277136},{"$f":"IFERROR(IF(OR(W51=\"\",'Historical scenario - input'!$D36=\"\"),\"\",W51/'Historical scenario - input'!$D36),\"\")","v":273.90538753707506}]
[{"$f":"IFERROR('Historical scenario - input'!A37,\"\")","v":4},{"$f":"IFERROR('Historical scenario - input'!B37,\"\")","v":"SWITCHGEAR"},{"$f":"IFERROR('Historical scenario - input'!C37,\"\")","v":"> 132 kv ; circuit breaker"},{"$f":"IFERROR(repcalc('Historical scenario - input'!$CV37:$GH37,'Historical scenario - input'!$G37,'Historical scenario - input'!$E37,'Historical scenario - input'!$F37,20,TRUE,TRUE),\"\")","v":0.27732183005875954},0.44882208717850913,0.71058023158545724,1.1005335231425923,1.667428723750928,2.4714270751317988,3.5835015485561468,5.0831100887186267,7.053692323382176,9.5757250690505327,12.717397013930693,16.523409156624556,21.002921932801957,26.118162617586577,31.775561834344977,37.8213866130817,44.043587124868019,50.180941063357338,55.939611268392447,61.016063459992765,{"$f":"IFERROR(IF(OR(D52=\"\",'Historical scenario - input'!$D37=\"\"),\"\",D52/'Historical scenario - input'!$D37),\"\")","v":1.6808466792810259E-3},{"$f":"IFERROR(IF(OR(E52=\"\",'Historical scenario - input'!$D37=\"\"),\"\",E52/'Historical scenario - input'!$D37),\"\")","v":2.7203091608840606E-3},{"$f":"IFERROR(IF(OR(F52=\"\",'Historical scenario - input'!$D37=\"\"),\"\",F52/'Historical scenario - input'!$D37),\"\")","v":4.3068243937741616E-3},{"$f":"IFERROR(IF(OR(G52=\"\",'Historical scenario - input'!$D37=\"\"),\"\",G52/'Historical scenario - input'!$D37),\"\")","v":6.6703299823880754E-3},{"$f":"IFERROR(IF(OR(H52=\"\",'Historical scenario - input'!$D37=\"\"),\"\",H52/'Historical scenario - input'!$D37),\"\")","v":1.0106279886659865E-2},{"$f":"IFERROR(IF(OR(I52=\"\",'Historical scenario - input'!$D37=\"\"),\"\",I52/'Historical scenario - input'!$D37),\"\")","v":1.4979311190324704E-2},{"$f":"IFERROR(IF(OR(J52=\"\",'Historical scenario - input'!$D37=\"\"),\"\",J52/'Historical scenario - input'!$D37),\"\")","v":2.1719590833555298E-2},{"$f":"IFERROR(IF(OR(K52=\"\",'Historical scenario - input'!$D37=\"\"),\"\",K52/'Historical scenario - input'!$D37),\"\")","v":3.0808713151908303E-2},{"$f":"IFERROR(IF(OR(L52=\"\",'Historical scenario - input'!$D37=\"\"),\"\",L52/'Historical scenario - input'!$D37),\"\")","v":4.2752405448625817E-2},{"$f":"IFERROR(IF(OR(M52=\"\",'Historical scenario - input'!$D37=\"\"),\"\",M52/'Historical scenario - input'!$D37),\"\")","v":5.8038437437872632E-2},{"$f":"IFERROR(IF(OR(N52=\"\",'Historical scenario - input'!$D37=\"\"),\"\",N52/'Historical scenario - input'!$D37),\"\")","v":7.7080100529535123E-2},{"$f":"IFERROR(IF(OR(O52=\"\",'Historical scenario - input'!$D37=\"\"),\"\",O52/'Historical scenario - input'!$D37),\"\")","v":0.10014832732579838},{"$f":"IFERROR(IF(OR(P52=\"\",'Historical scenario - input'!$D37=\"\"),\"\",P52/'Historical scenario - input'!$D37),\"\")","v":0.12729863919644835},{"$f":"IFERROR(IF(OR(Q52=\"\",'Historical scenario - input'!$D37=\"\"),\"\",Q52/'Historical scenario - input'!$D37),\"\")","v":0.15830209578304913},{"$f":"IFERROR(IF(OR(R52=\"\",'Historical scenario - input'!$D37=\"\"),\"\",R52/'Historical scenario - input'!$D37),\"\")","v":0.19259157340852348},{"$f":"IFERROR(IF(OR(S52=\"\",'Historical scenario - input'!$D37=\"\"),\"\",S52/'Historical scenario - input'!$D37),\"\")","v":0.22923529705877271},{"$f":"IFERROR(IF(OR(T52=\"\",'Historical scenario - input'!$D37=\"\"),\"\",T52/'Historical scenario - input'!$D37),\"\")","v":0.26694803343383827},{"$f":"IFERROR(IF(OR(U52=\"\",'Historical scenario - input'!$D37=\"\"),\"\",U52/'Historical scenario - input'!$D37),\"\")","v":0.30414651501351175},{"$f":"IFERROR(IF(OR(V52=\"\",'Historical scenario - input'!$D37=\"\"),\"\",V52/'Historical scenario - input'!$D37),\"\")","v":0.33904979575833066},{"$f":"IFERROR(IF(OR(W52=\"\",'Historical scenario - input'!$D37=\"\"),\"\",W52/'Historical scenario - input'!$D37),\"\")","v":0.36981815541819713}]
[{"$f":"IFERROR('Historical scenario - input'!A38,\"\")","v":4},{"$f":"IFERROR('Historical scenario - input'!B38,\"\")","v":"SWITCHGEAR"},{"$f":"IFERROR('Historical scenario - input'!C38,\"\")","v":"> 132 kv ; switch"},{"$f":"IFERROR(repcalc('Historical scenario - input'!$CV38:$GH38,'Historical scenario - input'!$G38,'Historical scenario - input'!$E38,'Historical scenario - input'!$F38,20,TRUE,TRUE),\"\")","v":2.5793821707780089},2.6956713222098165,2.7730959420784544,2.8095175807330182,2.8055823872643986,2.7650578471653708,2.6950427818817846,2.6060626397851148,2.5120758447677729,2.4304236598478095,2.3817534694888041,2.3899329326924432,2.4819512842270792,2.6877771616060242,3.0401142309778684,3.5739720566916016,4.3259557937086122,5.3331794165127517,6.6317268667763729,8.2546249895837072,{"$f":"IFERROR(IF(OR(D53=\"\",'Historical scenario - input'!$D38=\"\"),\"\",D53/'Historical scenario - input'!$D38),\"\")","v":9.0271353928004866E-2},{"$f":"IFERROR(IF(OR(E53=\"\",'Historical scenario - input'!$D38=\"\"),\"\",E53/'Historical scenario - input'!$D38),\"\")","v":9.4341157645273219E-2},{"$f":"IFERROR(IF(OR(F53=\"\",'Historical scenario - input'!$D38=\"\"),\"\",F53/'Historical scenario - input'!$D38),\"\")","v":9.7050808561715315E-2},{"$f":"IFERROR(IF(OR(G53=\"\",'Historical scenario - input'!$D38=\"\"),\"\",G53/'Historical scenario - input'!$D38),\"\")","v":9.8325466761214439E-2},{"$f":"IFERROR(IF(OR(H53=\"\",'Historical scenario - input'!$D38=\"\"),\"\",H53/'Historical scenario - input'!$D38),\"\")","v":9.8187745702890697E-2},{"$f":"IFERROR(IF(OR(I53=\"\",'Historical scenario - input'!$D38=\"\"),\"\",I53/'Historical scenario - input'!$D38),\"\")","v":9.6769497122477524E-2},{"$f":"IFERROR(IF(OR(J53=\"\",'Historical scenario - input'!$D38=\"\"),\"\",J53/'Historical scenario - input'!$D38),\"\")","v":9.4319160444915479E-2},{"$f":"IFERROR(IF(OR(K53=\"\",'Historical scenario - input'!$D38=\"\"),\"\",K53/'Historical scenario - input'!$D38),\"\")","v":9.1205097708973601E-2},{"$f":"IFERROR(IF(OR(L53=\"\",'Historical scenario - input'!$D38=\"\"),\"\",L53/'Historical scenario - input'!$D38),\"\")","v":8.7915815750802109E-2},{"$f":"IFERROR(IF(OR(M53=\"\",'Historical scenario - input'!$D38=\"\"),\"\",M53/'Historical scenario - input'!$D38),\"\")","v":8.5058211566587077E-2},{"$f":"IFERROR(IF(OR(N53=\"\",'Historical scenario - input'!$D38=\"\"),\"\",N53/'Historical scenario - input'!$D38),\"\")","v":8.3354887402600955E-2},{"$f":"IFERROR(IF(OR(O53=\"\",'Historical scenario - input'!$D38=\"\"),\"\",O53/'Historical scenario - input'!$D38),\"\")","v":8.3641146347150488E-2},{"$f":"IFERROR(IF(OR(P53=\"\",'Historical scenario - input'!$D38=\"\"),\"\",P53/'Historical scenario - input'!$D38),\"\")","v":8.6861538142271419E-2},{"$f":"IFERROR(IF(OR(Q53=\"\",'Historical scenario - input'!$D38=\"\"),\"\",Q53/'Historical scenario - input'!$D38),\"\")","v":9.4064883515017239E-2},{"$f":"IFERROR(IF(OR(R53=\"\",'Historical scenario - input'!$D38=\"\"),\"\",R53/'Historical scenario - input'!$D38),\"\")","v":0.10639572174889875},{"$f":"IFERROR(IF(OR(S53=\"\",'Historical scenario - input'!$D38=\"\"),\"\",S53/'Historical scenario - input'!$D38),\"\")","v":0.12507929228691778},{"$f":"IFERROR(IF(OR(T53=\"\",'Historical scenario - input'!$D38=\"\"),\"\",T53/'Historical scenario - input'!$D38),\"\")","v":0.15139667589971181},{"$f":"IFERROR(IF(OR(U53=\"\",'Historical scenario - input'!$D38=\"\"),\"\",U53/'Historical scenario - input'!$D38),\"\")","v":0.18664676065600633},{"$f":"IFERROR(IF(OR(V53=\"\",'Historical scenario - input'!$D38=\"\"),\"\",V53/'Historical scenario - input'!$D38),\"\")","v":0.23209238628026135},{"$f":"IFERROR(IF(OR(W53=\"\",'Historical scenario - input'!$D38=\"\"),\"\",W53/'Historical scenario - input'!$D38),\"\")","v":0.28888940243892036}]
[{"$f":"IFERROR('Historical scenario - input'!A39,\"\")","v":4},{"$f":"IFERROR('Historical scenario - input'!B39,\"\")","v":"SWITCHGEAR"},{"$f":"IFERROR('Historical scenario - input'!C39,\"\")","v":"> 22 kv & < = 33 kv ; circuit breaker"},{"$f":"IFERROR(repcalc('Historical scenario - input'!$CV39:$GH39,'Historical scenario - input'!$G39,'Historical scenario - input'!$E39,'Historical scenario - input'!$F39,20,TRUE,TRUE),\"\")","v":583.0768678591819},539.05325964756821,498.49332218006793,461.35898461392583,427.38806158190766,396.19701155219553,367.37468840145993,340.55709715169246,315.47749416136173,291.99060645576697,270.07360565524311,249.80927335580071,231.35829140625719,214.92777718099921,200.74225653360836,189.02155751712641,179.96800899197453,173.76322280553848,170.57294338242218,170.5571805893502,{"$f":"IFERROR(IF(OR(D54=\"\",'Historical scenario - input'!$D39=\"\"),\"\",D54/'Historical scenario - input'!$D39),\"\")","v":5.9249416209932901},{"$f":"IFERROR(IF(OR(E54=\"\",'Historical scenario - input'!$D39=\"\"),\"\",E54/'Historical scenario - input'!$D39),\"\")","v":5.4775952710052014},{"$f":"IFERROR(IF(OR(F54=\"\",'Historical scenario - input'!$D39=\"\"),\"\",F54/'Historical scenario - input'!$D39),\"\")","v":5.0654450470931875},{"$f":"IFERROR(IF(OR(G54=\"\",'Historical scenario - input'!$D39=\"\"),\"\",G54/'Historical scenario - input'!$D39),\"\")","v":4.6881040919949886},{"$f":"IFERROR(IF(OR(H54=\"\",'Historical scenario - input'!$D39=\"\"),\"\",H54/'Historical scenario - input'!$D39),\"\")","v":4.3429082063908053},{"$f":"IFERROR(IF(OR(I54=\"\",'Historical scenario - input'!$D39=\"\"),\"\",I54/'Historical scenario - input'!$D39),\"\")","v":4.0259600290397577},{"$f":"IFERROR(IF(OR(J54=\"\",'Historical scenario - input'!$D39=\"\"),\"\",J54/'Historical scenario - input'!$D39),\"\")","v":3.7330816943589267},{"$f":"IFERROR(IF(OR(K54=\"\",'Historical scenario - input'!$D39=\"\"),\"\",K54/'Historical scenario - input'!$D39),\"\")","v":3.4605744636160556},{"$f":"IFERROR(IF(OR(L54=\"\",'Historical scenario - input'!$D39=\"\"),\"\",L54/'Historical scenario - input'!$D39),\"\")","v":3.2057278185399465},{"$f":"IFERROR(IF(OR(M54=\"\",'Historical scenario - input'!$D39=\"\"),\"\",M54/'Historical scenario - input'!$D39),\"\")","v":2.9670655662962475},{"$f":"IFERROR(IF(OR(N54=\"\",'Historical scenario - input'!$D39=\"\"),\"\",N54/'Historical scenario - input'!$D39),\"\")","v":2.744355736068977},{"$f":"IFERROR(IF(OR(O54=\"\",'Historical scenario - input'!$D39=\"\"),\"\",O54/'Historical scenario - input'!$D39),\"\")","v":2.5384395139018481},{"$f":"IFERROR(IF(OR(P54=\"\",'Historical scenario - input'!$D39=\"\"),\"\",P54/'Historical scenario - input'!$D39),\"\")","v":2.3509496700628567},{"$f":"IFERROR(IF(OR(Q54=\"\",'Historical scenario - input'!$D39=\"\"),\"\",Q54/'Historical scenario - input'!$D39),\"\")","v":2.1839908298931516},{"$f":"IFERROR(IF(OR(R54=\"\",'Historical scenario - input'!$D39=\"\"),\"\",R54/'Historical scenario - input'!$D39),\"\")","v":2.039844515175202},{"$f":"IFERROR(IF(OR(S54=\"\",'Historical scenario - input'!$D39=\"\"),\"\",S54/'Historical scenario - input'!$D39),\"\")","v":1.9207445109427235},{"$f":"IFERROR(IF(OR(T54=\"\",'Historical scenario - input'!$D39=\"\"),\"\",T54/'Historical scenario - input'!$D39),\"\")","v":1.8287467840026972},{"$f":"IFERROR(IF(OR(U54=\"\",'Historical scenario - input'!$D39=\"\"),\"\",U54/'Historical scenario - input'!$D39),\"\")","v":1.7656967850199596},{"$f":"IFERROR(IF(OR(V54=\"\",'Historical scenario - input'!$D39=\"\"),\"\",V54/'Historical scenario - input'!$D39),\"\")","v":1.7332787276787016},{"$f":"IFERROR(IF(OR(W54=\"\",'Historical scenario - input'!$D39=\"\"),\"\",W54/'Historical scenario - input'!$D39),\"\")","v":1.7331185538939342}]
[{"$f":"IFERROR('Historical scenario - input'!A40,\"\")","v":4},{"$f":"IFERROR('Historical scenario - input'!B40,\"\")","v":"SWITCHGEAR"},{"$f":"IFERROR('Historical scenario - input'!C40,\"\")","v":"> 22 kv & < = 33 kv ; switch"},{"$f":"IFERROR(repcalc('Historical scenario - input'!$CV40:$GH40,'Historical scenario - input'!$G40,'Historical scenario - input'!$E40,'Historical scenario - input'!$F40,20,TRUE,TRUE),\"\")","v":185.15756239561154},182.31559310116549,179.37487513673577,176.18027548839123,172.67984386731317,168.9090608230002,164.97087874811646,161.01274621129627,157.20228371945691,153.70362271942093,150.65652943861477,148.16026106851672,146.26365020810653,144.96224294286074,144.20252414263379,143.89246855757622,143.91697519902408,144.15627144277227,144.50517173566351,144.89115760684837,{"$f":"IFERROR(IF(OR(D55=\"\",'Historical scenario - input'!$D40=\"\"),\"\",D55/'Historical scenario - input'!$D40),\"\")","v":27.477994822351061},{"$f":"IFERROR(IF(OR(E55=\"\",'Historical scenario - input'!$D40=\"\"),\"\",E55/'Historical scenario - input'!$D40),\"\")","v":27.056237176874948},{"$f":"IFERROR(IF(OR(F55=\"\",'Historical scenario - input'!$D40=\"\"),\"\",F55/'Historical scenario - input'!$D40),\"\")","v":26.619824902079795},{"$f":"IFERROR(IF(OR(G55=\"\",'Historical scenario - input'!$D40=\"\"),\"\",G55/'Historical scenario - input'!$D40),\"\")","v":26.14573574546657},{"$f":"IFERROR(IF(OR(H55=\"\",'Historical scenario - input'!$D40=\"\"),\"\",H55/'Historical scenario - input'!$D40),\"\")","v":25.626260112305737},{"$f":"IFERROR(IF(OR(I55=\"\",'Historical scenario - input'!$D40=\"\"),\"\",I55/'Historical scenario - input'!$D40),\"\")","v":25.066663433524354},{"$f":"IFERROR(IF(OR(J55=\"\",'Historical scenario - input'!$D40=\"\"),\"\",J55/'Historical scenario - input'!$D40),\"\")","v":24.482224184794561},{"$f":"IFERROR(IF(OR(K55=\"\",'Historical scenario - input'!$D40=\"\"),\"\",K55/'Historical scenario - input'!$D40),\"\")","v":23.894824221510628},{"$f":"IFERROR(IF(OR(L55=\"\",'Historical scenario - input'!$D40=\"\"),\"\",L55/'Historical scenario - input'!$D40),\"\")","v":23.329338981443513},{"$f":"IFERROR(IF(OR(M55=\"\",'Historical scenario - input'!$D40=\"\"),\"\",M55/'Historical scenario - input'!$D40),\"\")","v":22.810126114303127},{"$f":"IFERROR(IF(OR(N55=\"\",'Historical scenario - input'!$D40=\"\"),\"\",N55/'Historical scenario - input'!$D40),\"\")","v":22.357927390632756},{"$f":"IFERROR(IF(OR(O55=\"\",'Historical scenario - input'!$D40=\"\"),\"\",O55/'Historical scenario - input'!$D40),\"\")","v":21.987472906023605},{"$f":"IFERROR(IF(OR(P55=\"\",'Historical scenario - input'!$D40=\"\"),\"\",P55/'Historical scenario - input'!$D40),\"\")","v":21.706009579718756},{"$f":"IFERROR(IF(OR(Q55=\"\",'Historical scenario - input'!$D40=\"\"),\"\",Q55/'Historical scenario - input'!$D40),\"\")","v":21.512876436067902},{"$f":"IFERROR(IF(OR(R55=\"\",'Historical scenario - input'!$D40=\"\"),\"\",R55/'Historical scenario - input'!$D40),\"\")","v":21.400131652711575},{"$f":"IFERROR(IF(OR(S55=\"\",'Historical scenario - input'!$D40=\"\"),\"\",S55/'Historical scenario - input'!$D40),\"\")","v":21.35411837812196},{"$f":"IFERROR(IF(OR(T55=\"\",'Historical scenario - input'!$D40=\"\"),\"\",T55/'Historical scenario - input'!$D40),\"\")","v":21.357755244788951},{"$f":"IFERROR(IF(OR(U55=\"\",'Historical scenario - input'!$D40=\"\"),\"\",U55/'Historical scenario - input'!$D40),\"\")","v":21.3932675990328},{"$f":"IFERROR(IF(OR(V55=\"\",'Historical scenario - input'!$D40=\"\"),\"\",V55/'Historical scenario - input'!$D40),\"\")","v":21.445045556776154},{"$f":"IFERROR(IF(OR(W55=\"\",'Historical scenario - input'!$D40=\"\"),\"\",W55/'Historical scenario - input'!$D40),\"\")","v":21.502327137029717}]
[{"$f":"IFERROR('Historical scenario - input'!A41,\"\")","v":4},{"$f":"IFERROR('Historical scenario - input'!B41,\"\")","v":"SWITCHGEAR"},{"$f":"IFERROR('Historical scenario - input'!C41,\"\")","v":"> 33 kv & < = 66 kv ; circuit breaker"},{"$f":"IFERROR(repcalc('Historical scenario - input'!$CV41:$GH41,'Historical scenario - input'!$G41,'Historical scenario - input'!$E41,'Historical scenario - input'!$F41,20,TRUE,TRUE),\"\")","v":2513.9152643284201},2242.3649725987516,2043.2996460411568,1899.2894711131974,1796.3876564114951,1723.6473507101641,1672.6018700250547,1636.794533683008,1611.3984421896434,1592.9317708319318,1579.0525270267815,1568.4070897471831,1560.5062586559061,1555.6074051059006,1554.5883713166666,1558.8056511248324,1569.9348748383845,1589.7954979513738,1620.1643249247716,1662.5847926345966,{"$f":"IFERROR(IF(OR(D56=\"\",'Historical scenario - input'!$D41=\"\"),\"\",D56/'Historical scenario - input'!$D41),\"\")","v":15.236831962146645},{"$f":"IFERROR(IF(OR(E56=\"\",'Historical scenario - input'!$D41=\"\"),\"\",E56/'Historical scenario - input'!$D41),\"\")","v":13.590966557267063},{"$f":"IFERROR(IF(OR(F56=\"\",'Historical scenario - input'!$D41=\"\"),\"\",F56/'Historical scenario - input'!$D41),\"\")","v":12.384432282509714},{"$f":"IFERROR(IF(OR(G56=\"\",'Historical scenario - input'!$D41=\"\"),\"\",G56/'Historical scenario - input'!$D41),\"\")","v":11.511587096614855},{"$f":"IFERROR(IF(OR(H56=\"\",'Historical scenario - input'!$D41=\"\"),\"\",H56/'Historical scenario - input'!$D41),\"\")","v":10.887899543793282},{"$f":"IFERROR(IF(OR(I56=\"\",'Historical scenario - input'!$D41=\"\"),\"\",I56/'Historical scenario - input'!$D41),\"\")","v":10.447020795581997},{"$f":"IFERROR(IF(OR(J56=\"\",'Historical scenario - input'!$D41=\"\"),\"\",J56/'Historical scenario - input'!$D41),\"\")","v":10.137634308828716},{"$f":"IFERROR(IF(OR(K56=\"\",'Historical scenario - input'!$D41=\"\"),\"\",K56/'Historical scenario - input'!$D41),\"\")","v":9.9206061636889142},{"$f":"IFERROR(IF(OR(L56=\"\",'Historical scenario - input'!$D41=\"\"),\"\",L56/'Historical scenario - input'!$D41),\"\")","v":9.7666805385612623},{"$f":"IFERROR(IF(OR(M56=\"\",'Historical scenario - input'!$D41=\"\"),\"\",M56/'Historical scenario - input'!$D41),\"\")","v":9.6547541055703689},{"$f":"IFERROR(IF(OR(N56=\"\",'Historical scenario - input'!$D41=\"\"),\"\",N56/'Historical scenario - input'!$D41),\"\")","v":9.5706320555468434},{"$f":"IFERROR(IF(OR(O56=\"\",'Historical scenario - input'!$D41=\"\"),\"\",O56/'Historical scenario - input'!$D41),\"\")","v":9.5061100959985598},{"$f":"IFERROR(IF(OR(P56=\"\",'Historical scenario - input'!$D41=\"\"),\"\",P56/'Historical scenario - input'!$D41),\"\")","v":9.4582231853268706},{"$f":"IFERROR(IF(OR(Q56=\"\",'Historical scenario - input'!$D41=\"\"),\"\",Q56/'Historical scenario - input'!$D41),\"\")","v":9.4285312504364001},{"$f":"IFERROR(IF(OR(R56=\"\",'Historical scenario - input'!$D41=\"\"),\"\",R56/'Historical scenario - input'!$D41),\"\")","v":9.4223548900671261},{"$f":"IFERROR(IF(OR(S56=\"\",'Historical scenario - input'!$D41=\"\"),\"\",S56/'Historical scenario - input'!$D41),\"\")","v":9.4479158088006159},{"$f":"IFERROR(IF(OR(T56=\"\",'Historical scenario - input'!$D41=\"\"),\"\",T56/'Historical scenario - input'!$D41),\"\")","v":9.515369996297995},{"$f":"IFERROR(IF(OR(U56=\"\",'Historical scenario - input'!$D41=\"\"),\"\",U56/'Historical scenario - input'!$D41),\"\")","v":9.6357451661894054},{"$f":"IFERROR(IF(OR(V56=\"\",'Historical scenario - input'!$D41=\"\"),\"\",V56/'Historical scenario - input'!$D41),\"\")","v":9.8198105243369405},{"$f":"IFERROR(IF(OR(W56=\"\",'Historical scenario - input'!$D41=\"\"),\"\",W56/'Historical scenario - input'!$D41),\"\")","v":10.076920836455175}]
[{"$f":"IFERROR('Historical scenario - input'!A42,\"\")","v":4},{"$f":"IFERROR('Historical scenario - input'!B42,\"\")","v":"SWITCHGEAR"},{"$f":"IFERROR('Historical scenario - input'!C42,\"\")","v":"> 33 kv & < = 66 kv ; switch"},{"$f":"IFERROR(repcalc('Historical scenario - input'!$CV42:$GH42,'Historical scenario - input'!$G42,'Historical scenario - input'!$E42,'Historical scenario - input'!$F42,20,TRUE,TRUE),\"\")","v":340.75159068092171},371.22494977489532,402.53804183038017,434.47813038490631,466.89379870760331,499.710573014825,532.93681233886468,566.65815868836864,601.02007257250591,636.19938773262595,672.36724654822444,709.64704779471685,748.07197937192518,787.54717658686673,827.8214477855156,868.47281608312198,908.91088548083565,948.39737104606604,986.08421561992259,1021.0667684062909,{"$f":"IFERROR(IF(OR(D57=\"\",'Historical scenario - input'!$D42=\"\"),\"\",D57/'Historical scenario - input'!$D42),\"\")","v":11.925378019733337},{"$f":"IFERROR(IF(OR(E57=\"\",'Historical scenario - input'!$D42=\"\"),\"\",E57/'Historical scenario - input'!$D42),\"\")","v":12.991862628067876},{"$f":"IFERROR(IF(OR(F57=\"\",'Historical scenario - input'!$D42=\"\"),\"\",F57/'Historical scenario - input'!$D42),\"\")","v":14.087735603986085},{"$f":"IFERROR(IF(OR(G57=\"\",'Historical scenario - input'!$D42=\"\"),\"\",G57/'Historical scenario - input'!$D42),\"\")","v":15.205551750450251},{"$f":"IFERROR(IF(OR(H57=\"\",'Historical scenario - input'!$D42=\"\"),\"\",H57/'Historical scenario - input'!$D42),\"\")","v":16.340011894093244},{"$f":"IFERROR(IF(OR(I57=\"\",'Historical scenario - input'!$D42=\"\"),\"\",I57/'Historical scenario - input'!$D42),\"\")","v":17.488509655233123},{"$f":"IFERROR(IF(OR(J57=\"\",'Historical scenario - input'!$D42=\"\"),\"\",J57/'Historical scenario - input'!$D42),\"\")","v":18.651337577243723},{"$f":"IFERROR(IF(OR(K57=\"\",'Historical scenario - input'!$D42=\"\"),\"\",K57/'Historical scenario - input'!$D42),\"\")","v":19.831492897277876},{"$f":"IFERROR(IF(OR(L57=\"\",'Historical scenario - input'!$D42=\"\"),\"\",L57/'Historical scenario - input'!$D42),\"\")","v":21.034066337158233},{"$f":"IFERROR(IF(OR(M57=\"\",'Historical scenario - input'!$D42=\"\"),\"\",M57/'Historical scenario - input'!$D42),\"\")","v":22.265246596424024},{"$f":"IFERROR(IF(OR(N57=\"\",'Historical scenario - input'!$D42=\"\"),\"\",N57/'Historical scenario - input'!$D42),\"\")","v":23.531023192443609},{"$f":"IFERROR(IF(OR(O57=\"\",'Historical scenario - input'!$D42=\"\"),\"\",O57/'Historical scenario - input'!$D42),\"\")","v":24.835714746418621},{"$f":"IFERROR(IF(OR(P57=\"\",'Historical scenario - input'!$D42=\"\"),\"\",P57/'Historical scenario - input'!$D42),\"\")","v":26.180482744492863},{"$f":"IFERROR(IF(OR(Q57=\"\",'Historical scenario - input'!$D42=\"\"),\"\",Q57/'Historical scenario - input'!$D42),\"\")","v":27.562007180669355},{"$f":"IFERROR(IF(OR(R57=\"\",'Historical scenario - input'!$D42=\"\"),\"\",R57/'Historical scenario - input'!$D42),\"\")","v":28.971497030895421},{"$f":"IFERROR(IF(OR(S57=\"\",'Historical scenario - input'!$D42=\"\"),\"\",S57/'Historical scenario - input'!$D42),\"\")","v":30.394184252984751},{"$f":"IFERROR(IF(OR(T57=\"\",'Historical scenario - input'!$D42=\"\"),\"\",T57/'Historical scenario - input'!$D42),\"\")","v":31.809406594257727},{"$f":"IFERROR(IF(OR(U57=\"\",'Historical scenario - input'!$D42=\"\"),\"\",U57/'Historical scenario - input'!$D42),\"\")","v":33.191326091963191},{"$f":"IFERROR(IF(OR(V57=\"\",'Historical scenario - input'!$D42=\"\"),\"\",V57/'Historical scenario - input'!$D42),\"\")","v":34.51026305427078},{"$f":"IFERROR(IF(OR(W57=\"\",'Historical scenario - input'!$D42=\"\"),\"\",W57/'Historical scenario - input'!$D42),\"\")","v":35.73455716611651}]
[{"$f":"IFERROR('Historical scenario - input'!A43,\"\")","v":4},{"$f":"IFERROR('Historical scenario - input'!B43,\"\")","v":"SWITCHGEAR"},{"$f":"IFERROR('Historical scenario - input'!C43,\"\")","v":"> 66 kv & < = 132 kv ; circuit breaker"},{"$f":"IFERROR(repcalc('Historical scenario - input'!$CV43:$GH43,'Historical scenario - input'!$G43,'Historical scenario - input'!$E43,'Historical scenario - input'!$F43,20,TRUE,TRUE),\"\")","v":155.48746599734434},152.81752290209093,149.70342200869464,146.74831864804804,144.55912741778218,143.69962015603514,144.6470507995966,147.75596335319247,153.23200452792099,161.11756261565174,171.29003790653968,183.47263349470532,197.25680151029502,212.13489292696073,227.54109530934016,242.8983339764718,257.668396228137,271.40208979860569,283.7857964105184,294.68042126019975,{"$f":"IFERROR(IF(OR(D58=\"\",'Historical scenario - input'!$D43=\"\"),\"\",D58/'Historical scenario - input'!$D43),\"\")","v":0.94240900846529885},{"$f":"IFERROR(IF(OR(E58=\"\",'Historical scenario - input'!$D43=\"\"),\"\",E58/'Historical scenario - input'!$D43),\"\")","v":0.9262264923446778},{"$f":"IFERROR(IF(OR(F58=\"\",'Historical scenario - input'!$D43=\"\"),\"\",F58/'Historical scenario - input'!$D43),\"\")","v":0.90735193730333041},{"$f":"IFERROR(IF(OR(G58=\"\",'Historical scenario - input'!$D43=\"\"),\"\",G58/'Historical scenario - input'!$D43),\"\")","v":0.88944106577322912},{"$f":"IFERROR(IF(OR(H58=\"\",'Historical scenario - input'!$D43=\"\"),\"\",H58/'Historical scenario - input'!$D43),\"\")","v":0.87617238508940465},{"$f":"IFERROR(IF(OR(I58=\"\",'Historical scenario - input'!$D43=\"\"),\"\",I58/'Historical scenario - input'!$D43),\"\")","v":0.87096291446670127},{"$f":"IFERROR(IF(OR(J58=\"\",'Historical scenario - input'!$D43=\"\"),\"\",J58/'Historical scenario - input'!$D43),\"\")","v":0.8767052884108727},{"$f":"IFERROR(IF(OR(K58=\"\",'Historical scenario - input'!$D43=\"\"),\"\",K58/'Historical scenario - input'!$D43),\"\")","v":0.89554839694213939},{"$f":"IFERROR(IF(OR(L58=\"\",'Historical scenario - input'!$D43=\"\"),\"\",L58/'Historical scenario - input'!$D43),\"\")","v":0.92873866408482475},{"$f":"IFERROR(IF(OR(M58=\"\",'Historical scenario - input'!$D43=\"\"),\"\",M58/'Historical scenario - input'!$D43),\"\")","v":0.97653300513338726},{"$f":"IFERROR(IF(OR(N58=\"\",'Historical scenario - input'!$D43=\"\"),\"\",N58/'Historical scenario - input'!$D43),\"\")","v":1.0381883436587909},{"$f":"IFERROR(IF(OR(O58=\"\",'Historical scenario - input'!$D43=\"\"),\"\",O58/'Historical scenario - input'!$D43),\"\")","v":1.1120270145454398},{"$f":"IFERROR(IF(OR(P58=\"\",'Historical scenario - input'!$D43=\"\"),\"\",P58/'Historical scenario - input'!$D43),\"\")","v":1.1955728105282031},{"$f":"IFERROR(IF(OR(Q58=\"\",'Historical scenario - input'!$D43=\"\"),\"\",Q58/'Historical scenario - input'!$D43),\"\")","v":1.2857488725657404},{"$f":"IFERROR(IF(OR(R58=\"\",'Historical scenario - input'!$D43=\"\"),\"\",R58/'Historical scenario - input'!$D43),\"\")","v":1.3791258133902948},{"$f":"IFERROR(IF(OR(S58=\"\",'Historical scenario - input'!$D43=\"\"),\"\",S58/'Historical scenario - input'!$D43),\"\")","v":1.4722059853014098},{"$f":"IFERROR(IF(OR(T58=\"\",'Historical scenario - input'!$D43=\"\"),\"\",T58/'Historical scenario - input'!$D43),\"\")","v":1.5617272829332092},{"$f":"IFERROR(IF(OR(U58=\"\",'Historical scenario - input'!$D43=\"\"),\"\",U58/'Historical scenario - input'!$D43),\"\")","v":1.6449671534738526},{"$f":"IFERROR(IF(OR(V58=\"\",'Historical scenario - input'!$D43=\"\"),\"\",V58/'Historical scenario - input'!$D43),\"\")","v":1.7200247575990439},{"$f":"IFERROR(IF(OR(W58=\"\",'Historical scenario - input'!$D43=\"\"),\"\",W58/'Historical scenario - input'!$D43),\"\")","v":1.7860570421715185}]
[{"$f":"IFERROR('Historical scenario - input'!A44,\"\")","v":4},{"$f":"IFERROR('Historical scenario - input'!B44,\"\")","v":"SWITCHGEAR"},{"$f":"IFERROR('Historical scenario - input'!C44,\"\")","v":"> 66 kv & < = 132 kv ; switch"},{"$f":"IFERROR(repcalc('Historical scenario - input'!$CV44:$GH44,'Historical scenario - input'!$G44,'Historical scenario - input'!$E44,'Historical scenario - input'!$F44,20,TRUE,TRUE),\"\")","v":73.508800343470824},76.574622959372846,79.174171035901963,81.400038909372682,83.381903571024765,85.273129022749472,87.23389463453573,89.412915141254871,91.930139736967945,94.862769204762373,98.236507084906137,102.02322882030685,106.14533683580035,110.48612991190552,114.90471458991152,119.25345613754052,123.39578068823175,127.22230142813959,130.66368461285222,133.69927960943406,{"$f":"IFERROR(IF(OR(D59=\"\",'Historical scenario - input'!$D44=\"\"),\"\",D59/'Historical scenario - input'!$D44),\"\")","v":2.5726078933960328},{"$f":"IFERROR(IF(OR(E59=\"\",'Historical scenario - input'!$D44=\"\"),\"\",E59/'Historical scenario - input'!$D44),\"\")","v":2.679903338629376},{"$f":"IFERROR(IF(OR(F59=\"\",'Historical scenario - input'!$D44=\"\"),\"\",F59/'Historical scenario - input'!$D44),\"\")","v":2.770880444359483},{"$f":"IFERROR(IF(OR(G59=\"\",'Historical scenario - input'!$D44=\"\"),\"\",G59/'Historical scenario - input'!$D44),\"\")","v":2.8487797602807232},{"$f":"IFERROR(IF(OR(H59=\"\",'Historical scenario - input'!$D44=\"\"),\"\",H59/'Historical scenario - input'!$D44),\"\")","v":2.9181396280569043},{"$f":"IFERROR(IF(OR(I59=\"\",'Historical scenario - input'!$D44=\"\"),\"\",I59/'Historical scenario - input'!$D44),\"\")","v":2.9843273702396753},{"$f":"IFERROR(IF(OR(J59=\"\",'Historical scenario - input'!$D44=\"\"),\"\",J59/'Historical scenario - input'!$D44),\"\")","v":3.0529488287101083},{"$f":"IFERROR(IF(OR(K59=\"\",'Historical scenario - input'!$D44=\"\"),\"\",K59/'Historical scenario - input'!$D44),\"\")","v":3.1292086143312106},{"$f":"IFERROR(IF(OR(L59=\"\",'Historical scenario - input'!$D44=\"\"),\"\",L59/'Historical scenario - input'!$D44),\"\")","v":3.21730462234826},{"$f":"IFERROR(IF(OR(M59=\"\",'Historical scenario - input'!$D44=\"\"),\"\",M59/'Historical scenario - input'!$D44),\"\")","v":3.3199386699997242},{"$f":"IFERROR(IF(OR(N59=\"\",'Historical scenario - input'!$D44=\"\"),\"\",N59/'Historical scenario - input'!$D44),\"\")","v":3.4380103112202702},{"$f":"IFERROR(IF(OR(O59=\"\",'Historical scenario - input'!$D44=\"\"),\"\",O59/'Historical scenario - input'!$D44),\"\")","v":3.5705352630772964},{"$f":"IFERROR(IF(OR(P59=\"\",'Historical scenario - input'!$D44=\"\"),\"\",P59/'Historical scenario - input'!$D44),\"\")","v":3.7147978216898658},{"$f":"IFERROR(IF(OR(Q59=\"\",'Historical scenario - input'!$D44=\"\"),\"\",Q59/'Historical scenario - input'!$D44),\"\")","v":3.8667137620807894},{"$f":"IFERROR(IF(OR(R59=\"\",'Historical scenario - input'!$D44=\"\"),\"\",R59/'Historical scenario - input'!$D44),\"\")","v":4.0213521967602182},{"$f":"IFERROR(IF(OR(S59=\"\",'Historical scenario - input'!$D44=\"\"),\"\",S59/'Historical scenario - input'!$D44),\"\")","v":4.1735463120157448},{"$f":"IFERROR(IF(OR(T59=\"\",'Historical scenario - input'!$D44=\"\"),\"\",T59/'Historical scenario - input'!$D44),\"\")","v":4.3185163943232157},{"$f":"IFERROR(IF(OR(U59=\"\",'Historical scenario - input'!$D44=\"\"),\"\",U59/'Historical scenario - input'!$D44),\"\")","v":4.4524342029901192},{"$f":"IFERROR(IF(OR(V59=\"\",'Historical scenario - input'!$D44=\"\"),\"\",V59/'Historical scenario - input'!$D44),\"\")","v":4.5728732457145931},{"$f":"IFERROR(IF(OR(W59=\"\",'Historical scenario - input'!$D44=\"\"),\"\",W59/'Historical scenario - input'!$D44),\"\")","v":4.6791108065626874}]
[{"$f":"IFERROR('Historical scenario - input'!A45,\"\")","v":5},{"$f":"IFERROR('Historical scenario - input'!B45,\"\")","v":"TRANSFORMERS"},{"$f":"IFERROR('Historical scenario - input'!C45,\"\")","v":"ground outdoor / indoor chamber mounted ; ˂ 22 kv ; < = 60 kva ; single phase"},{"$f":"IFERROR(repcalc('Historical scenario - input'!$CV45:$GH45,'Historical scenario - input'!$G45,'Historical scenario - input'!$E45,'Historical scenario - input'!$F45,20,TRUE,TRUE),\"\")","v":3.2388730235300478E-2},4.9863103895308764E-2,7.5395752532476573E-2,0.11196870221654666,0.16331595319777106,0.23396063139134568,0.32918434718467343,0.45490194277073243,0.61741707750779229,0.82304147523051596,1.0775738596671918,1.385653435616901,1.7500258045206694,2.1707836468098929,2.6446663760380353,3.1645175900162275,3.7190019507143957,4.2926706943749204,4.8664360352067808,5.4184709158378146,{"$f":"IFERROR(IF(OR(D60=\"\",'Historical scenario - input'!$D45=\"\"),\"\",D60/'Historical scenario - input'!$D45),\"\")","v":4.8905239308408819E-4},{"$f":"IFERROR(IF(OR(E60=\"\",'Historical scenario - input'!$D45=\"\"),\"\",E60/'Historical scenario - input'!$D45),\"\")","v":7.5290602964185756E-4},{"$f":"IFERROR(IF(OR(F60=\"\",'Historical scenario - input'!$D45=\"\"),\"\",F60/'Historical scenario - input'!$D45),\"\")","v":1.1384352809297865E-3},{"$f":"IFERROR(IF(OR(G60=\"\",'Historical scenario - input'!$D45=\"\"),\"\",G60/'Historical scenario - input'!$D45),\"\")","v":1.6906671355038313E-3},{"$f":"IFERROR(IF(OR(H60=\"\",'Historical scenario - input'!$D45=\"\"),\"\",H60/'Historical scenario - input'!$D45),\"\")","v":2.4659829872900824E-3},{"$f":"IFERROR(IF(OR(I60=\"\",'Historical scenario - input'!$D45=\"\"),\"\",I60/'Historical scenario - input'!$D45),\"\")","v":3.5326796030026694E-3},{"$f":"IFERROR(IF(OR(J60=\"\",'Historical scenario - input'!$D45=\"\"),\"\",J60/'Historical scenario - input'!$D45),\"\")","v":4.9705064566262815E-3},{"$f":"IFERROR(IF(OR(K60=\"\",'Historical scenario - input'!$D45=\"\"),\"\",K60/'Historical scenario - input'!$D45),\"\")","v":6.8687744815681788E-3},{"$f":"IFERROR(IF(OR(L60=\"\",'Historical scenario - input'!$D45=\"\"),\"\",L60/'Historical scenario - input'!$D45),\"\")","v":9.3226655411478669E-3},{"$f":"IFERROR(IF(OR(M60=\"\",'Historical scenario - input'!$D45=\"\"),\"\",M60/'Historical scenario - input'!$D45),\"\")","v":1.2427483267937625E-2},{"$f":"IFERROR(IF(OR(N60=\"\",'Historical scenario - input'!$D45=\"\"),\"\",N60/'Historical scenario - input'!$D45),\"\")","v":1.6270785269029506E-2},{"$f":"IFERROR(IF(OR(O60=\"\",'Historical scenario - input'!$D45=\"\"),\"\",O60/'Historical scenario - input'!$D45),\"\")","v":2.0922621039804006E-2},{"$f":"IFERROR(IF(OR(P60=\"\",'Historical scenario - input'!$D45=\"\"),\"\",P60/'Historical scenario - input'!$D45),\"\")","v":2.642444768418073E-2},{"$f":"IFERROR(IF(OR(Q60=\"\",'Historical scenario - input'!$D45=\"\"),\"\",Q60/'Historical scenario - input'!$D45),\"\")","v":3.2777664626787842E-2},{"$f":"IFERROR(IF(OR(R60=\"\",'Historical scenario - input'!$D45=\"\"),\"\",R60/'Historical scenario - input'!$D45),\"\")","v":3.9933038767316943E-2},{"$f":"IFERROR(IF(OR(S60=\"\",'Historical scenario - input'!$D45=\"\"),\"\",S60/'Historical scenario - input'!$D45),\"\")","v":4.7782512284701484E-2},{"$f":"IFERROR(IF(OR(T60=\"\",'Historical scenario - input'!$D45=\"\"),\"\",T60/'Historical scenario - input'!$D45),\"\")","v":5.6154927676015272E-2},{"$f":"IFERROR(IF(OR(U60=\"\",'Historical scenario - input'!$D45=\"\"),\"\",U60/'Historical scenario - input'!$D45),\"\")","v":6.4817016923927384E-2},{"$f":"IFERROR(IF(OR(V60=\"\",'Historical scenario - input'!$D45=\"\"),\"\",V60/'Historical scenario - input'!$D45),\"\")","v":7.348056473713252E-2},{"$f":"IFERROR(IF(OR(W60=\"\",'Historical scenario - input'!$D45=\"\"),\"\",W60/'Historical scenario - input'!$D45),\"\")","v":8.1815994297882985E-2}]
[{"$f":"IFERROR('Historical scenario - input'!A46,\"\")","v":5},{"$f":"IFERROR('Historical scenario - input'!B46,\"\")","v":"TRANSFORMERS"},{"$f":"IFERROR('Historical scenario - input'!C46,\"\")","v":"ground outdoor / indoor chamber mounted ; ˂ 22 kv ; > 60 kva and < = 600 kva ; multiple phase"},{"$f":"IFERROR(repcalc('Historical scenario - input'!$CV46:$GH46,'Historical scenario - input'!$G46,'Historical scenario - input'!$E46,'Historical scenario - input'!$F46,20,TRUE,TRUE),\"\")","v":0.17575949803565141},0.24480316772885688,0.33521712543689763,0.45133200957641978,0.59756009282249689,0.77811269468335986,0.99665390363669715,1.2559101790643425,1.5572659644404783,1.9003843661076494,2.2828975485247835,2.7002123496555859,3.1454718864110083,3.6097035447570422,4.0821685240716716,4.5509095485035971,5.0034734379009915,5.4277660096193898,5.8129800813694432,6.1505245305959058,{"$f":"IFERROR(IF(OR(D61=\"\",'Historical scenario - input'!$D46=\"\"),\"\",D61/'Historical scenario - input'!$D46),\"\")","v":2.6538738165138198E-3},{"$f":"IFERROR(IF(OR(E61=\"\",'Historical scenario - input'!$D46=\"\"),\"\",E61/'Historical scenario - input'!$D46),\"\")","v":3.6963960656252693E-3},{"$f":"IFERROR(IF(OR(F61=\"\",'Historical scenario - input'!$D46=\"\"),\"\",F61/'Historical scenario - input'!$D46),\"\")","v":5.0615981610482195E-3},{"$f":"IFERROR(IF(OR(G61=\"\",'Historical scenario - input'!$D46=\"\"),\"\",G61/'Historical scenario - input'!$D46),\"\")","v":6.8148704118764902E-3},{"$f":"IFERROR(IF(OR(H61=\"\",'Historical scenario - input'!$D46=\"\"),\"\",H61/'Historical scenario - input'!$D46),\"\")","v":9.0228357605659261E-3},{"$f":"IFERROR(IF(OR(I61=\"\",'Historical scenario - input'!$D46=\"\"),\"\",I61/'Historical scenario - input'!$D46),\"\")","v":1.1749082864917545E-2},{"$f":"IFERROR(IF(OR(J61=\"\",'Historical scenario - input'!$D46=\"\"),\"\",J61/'Historical scenario - input'!$D46),\"\")","v":1.5048937488722243E-2},{"$f":"IFERROR(IF(OR(K61=\"\",'Historical scenario - input'!$D46=\"\"),\"\",K61/'Historical scenario - input'!$D46),\"\")","v":1.8963567701109178E-2},{"$f":"IFERROR(IF(OR(L61=\"\",'Historical scenario - input'!$D46=\"\"),\"\",L61/'Historical scenario - input'!$D46),\"\")","v":2.3513877853351763E-2},{"$f":"IFERROR(IF(OR(M61=\"\",'Historical scenario - input'!$D46=\"\"),\"\",M61/'Historical scenario - input'!$D46),\"\")","v":2.8694781032557876E-2},{"$f":"IFERROR(IF(OR(N61=\"\",'Historical scenario - input'!$D46=\"\"),\"\",N61/'Historical scenario - input'!$D46),\"\")","v":3.4470524196561984E-2},{"$f":"IFERROR(IF(OR(O61=\"\",'Historical scenario - input'!$D46=\"\"),\"\",O61/'Historical scenario - input'!$D46),\"\")","v":4.0771753070918806E-2},{"$f":"IFERROR(IF(OR(P61=\"\",'Historical scenario - input'!$D46=\"\"),\"\",P61/'Historical scenario - input'!$D46),\"\")","v":4.7494932411750769E-2},{"$f":"IFERROR(IF(OR(Q61=\"\",'Historical scenario - input'!$D46=\"\"),\"\",Q61/'Historical scenario - input'!$D46),\"\")","v":5.4504580576718933E-2},{"$f":"IFERROR(IF(OR(R61=\"\",'Historical scenario - input'!$D46=\"\"),\"\",R61/'Historical scenario - input'!$D46),\"\")","v":6.1638547456668157E-2},{"$f":"IFERROR(IF(OR(S61=\"\",'Historical scenario - input'!$D46=\"\"),\"\",S61/'Historical scenario - input'!$D46),\"\")","v":6.8716284622334284E-2},{"$f":"IFERROR(IF(OR(T61=\"\",'Historical scenario - input'!$D46=\"\"),\"\",T61/'Historical scenario - input'!$D46),\"\")","v":7.5549755756439241E-2},{"$f":"IFERROR(IF(OR(U61=\"\",'Historical scenario - input'!$D46=\"\"),\"\",U61/'Historical scenario - input'!$D46),\"\")","v":8.1956345210833143E-2},{"$f":"IFERROR(IF(OR(V61=\"\",'Historical scenario - input'!$D46=\"\"),\"\",V61/'Historical scenario - input'!$D46),\"\")","v":8.7772870349991053E-2},{"$f":"IFERROR(IF(OR(W61=\"\",'Historical scenario - input'!$D46=\"\"),\"\",W61/'Historical scenario - input'!$D46),\"\")","v":9.286960984756279E-2}]
[{"$f":"IFERROR('Historical scenario - input'!A47,\"\")","v":5},{"$f":"IFERROR('Historical scenario - input'!B47,\"\")","v":"TRANSFORMERS"},{"$f":"IFERROR('Historical scenario - input'!C47,\"\")","v":"ground outdoor / indoor chamber mounted ; ˂ 22 kv ; > 600 kva ; multiple phase"},{"$f":"IFERROR(repcalc('Historical scenario - input'!$CV47:$GH47,'Historical scenario - input'!$G47,'Historical scenario - input'!$E47,'Historical scenario - input'!$F47,20,TRUE,TRUE),\"\")","v":252.43872741405562},224.0622885815655,203.84104015229923,190.11107222291591,181.42561155244786,176.574386817457,174.57396482929914,174.63913820523953,176.14497077035404,178.5876204343825,181.54997985582833,184.67588258426869,187.65442350106366,190.21405803381251,192.12471041438533,193.2051976256777,193.33286233877016,192.45235944310707,190.5809798216558,187.8086251534489,{"$f":"IFERROR(IF(OR(D62=\"\",'Historical scenario - input'!$D47=\"\"),\"\",D62/'Historical scenario - input'!$D47),\"\")","v":1.1840554145271742},{"$f":"IFERROR(IF(OR(E62=\"\",'Historical scenario - input'!$D47=\"\"),\"\",E62/'Historical scenario - input'!$D47),\"\")","v":1.0509566765134193},{"$f":"IFERROR(IF(OR(F62=\"\",'Historical scenario - input'!$D47=\"\"),\"\",F62/'Historical scenario - input'!$D47),\"\")","v":0.9561095865425534},{"$f":"IFERROR(IF(OR(G62=\"\",'Historical scenario - input'!$D47=\"\"),\"\",G62/'Historical scenario - input'!$D47),\"\")","v":0.89170963082020649},{"$f":"IFERROR(IF(OR(H62=\"\",'Historical scenario - input'!$D47=\"\"),\"\",H62/'Historical scenario - input'!$D47),\"\")","v":0.85097076781024383},{"$f":"IFERROR(IF(OR(I62=\"\",'Historical scenario - input'!$D47=\"\"),\"\",I62/'Historical scenario - input'!$D47),\"\")","v":0.82821626031689688},{"$f":"IFERROR(IF(OR(J62=\"\",'Historical scenario - input'!$D47=\"\"),\"\",J62/'Historical scenario - input'!$D47),\"\")","v":0.81883334783480188},{"$f":"IFERROR(IF(OR(K62=\"\",'Historical scenario - input'!$D47=\"\"),\"\",K62/'Historical scenario - input'!$D47),\"\")","v":0.81913904137658033},{"$f":"IFERROR(IF(OR(L62=\"\",'Historical scenario - input'!$D47=\"\"),\"\",L62/'Historical scenario - input'!$D47),\"\")","v":0.82620209869888517},{"$f":"IFERROR(IF(OR(M62=\"\",'Historical scenario - input'!$D47=\"\"),\"\",M62/'Historical scenario - input'!$D47),\"\")","v":0.83765926531556667},{"$f":"IFERROR(IF(OR(N62=\"\",'Historical scenario - input'!$D47=\"\"),\"\",N62/'Historical scenario - input'!$D47),\"\")","v":0.85155411318090746},{"$f":"IFERROR(IF(OR(O62=\"\",'Historical scenario - input'!$D47=\"\"),\"\",O62/'Historical scenario - input'!$D47),\"\")","v":0.86621605546214953},{"$f":"IFERROR(IF(OR(P62=\"\",'Historical scenario - input'!$D47=\"\"),\"\",P62/'Historical scenario - input'!$D47),\"\")","v":0.88018680209064581},{"$f":"IFERROR(IF(OR(Q62=\"\",'Historical scenario - input'!$D47=\"\"),\"\",Q62/'Historical scenario - input'!$D47),\"\")","v":0.89219268232446947},{"$f":"IFERROR(IF(OR(R62=\"\",'Historical scenario - input'!$D47=\"\"),\"\",R62/'Historical scenario - input'!$D47),\"\")","v":0.90115453346225383},{"$f":"IFERROR(IF(OR(S62=\"\",'Historical scenario - input'!$D47=\"\"),\"\",S62/'Historical scenario - input'!$D47),\"\")","v":0.9062225226173396},{"$f":"IFERROR(IF(OR(T62=\"\",'Historical scenario - input'!$D47=\"\"),\"\",T62/'Historical scenario - input'!$D47),\"\")","v":0.90682132968759255},{"$f":"IFERROR(IF(OR(U62=\"\",'Historical scenario - input'!$D47=\"\"),\"\",U62/'Historical scenario - input'!$D47),\"\")","v":0.90269136028156438},{"$f":"IFERROR(IF(OR(V62=\"\",'Historical scenario - input'!$D47=\"\"),\"\",V62/'Historical scenario - input'!$D47),\"\")","v":0.89391371670795861},{"$f":"IFERROR(IF(OR(W62=\"\",'Historical scenario - input'!$D47=\"\"),\"\",W62/'Historical scenario - input'!$D47),\"\")","v":0.8809100797877969}]
[{"$f":"IFERROR('Historical scenario - input'!A48,\"\")","v":5},{"$f":"IFERROR('Historical scenario - input'!B48,\"\")","v":"TRANSFORMERS"},{"$f":"IFERROR('Historical scenario - input'!C48,\"\")","v":"ground outdoor / indoor chamber mounted ; > = 22 kv & < = 33 kv ; < = 15 mva"},{"$f":"IFERROR(repcalc('Historical scenario - input'!$CV48:$GH48,'Historical scenario - input'!$G48,'Historical scenario - input'!$E48,'Historical scenario - input'!$F48,20,TRUE,TRUE),\"\")","v":227.61122322961074},223.10881697583733,219.10651174406544,215.76767011543944,213.25986359136337,211.75682191009426,211.43703276660617,212.47870558367262,215.05130991125466,219.30436461397497,225.35453633935325,233.27236554890231,243.0700519074457,254.69169082998019,268.00716796659844,282.8106104828729,298.82389593466263,315.70527124421722,333.06267901236117,350.47096892877823,{"$f":"IFERROR(IF(OR(D63=\"\",'Historical scenario - input'!$D48=\"\"),\"\",D63/'Historical scenario - input'!$D48),\"\")","v":1.1747351925675049},{"$f":"IFERROR(IF(OR(E63=\"\",'Historical scenario - input'!$D48=\"\"),\"\",E63/'Historical scenario - input'!$D48),\"\")","v":1.1514976078715689},{"$f":"IFERROR(IF(OR(F63=\"\",'Historical scenario - input'!$D48=\"\"),\"\",F63/'Historical scenario - input'!$D48),\"\")","v":1.1308411185278229},{"$f":"IFERROR(IF(OR(G63=\"\",'Historical scenario - input'!$D48=\"\"),\"\",G63/'Historical scenario - input'!$D48),\"\")","v":1.1136088629830263},{"$f":"IFERROR(IF(OR(H63=\"\",'Historical scenario - input'!$D48=\"\"),\"\",H63/'Historical scenario - input'!$D48),\"\")","v":1.1006657025440059},{"$f":"IFERROR(IF(OR(I63=\"\",'Historical scenario - input'!$D48=\"\"),\"\",I63/'Historical scenario - input'!$D48),\"\")","v":1.0929082820889457},{"$f":"IFERROR(IF(OR(J63=\"\",'Historical scenario - input'!$D48=\"\"),\"\",J63/'Historical scenario - input'!$D48),\"\")","v":1.0912578030144691},{"$f":"IFERROR(IF(OR(K63=\"\",'Historical scenario - input'!$D48=\"\"),\"\",K63/'Historical scenario - input'!$D48),\"\")","v":1.0966340305132092},{"$f":"IFERROR(IF(OR(L63=\"\",'Historical scenario - input'!$D48=\"\"),\"\",L63/'Historical scenario - input'!$D48),\"\")","v":1.1099116220013645},{"$f":"IFERROR(IF(OR(M63=\"\",'Historical scenario - input'!$D48=\"\"),\"\",M63/'Historical scenario - input'!$D48),\"\")","v":1.1318622664568891},{"$f":"IFERROR(IF(OR(N63=\"\",'Historical scenario - input'!$D48=\"\"),\"\",N63/'Historical scenario - input'!$D48),\"\")","v":1.1630880977055924},{"$f":"IFERROR(IF(OR(O63=\"\",'Historical scenario - input'!$D48=\"\"),\"\",O63/'Historical scenario - input'!$D48),\"\")","v":1.203953185504067},{"$f":"IFERROR(IF(OR(P63=\"\",'Historical scenario - input'!$D48=\"\"),\"\",P63/'Historical scenario - input'!$D48),\"\")","v":1.2545204941271073},{"$f":"IFERROR(IF(OR(Q63=\"\",'Historical scenario - input'!$D48=\"\"),\"\",Q63/'Historical scenario - input'!$D48),\"\")","v":1.3145014917418045},{"$f":"IFERROR(IF(OR(R63=\"\",'Historical scenario - input'!$D48=\"\"),\"\",R63/'Historical scenario - input'!$D48),\"\")","v":1.3832246389410701},{"$f":"IFERROR(IF(OR(S63=\"\",'Historical scenario - input'!$D48=\"\"),\"\",S63/'Historical scenario - input'!$D48),\"\")","v":1.459627395572604},{"$f":"IFERROR(IF(OR(T63=\"\",'Historical scenario - input'!$D48=\"\"),\"\",T63/'Historical scenario - input'!$D48),\"\")","v":1.5422743305608229},{"$f":"IFERROR(IF(OR(U63=\"\",'Historical scenario - input'!$D48=\"\"),\"\",U63/'Historical scenario - input'!$D48),\"\")","v":1.6294016057174989},{"$f":"IFERROR(IF(OR(V63=\"\",'Historical scenario - input'!$D48=\"\"),\"\",V63/'Historical scenario - input'!$D48),\"\")","v":1.718985754810243},{"$f":"IFERROR(IF(OR(W63=\"\",'Historical scenario - input'!$D48=\"\"),\"\",W63/'Historical scenario - input'!$D48),\"\")","v":1.8088325141969863}]
[{"$f":"IFERROR('Historical scenario - input'!A49,\"\")","v":5},{"$f":"IFERROR('Historical scenario - input'!B49,\"\")","v":"TRANSFORMERS"},{"$f":"IFERROR('Historical scenario - input'!C49,\"\")","v":"ground outdoor / indoor chamber mounted ; > = 22 kv & < = 33 kv ; > 15 mva and < = 40 mva"},{"$f":"IFERROR(repcalc('Historical scenario - input'!$CV49:$GH49,'Historical scenario - input'!$G49,'Historical scenario - input'!$E49,'Historical scenario - input'!$F49,20,TRUE,TRUE),\"\")","v":670.14223246503025},644.54932646890677,614.16077287394546,580.35059344549916,544.52228848852781,508.04167589122551,472.17872341610905,438.05996475594748,406.63206739638525,378.63648117528692,354.59481028356379,334.80450474703065,319.34450897010606,308.09049396860235,300.73914384584316,296.84064012687315,295.83802844677484,297.11164407024376,300.02631455301599,303.97873501191208,{"$f":"IFERROR(IF(OR(D64=\"\",'Historical scenario - input'!$D49=\"\"),\"\",D64/'Historical scenario - input'!$D49),\"\")","v":0.42691069921238306},{"$f":"IFERROR(IF(OR(E64=\"\",'Historical scenario - input'!$D49=\"\"),\"\",E64/'Historical scenario - input'!$D49),\"\")","v":0.41060686867555446},{"$f":"IFERROR(IF(OR(F64=\"\",'Historical scenario - input'!$D49=\"\"),\"\",F64/'Historical scenario - input'!$D49),\"\")","v":0.39124799523825787},{"$f":"IFERROR(IF(OR(G64=\"\",'Historical scenario - input'!$D49=\"\"),\"\",G64/'Historical scenario - input'!$D49),\"\")","v":0.36970939247448209},{"$f":"IFERROR(IF(OR(H64=\"\",'Historical scenario - input'!$D49=\"\"),\"\",H64/'Historical scenario - input'!$D49),\"\")","v":0.34688515311187296},{"$f":"IFERROR(IF(OR(I64=\"\",'Historical scenario - input'!$D49=\"\"),\"\",I64/'Historical scenario - input'!$D49),\"\")","v":0.32364536448622011},{"$f":"IFERROR(IF(OR(J64=\"\",'Historical scenario - input'!$D49=\"\"),\"\",J64/'Historical scenario - input'!$D49),\"\")","v":0.30079905309847849},{"$f":"IFERROR(IF(OR(K64=\"\",'Historical scenario - input'!$D49=\"\"),\"\",K64/'Historical scenario - input'!$D49),\"\")","v":0.27906387150532586},{"$f":"IFERROR(IF(OR(L64=\"\",'Historical scenario - input'!$D49=\"\"),\"\",L64/'Historical scenario - input'!$D49),\"\")","v":0.25904288941143006},{"$f":"IFERROR(IF(OR(M64=\"\",'Historical scenario - input'!$D49=\"\"),\"\",M64/'Historical scenario - input'!$D49),\"\")","v":0.2412084436631787},{"$f":"IFERROR(IF(OR(N64=\"\",'Historical scenario - input'!$D49=\"\"),\"\",N64/'Historical scenario - input'!$D49),\"\")","v":0.22589281955623944},{"$f":"IFERROR(IF(OR(O64=\"\",'Historical scenario - input'!$D49=\"\"),\"\",O64/'Historical scenario - input'!$D49),\"\")","v":0.21328550611600056},{"$f":"IFERROR(IF(OR(P64=\"\",'Historical scenario - input'!$D49=\"\"),\"\",P64/'Historical scenario - input'!$D49),\"\")","v":0.20343679447359295},{"$f":"IFERROR(IF(OR(Q64=\"\",'Historical scenario - input'!$D49=\"\"),\"\",Q64/'Historical scenario - input'!$D49),\"\")","v":0.1962674814822806},{"$f":"IFERROR(IF(OR(R64=\"\",'Historical scenario - input'!$D49=\"\"),\"\",R64/'Historical scenario - input'!$D49),\"\")","v":0.19158434129349103},{"$f":"IFERROR(IF(OR(S64=\"\",'Historical scenario - input'!$D49=\"\"),\"\",S64/'Historical scenario - input'!$D49),\"\")","v":0.18910081933662881},{"$f":"IFERROR(IF(OR(T64=\"\",'Historical scenario - input'!$D49=\"\"),\"\",T64/'Historical scenario - input'!$D49),\"\")","v":0.18846211066755295},{"$f":"IFERROR(IF(OR(U64=\"\",'Historical scenario - input'!$D49=\"\"),\"\",U64/'Historical scenario - input'!$D49),\"\")","v":0.18927346101976536},{"$f":"IFERROR(IF(OR(V64=\"\",'Historical scenario - input'!$D49=\"\"),\"\",V64/'Historical scenario - input'!$D49),\"\")","v":0.19113023701968554},{"$f":"IFERROR(IF(OR(W64=\"\",'Historical scenario - input'!$D49=\"\"),\"\",W64/'Historical scenario - input'!$D49),\"\")","v":0.19364810636136548}]
[{"$f":"IFERROR('Historical scenario - input'!A50,\"\")","v":5},{"$f":"IFERROR('Historical scenario - input'!B50,\"\")","v":"TRANSFORMERS"},{"$f":"IFERROR('Historical scenario - input'!C50,\"\")","v":"ground outdoor / indoor chamber mounted ; > = 22 kv & < = 33 kv ; > 40 mva"},{"$f":"IFERROR(repcalc('Historical scenario - input'!$CV50:$GH50,'Historical scenario - input'!$G50,'Historical scenario - input'!$E50,'Historical scenario - input'!$F50,20,TRUE,TRUE),\"\")","v":26.273416631302261},33.295188488247945,41.507981857084864,50.905766069158148,61.41685289249439,72.894265612293196,85.110746355542574,97.759880769044841,110.46435471060553,122.79166578418022,134.27676145280762,144.45017185866533,152.86938072363918,159.15056663437869,162.99756343905403,164.22500218375728,162.7731173998655,158.71257096652039,152.23875140954695,143.65618905631393,{"$f":"IFERROR(IF(OR(D65=\"\",'Historical scenario - input'!$D50=\"\"),\"\",D65/'Historical scenario - input'!$D50),\"\")","v":1.6737346374230792E-2},{"$f":"IFERROR(IF(OR(E65=\"\",'Historical scenario - input'!$D50=\"\"),\"\",E65/'Historical scenario - input'!$D50),\"\")","v":2.1210530405823578E-2},{"$f":"IFERROR(IF(OR(F65=\"\",'Historical scenario - input'!$D50=\"\"),\"\",F65/'Historical scenario - input'!$D50),\"\")","v":2.6442448631123536E-2},{"$f":"IFERROR(IF(OR(G65=\"\",'Historical scenario - input'!$D50=\"\"),\"\",G65/'Historical scenario - input'!$D50),\"\")","v":3.2429259243350779E-2},{"$f":"IFERROR(IF(OR(H65=\"\",'Historical scenario - input'!$D50=\"\"),\"\",H65/'Historical scenario - input'!$D50),\"\")","v":3.912529361910802E-2},{"$f":"IFERROR(IF(OR(I65=\"\",'Historical scenario - input'!$D50=\"\"),\"\",I65/'Historical scenario - input'!$D50),\"\")","v":4.643692099011406E-2},{"$f":"IFERROR(IF(OR(J65=\"\",'Historical scenario - input'!$D50=\"\"),\"\",J65/'Historical scenario - input'!$D50),\"\")","v":5.4219367884754975E-2},{"$f":"IFERROR(IF(OR(K65=\"\",'Historical scenario - input'!$D50=\"\"),\"\",K65/'Historical scenario - input'!$D50),\"\")","v":6.2277434598497654E-2},{"$f":"IFERROR(IF(OR(L65=\"\",'Historical scenario - input'!$D50=\"\"),\"\",L65/'Historical scenario - input'!$D50),\"\")","v":7.0370755076998012E-2},{"$f":"IFERROR(IF(OR(M65=\"\",'Historical scenario - input'!$D50=\"\"),\"\",M65/'Historical scenario - input'!$D50),\"\")","v":7.8223805869619023E-2},{"$f":"IFERROR(IF(OR(N65=\"\",'Historical scenario - input'!$D50=\"\"),\"\",N65/'Historical scenario - input'!$D50),\"\")","v":8.5540327624082091E-2},{"$f":"IFERROR(IF(OR(O65=\"\",'Historical scenario - input'!$D50=\"\"),\"\",O65/'Historical scenario - input'!$D50),\"\")","v":9.2021246956331279E-2},{"$f":"IFERROR(IF(OR(P65=\"\",'Historical scenario - input'!$D50=\"\"),\"\",P65/'Historical scenario - input'!$D50),\"\")","v":9.7384661123112115E-2},{"$f":"IFERROR(IF(OR(Q65=\"\",'Historical scenario - input'!$D50=\"\"),\"\",Q65/'Historical scenario - input'!$D50),\"\")","v":0.10138605864610244},{"$f":"IFERROR(IF(OR(R65=\"\",'Historical scenario - input'!$D50=\"\"),\"\",R65/'Historical scenario - input'!$D50),\"\")","v":0.10383676838530315},{"$f":"IFERROR(IF(OR(S65=\"\",'Historical scenario - input'!$D50=\"\"),\"\",S65/'Historical scenario - input'!$D50),\"\")","v":0.10461870199186625},{"$f":"IFERROR(IF(OR(T65=\"\",'Historical scenario - input'!$D50=\"\"),\"\",T65/'Historical scenario - input'!$D50),\"\")","v":0.1036937861781186},{"$f":"IFERROR(IF(OR(U65=\"\",'Historical scenario - input'!$D50=\"\"),\"\",U65/'Historical scenario - input'!$D50),\"\")","v":0.10110703573460858},{"$f":"IFERROR(IF(OR(V65=\"\",'Historical scenario - input'!$D50=\"\"),\"\",V65/'Historical scenario - input'!$D50),\"\")","v":9.698292192748996E-2},{"$f":"IFERROR(IF(OR(W65=\"\",'Historical scenario - input'!$D50=\"\"),\"\",W65/'Historical scenario - input'!$D50),\"\")","v":9.1515444252228267E-2}]
[{"$f":"IFERROR('Historical scenario - input'!A51,\"\")","v":5},{"$f":"IFERROR('Historical scenario - input'!B51,\"\")","v":"TRANSFORMERS"},{"$f":"IFERROR('Historical scenario - input'!C51,\"\")","v":"ground outdoor / indoor chamber mounted ; > 132 kv ; < = 100 mva"},{"$f":"IFERROR(repcalc('Historical scenario - input'!$CV51:$GH51,'Historical scenario - input'!$G51,'Historical scenario - input'!$E51,'Historical scenario - input'!$F51,20,TRUE,TRUE),\"\")","v":1.0344957797759362E-6},2.125068487036848E-6,4.3103696609250522E-6,8.6328434547129112E-6,1.7072273139923099E-5,3.3337062976357855E-5,6.4277973160109064E-5,1.2237598718643422E-4,2.3005398965051199E-4,4.270347102401774E-4,7.8270253133154704E-4,1.4165462203228371E-3,2.5314275001911981E-3,4.4668486880266398E-3,7.7828426409305655E-3,1.3389882420688472E-2,2.2746627383292462E-2,3.8155681685200241E-2,6.319803537309443E-2,0.10335947261472726,{"$f":"IFERROR(IF(OR(D66=\"\",'Historical scenario - input'!$D51=\"\"),\"\",D66/'Historical scenario - input'!$D51),\"\")","v":2.832855297626945E-10},{"$f":"IFERROR(IF(OR(E66=\"\",'Historical scenario - input'!$D51=\"\"),\"\",E66/'Historical scenario - input'!$D51),\"\")","v":5.8192712227654515E-10},{"$f":"IFERROR(IF(OR(F66=\"\",'Historical scenario - input'!$D51=\"\"),\"\",F66/'Historical scenario - input'!$D51),\"\")","v":1.1803483172571981E-9},{"$f":"IFERROR(IF(OR(G66=\"\",'Historical scenario - input'!$D51=\"\"),\"\",G66/'Historical scenario - input'!$D51),\"\")","v":2.3640112209606562E-9},{"$f":"IFERROR(IF(OR(H66=\"\",'Historical scenario - input'!$D51=\"\"),\"\",H66/'Historical scenario - input'!$D51),\"\")","v":4.675058163837117E-9},{"$f":"IFERROR(IF(OR(I66=\"\",'Historical scenario - input'!$D51=\"\"),\"\",I66/'Historical scenario - input'!$D51),\"\")","v":9.1289957200553501E-9},{"$f":"IFERROR(IF(OR(J66=\"\",'Historical scenario - input'!$D51=\"\"),\"\",J66/'Historical scenario - input'!$D51),\"\")","v":1.7601830799810212E-8},{"$f":"IFERROR(IF(OR(K66=\"\",'Historical scenario - input'!$D51=\"\"),\"\",K66/'Historical scenario - input'!$D51),\"\")","v":3.351134633710194E-8},{"$f":"IFERROR(IF(OR(L66=\"\",'Historical scenario - input'!$D51=\"\"),\"\",L66/'Historical scenario - input'!$D51),\"\")","v":6.2997807826999792E-8},{"$f":"IFERROR(IF(OR(M66=\"\",'Historical scenario - input'!$D51=\"\"),\"\",M66/'Historical scenario - input'!$D51),\"\")","v":1.1693885705715413E-7},{"$f":"IFERROR(IF(OR(N66=\"\",'Historical scenario - input'!$D51=\"\"),\"\",N66/'Historical scenario - input'!$D51),\"\")","v":2.1433466000497743E-7},{"$f":"IFERROR(IF(OR(O66=\"\",'Historical scenario - input'!$D51=\"\"),\"\",O66/'Historical scenario - input'!$D51),\"\")","v":3.8790592895836959E-7},{"$f":"IFERROR(IF(OR(P66=\"\",'Historical scenario - input'!$D51=\"\"),\"\",P66/'Historical scenario - input'!$D51),\"\")","v":6.9320416232421843E-7},{"$f":"IFERROR(IF(OR(Q66=\"\",'Historical scenario - input'!$D51=\"\"),\"\",Q66/'Historical scenario - input'!$D51),\"\")","v":1.2231984138509469E-6},{"$f":"IFERROR(IF(OR(R66=\"\",'Historical scenario - input'!$D51=\"\"),\"\",R66/'Historical scenario - input'!$D51),\"\")","v":2.1312476509795325E-6},{"$f":"IFERROR(IF(OR(S66=\"\",'Historical scenario - input'!$D51=\"\"),\"\",S66/'Historical scenario - input'!$D51),\"\")","v":3.6666751176370131E-6},{"$f":"IFERROR(IF(OR(T66=\"\",'Historical scenario - input'!$D51=\"\"),\"\",T66/'Historical scenario - input'!$D51),\"\")","v":6.22891897150735E-6},{"$f":"IFERROR(IF(OR(U66=\"\",'Historical scenario - input'!$D51=\"\"),\"\",U66/'Historical scenario - input'!$D51),\"\")","v":1.044852256622045E-5},{"$f":"IFERROR(IF(OR(V66=\"\",'Historical scenario - input'!$D51=\"\"),\"\",V66/'Historical scenario - input'!$D51),\"\")","v":1.7306101465688177E-5},{"$f":"IFERROR(IF(OR(W66=\"\",'Historical scenario - input'!$D51=\"\"),\"\",W66/'Historical scenario - input'!$D51),\"\")","v":2.8303878592909875E-5}]
[{"$f":"IFERROR('Historical scenario - input'!A52,\"\")","v":5},{"$f":"IFERROR('Historical scenario - input'!B52,\"\")","v":"TRANSFORMERS"},{"$f":"IFERROR('Historical scenario - input'!C52,\"\")","v":"ground outdoor / indoor chamber mounted ; > 33 kv & < = 66 kv ; < = 15 mva"},{"$f":"IFERROR(repcalc('Historical scenario - input'!$CV52:$GH52,'Historical scenario - input'!$G52,'Historical scenario - input'!$E52,'Historical scenario - input'!$F52,20,TRUE,TRUE),\"\")","v":2025.3797658293342},2103.6731005937781,2200.8326332481556,2316.8158657936419,2451.146481625452,2603.0485451582372,2771.5902863463007,2955.8244558056194,3154.9135724461812,3368.23069804946,3595.4293850951103,3836.4798287302224,4091.671662663603,4361.5869299542119,4647.0492259095781,4949.0566070955065,5268.7064321106709,5607.1198012262212,5965.3717725453716,6344.4312576168259,{"$f":"IFERROR(IF(OR(D67=\"\",'Historical scenario - input'!$D52=\"\"),\"\",D67/'Historical scenario - input'!$D52),\"\")","v":0.55462843942957141},{"$f":"IFERROR(IF(OR(E67=\"\",'Historical scenario - input'!$D52=\"\"),\"\",E67/'Historical scenario - input'!$D52),\"\")","v":0.57606822608625297},{"$f":"IFERROR(IF(OR(F67=\"\",'Historical scenario - input'!$D52=\"\"),\"\",F67/'Historical scenario - input'!$D52),\"\")","v":0.6026743178824443},{"$f":"IFERROR(IF(OR(G67=\"\",'Historical scenario - input'!$D52=\"\"),\"\",G67/'Historical scenario - input'!$D52),\"\")","v":0.63443507719878911},{"$f":"IFERROR(IF(OR(H67=\"\",'Historical scenario - input'!$D52=\"\"),\"\",H67/'Historical scenario - input'!$D52),\"\")","v":0.67122006986208005},{"$f":"IFERROR(IF(OR(I67=\"\",'Historical scenario - input'!$D52=\"\"),\"\",I67/'Historical scenario - input'!$D52),\"\")","v":0.71281681426760279},{"$f":"IFERROR(IF(OR(J67=\"\",'Historical scenario - input'!$D52=\"\"),\"\",J67/'Historical scenario - input'!$D52),\"\")","v":0.75897015522171363},{"$f":"IFERROR(IF(OR(K67=\"\",'Historical scenario - input'!$D52=\"\"),\"\",K67/'Historical scenario - input'!$D52),\"\")","v":0.80942069868065092},{"$f":"IFERROR(IF(OR(L67=\"\",'Historical scenario - input'!$D52=\"\"),\"\",L67/'Historical scenario - input'!$D52),\"\")","v":0.86393910946597485},{"$f":"IFERROR(IF(OR(M67=\"\",'Historical scenario - input'!$D52=\"\"),\"\",M67/'Historical scenario - input'!$D52),\"\")","v":0.92235370729746013},{"$f":"IFERROR(IF(OR(N67=\"\",'Historical scenario - input'!$D52=\"\"),\"\",N67/'Historical scenario - input'!$D52),\"\")","v":0.98456962125223335},{"$f":"IFERROR(IF(OR(O67=\"\",'Historical scenario - input'!$D52=\"\"),\"\",O67/'Historical scenario - input'!$D52),\"\")","v":1.0505786895922662},{"$f":"IFERROR(IF(OR(P67=\"\",'Historical scenario - input'!$D52=\"\"),\"\",P67/'Historical scenario - input'!$D52),\"\")","v":1.1204602253899174},{"$f":"IFERROR(IF(OR(Q67=\"\",'Historical scenario - input'!$D52=\"\"),\"\",Q67/'Historical scenario - input'!$D52),\"\")","v":1.1943736148693995},{"$f":"IFERROR(IF(OR(R67=\"\",'Historical scenario - input'!$D52=\"\"),\"\",R67/'Historical scenario - input'!$D52),\"\")","v":1.272544390737143},{"$f":"IFERROR(IF(OR(S67=\"\",'Historical scenario - input'!$D52=\"\"),\"\",S67/'Historical scenario - input'!$D52),\"\")","v":1.355245860036544},{"$f":"IFERROR(IF(OR(T67=\"\",'Historical scenario - input'!$D52=\"\"),\"\",T67/'Historical scenario - input'!$D52),\"\")","v":1.4427785226034096},{"$f":"IFERROR(IF(OR(U67=\"\",'Historical scenario - input'!$D52=\"\"),\"\",U67/'Historical scenario - input'!$D52),\"\")","v":1.5354493796749011},{"$f":"IFERROR(IF(OR(V67=\"\",'Historical scenario - input'!$D52=\"\"),\"\",V67/'Historical scenario - input'!$D52),\"\")","v":1.6335528243362767},{"$f":"IFERROR(IF(OR(W67=\"\",'Historical scenario - input'!$D52=\"\"),\"\",W67/'Historical scenario - input'!$D52),\"\")","v":1.7373541825818359}]
[{"$f":"IFERROR('Historical scenario - input'!A53,\"\")","v":5},{"$f":"IFERROR('Historical scenario - input'!B53,\"\")","v":"TRANSFORMERS"},{"$f":"IFERROR('Historical scenario - input'!C53,\"\")","v":"ground outdoor / indoor chamber mounted ; > 33 kv & < = 66 kv ; > 15 mva and < = 40 mva"},{"$f":"IFERROR(repcalc('Historical scenario - input'!$CV53:$GH53,'Historical scenario - input'!$G53,'Historical scenario - input'!$E53,'Historical scenario - input'!$F53,20,TRUE,TRUE),\"\")","v":151.21925253377034},173.05512255861473,197.42488997312375,224.54774832120899,254.60382794602967,287.70614638894722,323.8706715226611,362.98721389184897,404.79438583422467,448.86211091258338,494.58504412440078,541.18970788268052,587.75714721479437,633.26151098283026,676.62329561647664,716.77422877335346,752.72914990177492,783.65899975469802,808.95836799690937,828.3011041614559,{"$f":"IFERROR(IF(OR(D68=\"\",'Historical scenario - input'!$D53=\"\"),\"\",D68/'Historical scenario - input'!$D53),\"\")","v":0.36426706600807734},{"$f":"IFERROR(IF(OR(E68=\"\",'Historical scenario - input'!$D53=\"\"),\"\",E68/'Historical scenario - input'!$D53),\"\")","v":0.41686677255607446},{"$f":"IFERROR(IF(OR(F68=\"\",'Historical scenario - input'!$D53=\"\"),\"\",F68/'Historical scenario - input'!$D53),\"\")","v":0.4755703008875613},{"$f":"IFERROR(IF(OR(G68=\"\",'Historical scenario - input'!$D53=\"\"),\"\",G68/'Historical scenario - input'!$D53),\"\")","v":0.54090565909536159},{"$f":"IFERROR(IF(OR(H68=\"\",'Historical scenario - input'!$D53=\"\"),\"\",H68/'Historical scenario - input'!$D53),\"\")","v":0.61330675721739847},{"$f":"IFERROR(IF(OR(I68=\"\",'Historical scenario - input'!$D53=\"\"),\"\",I68/'Historical scenario - input'!$D53),\"\")","v":0.69304583947859288},{"$f":"IFERROR(IF(OR(J68=\"\",'Historical scenario - input'!$D53=\"\"),\"\",J68/'Historical scenario - input'!$D53),\"\")","v":0.78016137036042554},{"$f":"IFERROR(IF(OR(K68=\"\",'Historical scenario - input'!$D53=\"\"),\"\",K68/'Historical scenario - input'!$D53),\"\")","v":0.87438791812108618},{"$f":"IFERROR(IF(OR(L68=\"\",'Historical scenario - input'!$D53=\"\"),\"\",L68/'Historical scenario - input'!$D53),\"\")","v":0.97509583464873517},{"$f":"IFERROR(IF(OR(M68=\"\",'Historical scenario - input'!$D53=\"\"),\"\",M68/'Historical scenario - input'!$D53),\"\")","v":1.0812491230096828},{"$f":"IFERROR(IF(OR(N68=\"\",'Historical scenario - input'!$D53=\"\"),\"\",N68/'Historical scenario - input'!$D53),\"\")","v":1.1913895876084781},{"$f":"IFERROR(IF(OR(O68=\"\",'Historical scenario - input'!$D53=\"\"),\"\",O68/'Historical scenario - input'!$D53),\"\")","v":1.3036540238166276},{"$f":"IFERROR(IF(OR(P68=\"\",'Historical scenario - input'!$D53=\"\"),\"\",P68/'Historical scenario - input'!$D53),\"\")","v":1.4158287913332841},{"$f":"IFERROR(IF(OR(Q68=\"\",'Historical scenario - input'!$D53=\"\"),\"\",Q68/'Historical scenario - input'!$D53),\"\")","v":1.5254427512134587},{"$f":"IFERROR(IF(OR(R68=\"\",'Historical scenario - input'!$D53=\"\"),\"\",R68/'Historical scenario - input'!$D53),\"\")","v":1.6298955229387064},{"$f":"IFERROR(IF(OR(S68=\"\",'Historical scenario - input'!$D53=\"\"),\"\",S68/'Historical scenario - input'!$D53),\"\")","v":1.7266137805248281},{"$f":"IFERROR(IF(OR(T68=\"\",'Historical scenario - input'!$D53=\"\"),\"\",T68/'Historical scenario - input'!$D53),\"\")","v":1.8132244032368867},{"$f":"IFERROR(IF(OR(U68=\"\",'Historical scenario - input'!$D53=\"\"),\"\",U68/'Historical scenario - input'!$D53),\"\")","v":1.8877302976201338},{"$f":"IFERROR(IF(OR(V68=\"\",'Historical scenario - input'!$D53=\"\"),\"\",V68/'Historical scenario - input'!$D53),\"\")","v":1.9486731107013597},{"$f":"IFERROR(IF(OR(W68=\"\",'Historical scenario - input'!$D53=\"\"),\"\",W68/'Historical scenario - input'!$D53),\"\")","v":1.9952671893862426}]
[{"$f":"IFERROR('Historical scenario - input'!A54,\"\")","v":5},{"$f":"IFERROR('Historical scenario - input'!B54,\"\")","v":"TRANSFORMERS"},{"$f":"IFERROR('Historical scenario - input'!C54,\"\")","v":"ground outdoor / indoor chamber mounted ; > 33 kv & < = 66 kv ; > 40 mva"},{"$f":"IFERROR(repcalc('Historical scenario - input'!$CV54:$GH54,'Historical scenario - input'!$G54,'Historical scenario - input'!$E54,'Historical scenario - input'!$F54,20,TRUE,TRUE),\"\")","v":2.4660908126402377E-10},5.7095358420760815E-10,1.3051210315415807E-9,2.9455074182563051E-9,6.563416771662073E-9,1.4439815328436151E-8,3.1365805678290602E-8,6.7269137982228471E-8,1.4244310863811666E-7,2.9780697169406114E-7,6.1474910608682284E-7,1.2529464191530803E-6,2.5213939008744836E-6,5.0098498131301899E-6,9.8284919782916456E-6,1.9038370372344674E-5,3.6412967097828038E-5,6.8765195606626582E-5,1.2822441361014852E-4,2.3608343359959733E-4,{"$f":"IFERROR(IF(OR(D69=\"\",'Historical scenario - input'!$D54=\"\"),\"\",D69/'Historical scenario - input'!$D54),\"\")","v":6.7531241398879036E-14},{"$f":"IFERROR(IF(OR(E69=\"\",'Historical scenario - input'!$D54=\"\"),\"\",E69/'Historical scenario - input'!$D54),\"\")","v":1.563494909637947E-13},{"$f":"IFERROR(IF(OR(F69=\"\",'Historical scenario - input'!$D54=\"\"),\"\",F69/'Historical scenario - input'!$D54),\"\")","v":3.5739334084549858E-13},{"$f":"IFERROR(IF(OR(G69=\"\",'Historical scenario - input'!$D54=\"\"),\"\",G69/'Historical scenario - input'!$D54),\"\")","v":8.0659548904241329E-13},{"$f":"IFERROR(IF(OR(H69=\"\",'Historical scenario - input'!$D54=\"\"),\"\",H69/'Historical scenario - input'!$D54),\"\")","v":1.797321007550518E-12},{"$f":"IFERROR(IF(OR(I69=\"\",'Historical scenario - input'!$D54=\"\"),\"\",I69/'Historical scenario - input'!$D54),\"\")","v":3.9541879386666051E-12},{"$f":"IFERROR(IF(OR(J69=\"\",'Historical scenario - input'!$D54=\"\"),\"\",J69/'Historical scenario - input'!$D54),\"\")","v":8.5891881356275909E-12},{"$f":"IFERROR(IF(OR(K69=\"\",'Historical scenario - input'!$D54=\"\"),\"\",K69/'Historical scenario - input'!$D54),\"\")","v":1.8420929077258152E-11},{"$f":"IFERROR(IF(OR(L69=\"\",'Historical scenario - input'!$D54=\"\"),\"\",L69/'Historical scenario - input'!$D54),\"\")","v":3.9006511462360796E-11},{"$f":"IFERROR(IF(OR(M69=\"\",'Historical scenario - input'!$D54=\"\"),\"\",M69/'Historical scenario - input'!$D54),\"\")","v":8.1551232390381097E-11},{"$f":"IFERROR(IF(OR(N69=\"\",'Historical scenario - input'!$D54=\"\"),\"\",N69/'Historical scenario - input'!$D54),\"\")","v":1.6834242303691944E-10},{"$f":"IFERROR(IF(OR(O69=\"\",'Historical scenario - input'!$D54=\"\"),\"\",O69/'Historical scenario - input'!$D54),\"\")","v":3.431058850630875E-10},{"$f":"IFERROR(IF(OR(P69=\"\",'Historical scenario - input'!$D54=\"\"),\"\",P69/'Historical scenario - input'!$D54),\"\")","v":6.9045656919389392E-10},{"$f":"IFERROR(IF(OR(Q69=\"\",'Historical scenario - input'!$D54=\"\"),\"\",Q69/'Historical scenario - input'!$D54),\"\")","v":1.371893424883293E-9},{"$f":"IFERROR(IF(OR(R69=\"\",'Historical scenario - input'!$D54=\"\"),\"\",R69/'Historical scenario - input'!$D54),\"\")","v":2.69142669430879E-9},{"$f":"IFERROR(IF(OR(S69=\"\",'Historical scenario - input'!$D54=\"\"),\"\",S69/'Historical scenario - input'!$D54),\"\")","v":5.2134527198517859E-9},{"$f":"IFERROR(IF(OR(T69=\"\",'Historical scenario - input'!$D54=\"\"),\"\",T69/'Historical scenario - input'!$D54),\"\")","v":9.971298942151304E-9},{"$f":"IFERROR(IF(OR(U69=\"\",'Historical scenario - input'!$D54=\"\"),\"\",U69/'Historical scenario - input'!$D54),\"\")","v":1.8830608348037711E-8},{"$f":"IFERROR(IF(OR(V69=\"\",'Historical scenario - input'!$D54=\"\"),\"\",V69/'Historical scenario - input'!$D54),\"\")","v":3.5112874936937201E-8},{"$f":"IFERROR(IF(OR(W69=\"\",'Historical scenario - input'!$D54=\"\"),\"\",W69/'Historical scenario - input'!$D54),\"\")","v":6.464890612694749E-8}]
[{"$f":"IFERROR('Historical scenario - input'!A55,\"\")","v":5},{"$f":"IFERROR('Historical scenario - input'!B55,\"\")","v":"TRANSFORMERS"},{"$f":"IFERROR('Historical scenario - input'!C55,\"\")","v":"ground outdoor / indoor chamber mounted ; > 66 kv & < = 132 kv ; < = 100 mva"},{"$f":"IFERROR(repcalc('Historical scenario - input'!$CV55:$GH55,'Historical scenario - input'!$G55,'Historical scenario - input'!$E55,'Historical scenario - input'!$F55,20,TRUE,TRUE),\"\")","v":304.41869978927207},362.62337709462446,427.55747742913343,499.12070428914774,577.05417393354492,660.94291103216119,750.22590984711996,844.21262390199718,942.10401110479211,1043.0157565621503,1146.0011283893405,1250.0711564818023,1354.2104640909931,1457.388061544309,1558.563598024856,1656.6907761897171,1750.7206544636908,1839.6081894638369,1922.3254462198959,1997.8843426810613,{"$f":"IFERROR(IF(OR(D70=\"\",'Historical scenario - input'!$D55=\"\"),\"\",D70/'Historical scenario - input'!$D55),\"\")","v":8.3361782933665474E-2},{"$f":"IFERROR(IF(OR(E70=\"\",'Historical scenario - input'!$D55=\"\"),\"\",E70/'Historical scenario - input'!$D55),\"\")","v":9.9300507061360538E-2},{"$f":"IFERROR(IF(OR(F70=\"\",'Historical scenario - input'!$D55=\"\"),\"\",F70/'Historical scenario - input'!$D55),\"\")","v":0.11708201122265303},{"$f":"IFERROR(IF(OR(G70=\"\",'Historical scenario - input'!$D55=\"\"),\"\",G70/'Historical scenario - input'!$D55),\"\")","v":0.13667883030001843},{"$f":"IFERROR(IF(OR(H70=\"\",'Historical scenario - input'!$D55=\"\"),\"\",H70/'Historical scenario - input'!$D55),\"\")","v":0.15802007176863003},{"$f":"IFERROR(IF(OR(I70=\"\",'Historical scenario - input'!$D55=\"\"),\"\",I70/'Historical scenario - input'!$D55),\"\")","v":0.18099209910280836},{"$f":"IFERROR(IF(OR(J70=\"\",'Historical scenario - input'!$D55=\"\"),\"\",J70/'Historical scenario - input'!$D55),\"\")","v":0.20544128692218813},{"$f":"IFERROR(IF(OR(K70=\"\",'Historical scenario - input'!$D55=\"\"),\"\",K70/'Historical scenario - input'!$D55),\"\")","v":0.23117853651005749},{"$f":"IFERROR(IF(OR(L70=\"\",'Historical scenario - input'!$D55=\"\"),\"\",L70/'Historical scenario - input'!$D55),\"\")","v":0.25798503879366774},{"$f":"IFERROR(IF(OR(M70=\"\",'Historical scenario - input'!$D55=\"\"),\"\",M70/'Historical scenario - input'!$D55),\"\")","v":0.28561863366184359},{"$f":"IFERROR(IF(OR(N70=\"\",'Historical scenario - input'!$D55=\"\"),\"\",N70/'Historical scenario - input'!$D55),\"\")","v":0.31382006878243207},{"$f":"IFERROR(IF(OR(O70=\"\",'Historical scenario - input'!$D55=\"\"),\"\",O70/'Historical scenario - input'!$D55),\"\")","v":0.34231852534160434},{"$f":"IFERROR(IF(OR(P70=\"\",'Historical scenario - input'!$D55=\"\"),\"\",P70/'Historical scenario - input'!$D55),\"\")","v":0.37083595335042574},{"$f":"IFERROR(IF(OR(Q70=\"\",'Historical scenario - input'!$D55=\"\"),\"\",Q70/'Historical scenario - input'!$D55),\"\")","v":0.39909002738882865},{"$f":"IFERROR(IF(OR(R70=\"\",'Historical scenario - input'!$D55=\"\"),\"\",R70/'Historical scenario - input'!$D55),\"\")","v":0.42679585858818303},{"$f":"IFERROR(IF(OR(S70=\"\",'Historical scenario - input'!$D55=\"\"),\"\",S70/'Historical scenario - input'!$D55),\"\")","v":0.45366692968774014},{"$f":"IFERROR(IF(OR(T70=\"\",'Historical scenario - input'!$D55=\"\"),\"\",T70/'Historical scenario - input'!$D55),\"\")","v":0.47941599933221346},{"$f":"IFERROR(IF(OR(U70=\"\",'Historical scenario - input'!$D55=\"\"),\"\",U70/'Historical scenario - input'!$D55),\"\")","v":0.5037568936442911},{"$f":"IFERROR(IF(OR(V70=\"\",'Historical scenario - input'!$D55=\"\"),\"\",V70/'Historical scenario - input'!$D55),\"\")","v":0.52640812370124923},{"$f":"IFERROR(IF(OR(W70=\"\",'Historical scenario - input'!$D55=\"\"),\"\",W70/'Historical scenario - input'!$D55),\"\")","v":0.54709911387321686}]
[{"$f":"IFERROR('Historical scenario - input'!A56,\"\")","v":5},{"$f":"IFERROR('Historical scenario - input'!B56,\"\")","v":"TRANSFORMERS"},{"$f":"IFERROR('Historical scenario - input'!C56,\"\")","v":"ground outdoor / indoor chamber mounted ; > 66 kv & < = 132 kv ; > 100 mva"},{"$f":"IFERROR(repcalc('Historical scenario - input'!$CV56:$GH56,'Historical scenario - input'!$G56,'Historical scenario - input'!$E56,'Historical scenario - input'!$F56,20,TRUE,TRUE),\"\")","v":1.2419581051889185E-6},2.4652433702833246E-6,4.8312916315300872E-6,9.3479899607608619E-6,1.78577110526661E-5,3.3681163285549536E-5,6.2719619949331326E-5,1.1531246652324433E-4,2.0931832685732206E-4,3.7514419871297061E-4,6.6382141910288704E-4,1.1597613742260204E-3,2.0005663277162925E-3,3.4072742864769026E-3,5.7297318897362092E-3,9.5134533249226702E-3,1.5596344608552829E-2,2.5246008633345949E-2,4.0350876426453533E-2,6.3680904714397579E-2,{"$f":"IFERROR(IF(OR(D71=\"\",'Historical scenario - input'!$D56=\"\"),\"\",D71/'Historical scenario - input'!$D56),\"\")","v":3.400968536069992E-10},{"$f":"IFERROR(IF(OR(E71=\"\",'Historical scenario - input'!$D56=\"\"),\"\",E71/'Historical scenario - input'!$D56),\"\")","v":6.7508035102467321E-10},{"$f":"IFERROR(IF(OR(F71=\"\",'Historical scenario - input'!$D56=\"\"),\"\",F71/'Historical scenario - input'!$D56),\"\")","v":1.3229971895801347E-9},{"$f":"IFERROR(IF(OR(G71=\"\",'Historical scenario - input'!$D56=\"\"),\"\",G71/'Historical scenario - input'!$D56),\"\")","v":2.5598463908901198E-9},{"$f":"IFERROR(IF(OR(H71=\"\",'Historical scenario - input'!$D56=\"\"),\"\",H71/'Historical scenario - input'!$D56),\"\")","v":4.8901418785868268E-9},{"$f":"IFERROR(IF(OR(I71=\"\",'Historical scenario - input'!$D56=\"\"),\"\",I71/'Historical scenario - input'!$D56),\"\")","v":9.223223884429289E-9},{"$f":"IFERROR(IF(OR(J71=\"\",'Historical scenario - input'!$D56=\"\"),\"\",J71/'Historical scenario - input'!$D56),\"\")","v":1.7175092553504184E-8},{"$f":"IFERROR(IF(OR(K71=\"\",'Historical scenario - input'!$D56=\"\"),\"\",K71/'Historical scenario - input'!$D56),\"\")","v":3.1577077264013129E-8},{"$f":"IFERROR(IF(OR(L71=\"\",'Historical scenario - input'!$D56=\"\"),\"\",L71/'Historical scenario - input'!$D56),\"\")","v":5.7319569854272933E-8},{"$f":"IFERROR(IF(OR(M71=\"\",'Historical scenario - input'!$D56=\"\"),\"\",M71/'Historical scenario - input'!$D56),\"\")","v":1.0272919923638868E-7},{"$f":"IFERROR(IF(OR(N71=\"\",'Historical scenario - input'!$D56=\"\"),\"\",N71/'Historical scenario - input'!$D56),\"\")","v":1.8178034754198361E-7},{"$f":"IFERROR(IF(OR(O71=\"\",'Historical scenario - input'!$D56=\"\"),\"\",O71/'Historical scenario - input'!$D56),\"\")","v":3.1758816393343701E-7},{"$f":"IFERROR(IF(OR(P71=\"\",'Historical scenario - input'!$D56=\"\"),\"\",P71/'Historical scenario - input'!$D56),\"\")","v":5.4783354659529677E-7},{"$f":"IFERROR(IF(OR(Q71=\"\",'Historical scenario - input'!$D56=\"\"),\"\",Q71/'Historical scenario - input'!$D56),\"\")","v":9.3304537356399652E-7},{"$f":"IFERROR(IF(OR(R71=\"\",'Historical scenario - input'!$D56=\"\"),\"\",R71/'Historical scenario - input'!$D56),\"\")","v":1.5690253798171013E-6},{"$f":"IFERROR(IF(OR(S71=\"\",'Historical scenario - input'!$D56=\"\"),\"\",S71/'Historical scenario - input'!$D56),\"\")","v":2.6051567514437876E-6},{"$f":"IFERROR(IF(OR(T71=\"\",'Historical scenario - input'!$D56=\"\"),\"\",T71/'Historical scenario - input'!$D56),\"\")","v":4.2708910284316337E-6},{"$f":"IFERROR(IF(OR(U71=\"\",'Historical scenario - input'!$D56=\"\"),\"\",U71/'Historical scenario - input'!$D56),\"\")","v":6.913347613307806E-6},{"$f":"IFERROR(IF(OR(V71=\"\",'Historical scenario - input'!$D56=\"\"),\"\",V71/'Historical scenario - input'!$D56),\"\")","v":1.1049653008089349E-5},{"$f":"IFERROR(IF(OR(W71=\"\",'Historical scenario - input'!$D56=\"\"),\"\",W71/'Historical scenario - input'!$D56),\"\")","v":1.7438330035230388E-5}]
[{"$f":"IFERROR('Historical scenario - input'!A57,\"\")","v":5},{"$f":"IFERROR('Historical scenario - input'!B57,\"\")","v":"TRANSFORMERS"},{"$f":"IFERROR('Historical scenario - input'!C57,\"\")","v":"kiosk mounted ; < = 22 kv ; < = 60 kva ; multiple phase"},{"$f":"IFERROR(repcalc('Historical scenario - input'!$CV57:$GH57,'Historical scenario - input'!$G57,'Historical scenario - input'!$E57,'Historical scenario - input'!$F57,20,TRUE,TRUE),\"\")","v":1610.4290839457906},1496.8884201887499,1396.6722422598593,1309.6044743781131,1235.3866262605245,1173.6621737775379,1124.0442432077682,1086.1125437175349,1059.3879479709392,1043.2943570218836,1037.1177480810629,1039.971790963077,1050.7782467885024,1068.2685790459157,1091.0108432796426,1117.4630523229082,1146.0510062775979,1175.2653071519544,1203.769312910262,1230.5075246410579,{"$f":"IFERROR(IF(OR(D72=\"\",'Historical scenario - input'!$D57=\"\"),\"\",D72/'Historical scenario - input'!$D57),\"\")","v":7.2027457537864557},{"$f":"IFERROR(IF(OR(E72=\"\",'Historical scenario - input'!$D57=\"\"),\"\",E72/'Historical scenario - input'!$D57),\"\")","v":6.6949279666446726},{"$f":"IFERROR(IF(OR(F72=\"\",'Historical scenario - input'!$D57=\"\"),\"\",F72/'Historical scenario - input'!$D57),\"\")","v":6.2467047836222758},{"$f":"IFERROR(IF(OR(G72=\"\",'Historical scenario - input'!$D57=\"\"),\"\",G72/'Historical scenario - input'!$D57),\"\")","v":5.85728869467202},{"$f":"IFERROR(IF(OR(H72=\"\",'Historical scenario - input'!$D57=\"\"),\"\",H72/'Historical scenario - input'!$D57),\"\")","v":5.5253446831578046},{"$f":"IFERROR(IF(OR(I72=\"\",'Historical scenario - input'!$D57=\"\"),\"\",I72/'Historical scenario - input'!$D57),\"\")","v":5.2492781724007305},{"$f":"IFERROR(IF(OR(J72=\"\",'Historical scenario - input'!$D57=\"\"),\"\",J72/'Historical scenario - input'!$D57),\"\")","v":5.0273588452562947},{"$f":"IFERROR(IF(OR(K72=\"\",'Historical scenario - input'!$D57=\"\"),\"\",K72/'Historical scenario - input'!$D57),\"\")","v":4.8577069244354343},{"$f":"IFERROR(IF(OR(L72=\"\",'Historical scenario - input'!$D57=\"\"),\"\",L72/'Historical scenario - input'!$D57),\"\")","v":4.7381794826782215},{"$f":"IFERROR(IF(OR(M72=\"\",'Historical scenario - input'!$D57=\"\"),\"\",M72/'Historical scenario - input'!$D57),\"\")","v":4.6661998810757286},{"$f":"IFERROR(IF(OR(N72=\"\",'Historical scenario - input'!$D57=\"\"),\"\",N72/'Historical scenario - input'!$D57),\"\")","v":4.6385746076223384},{"$f":"IFERROR(IF(OR(O72=\"\",'Historical scenario - input'!$D57=\"\"),\"\",O72/'Historical scenario - input'!$D57),\"\")","v":4.6513394946046223},{"$f":"IFERROR(IF(OR(P72=\"\",'Historical scenario - input'!$D57=\"\"),\"\",P72/'Historical scenario - input'!$D57),\"\")","v":4.6996720505588119},{"$f":"IFERROR(IF(OR(Q72=\"\",'Historical scenario - input'!$D57=\"\"),\"\",Q72/'Historical scenario - input'!$D57),\"\")","v":4.7778986658474096},{"$f":"IFERROR(IF(OR(R72=\"\",'Historical scenario - input'!$D57=\"\"),\"\",R72/'Historical scenario - input'!$D57),\"\")","v":4.8796148784853584},{"$f":"IFERROR(IF(OR(S72=\"\",'Historical scenario - input'!$D57=\"\"),\"\",S72/'Historical scenario - input'!$D57),\"\")","v":4.9979240535145557},{"$f":"IFERROR(IF(OR(T72=\"\",'Historical scenario - input'!$D57=\"\"),\"\",T72/'Historical scenario - input'!$D57),\"\")","v":5.1257854825022076},{"$f":"IFERROR(IF(OR(U72=\"\",'Historical scenario - input'!$D57=\"\"),\"\",U72/'Historical scenario - input'!$D57),\"\")","v":5.2564482876330265},{"$f":"IFERROR(IF(OR(V72=\"\",'Historical scenario - input'!$D57=\"\"),\"\",V72/'Historical scenario - input'!$D57),\"\")","v":5.3839342530122165},{"$f":"IFERROR(IF(OR(W72=\"\",'Historical scenario - input'!$D57=\"\"),\"\",W72/'Historical scenario - input'!$D57),\"\")","v":5.5035225931184222}]
[{"$f":"IFERROR('Historical scenario - input'!A58,\"\")","v":5},{"$f":"IFERROR('Historical scenario - input'!B58,\"\")","v":"TRANSFORMERS"},{"$f":"IFERROR('Historical scenario - input'!C58,\"\")","v":"kiosk mounted ; < = 22 kv ; < = 60 kva ; single phase"},{"$f":"IFERROR(repcalc('Historical scenario - input'!$CV58:$GH58,'Historical scenario - input'!$G58,'Historical scenario - input'!$E58,'Historical scenario - input'!$F58,20,TRUE,TRUE),\"\")","v":144.21304311228752},145.19550294176059,147.33585180117581,150.69528477558225,155.28331730750878,161.07088624007011,168.00476380848355,176.02157351487139,185.05995036716868,195.06972915727565,206.01743694775544,217.88778507157323,230.68128244217013,244.40850397623882,259.08191548574803,274.7064410288146,291.2701189418778,308.73619399978799,327.03781870287156,346.076196310304,{"$f":"IFERROR(IF(OR(D73=\"\",'Historical scenario - input'!$D58=\"\"),\"\",D73/'Historical scenario - input'!$D58),\"\")","v":0.6450019403354349},{"$f":"IFERROR(IF(OR(E73=\"\",'Historical scenario - input'!$D58=\"\"),\"\",E73/'Historical scenario - input'!$D58),\"\")","v":0.64939605395120792},{"$f":"IFERROR(IF(OR(F73=\"\",'Historical scenario - input'!$D58=\"\"),\"\",F73/'Historical scenario - input'!$D58),\"\")","v":0.65896889935772662},{"$f":"IFERROR(IF(OR(G73=\"\",'Historical scenario - input'!$D58=\"\"),\"\",G73/'Historical scenario - input'!$D58),\"\")","v":0.67399417543647799},{"$f":"IFERROR(IF(OR(H73=\"\",'Historical scenario - input'!$D58=\"\"),\"\",H73/'Historical scenario - input'!$D58),\"\")","v":0.69451444060493817},{"$f":"IFERROR(IF(OR(I73=\"\",'Historical scenario - input'!$D58=\"\"),\"\",I73/'Historical scenario - input'!$D58),\"\")","v":0.72039970805900988},{"$f":"IFERROR(IF(OR(J73=\"\",'Historical scenario - input'!$D58=\"\"),\"\",J73/'Historical scenario - input'!$D58),\"\")","v":0.75141191326012147},{"$f":"IFERROR(IF(OR(K73=\"\",'Historical scenario - input'!$D58=\"\"),\"\",K73/'Historical scenario - input'!$D58),\"\")","v":0.78726760082018465},{"$f":"IFERROR(IF(OR(L73=\"\",'Historical scenario - input'!$D58=\"\"),\"\",L73/'Historical scenario - input'!$D58),\"\")","v":0.82769231193785686},{"$f":"IFERROR(IF(OR(M73=\"\",'Historical scenario - input'!$D58=\"\"),\"\",M73/'Historical scenario - input'!$D58),\"\")","v":0.87246167955268794},{"$f":"IFERROR(IF(OR(N73=\"\",'Historical scenario - input'!$D58=\"\"),\"\",N73/'Historical scenario - input'!$D58),\"\")","v":0.92142599383864843},{"$f":"IFERROR(IF(OR(O73=\"\",'Historical scenario - input'!$D58=\"\"),\"\",O73/'Historical scenario - input'!$D58),\"\")","v":0.97451687526716202},{"$f":"IFERROR(IF(OR(P73=\"\",'Historical scenario - input'!$D58=\"\"),\"\",P73/'Historical scenario - input'!$D58),\"\")","v":1.0317365999857244},{"$f":"IFERROR(IF(OR(Q73=\"\",'Historical scenario - input'!$D58=\"\"),\"\",Q73/'Historical scenario - input'!$D58),\"\")","v":1.0931324649769008},{"$f":"IFERROR(IF(OR(R73=\"\",'Historical scenario - input'!$D58=\"\"),\"\",R73/'Historical scenario - input'!$D58),\"\")","v":1.1587602243717605},{"$f":"IFERROR(IF(OR(S73=\"\",'Historical scenario - input'!$D58=\"\"),\"\",S73/'Historical scenario - input'!$D58),\"\")","v":1.2286419013311161},{"$f":"IFERROR(IF(OR(T73=\"\",'Historical scenario - input'!$D58=\"\"),\"\",T73/'Historical scenario - input'!$D58),\"\")","v":1.3027239965594821},{"$f":"IFERROR(IF(OR(U73=\"\",'Historical scenario - input'!$D58=\"\"),\"\",U73/'Historical scenario - input'!$D58),\"\")","v":1.380842119991804},{"$f":"IFERROR(IF(OR(V73=\"\",'Historical scenario - input'!$D58=\"\"),\"\",V73/'Historical scenario - input'!$D58),\"\")","v":1.4626972919653163},{"$f":"IFERROR(IF(OR(W73=\"\",'Historical scenario - input'!$D58=\"\"),\"\",W73/'Historical scenario - input'!$D58),\"\")","v":1.5478476378190633}]
[{"$f":"IFERROR('Historical scenario - input'!A59,\"\")","v":5},{"$f":"IFERROR('Historical scenario - input'!B59,\"\")","v":"TRANSFORMERS"},{"$f":"IFERROR('Historical scenario - input'!C59,\"\")","v":"kiosk mounted ; < = 22 kv ; > 60 kva and < = 600 kva ; multiple phase"},{"$f":"IFERROR(repcalc('Historical scenario - input'!$CV59:$GH59,'Historical scenario - input'!$G59,'Historical scenario - input'!$E59,'Historical scenario - input'!$F59,20,TRUE,TRUE),\"\")","v":3045.3000850526719},2736.4705067795999,2598.5961863495768,2573.1990349029761,2623.4279678271569,2727.0704699739094,2871.5886117127643,3050.6728145582515,3261.9024153651631,3505.1968503634012,3781.8232632111431,4093.7912584513401,4443.5138559578427,4833.648408154334,5267.0560547639261,5746.8365797315464,6276.4096387343425,6859.6242897057055,7500.8864347206245,8205.2972336545809,{"$f":"IFERROR(IF(OR(D74=\"\",'Historical scenario - input'!$D59=\"\"),\"\",D74/'Historical scenario - input'!$D59),\"\")","v":13.620296898063852},{"$f":"IFERROR(IF(OR(E74=\"\",'Historical scenario - input'!$D59=\"\"),\"\",E74/'Historical scenario - input'!$D59),\"\")","v":12.239037111013889},{"$f":"IFERROR(IF(OR(F74=\"\",'Historical scenario - input'!$D59=\"\"),\"\",F74/'Historical scenario - input'!$D59),\"\")","v":11.622385508075643},{"$f":"IFERROR(IF(OR(G74=\"\",'Historical scenario - input'!$D59=\"\"),\"\",G74/'Historical scenario - input'!$D59),\"\")","v":11.508795144759508},{"$f":"IFERROR(IF(OR(H74=\"\",'Historical scenario - input'!$D59=\"\"),\"\",H74/'Historical scenario - input'!$D59),\"\")","v":11.733447218510211},{"$f":"IFERROR(IF(OR(I74=\"\",'Historical scenario - input'!$D59=\"\"),\"\",I74/'Historical scenario - input'!$D59),\"\")","v":12.19699485292095},{"$f":"IFERROR(IF(OR(J74=\"\",'Historical scenario - input'!$D59=\"\"),\"\",J74/'Historical scenario - input'!$D59),\"\")","v":12.843361366126375},{"$f":"IFERROR(IF(OR(K74=\"\",'Historical scenario - input'!$D59=\"\"),\"\",K74/'Historical scenario - input'!$D59),\"\")","v":13.644326769989501},{"$f":"IFERROR(IF(OR(L74=\"\",'Historical scenario - input'!$D59=\"\"),\"\",L74/'Historical scenario - input'!$D59),\"\")","v":14.589064495762718},{"$f":"IFERROR(IF(OR(M74=\"\",'Historical scenario - input'!$D59=\"\"),\"\",M74/'Historical scenario - input'!$D59),\"\")","v":15.677214216897799},{"$f":"IFERROR(IF(OR(N74=\"\",'Historical scenario - input'!$D59=\"\"),\"\",N74/'Historical scenario - input'!$D59),\"\")","v":16.914443313408153},{"$f":"IFERROR(IF(OR(O74=\"\",'Historical scenario - input'!$D59=\"\"),\"\",O74/'Historical scenario - input'!$D59),\"\")","v":18.309739868490265},{"$f":"IFERROR(IF(OR(P74=\"\",'Historical scenario - input'!$D59=\"\"),\"\",P74/'Historical scenario - input'!$D59),\"\")","v":19.873896265878034},{"$f":"IFERROR(IF(OR(Q74=\"\",'Historical scenario - input'!$D59=\"\"),\"\",Q74/'Historical scenario - input'!$D59),\"\")","v":21.618797682060634},{"$f":"IFERROR(IF(OR(R74=\"\",'Historical scenario - input'!$D59=\"\"),\"\",R74/'Historical scenario - input'!$D59),\"\")","v":23.557240745090226},{"$f":"IFERROR(IF(OR(S74=\"\",'Historical scenario - input'!$D59=\"\"),\"\",S74/'Historical scenario - input'!$D59),\"\")","v":25.703089434368053},{"$f":"IFERROR(IF(OR(T74=\"\",'Historical scenario - input'!$D59=\"\"),\"\",T74/'Historical scenario - input'!$D59),\"\")","v":28.071638375813084},{"$f":"IFERROR(IF(OR(U74=\"\",'Historical scenario - input'!$D59=\"\"),\"\",U74/'Historical scenario - input'!$D59),\"\")","v":30.68010272404603},{"$f":"IFERROR(IF(OR(V74=\"\",'Historical scenario - input'!$D59=\"\"),\"\",V74/'Historical scenario - input'!$D59),\"\")","v":33.548188154267727},{"$f":"IFERROR(IF(OR(W74=\"\",'Historical scenario - input'!$D59=\"\"),\"\",W74/'Historical scenario - input'!$D59),\"\")","v":36.698709926087439}]
[{"$f":"IFERROR('Historical scenario - input'!A60,\"\")","v":5},{"$f":"IFERROR('Historical scenario - input'!B60,\"\")","v":"TRANSFORMERS"},{"$f":"IFERROR('Historical scenario - input'!C60,\"\")","v":"kiosk mounted ; < = 22 kv ; > 600 kva ; multiple phase"},{"$f":"IFERROR(repcalc('Historical scenario - input'!$CV60:$GH60,'Historical scenario - input'!$G60,'Historical scenario - input'!$E60,'Historical scenario - input'!$F60,20,TRUE,TRUE),\"\")","v":870.38952319602799},849.4708870758825,842.67411050232215,847.74056373901817,862.92514087175084,886.96094584041464,918.99976773415665,958.53842627854942,1005.3408135762576,1059.3647042308999,1120.7011120626066,1189.532174411994,1266.1113633442992,1350.7674360321639,1443.9311466002453,1546.1815354894227,1658.3067316454988,1781.3727306397459,1916.7925749869969,2066.3877456315263,{"$f":"IFERROR(IF(OR(D75=\"\",'Historical scenario - input'!$D60=\"\"),\"\",D75/'Historical scenario - input'!$D60),\"\")","v":5.5847542853262091},{"$f":"IFERROR(IF(OR(E75=\"\",'Historical scenario - input'!$D60=\"\"),\"\",E75/'Historical scenario - input'!$D60),\"\")","v":5.4505322621954786},{"$f":"IFERROR(IF(OR(F75=\"\",'Historical scenario - input'!$D60=\"\"),\"\",F75/'Historical scenario - input'!$D60),\"\")","v":5.4069215269051289},{"$f":"IFERROR(IF(OR(G75=\"\",'Historical scenario - input'!$D60=\"\"),\"\",G75/'Historical scenario - input'!$D60),\"\")","v":5.4394298414826592},{"$f":"IFERROR(IF(OR(H75=\"\",'Historical scenario - input'!$D60=\"\"),\"\",H75/'Historical scenario - input'!$D60),\"\")","v":5.536859934507568},{"$f":"IFERROR(IF(OR(I75=\"\",'Historical scenario - input'!$D60=\"\"),\"\",I75/'Historical scenario - input'!$D60),\"\")","v":5.6910829130966363},{"$f":"IFERROR(IF(OR(J75=\"\",'Historical scenario - input'!$D60=\"\"),\"\",J75/'Historical scenario - input'!$D60),\"\")","v":5.8966563294802112},{"$f":"IFERROR(IF(OR(K75=\"\",'Historical scenario - input'!$D60=\"\"),\"\",K75/'Historical scenario - input'!$D60),\"\")","v":6.150351585290541},{"$f":"IFERROR(IF(OR(L75=\"\",'Historical scenario - input'!$D60=\"\"),\"\",L75/'Historical scenario - input'!$D60),\"\")","v":6.4506537213555513},{"$f":"IFERROR(IF(OR(M75=\"\",'Historical scenario - input'!$D60=\"\"),\"\",M75/'Historical scenario - input'!$D60),\"\")","v":6.7972918032750611},{"$f":"IFERROR(IF(OR(N75=\"\",'Historical scenario - input'!$D60=\"\"),\"\",N75/'Historical scenario - input'!$D60),\"\")","v":7.190849810759822},{"$f":"IFERROR(IF(OR(O75=\"\",'Historical scenario - input'!$D60=\"\"),\"\",O75/'Historical scenario - input'!$D60),\"\")","v":7.632496407111053},{"$f":"IFERROR(IF(OR(P75=\"\",'Historical scenario - input'!$D60=\"\"),\"\",P75/'Historical scenario - input'!$D60),\"\")","v":8.1238579666873818},{"$f":"IFERROR(IF(OR(Q75=\"\",'Historical scenario - input'!$D60=\"\"),\"\",Q75/'Historical scenario - input'!$D60),\"\")","v":8.6670439220816995},{"$f":"IFERROR(IF(OR(R75=\"\",'Historical scenario - input'!$D60=\"\"),\"\",R75/'Historical scenario - input'!$D60),\"\")","v":9.2648181576003896},{"$f":"IFERROR(IF(OR(S75=\"\",'Historical scenario - input'!$D60=\"\"),\"\",S75/'Historical scenario - input'!$D60),\"\")","v":9.9208960196457205},{"$f":"IFERROR(IF(OR(T75=\"\",'Historical scenario - input'!$D60=\"\"),\"\",T75/'Historical scenario - input'!$D60),\"\")","v":10.640334446967712},{"$f":"IFERROR(IF(OR(U75=\"\",'Historical scenario - input'!$D60=\"\"),\"\",U75/'Historical scenario - input'!$D60),\"\")","v":11.429973277565493},{"$f":"IFERROR(IF(OR(V75=\"\",'Historical scenario - input'!$D60=\"\"),\"\",V75/'Historical scenario - input'!$D60),\"\")","v":12.298879136242963},{"$f":"IFERROR(IF(OR(W75=\"\",'Historical scenario - input'!$D60=\"\"),\"\",W75/'Historical scenario - input'!$D60),\"\")","v":13.258739346018238}]
[{"$f":"IFERROR('Historical scenario - input'!A61,\"\")","v":5},{"$f":"IFERROR('Historical scenario - input'!B61,\"\")","v":"TRANSFORMERS"},{"$f":"IFERROR('Historical scenario - input'!C61,\"\")","v":"kiosk mounted ; < = 22 kv ; > 600 kva ; single phase"},{"$f":"IFERROR(repcalc('Historical scenario - input'!$CV61:$GH61,'Historical scenario - input'!$G61,'Historical scenario - input'!$E61,'Historical scenario - input'!$F61,20,TRUE,TRUE),\"\")","v":3.7257687226164711},4.6661729692610976,5.7403843610966394,6.9367692377127019,8.2340034997788809,9.600734441636348,10.996149309670527,12.371556626826369,13.672971523726135,14.844564233599673,15.832701010258569,16.590200777260854,17.080368746966759,17.280363956277437,17.18351569633527,16.800317814457184,16.157983304934753,15.298610703691278,14.276172100317668,13.152656103544516,{"$f":"IFERROR(IF(OR(D76=\"\",'Historical scenario - input'!$D61=\"\"),\"\",D76/'Historical scenario - input'!$D61),\"\")","v":2.3905966564673885E-2},{"$f":"IFERROR(IF(OR(E76=\"\",'Historical scenario - input'!$D61=\"\"),\"\",E76/'Historical scenario - input'!$D61),\"\")","v":2.9939962271679554E-2},{"$f":"IFERROR(IF(OR(F76=\"\",'Historical scenario - input'!$D61=\"\"),\"\",F76/'Historical scenario - input'!$D61),\"\")","v":3.6832516138678065E-2},{"$f":"IFERROR(IF(OR(G76=\"\",'Historical scenario - input'!$D61=\"\"),\"\",G76/'Historical scenario - input'!$D61),\"\")","v":4.4508982121456465E-2},{"$f":"IFERROR(IF(OR(H76=\"\",'Historical scenario - input'!$D61=\"\"),\"\",H76/'Historical scenario - input'!$D61),\"\")","v":5.2832536588821567E-2},{"$f":"IFERROR(IF(OR(I76=\"\",'Historical scenario - input'!$D61=\"\"),\"\",I76/'Historical scenario - input'!$D61),\"\")","v":6.1602008510311307E-2},{"$f":"IFERROR(IF(OR(J76=\"\",'Historical scenario - input'!$D61=\"\"),\"\",J76/'Historical scenario - input'!$D61),\"\")","v":7.055552754561184E-2},{"$f":"IFERROR(IF(OR(K76=\"\",'Historical scenario - input'!$D61=\"\"),\"\",K76/'Historical scenario - input'!$D61),\"\")","v":7.9380670431465641E-2},{"$f":"IFERROR(IF(OR(L76=\"\",'Historical scenario - input'!$D61=\"\"),\"\",L76/'Historical scenario - input'!$D61),\"\")","v":8.7731049461489227E-2},{"$f":"IFERROR(IF(OR(M76=\"\",'Historical scenario - input'!$D61=\"\"),\"\",M76/'Historical scenario - input'!$D61),\"\")","v":9.524843935733425E-2},{"$f":"IFERROR(IF(OR(N76=\"\",'Historical scenario - input'!$D61=\"\"),\"\",N76/'Historical scenario - input'!$D61),\"\")","v":0.10158870535418417},{"$f":"IFERROR(IF(OR(O76=\"\",'Historical scenario - input'!$D61=\"\"),\"\",O76/'Historical scenario - input'!$D61),\"\")","v":0.10644911550062712},{"$f":"IFERROR(IF(OR(P76=\"\",'Historical scenario - input'!$D61=\"\"),\"\",P76/'Historical scenario - input'!$D61),\"\")","v":0.10959422191148194},{"$f":"IFERROR(IF(OR(Q76=\"\",'Historical scenario - input'!$D61=\"\"),\"\",Q76/'Historical scenario - input'!$D61),\"\")","v":0.11087746817361666},{"$f":"IFERROR(IF(OR(R76=\"\",'Historical scenario - input'!$D61=\"\"),\"\",R76/'Historical scenario - input'!$D61),\"\")","v":0.11025605245074313},{"$f":"IFERROR(IF(OR(S76=\"\",'Historical scenario - input'!$D61=\"\"),\"\",S76/'Historical scenario - input'!$D61),\"\")","v":0.10779730730743264},{"$f":"IFERROR(IF(OR(T76=\"\",'Historical scenario - input'!$D61=\"\"),\"\",T76/'Historical scenario - input'!$D61),\"\")","v":0.10367584179220449},{"$f":"IFERROR(IF(OR(U76=\"\",'Historical scenario - input'!$D61=\"\"),\"\",U76/'Historical scenario - input'!$D61),\"\")","v":9.8161776319698205E-2},{"$f":"IFERROR(IF(OR(V76=\"\",'Historical scenario - input'!$D61=\"\"),\"\",V76/'Historical scenario - input'!$D61),\"\")","v":9.1601416596264695E-2},{"$f":"IFERROR(IF(OR(W76=\"\",'Historical scenario - input'!$D61=\"\"),\"\",W76/'Historical scenario - input'!$D61),\"\")","v":8.4392505401456736E-2}]
[{"$f":"IFERROR('Historical scenario - input'!A62,\"\")","v":5},{"$f":"IFERROR('Historical scenario - input'!B62,\"\")","v":"TRANSFORMERS"},{"$f":"IFERROR('Historical scenario - input'!C62,\"\")","v":"pole mounted ; < = 22 kv ; < = 60 kva ; multiple phase"},{"$f":"IFERROR(repcalc('Historical scenario - input'!$CV62:$GH62,'Historical scenario - input'!$G62,'Historical scenario - input'!$E62,'Historical scenario - input'!$F62,20,TRUE,TRUE),\"\")","v":4810.0916661340079},5131.4142109418781,5445.5636901301687,5750.4129552400273,6045.3171847115864,6330.9848133299874,6609.2345403165173,6882.6599365169895,7154.2362508616698,7426.911833483573,7703.2279149986989,7985.0052238955996,8273.1251424671063,8567.4187840899685,8866.662069905613,9168.6612337722454,9470.4034466667363,9768.2428876967533,10058.094008031454,10335.610231461458,{"$f":"IFERROR(IF(OR(D77=\"\",'Historical scenario - input'!$D62=\"\"),\"\",D77/'Historical scenario - input'!$D62),\"\")","v":257.61707087336697},{"$f":"IFERROR(IF(OR(E77=\"\",'Historical scenario - input'!$D62=\"\"),\"\",E77/'Historical scenario - input'!$D62),\"\")","v":274.82634224376284},{"$f":"IFERROR(IF(OR(F77=\"\",'Historical scenario - input'!$D62=\"\"),\"\",F77/'Historical scenario - input'!$D62),\"\")","v":291.65144127767104},{"$f":"IFERROR(IF(OR(G77=\"\",'Historical scenario - input'!$D62=\"\"),\"\",G77/'Historical scenario - input'!$D62),\"\")","v":307.97844296215669},{"$f":"IFERROR(IF(OR(H77=\"\",'Historical scenario - input'!$D62=\"\"),\"\",H77/'Historical scenario - input'!$D62),\"\")","v":323.77281218790813},{"$f":"IFERROR(IF(OR(I77=\"\",'Historical scenario - input'!$D62=\"\"),\"\",I77/'Historical scenario - input'!$D62),\"\")","v":339.07249103730555},{"$f":"IFERROR(IF(OR(J77=\"\",'Historical scenario - input'!$D62=\"\"),\"\",J77/'Historical scenario - input'!$D62),\"\")","v":353.97488471563565},{"$f":"IFERROR(IF(OR(K77=\"\",'Historical scenario - input'!$D62=\"\"),\"\",K77/'Historical scenario - input'!$D62),\"\")","v":368.61889870969105},{"$f":"IFERROR(IF(OR(L77=\"\",'Historical scenario - input'!$D62=\"\"),\"\",L77/'Historical scenario - input'!$D62),\"\")","v":383.16388027680784},{"$f":"IFERROR(IF(OR(M77=\"\",'Historical scenario - input'!$D62=\"\"),\"\",M77/'Historical scenario - input'!$D62),\"\")","v":397.7677360387089},{"$f":"IFERROR(IF(OR(N77=\"\",'Historical scenario - input'!$D62=\"\"),\"\",N77/'Historical scenario - input'!$D62),\"\")","v":412.56656826394703},{"$f":"IFERROR(IF(OR(O77=\"\",'Historical scenario - input'!$D62=\"\"),\"\",O77/'Historical scenario - input'!$D62),\"\")","v":427.65789084053785},{"$f":"IFERROR(IF(OR(P77=\"\",'Historical scenario - input'!$D62=\"\"),\"\",P77/'Historical scenario - input'!$D62),\"\")","v":443.08890850809109},{"$f":"IFERROR(IF(OR(Q77=\"\",'Historical scenario - input'!$D62=\"\"),\"\",Q77/'Historical scenario - input'!$D62),\"\")","v":458.85057610069077},{"$f":"IFERROR(IF(OR(R77=\"\",'Historical scenario - input'!$D62=\"\"),\"\",R77/'Historical scenario - input'!$D62),\"\")","v":474.8773348656245},{"$f":"IFERROR(IF(OR(S77=\"\",'Historical scenario - input'!$D62=\"\"),\"\",S77/'Historical scenario - input'!$D62),\"\")","v":491.05169190528107},{"$f":"IFERROR(IF(OR(T77=\"\",'Historical scenario - input'!$D62=\"\"),\"\",T77/'Historical scenario - input'!$D62),\"\")","v":507.21228726191868},{"$f":"IFERROR(IF(OR(U77=\"\",'Historical scenario - input'!$D62=\"\"),\"\",U77/'Historical scenario - input'!$D62),\"\")","v":523.16385943858427},{"$f":"IFERROR(IF(OR(V77=\"\",'Historical scenario - input'!$D62=\"\"),\"\",V77/'Historical scenario - input'!$D62),\"\")","v":538.68759615564431},{"$f":"IFERROR(IF(OR(W77=\"\",'Historical scenario - input'!$D62=\"\"),\"\",W77/'Historical scenario - input'!$D62),\"\")","v":553.55070512781435}]
[{"$f":"IFERROR('Historical scenario - input'!A63,\"\")","v":5},{"$f":"IFERROR('Historical scenario - input'!B63,\"\")","v":"TRANSFORMERS"},{"$f":"IFERROR('Historical scenario - input'!C63,\"\")","v":"pole mounted ; < = 22 kv ; < = 60 kva ; single phase"},{"$f":"IFERROR(repcalc('Historical scenario - input'!$CV63:$GH63,'Historical scenario - input'!$G63,'Historical scenario - input'!$E63,'Historical scenario - input'!$F63,20,TRUE,TRUE),\"\")","v":8034.0908895475859},7989.9538017463492,7939.1650119140895,7891.8638667612095,7856.5546320014828,7839.4444023663937,7844.0818108076701,7871.3026925526046,7919.4547770227573,7984.8469789090541,8062.352125865882,8146.085613266684,8230.0857374880925,8308.9324519945985,8378.2574126920117,8435.1165080867304,8478.2137776428244,8507.9803668076765,8526.522419700188,8537.4570569423377,{"$f":"IFERROR(IF(OR(D78=\"\",'Historical scenario - input'!$D63=\"\"),\"\",D78/'Historical scenario - input'!$D63),\"\")","v":695.65260368749978},{"$f":"IFERROR(IF(OR(E78=\"\",'Historical scenario - input'!$D63=\"\"),\"\",E78/'Historical scenario - input'!$D63),\"\")","v":691.83087942893303},{"$f":"IFERROR(IF(OR(F78=\"\",'Historical scenario - input'!$D63=\"\"),\"\",F78/'Historical scenario - input'!$D63),\"\")","v":687.43320029252754},{"$f":"IFERROR(IF(OR(G78=\"\",'Historical scenario - input'!$D63=\"\"),\"\",G78/'Historical scenario - input'!$D63),\"\")","v":683.33750791919238},{"$f":"IFERROR(IF(OR(H78=\"\",'Historical scenario - input'!$D63=\"\"),\"\",H78/'Historical scenario - input'!$D63),\"\")","v":680.28016621961399},{"$f":"IFERROR(IF(OR(I78=\"\",'Historical scenario - input'!$D63=\"\"),\"\",I78/'Historical scenario - input'!$D63),\"\")","v":678.79863259509068},{"$f":"IFERROR(IF(OR(J78=\"\",'Historical scenario - input'!$D63=\"\"),\"\",J78/'Historical scenario - input'!$D63),\"\")","v":679.20017463648503},{"$f":"IFERROR(IF(OR(K78=\"\",'Historical scenario - input'!$D63=\"\"),\"\",K78/'Historical scenario - input'!$D63),\"\")","v":681.55716530548148},{"$f":"IFERROR(IF(OR(L78=\"\",'Historical scenario - input'!$D63=\"\"),\"\",L78/'Historical scenario - input'!$D63),\"\")","v":685.72653846731885},{"$f":"IFERROR(IF(OR(M78=\"\",'Historical scenario - input'!$D63=\"\"),\"\",M78/'Historical scenario - input'!$D63),\"\")","v":691.38869192418906},{"$f":"IFERROR(IF(OR(N78=\"\",'Historical scenario - input'!$D63=\"\"),\"\",N78/'Historical scenario - input'!$D63),\"\")","v":698.09967615637458},{"$f":"IFERROR(IF(OR(O78=\"\",'Historical scenario - input'!$D63=\"\"),\"\",O78/'Historical scenario - input'!$D63),\"\")","v":705.34995740499551},{"$f":"IFERROR(IF(OR(P78=\"\",'Historical scenario - input'!$D63=\"\"),\"\",P78/'Historical scenario - input'!$D63),\"\")","v":712.62332609450334},{"$f":"IFERROR(IF(OR(Q78=\"\",'Historical scenario - input'!$D63=\"\"),\"\",Q78/'Historical scenario - input'!$D63),\"\")","v":719.45047343360261},{"$f":"IFERROR(IF(OR(R78=\"\",'Historical scenario - input'!$D63=\"\"),\"\",R78/'Historical scenario - input'!$D63),\"\")","v":725.45315501546418},{"$f":"IFERROR(IF(OR(S78=\"\",'Historical scenario - input'!$D63=\"\"),\"\",S78/'Historical scenario - input'!$D63),\"\")","v":730.37644730807585},{"$f":"IFERROR(IF(OR(T78=\"\",'Historical scenario - input'!$D63=\"\"),\"\",T78/'Historical scenario - input'!$D63),\"\")","v":734.10813620613453},{"$f":"IFERROR(IF(OR(U78=\"\",'Historical scenario - input'!$D63=\"\"),\"\",U78/'Historical scenario - input'!$D63),\"\")","v":736.68555355678529},{"$f":"IFERROR(IF(OR(V78=\"\",'Historical scenario - input'!$D63=\"\"),\"\",V78/'Historical scenario - input'!$D63),\"\")","v":738.29106531284083},{"$f":"IFERROR(IF(OR(W78=\"\",'Historical scenario - input'!$D63=\"\"),\"\",W78/'Historical scenario - input'!$D63),\"\")","v":739.2378692477796}]
[{"$f":"IFERROR('Historical scenario - input'!A64,\"\")","v":5},{"$f":"IFERROR('Historical scenario - input'!B64,\"\")","v":"TRANSFORMERS"},{"$f":"IFERROR('Historical scenario - input'!C64,\"\")","v":"pole mounted ; < = 22 kv ; > 60 kva and < = 600 kva ; multiple phase"},{"$f":"IFERROR(repcalc('Historical scenario - input'!$CV64:$GH64,'Historical scenario - input'!$G64,'Historical scenario - input'!$E64,'Historical scenario - input'!$F64,20,TRUE,TRUE),\"\")","v":12512.472006605987},11861.251787641197,11354.392163802162,10962.791512167732,10665.403819526398,10446.505609286825,10293.944314692941,10198.07423970391,10151.165605834318,10147.117828073153,10181.3401589928,10250.692797252979,10353.414102905166,10488.994244520869,10657.988910218766,10861.793904230311,11102.418170206985,11382.296230284621,11704.170786463959,12071.054508636818,{"$f":"IFERROR(IF(OR(D79=\"\",'Historical scenario - input'!$D64=\"\"),\"\",D79/'Historical scenario - input'!$D64),\"\")","v":388.88917306580964},{"$f":"IFERROR(IF(OR(E79=\"\",'Historical scenario - input'!$D64=\"\"),\"\",E79/'Historical scenario - input'!$D64),\"\")","v":368.64916834865642},{"$f":"IFERROR(IF(OR(F79=\"\",'Historical scenario - input'!$D64=\"\"),\"\",F79/'Historical scenario - input'!$D64),\"\")","v":352.89590873128071},{"$f":"IFERROR(IF(OR(G79=\"\",'Historical scenario - input'!$D64=\"\"),\"\",G79/'Historical scenario - input'!$D64),\"\")","v":340.72491218433589},{"$f":"IFERROR(IF(OR(H79=\"\",'Historical scenario - input'!$D64=\"\"),\"\",H79/'Historical scenario - input'!$D64),\"\")","v":331.48206602170876},{"$f":"IFERROR(IF(OR(I79=\"\",'Historical scenario - input'!$D64=\"\"),\"\",I79/'Historical scenario - input'!$D64),\"\")","v":324.67868265184308},{"$f":"IFERROR(IF(OR(J79=\"\",'Historical scenario - input'!$D64=\"\"),\"\",J79/'Historical scenario - input'!$D64),\"\")","v":319.93705880124486},{"$f":"IFERROR(IF(OR(K79=\"\",'Historical scenario - input'!$D64=\"\"),\"\",K79/'Historical scenario - input'!$D64),\"\")","v":316.95740504740968},{"$f":"IFERROR(IF(OR(L79=\"\",'Historical scenario - input'!$D64=\"\"),\"\",L79/'Historical scenario - input'!$D64),\"\")","v":315.49947892173589},{"$f":"IFERROR(IF(OR(M79=\"\",'Historical scenario - input'!$D64=\"\"),\"\",M79/'Historical scenario - input'!$D64),\"\")","v":315.37367348972674},{"$f":"IFERROR(IF(OR(N79=\"\",'Historical scenario - input'!$D64=\"\"),\"\",N79/'Historical scenario - input'!$D64),\"\")","v":316.43730775517804},{"$f":"IFERROR(IF(OR(O79=\"\",'Historical scenario - input'!$D64=\"\"),\"\",O79/'Historical scenario - input'!$D64),\"\")","v":318.59279630521786},{"$f":"IFERROR(IF(OR(P79=\"\",'Historical scenario - input'!$D64=\"\"),\"\",P79/'Historical scenario - input'!$D64),\"\")","v":321.78538715299192},{"$f":"IFERROR(IF(OR(Q79=\"\",'Historical scenario - input'!$D64=\"\"),\"\",Q79/'Historical scenario - input'!$D64),\"\")","v":325.99923467482768},{"$f":"IFERROR(IF(OR(R79=\"\",'Historical scenario - input'!$D64=\"\"),\"\",R79/'Historical scenario - input'!$D64),\"\")","v":331.25160972598394},{"$f":"IFERROR(IF(OR(S79=\"\",'Historical scenario - input'!$D64=\"\"),\"\",S79/'Historical scenario - input'!$D64),\"\")","v":337.58589407411176},{"$f":"IFERROR(IF(OR(T79=\"\",'Historical scenario - input'!$D64=\"\"),\"\",T79/'Historical scenario - input'!$D64),\"\")","v":345.06452593565217},{"$f":"IFERROR(IF(OR(U79=\"\",'Historical scenario - input'!$D64=\"\"),\"\",U79/'Historical scenario - input'!$D64),\"\")","v":353.7631705588243},{"$f":"IFERROR(IF(OR(V79=\"\",'Historical scenario - input'!$D64=\"\"),\"\",V79/'Historical scenario - input'!$D64),\"\")","v":363.76707146005481},{"$f":"IFERROR(IF(OR(W79=\"\",'Historical scenario - input'!$D64=\"\"),\"\",W79/'Historical scenario - input'!$D64),\"\")","v":375.16986279111899}]
[{"$f":"IFERROR('Historical scenario - input'!A65,\"\")","v":5},{"$f":"IFERROR('Historical scenario - input'!B65,\"\")","v":"TRANSFORMERS"},{"$f":"IFERROR('Historical scenario - input'!C65,\"\")","v":"pole mounted ; < = 22 kv ; > 60 kva and < = 600 kva ; single phase"},{"$f":"IFERROR(repcalc('Historical scenario - input'!$CV65:$GH65,'Historical scenario - input'!$G65,'Historical scenario - input'!$E65,'Historical scenario - input'!$F65,20,TRUE,TRUE),\"\")","v":1002.8580112987914},926.3721094300646,871.6033480723346,833.39751338333463,807.27256472095667,789.39786706920415,776.59769605422105,766.36710045151108,756.88688270149316,747.02582058539724,736.32148589092014,724.93511925492896,713.57999307596162,703.42574660306889,695.98290424024754,692.97224505312954,696.18334407750945,707.32616538764421,727.87976999318369,758.94347777932455,{"$f":"IFERROR(IF(OR(D80=\"\",'Historical scenario - input'!$D65=\"\"),\"\",D80/'Historical scenario - input'!$D65),\"\")","v":16.917059489580204},{"$f":"IFERROR(IF(OR(E80=\"\",'Historical scenario - input'!$D65=\"\"),\"\",E80/'Historical scenario - input'!$D65),\"\")","v":15.626830426792235},{"$f":"IFERROR(IF(OR(F80=\"\",'Historical scenario - input'!$D65=\"\"),\"\",F80/'Historical scenario - input'!$D65),\"\")","v":14.702944509124386},{"$f":"IFERROR(IF(OR(G80=\"\",'Historical scenario - input'!$D65=\"\"),\"\",G80/'Historical scenario - input'!$D65),\"\")","v":14.05845608603663},{"$f":"IFERROR(IF(OR(H80=\"\",'Historical scenario - input'!$D65=\"\"),\"\",H80/'Historical scenario - input'!$D65),\"\")","v":13.617758294620174},{"$f":"IFERROR(IF(OR(I80=\"\",'Historical scenario - input'!$D65=\"\"),\"\",I80/'Historical scenario - input'!$D65),\"\")","v":13.316232734544787},{"$f":"IFERROR(IF(OR(J80=\"\",'Historical scenario - input'!$D65=\"\"),\"\",J80/'Historical scenario - input'!$D65),\"\")","v":13.1003085936419},{"$f":"IFERROR(IF(OR(K80=\"\",'Historical scenario - input'!$D65=\"\"),\"\",K80/'Historical scenario - input'!$D65),\"\")","v":12.927730230129862},{"$f":"IFERROR(IF(OR(L80=\"\",'Historical scenario - input'!$D65=\"\"),\"\",L80/'Historical scenario - input'!$D65),\"\")","v":12.767809876655772},{"$f":"IFERROR(IF(OR(M80=\"\",'Historical scenario - input'!$D65=\"\"),\"\",M80/'Historical scenario - input'!$D65),\"\")","v":12.601465117408754},{"$f":"IFERROR(IF(OR(N80=\"\",'Historical scenario - input'!$D65=\"\"),\"\",N80/'Historical scenario - input'!$D65),\"\")","v":12.420895321103966},{"$f":"IFERROR(IF(OR(O80=\"\",'Historical scenario - input'!$D65=\"\"),\"\",O80/'Historical scenario - input'!$D65),\"\")","v":12.228820431557271},{"$f":"IFERROR(IF(OR(P80=\"\",'Historical scenario - input'!$D65=\"\"),\"\",P80/'Historical scenario - input'!$D65),\"\")","v":12.037272532535654},{"$f":"IFERROR(IF(OR(Q80=\"\",'Historical scenario - input'!$D65=\"\"),\"\",Q80/'Historical scenario - input'!$D65),\"\")","v":11.86598209089944},{"$f":"IFERROR(IF(OR(R80=\"\",'Historical scenario - input'!$D65=\"\"),\"\",R80/'Historical scenario - input'!$D65),\"\")","v":11.740429913417854},{"$f":"IFERROR(IF(OR(S80=\"\",'Historical scenario - input'!$D65=\"\"),\"\",S80/'Historical scenario - input'!$D65),\"\")","v":11.689643560816087},{"$f":"IFERROR(IF(OR(T80=\"\",'Historical scenario - input'!$D65=\"\"),\"\",T80/'Historical scenario - input'!$D65),\"\")","v":11.743811102592032},{"$f":"IFERROR(IF(OR(U80=\"\",'Historical scenario - input'!$D65=\"\"),\"\",U80/'Historical scenario - input'!$D65),\"\")","v":11.931777663023835},{"$f":"IFERROR(IF(OR(V80=\"\",'Historical scenario - input'!$D65=\"\"),\"\",V80/'Historical scenario - input'!$D65),\"\")","v":12.278493297659798},{"$f":"IFERROR(IF(OR(W80=\"\",'Historical scenario - input'!$D65=\"\"),\"\",W80/'Historical scenario - input'!$D65),\"\")","v":12.80250226669072}]
[{"$f":"IFERROR('Historical scenario - input'!A66,\"\")","v":5},{"$f":"IFERROR('Historical scenario - input'!B66,\"\")","v":"TRANSFORMERS"},{"$f":"IFERROR('Historical scenario - input'!C66,\"\")","v":"pole mounted ; < = 22 kv ; > 600 kva ; multiple phase"},{"$f":"IFERROR(repcalc('Historical scenario - input'!$CV66:$GH66,'Historical scenario - input'!$G66,'Historical scenario - input'!$E66,'Historical scenario - input'!$F66,20,TRUE,TRUE),\"\")","v":1795.9212279344661},1591.8739469206121,1584.1732417485186,1673.9481114896819,1816.8139295904994,1990.1016117544373,2179.7481104936437,2375.0593473269764,2566.9021340622662,2747.4225796332707,2910.3014828252881,3050.9757442941996,3166.5504580212391,3255.3767324125652,3316.4628162994763,3348.9804838199043,3352.1081653025572,3325.3291801145629,3269.1236821623697,3185.8219991025171,{"$f":"IFERROR(IF(OR(D81=\"\",'Historical scenario - input'!$D66=\"\"),\"\",D81/'Historical scenario - input'!$D66),\"\")","v":38.670383539630343},{"$f":"IFERROR(IF(OR(E81=\"\",'Historical scenario - input'!$D66=\"\"),\"\",E81/'Historical scenario - input'!$D66),\"\")","v":34.276768444329292},{"$f":"IFERROR(IF(OR(F81=\"\",'Historical scenario - input'!$D66=\"\"),\"\",F81/'Historical scenario - input'!$D66),\"\")","v":34.110954254988172},{"$f":"IFERROR(IF(OR(G81=\"\",'Historical scenario - input'!$D66=\"\"),\"\",G81/'Historical scenario - input'!$D66),\"\")","v":36.044017126071857},{"$f":"IFERROR(IF(OR(H81=\"\",'Historical scenario - input'!$D66=\"\"),\"\",H81/'Historical scenario - input'!$D66),\"\")","v":39.120252260847643},{"$f":"IFERROR(IF(OR(I81=\"\",'Historical scenario - input'!$D66=\"\"),\"\",I81/'Historical scenario - input'!$D66),\"\")","v":42.851541266034211},{"$f":"IFERROR(IF(OR(J81=\"\",'Historical scenario - input'!$D66=\"\"),\"\",J81/'Historical scenario - input'!$D66),\"\")","v":46.935073844814298},{"$f":"IFERROR(IF(OR(K81=\"\",'Historical scenario - input'!$D66=\"\"),\"\",K81/'Historical scenario - input'!$D66),\"\")","v":51.140581480932156},{"$f":"IFERROR(IF(OR(L81=\"\",'Historical scenario - input'!$D66=\"\"),\"\",L81/'Historical scenario - input'!$D66),\"\")","v":55.27140527596994},{"$f":"IFERROR(IF(OR(M81=\"\",'Historical scenario - input'!$D66=\"\"),\"\",M81/'Historical scenario - input'!$D66),\"\")","v":59.158432590082427},{"$f":"IFERROR(IF(OR(N81=\"\",'Historical scenario - input'!$D66=\"\"),\"\",N81/'Historical scenario - input'!$D66),\"\")","v":62.665596244578452},{"$f":"IFERROR(IF(OR(O81=\"\",'Historical scenario - input'!$D66=\"\"),\"\",O81/'Historical scenario - input'!$D66),\"\")","v":65.694642040430892},{"$f":"IFERROR(IF(OR(P81=\"\",'Historical scenario - input'!$D66=\"\"),\"\",P81/'Historical scenario - input'!$D66),\"\")","v":68.183235881736437},{"$f":"IFERROR(IF(OR(Q81=\"\",'Historical scenario - input'!$D66=\"\"),\"\",Q81/'Historical scenario - input'!$D66),\"\")","v":70.095873276785014},{"$f":"IFERROR(IF(OR(R81=\"\",'Historical scenario - input'!$D66=\"\"),\"\",R81/'Historical scenario - input'!$D66),\"\")","v":71.41119950384774},{"$f":"IFERROR(IF(OR(S81=\"\",'Historical scenario - input'!$D66=\"\"),\"\",S81/'Historical scenario - input'!$D66),\"\")","v":72.111380923427802},{"$f":"IFERROR(IF(OR(T81=\"\",'Historical scenario - input'!$D66=\"\"),\"\",T81/'Historical scenario - input'!$D66),\"\")","v":72.178727219380377},{"$f":"IFERROR(IF(OR(U81=\"\",'Historical scenario - input'!$D66=\"\"),\"\",U81/'Historical scenario - input'!$D66),\"\")","v":71.602113049496751},{"$f":"IFERROR(IF(OR(V81=\"\",'Historical scenario - input'!$D66=\"\"),\"\",V81/'Historical scenario - input'!$D66),\"\")","v":70.391877250153257},{"$f":"IFERROR(IF(OR(W81=\"\",'Historical scenario - input'!$D66=\"\"),\"\",W81/'Historical scenario - input'!$D66),\"\")","v":68.598197224929578}]
[{"$f":"IFERROR('Historical scenario - input'!A67,\"\")","v":5},{"$f":"IFERROR('Historical scenario - input'!B67,\"\")","v":"TRANSFORMERS"},{"$f":"IFERROR('Historical scenario - input'!C67,\"\")","v":"pole mounted ; < = 22 kv ; > 600 kva ; single phase"},{"$f":"IFERROR(repcalc('Historical scenario - input'!$CV67:$GH67,'Historical scenario - input'!$G67,'Historical scenario - input'!$E67,'Historical scenario - input'!$F67,20,TRUE,TRUE),\"\")","v":1154.9797906819008},924.66845365388554,829.77456286471056,812.85891042789501,844.29654703047845,906.78291296844225,989.66919315984853,1086.3769661191252,1192.82977496639,1306.2685168262115,1424.2602638409583,1543.8866217925874,1661.177921740901,1770.8943125303601,1866.728467528088,1941.933746704105,1990.2818979867418,2007.1604999463179,1990.5649788102539,1941.7451972292181,{"$f":"IFERROR(IF(OR(D82=\"\",'Historical scenario - input'!$D67=\"\"),\"\",D82/'Historical scenario - input'!$D67),\"\")","v":24.86941564667605},{"$f":"IFERROR(IF(OR(E82=\"\",'Historical scenario - input'!$D67=\"\"),\"\",E82/'Historical scenario - input'!$D67),\"\")","v":19.910274010691442},{"$f":"IFERROR(IF(OR(F82=\"\",'Historical scenario - input'!$D67=\"\"),\"\",F82/'Historical scenario - input'!$D67),\"\")","v":17.866986646353265},{"$f":"IFERROR(IF(OR(G82=\"\",'Historical scenario - input'!$D67=\"\"),\"\",G82/'Historical scenario - input'!$D67),\"\")","v":17.502753094580466},{"$f":"IFERROR(IF(OR(H82=\"\",'Historical scenario - input'!$D67=\"\"),\"\",H82/'Historical scenario - input'!$D67),\"\")","v":18.179678923003149},{"$f":"IFERROR(IF(OR(I82=\"\",'Historical scenario - input'!$D67=\"\"),\"\",I82/'Historical scenario - input'!$D67),\"\")","v":19.525156496982206},{"$f":"IFERROR(IF(OR(J82=\"\",'Historical scenario - input'!$D67=\"\"),\"\",J82/'Historical scenario - input'!$D67),\"\")","v":21.309891927088671},{"$f":"IFERROR(IF(OR(K82=\"\",'Historical scenario - input'!$D67=\"\"),\"\",K82/'Historical scenario - input'!$D67),\"\")","v":23.392236416050402},{"$f":"IFERROR(IF(OR(L82=\"\",'Historical scenario - input'!$D67=\"\"),\"\",L82/'Historical scenario - input'!$D67),\"\")","v":25.684414315038349},{"$f":"IFERROR(IF(OR(M82=\"\",'Historical scenario - input'!$D67=\"\"),\"\",M82/'Historical scenario - input'!$D67),\"\")","v":28.12701568738122},{"$f":"IFERROR(IF(OR(N82=\"\",'Historical scenario - input'!$D67=\"\"),\"\",N82/'Historical scenario - input'!$D67),\"\")","v":30.667653907254074},{"$f":"IFERROR(IF(OR(O82=\"\",'Historical scenario - input'!$D67=\"\"),\"\",O82/'Historical scenario - input'!$D67),\"\")","v":33.243489122899405},{"$f":"IFERROR(IF(OR(P82=\"\",'Historical scenario - input'!$D67=\"\"),\"\",P82/'Historical scenario - input'!$D67),\"\")","v":35.769045079537733},{"$f":"IFERROR(IF(OR(Q82=\"\",'Historical scenario - input'!$D67=\"\"),\"\",Q82/'Historical scenario - input'!$D67),\"\")","v":38.131495529155771},{"$f":"IFERROR(IF(OR(R82=\"\",'Historical scenario - input'!$D67=\"\"),\"\",R82/'Historical scenario - input'!$D67),\"\")","v":40.195028980576026},{"$f":"IFERROR(IF(OR(S82=\"\",'Historical scenario - input'!$D67=\"\"),\"\",S82/'Historical scenario - input'!$D67),\"\")","v":41.814374497910528},{"$f":"IFERROR(IF(OR(T82=\"\",'Historical scenario - input'!$D67=\"\"),\"\",T82/'Historical scenario - input'!$D67),\"\")","v":42.85542325018902},{"$f":"IFERROR(IF(OR(U82=\"\",'Historical scenario - input'!$D67=\"\"),\"\",U82/'Historical scenario - input'!$D67),\"\")","v":43.218859018549672},{"$f":"IFERROR(IF(OR(V82=\"\",'Historical scenario - input'!$D67=\"\"),\"\",V82/'Historical scenario - input'!$D67),\"\")","v":42.86151864226283},{"$f":"IFERROR(IF(OR(W82=\"\",'Historical scenario - input'!$D67=\"\"),\"\",W82/'Historical scenario - input'!$D67),\"\")","v":41.810314586820525}]
[{"$f":"IFERROR('Historical scenario - input'!A68,\"\")","v":6},{"$f":"IFERROR('Historical scenario - input'!B68,\"\")","v":"UNDERGROUND CABLES"},{"$f":"IFERROR('Historical scenario - input'!C68,\"\")","v":"˂ = 1 kv"},{"$f":"IFERROR(repcalc('Historical scenario - input'!$CV68:$GH68,'Historical scenario - input'!$G68,'Historical scenario - input'!$E68,'Historical scenario - input'!$F68,20,TRUE,TRUE),\"\")","v":2966.9640428775347},3873.2566225829219,5291.3699408212469,7377.12118869818,10311.869280659854,14275.528616887894,19412.956879355326,25795.392982002631,33382.08921662005,41989.957132850628,51280.021219964736,60768.006593892387,69862.316365625054,77926.683863212835,84358.446044658791,88668.621244118287,90548.459202382917,89909.58795583644,86890.730028732127,81831.472429768211,{"$f":"IFERROR(IF(OR(D83=\"\",'Historical scenario - input'!$D68=\"\"),\"\",D83/'Historical scenario - input'!$D68),\"\")","v":13.677126520745258},{"$f":"IFERROR(IF(OR(E83=\"\",'Historical scenario - input'!$D68=\"\"),\"\",E83/'Historical scenario - input'!$D68),\"\")","v":17.8549588430478},{"$f":"IFERROR(IF(OR(F83=\"\",'Historical scenario - input'!$D68=\"\"),\"\",F83/'Historical scenario - input'!$D68),\"\")","v":24.392185110032944},{"$f":"IFERROR(IF(OR(G83=\"\",'Historical scenario - input'!$D68=\"\"),\"\",G83/'Historical scenario - input'!$D68),\"\")","v":34.007092232516264},{"$f":"IFERROR(IF(OR(H83=\"\",'Historical scenario - input'!$D68=\"\"),\"\",H83/'Historical scenario - input'!$D68),\"\")","v":47.535709492517327},{"$f":"IFERROR(IF(OR(I83=\"\",'Historical scenario - input'!$D68=\"\"),\"\",I83/'Historical scenario - input'!$D68),\"\")","v":65.807407242567123},{"$f":"IFERROR(IF(OR(J83=\"\",'Historical scenario - input'!$D68=\"\"),\"\",J83/'Historical scenario - input'!$D68),\"\")","v":89.489951190377226},{"$f":"IFERROR(IF(OR(K83=\"\",'Historical scenario - input'!$D68=\"\"),\"\",K83/'Historical scenario - input'!$D68),\"\")","v":118.91173885781967},{"$f":"IFERROR(IF(OR(L83=\"\",'Historical scenario - input'!$D68=\"\"),\"\",L83/'Historical scenario - input'!$D68),\"\")","v":153.88493124429954},{"$f":"IFERROR(IF(OR(M83=\"\",'Historical scenario - input'!$D68=\"\"),\"\",M83/'Historical scenario - input'!$D68),\"\")","v":193.56552624401755},{"$f":"IFERROR(IF(OR(N83=\"\",'Historical scenario - input'!$D68=\"\"),\"\",N83/'Historical scenario - input'!$D68),\"\")","v":236.39091275664273},{"$f":"IFERROR(IF(OR(O83=\"\",'Historical scenario - input'!$D68=\"\"),\"\",O83/'Historical scenario - input'!$D68),\"\")","v":280.12867786293367},{"$f":"IFERROR(IF(OR(P83=\"\",'Historical scenario - input'!$D68=\"\"),\"\",P83/'Historical scenario - input'!$D68),\"\")","v":322.05167509824997},{"$f":"IFERROR(IF(OR(Q83=\"\",'Historical scenario - input'!$D68=\"\"),\"\",Q83/'Historical scenario - input'!$D68),\"\")","v":359.22683899653606},{"$f":"IFERROR(IF(OR(R83=\"\",'Historical scenario - input'!$D68=\"\"),\"\",R83/'Historical scenario - input'!$D68),\"\")","v":388.87601028263776},{"$f":"IFERROR(IF(OR(S83=\"\",'Historical scenario - input'!$D68=\"\"),\"\",S83/'Historical scenario - input'!$D68),\"\")","v":408.74507868982079},{"$f":"IFERROR(IF(OR(T83=\"\",'Historical scenario - input'!$D68=\"\"),\"\",T83/'Historical scenario - input'!$D68),\"\")","v":417.41076564191098},{"$f":"IFERROR(IF(OR(U83=\"\",'Historical scenario - input'!$D68=\"\"),\"\",U83/'Historical scenario - input'!$D68),\"\")","v":414.46569359411905},{"$f":"IFERROR(IF(OR(V83=\"\",'Historical scenario - input'!$D68=\"\"),\"\",V83/'Historical scenario - input'!$D68),\"\")","v":400.54934637168503},{"$f":"IFERROR(IF(OR(W83=\"\",'Historical scenario - input'!$D68=\"\"),\"\",W83/'Historical scenario - input'!$D68),\"\")","v":377.22715396150642}]
[{"$f":"IFERROR('Historical scenario - input'!A69,\"\")","v":6},{"$f":"IFERROR('Historical scenario - input'!B69,\"\")","v":"UNDERGROUND CABLES"},{"$f":"IFERROR('Historical scenario - input'!C69,\"\")","v":"> 1 kv & < = 11 kv"},{"$f":"IFERROR(repcalc('Historical scenario - input'!$CV69:$GH69,'Historical scenario - input'!$G69,'Historical scenario - input'!$E69,'Historical scenario - input'!$F69,20,TRUE,TRUE),\"\")","v":904.83762078943528},973.19625984106858,1063.2091258515907,1171.026582056505,1293.9808648678161,1430.1288224580753,1577.9552905109319,1736.1997082087487,1903.7737358709112,2079.7438139638621,2263.3587025090678,2454.1074061729682,2651.7971595206841,2856.6441452288159,3069.371319186148,3291.3082354704266,3524.4873568213302,3771.7303748570716,4036.7169776126066,4324.0276826764612,{"$f":"IFERROR(IF(OR(D84=\"\",'Historical scenario - input'!$D69=\"\"),\"\",D84/'Historical scenario - input'!$D69),\"\")","v":2.428067392756752},{"$f":"IFERROR(IF(OR(E84=\"\",'Historical scenario - input'!$D69=\"\"),\"\",E84/'Historical scenario - input'!$D69),\"\")","v":2.6115029381860948},{"$f":"IFERROR(IF(OR(F84=\"\",'Historical scenario - input'!$D69=\"\"),\"\",F84/'Historical scenario - input'!$D69),\"\")","v":2.8530460613577957},{"$f":"IFERROR(IF(OR(G84=\"\",'Historical scenario - input'!$D69=\"\"),\"\",G84/'Historical scenario - input'!$D69),\"\")","v":3.1423665358455075},{"$f":"IFERROR(IF(OR(H84=\"\",'Historical scenario - input'!$D69=\"\"),\"\",H84/'Historical scenario - input'!$D69),\"\")","v":3.4723056078233845},{"$f":"IFERROR(IF(OR(I84=\"\",'Historical scenario - input'!$D69=\"\"),\"\",I84/'Historical scenario - input'!$D69),\"\")","v":3.837648967582147},{"$f":"IFERROR(IF(OR(J84=\"\",'Historical scenario - input'!$D69=\"\"),\"\",J84/'Historical scenario - input'!$D69),\"\")","v":4.2343307794550711},{"$f":"IFERROR(IF(OR(K84=\"\",'Historical scenario - input'!$D69=\"\"),\"\",K84/'Historical scenario - input'!$D69),\"\")","v":4.6589684181538518},{"$f":"IFERROR(IF(OR(L84=\"\",'Historical scenario - input'!$D69=\"\"),\"\",L84/'Historical scenario - input'!$D69),\"\")","v":5.1086414015610035},{"$f":"IFERROR(IF(OR(M84=\"\",'Historical scenario - input'!$D69=\"\"),\"\",M84/'Historical scenario - input'!$D69),\"\")","v":5.5808445890738962},{"$f":"IFERROR(IF(OR(N84=\"\",'Historical scenario - input'!$D69=\"\"),\"\",N84/'Historical scenario - input'!$D69),\"\")","v":6.0735620816471059},{"$f":"IFERROR(IF(OR(O84=\"\",'Historical scenario - input'!$D69=\"\"),\"\",O84/'Historical scenario - input'!$D69),\"\")","v":6.5854226596509866},{"$f":"IFERROR(IF(OR(P84=\"\",'Historical scenario - input'!$D69=\"\"),\"\",P84/'Historical scenario - input'!$D69),\"\")","v":7.1159090507527729},{"$f":"IFERROR(IF(OR(Q84=\"\",'Historical scenario - input'!$D69=\"\"),\"\",Q84/'Historical scenario - input'!$D69),\"\")","v":7.6656013657876816},{"$f":"IFERROR(IF(OR(R84=\"\",'Historical scenario - input'!$D69=\"\"),\"\",R84/'Historical scenario - input'!$D69),\"\")","v":8.2364396054581892},{"$f":"IFERROR(IF(OR(S84=\"\",'Historical scenario - input'!$D69=\"\"),\"\",S84/'Historical scenario - input'!$D69),\"\")","v":8.8319915335584938},{"$f":"IFERROR(IF(OR(T84=\"\",'Historical scenario - input'!$D69=\"\"),\"\",T84/'Historical scenario - input'!$D69),\"\")","v":9.4577111192780112},{"$f":"IFERROR(IF(OR(U84=\"\",'Historical scenario - input'!$D69=\"\"),\"\",U84/'Historical scenario - input'!$D69),\"\")","v":10.121170171362513},{"$f":"IFERROR(IF(OR(V84=\"\",'Historical scenario - input'!$D69=\"\"),\"\",V84/'Historical scenario - input'!$D69),\"\")","v":10.83224287091136},{"$f":"IFERROR(IF(OR(W84=\"\",'Historical scenario - input'!$D69=\"\"),\"\",W84/'Historical scenario - input'!$D69),\"\")","v":11.603220711053396}]
[{"$f":"IFERROR('Historical scenario - input'!A70,\"\")","v":6},{"$f":"IFERROR('Historical scenario - input'!B70,\"\")","v":"UNDERGROUND CABLES"},{"$f":"IFERROR('Historical scenario - input'!C70,\"\")","v":"> 11 kv & < = 22 kv"},{"$f":"IFERROR(repcalc('Historical scenario - input'!$CV70:$GH70,'Historical scenario - input'!$G70,'Historical scenario - input'!$E70,'Historical scenario - input'!$F70,20,TRUE,TRUE),\"\")","v":1089.8795895281824},1179.8613507600833,1277.9655781276849,1387.2594947365017,1511.6492650760031,1655.9248228114443,1825.756531879043,2027.6272284968368,2268.6848596019186,2556.5052216577269,2898.7613833759674,3302.8060219692675,3775.1844201918148,4321.1080828272843,4943.9302497221151,5644.6731865676365,6421.6612364483835,7270.3117891562442,8183.1278389805839,9149.9208710530893,{"$f":"IFERROR(IF(OR(D85=\"\",'Historical scenario - input'!$D70=\"\"),\"\",D85/'Historical scenario - input'!$D70),\"\")","v":0.61973306988411636},{"$f":"IFERROR(IF(OR(E85=\"\",'Historical scenario - input'!$D70=\"\"),\"\",E85/'Historical scenario - input'!$D70),\"\")","v":0.67089897266606169},{"$f":"IFERROR(IF(OR(F85=\"\",'Historical scenario - input'!$D70=\"\"),\"\",F85/'Historical scenario - input'!$D70),\"\")","v":0.72668351490292771},{"$f":"IFERROR(IF(OR(G85=\"\",'Historical scenario - input'!$D70=\"\"),\"\",G85/'Historical scenario - input'!$D70),\"\")","v":0.78883079714441173},{"$f":"IFERROR(IF(OR(H85=\"\",'Historical scenario - input'!$D70=\"\"),\"\",H85/'Historical scenario - input'!$D70),\"\")","v":0.85956196320657419},{"$f":"IFERROR(IF(OR(I85=\"\",'Historical scenario - input'!$D70=\"\"),\"\",I85/'Historical scenario - input'!$D70),\"\")","v":0.9416006903868267},{"$f":"IFERROR(IF(OR(J85=\"\",'Historical scenario - input'!$D70=\"\"),\"\",J85/'Historical scenario - input'!$D70),\"\")","v":1.0381712908782927},{"$f":"IFERROR(IF(OR(K85=\"\",'Historical scenario - input'!$D70=\"\"),\"\",K85/'Historical scenario - input'!$D70),\"\")","v":1.1529600691402562},{"$f":"IFERROR(IF(OR(L85=\"\",'Historical scenario - input'!$D70=\"\"),\"\",L85/'Historical scenario - input'!$D70),\"\")","v":1.2900315283905557},{"$f":"IFERROR(IF(OR(M85=\"\",'Historical scenario - input'!$D70=\"\"),\"\",M85/'Historical scenario - input'!$D70),\"\")","v":1.4536934578971192},{"$f":"IFERROR(IF(OR(N85=\"\",'Historical scenario - input'!$D70=\"\"),\"\",N85/'Historical scenario - input'!$D70),\"\")","v":1.6483089583857766},{"$f":"IFERROR(IF(OR(O85=\"\",'Historical scenario - input'!$D70=\"\"),\"\",O85/'Historical scenario - input'!$D70),\"\")","v":1.878058947881446},{"$f":"IFERROR(IF(OR(P85=\"\",'Historical scenario - input'!$D70=\"\"),\"\",P85/'Historical scenario - input'!$D70),\"\")","v":2.1466652395215471},{"$f":"IFERROR(IF(OR(Q85=\"\",'Historical scenario - input'!$D70=\"\"),\"\",Q85/'Historical scenario - input'!$D70),\"\")","v":2.4570912265922149},{"$f":"IFERROR(IF(OR(R85=\"\",'Historical scenario - input'!$D70=\"\"),\"\",R85/'Historical scenario - input'!$D70),\"\")","v":2.8112436459881103},{"$f":"IFERROR(IF(OR(S85=\"\",'Historical scenario - input'!$D70=\"\"),\"\",S85/'Historical scenario - input'!$D70),\"\")","v":3.2097037838083686},{"$f":"IFERROR(IF(OR(T85=\"\",'Historical scenario - input'!$D70=\"\"),\"\",T85/'Historical scenario - input'!$D70),\"\")","v":3.6515188191961996},{"$f":"IFERROR(IF(OR(U85=\"\",'Historical scenario - input'!$D70=\"\"),\"\",U85/'Historical scenario - input'!$D70),\"\")","v":4.1340829642098491},{"$f":"IFERROR(IF(OR(V85=\"\",'Historical scenario - input'!$D70=\"\"),\"\",V85/'Historical scenario - input'!$D70),\"\")","v":4.6531332319940431},{"$f":"IFERROR(IF(OR(W85=\"\",'Historical scenario - input'!$D70=\"\"),\"\",W85/'Historical scenario - input'!$D70),\"\")","v":5.2028761755867796}]
[{"$f":"IFERROR('Historical scenario - input'!A71,\"\")","v":6},{"$f":"IFERROR('Historical scenario - input'!B71,\"\")","v":"UNDERGROUND CABLES"},{"$f":"IFERROR('Historical scenario - input'!C71,\"\")","v":"> 22 kv & < = 33 kv"},{"$f":"IFERROR(repcalc('Historical scenario - input'!$CV71:$GH71,'Historical scenario - input'!$G71,'Historical scenario - input'!$E71,'Historical scenario - input'!$F71,20,TRUE,TRUE),\"\")","v":111.46953337133668},123.59234093833797,136.23036643412476,149.07192542761643,161.76540835866774,173.9340534857412,185.19451344333362,195.17830462510889,203.55461158597913,210.05244288573908,214.4799286215804,216.73869499117947,216.83175892167074,214.86418953787793,211.03674964212877,205.63368640814735,199.00661007698889,191.55684044754088,183.71863375270925,175.94532394664338,{"$f":"IFERROR(IF(OR(D86=\"\",'Historical scenario - input'!$D71=\"\"),\"\",D86/'Historical scenario - input'!$D71),\"\")","v":0.29912056378537494},{"$f":"IFERROR(IF(OR(E86=\"\",'Historical scenario - input'!$D71=\"\"),\"\",E86/'Historical scenario - input'!$D71),\"\")","v":0.33165125557559888},{"$f":"IFERROR(IF(OR(F86=\"\",'Historical scenario - input'!$D71=\"\"),\"\",F86/'Historical scenario - input'!$D71),\"\")","v":0.36556449802939528},{"$f":"IFERROR(IF(OR(G86=\"\",'Historical scenario - input'!$D71=\"\"),\"\",G86/'Historical scenario - input'!$D71),\"\")","v":0.40002390814660049},{"$f":"IFERROR(IF(OR(H86=\"\",'Historical scenario - input'!$D71=\"\"),\"\",H86/'Historical scenario - input'!$D71),\"\")","v":0.43408596668314797},{"$f":"IFERROR(IF(OR(I86=\"\",'Historical scenario - input'!$D71=\"\"),\"\",I86/'Historical scenario - input'!$D71),\"\")","v":0.46673966030532232},{"$f":"IFERROR(IF(OR(J86=\"\",'Historical scenario - input'!$D71=\"\"),\"\",J86/'Historical scenario - input'!$D71),\"\")","v":0.49695630362594279},{"$f":"IFERROR(IF(OR(K86=\"\",'Historical scenario - input'!$D71=\"\"),\"\",K86/'Historical scenario - input'!$D71),\"\")","v":0.52374709709826917},{"$f":"IFERROR(IF(OR(L86=\"\",'Historical scenario - input'!$D71=\"\"),\"\",L86/'Historical scenario - input'!$D71),\"\")","v":0.54622432100687068},{"$f":"IFERROR(IF(OR(M86=\"\",'Historical scenario - input'!$D71=\"\"),\"\",M86/'Historical scenario - input'!$D71),\"\")","v":0.56366078909803652},{"$f":"IFERROR(IF(OR(N86=\"\",'Historical scenario - input'!$D71=\"\"),\"\",N86/'Historical scenario - input'!$D71),\"\")","v":0.57554163213561138},{"$f":"IFERROR(IF(OR(O86=\"\",'Historical scenario - input'!$D71=\"\"),\"\",O86/'Historical scenario - input'!$D71),\"\")","v":0.5816028710185549},{"$f":"IFERROR(IF(OR(P86=\"\",'Historical scenario - input'!$D71=\"\"),\"\",P86/'Historical scenario - input'!$D71),\"\")","v":0.5818526014562333},{"$f":"IFERROR(IF(OR(Q86=\"\",'Historical scenario - input'!$D71=\"\"),\"\",Q86/'Historical scenario - input'!$D71),\"\")","v":0.57657276897136633},{"$f":"IFERROR(IF(OR(R86=\"\",'Historical scenario - input'!$D71=\"\"),\"\",R86/'Historical scenario - input'!$D71),\"\")","v":0.56630210626340238},{"$f":"IFERROR(IF(OR(S86=\"\",'Historical scenario - input'!$D71=\"\"),\"\",S86/'Historical scenario - input'!$D71),\"\")","v":0.55180337040404759},{"$f":"IFERROR(IF(OR(T86=\"\",'Historical scenario - input'!$D71=\"\"),\"\",T86/'Historical scenario - input'!$D71),\"\")","v":0.53402008246454169},{"$f":"IFERROR(IF(OR(U86=\"\",'Historical scenario - input'!$D71=\"\"),\"\",U86/'Historical scenario - input'!$D71),\"\")","v":0.51402915557864293},{"$f":"IFERROR(IF(OR(V86=\"\",'Historical scenario - input'!$D71=\"\"),\"\",V86/'Historical scenario - input'!$D71),\"\")","v":0.49299588545797313},{"$f":"IFERROR(IF(OR(W86=\"\",'Historical scenario - input'!$D71=\"\"),\"\",W86/'Historical scenario - input'!$D71),\"\")","v":0.47213676152208073}]
[{"$f":"IFERROR('Historical scenario - input'!A72,\"\")","v":6},{"$f":"IFERROR('Historical scenario - input'!B72,\"\")","v":"UNDERGROUND CABLES"},{"$f":"IFERROR('Historical scenario - input'!C72,\"\")","v":"> 33 kv & < = 66 kv"},{"$f":"IFERROR(repcalc('Historical scenario - input'!$CV72:$GH72,'Historical scenario - input'!$G72,'Historical scenario - input'!$E72,'Historical scenario - input'!$F72,20,TRUE,TRUE),\"\")","v":10.254279984093579},11.707586073328349,13.144304791800154,14.518843925699992,15.788253634789168,16.916613620854502,17.879190709031537,18.665846810625293,19.283236313992756,19.755470180247737,20.123125267343674,20.440712489470755,20.772948765957956,21.190366069143142,21.764902746839045,22.566136544411773,23.658730945070509,25.101489833710261,26.948178338780927,29.250007428883958,{"$f":"IFERROR(IF(OR(D87=\"\",'Historical scenario - input'!$D72=\"\"),\"\",D87/'Historical scenario - input'!$D72),\"\")","v":2.7516630933021157E-2},{"$f":"IFERROR(IF(OR(E87=\"\",'Historical scenario - input'!$D72=\"\"),\"\",E87/'Historical scenario - input'!$D72),\"\")","v":3.1416474447360343E-2},{"$f":"IFERROR(IF(OR(F87=\"\",'Historical scenario - input'!$D72=\"\"),\"\",F87/'Historical scenario - input'!$D72),\"\")","v":3.5271806932144878E-2},{"$f":"IFERROR(IF(OR(G87=\"\",'Historical scenario - input'!$D72=\"\"),\"\",G87/'Historical scenario - input'!$D72),\"\")","v":3.8960284924669644E-2},{"$f":"IFERROR(IF(OR(H87=\"\",'Historical scenario - input'!$D72=\"\"),\"\",H87/'Historical scenario - input'!$D72),\"\")","v":4.2366655583748955E-2},{"$f":"IFERROR(IF(OR(I87=\"\",'Historical scenario - input'!$D72=\"\"),\"\",I87/'Historical scenario - input'!$D72),\"\")","v":4.5394529344199352E-2},{"$f":"IFERROR(IF(OR(J87=\"\",'Historical scenario - input'!$D72=\"\"),\"\",J87/'Historical scenario - input'!$D72),\"\")","v":4.7977536490584671E-2},{"$f":"IFERROR(IF(OR(K87=\"\",'Historical scenario - input'!$D72=\"\"),\"\",K87/'Historical scenario - input'!$D72),\"\")","v":5.0088472183031342E-2},{"$f":"IFERROR(IF(OR(L87=\"\",'Historical scenario - input'!$D72=\"\"),\"\",L87/'Historical scenario - input'!$D72),\"\")","v":5.1745192999357419E-2},{"$f":"IFERROR(IF(OR(M87=\"\",'Historical scenario - input'!$D72=\"\"),\"\",M87/'Historical scenario - input'!$D72),\"\")","v":5.3012398988658345E-2},{"$f":"IFERROR(IF(OR(N87=\"\",'Historical scenario - input'!$D72=\"\"),\"\",N87/'Historical scenario - input'!$D72),\"\")","v":5.3998975262951575E-2},{"$f":"IFERROR(IF(OR(O87=\"\",'Historical scenario - input'!$D72=\"\"),\"\",O87/'Historical scenario - input'!$D72),\"\")","v":5.4851197983012863E-2},{"$f":"IFERROR(IF(OR(P87=\"\",'Historical scenario - input'!$D72=\"\"),\"\",P87/'Historical scenario - input'!$D72),\"\")","v":5.5742730398437502E-2},{"$f":"IFERROR(IF(OR(Q87=\"\",'Historical scenario - input'!$D72=\"\"),\"\",Q87/'Historical scenario - input'!$D72),\"\")","v":5.686284003993556E-2},{"$f":"IFERROR(IF(OR(R87=\"\",'Historical scenario - input'!$D72=\"\"),\"\",R87/'Historical scenario - input'!$D72),\"\")","v":5.8404568346766043E-2},{"$f":"IFERROR(IF(OR(S87=\"\",'Historical scenario - input'!$D72=\"\"),\"\",S87/'Historical scenario - input'!$D72),\"\")","v":6.0554622249436085E-2},{"$f":"IFERROR(IF(OR(T87=\"\",'Historical scenario - input'!$D72=\"\"),\"\",T87/'Historical scenario - input'!$D72),\"\")","v":6.3486521605514518E-2},{"$f":"IFERROR(IF(OR(U87=\"\",'Historical scenario - input'!$D72=\"\"),\"\",U87/'Historical scenario - input'!$D72),\"\")","v":6.735806245729721E-2},{"$f":"IFERROR(IF(OR(V87=\"\",'Historical scenario - input'!$D72=\"\"),\"\",V87/'Historical scenario - input'!$D72),\"\")","v":7.2313519702574852E-2},{"$f":"IFERROR(IF(OR(W87=\"\",'Historical scenario - input'!$D72=\"\"),\"\",W87/'Historical scenario - input'!$D72),\"\")","v":7.8490314332866559E-2}]
[{"$f":"IFERROR('Historical scenario - input'!A73,\"\")","v":6},{"$f":"IFERROR('Historical scenario - input'!B73,\"\")","v":"UNDERGROUND CABLES"},{"$f":"IFERROR('Historical scenario - input'!C73,\"\")","v":"> 66 kv & < = 132 kv"},{"$f":"IFERROR(repcalc('Historical scenario - input'!$CV73:$GH73,'Historical scenario - input'!$G73,'Historical scenario - input'!$E73,'Historical scenario - input'!$F73,20,TRUE,TRUE),\"\")","v":1.0124534054271737E-6},2.3039947222938866E-6,5.1558989851517164E-6,1.1346073080602614E-5,2.4553135807020476E-5,5.2250533544182003E-5,1.0934508180312724E-4,2.2502728169416632E-4,4.5540877904444953E-4,9.063608460222614E-4,1.7739359169635443E-3,3.4144100340012138E-3,6.4630673134507136E-3,1.2031275786580359E-2,2.2026216407028263E-2,3.9657842462013086E-2,7.0223997068566163E-2,0.12229712150060246,0.20947335306549542,0.35288367815835925,{"$f":"IFERROR(IF(OR(D88=\"\",'Historical scenario - input'!$D73=\"\"),\"\",D88/'Historical scenario - input'!$D73),\"\")","v":5.757065854693533E-10},{"$f":"IFERROR(IF(OR(E88=\"\",'Historical scenario - input'!$D73=\"\"),\"\",E88/'Historical scenario - input'!$D73),\"\")","v":1.3101096084037369E-9},{"$f":"IFERROR(IF(OR(F88=\"\",'Historical scenario - input'!$D73=\"\"),\"\",F88/'Historical scenario - input'!$D73),\"\")","v":2.9317744242405128E-9},{"$f":"IFERROR(IF(OR(G88=\"\",'Historical scenario - input'!$D73=\"\"),\"\",G88/'Historical scenario - input'!$D73),\"\")","v":6.4516638066553753E-9},{"$f":"IFERROR(IF(OR(H88=\"\",'Historical scenario - input'!$D73=\"\"),\"\",H88/'Historical scenario - input'!$D73),\"\")","v":1.3961533342920678E-8},{"$f":"IFERROR(IF(OR(I88=\"\",'Historical scenario - input'!$D73=\"\"),\"\",I88/'Historical scenario - input'!$D73),\"\")","v":2.9710973457569814E-8},{"$f":"IFERROR(IF(OR(J88=\"\",'Historical scenario - input'!$D73=\"\"),\"\",J88/'Historical scenario - input'!$D73),\"\")","v":6.2176376063632663E-8},{"$f":"IFERROR(IF(OR(K88=\"\",'Historical scenario - input'!$D73=\"\"),\"\",K88/'Historical scenario - input'!$D73),\"\")","v":1.2795619757626207E-7},{"$f":"IFERROR(IF(OR(L88=\"\",'Historical scenario - input'!$D73=\"\"),\"\",L88/'Historical scenario - input'!$D73),\"\")","v":2.5895693744624982E-7},{"$f":"IFERROR(IF(OR(M88=\"\",'Historical scenario - input'!$D73=\"\"),\"\",M88/'Historical scenario - input'!$D73),\"\")","v":5.1537967581474409E-7},{"$f":"IFERROR(IF(OR(N88=\"\",'Historical scenario - input'!$D73=\"\"),\"\",N88/'Historical scenario - input'!$D73),\"\")","v":1.0087047800146775E-6},{"$f":"IFERROR(IF(OR(O88=\"\",'Historical scenario - input'!$D73=\"\"),\"\",O88/'Historical scenario - input'!$D73),\"\")","v":1.9415198087439599E-6},{"$f":"IFERROR(IF(OR(P88=\"\",'Historical scenario - input'!$D73=\"\"),\"\",P88/'Historical scenario - input'!$D73),\"\")","v":3.6750633606841458E-6},{"$f":"IFERROR(IF(OR(Q88=\"\",'Historical scenario - input'!$D73=\"\"),\"\",Q88/'Historical scenario - input'!$D73),\"\")","v":6.8412873765878324E-6},{"$f":"IFERROR(IF(OR(R88=\"\",'Historical scenario - input'!$D73=\"\"),\"\",R88/'Historical scenario - input'!$D73),\"\")","v":1.2524663130693981E-5},{"$f":"IFERROR(IF(OR(S88=\"\",'Historical scenario - input'!$D73=\"\"),\"\",S88/'Historical scenario - input'!$D73),\"\")","v":2.2550451160025608E-5},{"$f":"IFERROR(IF(OR(T88=\"\",'Historical scenario - input'!$D73=\"\"),\"\",T88/'Historical scenario - input'!$D73),\"\")","v":3.9931138908359507E-5},{"$f":"IFERROR(IF(OR(U88=\"\",'Historical scenario - input'!$D73=\"\"),\"\",U88/'Historical scenario - input'!$D73),\"\")","v":6.9541233062608238E-5},{"$f":"IFERROR(IF(OR(V88=\"\",'Historical scenario - input'!$D73=\"\"),\"\",V88/'Historical scenario - input'!$D73),\"\")","v":1.1911184079554872E-4},{"$f":"IFERROR(IF(OR(W88=\"\",'Historical scenario - input'!$D73=\"\"),\"\",W88/'Historical scenario - input'!$D73),\"\")","v":2.0065857483554924E-4}]
[{"$f":"IFERROR('Historical scenario - input'!A74,\"\")","v":""},{"$f":"IFERROR('Historical scenario - input'!B74,\"\")","v":0},{"$f":"IFERROR('Historical scenario - input'!C74,\"\")","v":0},{"$f":"IFERROR(repcalc('Historical scenario - input'!$CV74:$GH74,'Historical scenario - input'!$G74,'Historical scenario - input'!$E74,'Historical scenario - input'!$F74,20,TRUE,TRUE),\"\")","v":""},"","","","","","","","","","","","","","","","","","","",{"$f":"IFERROR(IF(OR(D89=\"\",'Historical scenario - input'!$D74=\"\"),\"\",D89/'Historical scenario - input'!$D74),\"\")","v":""},{"$f":"IFERROR(IF(OR(E89=\"\",'Historical scenario - input'!$D74=\"\"),\"\",E89/'Historical scenario - input'!$D74),\"\")","v":""},{"$f":"IFERROR(IF(OR(F89=\"\",'Historical scenario - input'!$D74=\"\"),\"\",F89/'Historical scenario - input'!$D74),\"\")","v":""},{"$f":"IFERROR(IF(OR(G89=\"\",'Historical scenario - input'!$D74=\"\"),\"\",G89/'Historical scenario - input'!$D74),\"\")","v":""},{"$f":"IFERROR(IF(OR(H89=\"\",'Historical scenario - input'!$D74=\"\"),\"\",H89/'Historical scenario - input'!$D74),\"\")","v":""},{"$f":"IFERROR(IF(OR(I89=\"\",'Historical scenario - input'!$D74=\"\"),\"\",I89/'Historical scenario - input'!$D74),\"\")","v":""},{"$f":"IFERROR(IF(OR(J89=\"\",'Historical scenario - input'!$D74=\"\"),\"\",J89/'Historical scenario - input'!$D74),\"\")","v":""},{"$f":"IFERROR(IF(OR(K89=\"\",'Historical scenario - input'!$D74=\"\"),\"\",K89/'Historical scenario - input'!$D74),\"\")","v":""},{"$f":"IFERROR(IF(OR(L89=\"\",'Historical scenario - input'!$D74=\"\"),\"\",L89/'Historical scenario - input'!$D74),\"\")","v":""},{"$f":"IFERROR(IF(OR(M89=\"\",'Historical scenario - input'!$D74=\"\"),\"\",M89/'Historical scenario - input'!$D74),\"\")","v":""},{"$f":"IFERROR(IF(OR(N89=\"\",'Historical scenario - input'!$D74=\"\"),\"\",N89/'Historical scenario - input'!$D74),\"\")","v":""},{"$f":"IFERROR(IF(OR(O89=\"\",'Historical scenario - input'!$D74=\"\"),\"\",O89/'Historical scenario - input'!$D74),\"\")","v":""},{"$f":"IFERROR(IF(OR(P89=\"\",'Historical scenario - input'!$D74=\"\"),\"\",P89/'Historical scenario - input'!$D74),\"\")","v":""},{"$f":"IFERROR(IF(OR(Q89=\"\",'Historical scenario - input'!$D74=\"\"),\"\",Q89/'Historical scenario - input'!$D74),\"\")","v":""},{"$f":"IFERROR(IF(OR(R89=\"\",'Historical scenario - input'!$D74=\"\"),\"\",R89/'Historical scenario - input'!$D74),\"\")","v":""},{"$f":"IFERROR(IF(OR(S89=\"\",'Historical scenario - input'!$D74=\"\"),\"\",S89/'Historical scenario - input'!$D74),\"\")","v":""},{"$f":"IFERROR(IF(OR(T89=\"\",'Historical scenario - input'!$D74=\"\"),\"\",T89/'Historical scenario - input'!$D74),\"\")","v":""},{"$f":"IFERROR(IF(OR(U89=\"\",'Historical scenario - input'!$D74=\"\"),\"\",U89/'Historical scenario - input'!$D74),\"\")","v":""},{"$f":"IFERROR(IF(OR(V89=\"\",'Historical scenario - input'!$D74=\"\"),\"\",V89/'Historical scenario - input'!$D74),\"\")","v":""},{"$f":"IFERROR(IF(OR(W89=\"\",'Historical scenario - input'!$D74=\"\"),\"\",W89/'Historical scenario - input'!$D74),\"\")","v":""}]
[{"$f":"IFERROR('Historical scenario - input'!A75,\"\")","v":""},{"$f":"IFERROR('Historical scenario - input'!B75,\"\")","v":0},{"$f":"IFERROR('Historical scenario - input'!C75,\"\")","v":0},{"$f":"IFERROR(repcalc('Historical scenario - input'!$CV75:$GH75,'Historical scenario - input'!$G75,'Historical scenario - input'!$E75,'Historical scenario - input'!$F75,20,TRUE,TRUE),\"\")","v":""},"","","","","","","","","","","","","","","","","","","",{"$f":"IFERROR(IF(OR(D90=\"\",'Historical scenario - input'!$D75=\"\"),\"\",D90/'Historical scenario - input'!$D75),\"\")","v":""},{"$f":"IFERROR(IF(OR(E90=\"\",'Historical scenario - input'!$D75=\"\"),\"\",E90/'Historical scenario - input'!$D75),\"\")","v":""},{"$f":"IFERROR(IF(OR(F90=\"\",'Historical scenario - input'!$D75=\"\"),\"\",F90/'Historical scenario - input'!$D75),\"\")","v":""},{"$f":"IFERROR(IF(OR(G90=\"\",'Historical scenario - input'!$D75=\"\"),\"\",G90/'Historical scenario - input'!$D75),\"\")","v":""},{"$f":"IFERROR(IF(OR(H90=\"\",'Historical scenario - input'!$D75=\"\"),\"\",H90/'Historical scenario - input'!$D75),\"\")","v":""},{"$f":"IFERROR(IF(OR(I90=\"\",'Historical scenario - input'!$D75=\"\"),\"\",I90/'Historical scenario - input'!$D75),\"\")","v":""},{"$f":"IFERROR(IF(OR(J90=\"\",'Historical scenario - input'!$D75=\"\"),\"\",J90/'Historical scenario - input'!$D75),\"\")","v":""},{"$f":"IFERROR(IF(OR(K90=\"\",'Historical scenario - input'!$D75=\"\"),\"\",K90/'Historical scenario - input'!$D75),\"\")","v":""},{"$f":"IFERROR(IF(OR(L90=\"\",'Historical scenario - input'!$D75=\"\"),\"\",L90/'Historical scenario - input'!$D75),\"\")","v":""},{"$f":"IFERROR(IF(OR(M90=\"\",'Historical scenario - input'!$D75=\"\"),\"\",M90/'Historical scenario - input'!$D75),\"\")","v":""},{"$f":"IFERROR(IF(OR(N90=\"\",'Historical scenario - input'!$D75=\"\"),\"\",N90/'Historical scenario - input'!$D75),\"\")","v":""},{"$f":"IFERROR(IF(OR(O90=\"\",'Historical scenario - input'!$D75=\"\"),\"\",O90/'Historical scenario - input'!$D75),\"\")","v":""},{"$f":"IFERROR(IF(OR(P90=\"\",'Historical scenario - input'!$D75=\"\"),\"\",P90/'Historical scenario - input'!$D75),\"\")","v":""},{"$f":"IFERROR(IF(OR(Q90=\"\",'Historical scenario - input'!$D75=\"\"),\"\",Q90/'Historical scenario - input'!$D75),\"\")","v":""},{"$f":"IFERROR(IF(OR(R90=\"\",'Historical scenario - input'!$D75=\"\"),\"\",R90/'Historical scenario - input'!$D75),\"\")","v":""},{"$f":"IFERROR(IF(OR(S90=\"\",'Historical scenario - input'!$D75=\"\"),\"\",S90/'Historical scenario - input'!$D75),\"\")","v":""},{"$f":"IFERROR(IF(OR(T90=\"\",'Historical scenario - input'!$D75=\"\"),\"\",T90/'Historical scenario - input'!$D75),\"\")","v":""},{"$f":"IFERROR(IF(OR(U90=\"\",'Historical scenario - input'!$D75=\"\"),\"\",U90/'Historical scenario - input'!$D75),\"\")","v":""},{"$f":"IFERROR(IF(OR(V90=\"\",'Historical scenario - input'!$D75=\"\"),\"\",V90/'Historical scenario - input'!$D75),\"\")","v":""},{"$f":"IFERROR(IF(OR(W90=\"\",'Historical scenario - input'!$D75=\"\"),\"\",W90/'Historical scenario - input'!$D75),\"\")","v":""}]
[{"$f":"IFERROR('Historical scenario - input'!A76,\"\")","v":""},{"$f":"IFERROR('Historical scenario - input'!B76,\"\")","v":0},{"$f":"IFERROR('Historical scenario - input'!C76,\"\")","v":0},{"$f":"IFERROR(repcalc('Historical scenario - input'!$CV76:$GH76,'Historical scenario - input'!$G76,'Historical scenario - input'!$E76,'Historical scenario - input'!$F76,20,TRUE,TRUE),\"\")","v":""},"","","","","","","","","","","","","","","","","","","",{"$f":"IFERROR(IF(OR(D91=\"\",'Historical scenario - input'!$D76=\"\"),\"\",D91/'Historical scenario - input'!$D76),\"\")","v":""},{"$f":"IFERROR(IF(OR(E91=\"\",'Historical scenario - input'!$D76=\"\"),\"\",E91/'Historical scenario - input'!$D76),\"\")","v":""},{"$f":"IFERROR(IF(OR(F91=\"\",'Historical scenario - input'!$D76=\"\"),\"\",F91/'Historical scenario - input'!$D76),\"\")","v":""},{"$f":"IFERROR(IF(OR(G91=\"\",'Historical scenario - input'!$D76=\"\"),\"\",G91/'Historical scenario - input'!$D76),\"\")","v":""},{"$f":"IFERROR(IF(OR(H91=\"\",'Historical scenario - input'!$D76=\"\"),\"\",H91/'Historical scenario - input'!$D76),\"\")","v":""},{"$f":"IFERROR(IF(OR(I91=\"\",'Historical scenario - input'!$D76=\"\"),\"\",I91/'Historical scenario - input'!$D76),\"\")","v":""},{"$f":"IFERROR(IF(OR(J91=\"\",'Historical scenario - input'!$D76=\"\"),\"\",J91/'Historical scenario - input'!$D76),\"\")","v":""},{"$f":"IFERROR(IF(OR(K91=\"\",'Historical scenario - input'!$D76=\"\"),\"\",K91/'Historical scenario - input'!$D76),\"\")","v":""},{"$f":"IFERROR(IF(OR(L91=\"\",'Historical scenario - input'!$D76=\"\"),\"\",L91/'Historical scenario - input'!$D76),\"\")","v":""},{"$f":"IFERROR(IF(OR(M91=\"\",'Historical scenario - input'!$D76=\"\"),\"\",M91/'Historical scenario - input'!$D76),\"\")","v":""},{"$f":"IFERROR(IF(OR(N91=\"\",'Historical scenario - input'!$D76=\"\"),\"\",N91/'Historical scenario - input'!$D76),\"\")","v":""},{"$f":"IFERROR(IF(OR(O91=\"\",'Historical scenario - input'!$D76=\"\"),\"\",O91/'Historical scenario - input'!$D76),\"\")","v":""},{"$f":"IFERROR(IF(OR(P91=\"\",'Historical scenario - input'!$D76=\"\"),\"\",P91/'Historical scenario - input'!$D76),\"\")","v":""},{"$f":"IFERROR(IF(OR(Q91=\"\",'Historical scenario - input'!$D76=\"\"),\"\",Q91/'Historical scenario - input'!$D76),\"\")","v":""},{"$f":"IFERROR(IF(OR(R91=\"\",'Historical scenario - input'!$D76=\"\"),\"\",R91/'Historical scenario - input'!$D76),\"\")","v":""},{"$f":"IFERROR(IF(OR(S91=\"\",'Historical scenario - input'!$D76=\"\"),\"\",S91/'Historical scenario - input'!$D76),\"\")","v":""},{"$f":"IFERROR(IF(OR(T91=\"\",'Historical scenario - input'!$D76=\"\"),\"\",T91/'Historical scenario - input'!$D76),\"\")","v":""},{"$f":"IFERROR(IF(OR(U91=\"\",'Historical scenario - input'!$D76=\"\"),\"\",U91/'Historical scenario - input'!$D76),\"\")","v":""},{"$f":"IFERROR(IF(OR(V91=\"\",'Historical scenario - input'!$D76=\"\"),\"\",V91/'Historical scenario - input'!$D76),\"\")","v":""},{"$f":"IFERROR(IF(OR(W91=\"\",'Historical scenario - input'!$D76=\"\"),\"\",W91/'Historical scenario - input'!$D76),\"\")","v":""}]
[{"$f":"IFERROR('Historical scenario - input'!A77,\"\")","v":""},{"$f":"IFERROR('Historical scenario - input'!B77,\"\")","v":0},{"$f":"IFERROR('Historical scenario - input'!C77,\"\")","v":0},{"$f":"IFERROR(repcalc('Historical scenario - input'!$CV77:$GH77,'Historical scenario - input'!$G77,'Historical scenario - input'!$E77,'Historical scenario - input'!$F77,20,TRUE,TRUE),\"\")","v":""},"","","","","","","","","","","","","","","","","","","",{"$f":"IFERROR(IF(OR(D92=\"\",'Historical scenario - input'!$D77=\"\"),\"\",D92/'Historical scenario - input'!$D77),\"\")","v":""},{"$f":"IFERROR(IF(OR(E92=\"\",'Historical scenario - input'!$D77=\"\"),\"\",E92/'Historical scenario - input'!$D77),\"\")","v":""},{"$f":"IFERROR(IF(OR(F92=\"\",'Historical scenario - input'!$D77=\"\"),\"\",F92/'Historical scenario - input'!$D77),\"\")","v":""},{"$f":"IFERROR(IF(OR(G92=\"\",'Historical scenario - input'!$D77=\"\"),\"\",G92/'Historical scenario - input'!$D77),\"\")","v":""},{"$f":"IFERROR(IF(OR(H92=\"\",'Historical scenario - input'!$D77=\"\"),\"\",H92/'Historical scenario - input'!$D77),\"\")","v":""},{"$f":"IFERROR(IF(OR(I92=\"\",'Historical scenario - input'!$D77=\"\"),\"\",I92/'Historical scenario - input'!$D77),\"\")","v":""},{"$f":"IFERROR(IF(OR(J92=\"\",'Historical scenario - input'!$D77=\"\"),\"\",J92/'Historical scenario - input'!$D77),\"\")","v":""},{"$f":"IFERROR(IF(OR(K92=\"\",'Historical scenario - input'!$D77=\"\"),\"\",K92/'Historical scenario - input'!$D77),\"\")","v":""},{"$f":"IFERROR(IF(OR(L92=\"\",'Historical scenario - input'!$D77=\"\"),\"\",L92/'Historical scenario - input'!$D77),\"\")","v":""},{"$f":"IFERROR(IF(OR(M92=\"\",'Historical scenario - input'!$D77=\"\"),\"\",M92/'Historical scenario - input'!$D77),\"\")","v":""},{"$f":"IFERROR(IF(OR(N92=\"\",'Historical scenario - input'!$D77=\"\"),\"\",N92/'Historical scenario - input'!$D77),\"\")","v":""},{"$f":"IFERROR(IF(OR(O92=\"\",'Historical scenario - input'!$D77=\"\"),\"\",O92/'Historical scenario - input'!$D77),\"\")","v":""},{"$f":"IFERROR(IF(OR(P92=\"\",'Historical scenario - input'!$D77=\"\"),\"\",P92/'Historical scenario - input'!$D77),\"\")","v":""},{"$f":"IFERROR(IF(OR(Q92=\"\",'Historical scenario - input'!$D77=\"\"),\"\",Q92/'Historical scenario - input'!$D77),\"\")","v":""},{"$f":"IFERROR(IF(OR(R92=\"\",'Historical scenario - input'!$D77=\"\"),\"\",R92/'Historical scenario - input'!$D77),\"\")","v":""},{"$f":"IFERROR(IF(OR(S92=\"\",'Historical scenario - input'!$D77=\"\"),\"\",S92/'Historical scenario - input'!$D77),\"\")","v":""},{"$f":"IFERROR(IF(OR(T92=\"\",'Historical scenario - input'!$D77=\"\"),\"\",T92/'Historical scenario - input'!$D77),\"\")","v":""},{"$f":"IFERROR(IF(OR(U92=\"\",'Historical scenario - input'!$D77=\"\"),\"\",U92/'Historical scenario - input'!$D77),\"\")","v":""},{"$f":"IFERROR(IF(OR(V92=\"\",'Historical scenario - input'!$D77=\"\"),\"\",V92/'Historical scenario - input'!$D77),\"\")","v":""},{"$f":"IFERROR(IF(OR(W92=\"\",'Historical scenario - input'!$D77=\"\"),\"\",W92/'Historical scenario - input'!$D77),\"\")","v":""}]
[{"$f":"IFERROR('Historical scenario - input'!A78,\"\")","v":""},{"$f":"IFERROR('Historical scenario - input'!B78,\"\")","v":0},{"$f":"IFERROR('Historical scenario - input'!C78,\"\")","v":0},{"$f":"IFERROR(repcalc('Historical scenario - input'!$CV78:$GH78,'Historical scenario - input'!$G78,'Historical scenario - input'!$E78,'Historical scenario - input'!$F78,20,TRUE,TRUE),\"\")","v":""},"","","","","","","","","","","","","","","","","","","",{"$f":"IFERROR(IF(OR(D93=\"\",'Historical scenario - input'!$D78=\"\"),\"\",D93/'Historical scenario - input'!$D78),\"\")","v":""},{"$f":"IFERROR(IF(OR(E93=\"\",'Historical scenario - input'!$D78=\"\"),\"\",E93/'Historical scenario - input'!$D78),\"\")","v":""},{"$f":"IFERROR(IF(OR(F93=\"\",'Historical scenario - input'!$D78=\"\"),\"\",F93/'Historical scenario - input'!$D78),\"\")","v":""},{"$f":"IFERROR(IF(OR(G93=\"\",'Historical scenario - input'!$D78=\"\"),\"\",G93/'Historical scenario - input'!$D78),\"\")","v":""},{"$f":"IFERROR(IF(OR(H93=\"\",'Historical scenario - input'!$D78=\"\"),\"\",H93/'Historical scenario - input'!$D78),\"\")","v":""},{"$f":"IFERROR(IF(OR(I93=\"\",'Historical scenario - input'!$D78=\"\"),\"\",I93/'Historical scenario - input'!$D78),\"\")","v":""},{"$f":"IFERROR(IF(OR(J93=\"\",'Historical scenario - input'!$D78=\"\"),\"\",J93/'Historical scenario - input'!$D78),\"\")","v":""},{"$f":"IFERROR(IF(OR(K93=\"\",'Historical scenario - input'!$D78=\"\"),\"\",K93/'Historical scenario - input'!$D78),\"\")","v":""},{"$f":"IFERROR(IF(OR(L93=\"\",'Historical scenario - input'!$D78=\"\"),\"\",L93/'Historical scenario - input'!$D78),\"\")","v":""},{"$f":"IFERROR(IF(OR(M93=\"\",'Historical scenario - input'!$D78=\"\"),\"\",M93/'Historical scenario - input'!$D78),\"\")","v":""},{"$f":"IFERROR(IF(OR(N93=\"\",'Historical scenario - input'!$D78=\"\"),\"\",N93/'Historical scenario - input'!$D78),\"\")","v":""},{"$f":"IFERROR(IF(OR(O93=\"\",'Historical scenario - input'!$D78=\"\"),\"\",O93/'Historical scenario - input'!$D78),\"\")","v":""},{"$f":"IFERROR(IF(OR(P93=\"\",'Historical scenario - input'!$D78=\"\"),\"\",P93/'Historical scenario - input'!$D78),\"\")","v":""},{"$f":"IFERROR(IF(OR(Q93=\"\",'Historical scenario - input'!$D78=\"\"),\"\",Q93/'Historical scenario - input'!$D78),\"\")","v":""},{"$f":"IFERROR(IF(OR(R93=\"\",'Historical scenario - input'!$D78=\"\"),\"\",R93/'Historical scenario - input'!$D78),\"\")","v":""},{"$f":"IFERROR(IF(OR(S93=\"\",'Historical scenario - input'!$D78=\"\"),\"\",S93/'Historical scenario - input'!$D78),\"\")","v":""},{"$f":"IFERROR(IF(OR(T93=\"\",'Historical scenario - input'!$D78=\"\"),\"\",T93/'Historical scenario - input'!$D78),\"\")","v":""},{"$f":"IFERROR(IF(OR(U93=\"\",'Historical scenario - input'!$D78=\"\"),\"\",U93/'Historical scenario - input'!$D78),\"\")","v":""},{"$f":"IFERROR(IF(OR(V93=\"\",'Historical scenario - input'!$D78=\"\"),\"\",V93/'Historical scenario - input'!$D78),\"\")","v":""},{"$f":"IFERROR(IF(OR(W93=\"\",'Historical scenario - input'!$D78=\"\"),\"\",W93/'Historical scenario - input'!$D78),\"\")","v":""}]
[{"$f":"IFERROR('Historical scenario - input'!A79,\"\")","v":""},{"$f":"IFERROR('Historical scenario - input'!B79,\"\")","v":0},{"$f":"IFERROR('Historical scenario - input'!C79,\"\")","v":0},{"$f":"IFERROR(repcalc('Historical scenario - input'!$CV79:$GH79,'Historical scenario - input'!$G79,'Historical scenario - input'!$E79,'Historical scenario - input'!$F79,20,TRUE,TRUE),\"\")","v":""},"","","","","","","","","","","","","","","","","","","",{"$f":"IFERROR(IF(OR(D94=\"\",'Historical scenario - input'!$D79=\"\"),\"\",D94/'Historical scenario - input'!$D79),\"\")","v":""},{"$f":"IFERROR(IF(OR(E94=\"\",'Historical scenario - input'!$D79=\"\"),\"\",E94/'Historical scenario - input'!$D79),\"\")","v":""},{"$f":"IFERROR(IF(OR(F94=\"\",'Historical scenario - input'!$D79=\"\"),\"\",F94/'Historical scenario - input'!$D79),\"\")","v":""},{"$f":"IFERROR(IF(OR(G94=\"\",'Historical scenario - input'!$D79=\"\"),\"\",G94/'Historical scenario - input'!$D79),\"\")","v":""},{"$f":"IFERROR(IF(OR(H94=\"\",'Historical scenario - input'!$D79=\"\"),\"\",H94/'Historical scenario - input'!$D79),\"\")","v":""},{"$f":"IFERROR(IF(OR(I94=\"\",'Historical scenario - input'!$D79=\"\"),\"\",I94/'Historical scenario - input'!$D79),\"\")","v":""},{"$f":"IFERROR(IF(OR(J94=\"\",'Historical scenario - input'!$D79=\"\"),\"\",J94/'Historical scenario - input'!$D79),\"\")","v":""},{"$f":"IFERROR(IF(OR(K94=\"\",'Historical scenario - input'!$D79=\"\"),\"\",K94/'Historical scenario - input'!$D79),\"\")","v":""},{"$f":"IFERROR(IF(OR(L94=\"\",'Historical scenario - input'!$D79=\"\"),\"\",L94/'Historical scenario - input'!$D79),\"\")","v":""},{"$f":"IFERROR(IF(OR(M94=\"\",'Historical scenario - input'!$D79=\"\"),\"\",M94/'Historical scenario - input'!$D79),\"\")","v":""},{"$f":"IFERROR(IF(OR(N94=\"\",'Historical scenario - input'!$D79=\"\"),\"\",N94/'Historical scenario - input'!$D79),\"\")","v":""},{"$f":"IFERROR(IF(OR(O94=\"\",'Historical scenario - input'!$D79=\"\"),\"\",O94/'Historical scenario - input'!$D79),\"\")","v":""},{"$f":"IFERROR(IF(OR(P94=\"\",'Historical scenario - input'!$D79=\"\"),\"\",P94/'Historical scenario - input'!$D79),\"\")","v":""},{"$f":"IFERROR(IF(OR(Q94=\"\",'Historical scenario - input'!$D79=\"\"),\"\",Q94/'Historical scenario - input'!$D79),\"\")","v":""},{"$f":"IFERROR(IF(OR(R94=\"\",'Historical scenario - input'!$D79=\"\"),\"\",R94/'Historical scenario - input'!$D79),\"\")","v":""},{"$f":"IFERROR(IF(OR(S94=\"\",'Historical scenario - input'!$D79=\"\"),\"\",S94/'Historical scenario - input'!$D79),\"\")","v":""},{"$f":"IFERROR(IF(OR(T94=\"\",'Historical scenario - input'!$D79=\"\"),\"\",T94/'Historical scenario - input'!$D79),\"\")","v":""},{"$f":"IFERROR(IF(OR(U94=\"\",'Historical scenario - input'!$D79=\"\"),\"\",U94/'Historical scenario - input'!$D79),\"\")","v":""},{"$f":"IFERROR(IF(OR(V94=\"\",'Historical scenario - input'!$D79=\"\"),\"\",V94/'Historical scenario - input'!$D79),\"\")","v":""},{"$f":"IFERROR(IF(OR(W94=\"\",'Historical scenario - input'!$D79=\"\"),\"\",W94/'Historical scenario - input'!$D79),\"\")","v":""}]
[{"$f":"IFERROR('Historical scenario - input'!A80,\"\")","v":""},{"$f":"IFERROR('Historical scenario - input'!B80,\"\")","v":0},{"$f":"IFERROR('Historical scenario - input'!C80,\"\")","v":0},{"$f":"IFERROR(repcalc('Historical scenario - input'!$CV80:$GH80,'Historical scenario - input'!$G80,'Historical scenario - input'!$E80,'Historical scenario - input'!$F80,20,TRUE,TRUE),\"\")","v":""},"","","","","","","","","","","","","","","","","","","",{"$f":"IFERROR(IF(OR(D95=\"\",'Historical scenario - input'!$D80=\"\"),\"\",D95/'Historical scenario - input'!$D80),\"\")","v":""},{"$f":"IFERROR(IF(OR(E95=\"\",'Historical scenario - input'!$D80=\"\"),\"\",E95/'Historical scenario - input'!$D80),\"\")","v":""},{"$f":"IFERROR(IF(OR(F95=\"\",'Historical scenario - input'!$D80=\"\"),\"\",F95/'Historical scenario - input'!$D80),\"\")","v":""},{"$f":"IFERROR(IF(OR(G95=\"\",'Historical scenario - input'!$D80=\"\"),\"\",G95/'Historical scenario - input'!$D80),\"\")","v":""},{"$f":"IFERROR(IF(OR(H95=\"\",'Historical scenario - input'!$D80=\"\"),\"\",H95/'Historical scenario - input'!$D80),\"\")","v":""},{"$f":"IFERROR(IF(OR(I95=\"\",'Historical scenario - input'!$D80=\"\"),\"\",I95/'Historical scenario - input'!$D80),\"\")","v":""},{"$f":"IFERROR(IF(OR(J95=\"\",'Historical scenario - input'!$D80=\"\"),\"\",J95/'Historical scenario - input'!$D80),\"\")","v":""},{"$f":"IFERROR(IF(OR(K95=\"\",'Historical scenario - input'!$D80=\"\"),\"\",K95/'Historical scenario - input'!$D80),\"\")","v":""},{"$f":"IFERROR(IF(OR(L95=\"\",'Historical scenario - input'!$D80=\"\"),\"\",L95/'Historical scenario - input'!$D80),\"\")","v":""},{"$f":"IFERROR(IF(OR(M95=\"\",'Historical scenario - input'!$D80=\"\"),\"\",M95/'Historical scenario - input'!$D80),\"\")","v":""},{"$f":"IFERROR(IF(OR(N95=\"\",'Historical scenario - input'!$D80=\"\"),\"\",N95/'Historical scenario - input'!$D80),\"\")","v":""},{"$f":"IFERROR(IF(OR(O95=\"\",'Historical scenario - input'!$D80=\"\"),\"\",O95/'Historical scenario - input'!$D80),\"\")","v":""},{"$f":"IFERROR(IF(OR(P95=\"\",'Historical scenario - input'!$D80=\"\"),\"\",P95/'Historical scenario - input'!$D80),\"\")","v":""},{"$f":"IFERROR(IF(OR(Q95=\"\",'Historical scenario - input'!$D80=\"\"),\"\",Q95/'Historical scenario - input'!$D80),\"\")","v":""},{"$f":"IFERROR(IF(OR(R95=\"\",'Historical scenario - input'!$D80=\"\"),\"\",R95/'Historical scenario - input'!$D80),\"\")","v":""},{"$f":"IFERROR(IF(OR(S95=\"\",'Historical scenario - input'!$D80=\"\"),\"\",S95/'Historical scenario - input'!$D80),\"\")","v":""},{"$f":"IFERROR(IF(OR(T95=\"\",'Historical scenario - input'!$D80=\"\"),\"\",T95/'Historical scenario - input'!$D80),\"\")","v":""},{"$f":"IFERROR(IF(OR(U95=\"\",'Historical scenario - input'!$D80=\"\"),\"\",U95/'Historical scenario - input'!$D80),\"\")","v":""},{"$f":"IFERROR(IF(OR(V95=\"\",'Historical scenario - input'!$D80=\"\"),\"\",V95/'Historical scenario - input'!$D80),\"\")","v":""},{"$f":"IFERROR(IF(OR(W95=\"\",'Historical scenario - input'!$D80=\"\"),\"\",W95/'Historical scenario - input'!$D80),\"\")","v":""}]
[{"$f":"IFERROR('Historical scenario - input'!A81,\"\")","v":""},{"$f":"IFERROR('Historical scenario - input'!B81,\"\")","v":0},{"$f":"IFERROR('Historical scenario - input'!C81,\"\")","v":0},{"$f":"IFERROR(repcalc('Historical scenario - input'!$CV81:$GH81,'Historical scenario - input'!$G81,'Historical scenario - input'!$E81,'Historical scenario - input'!$F81,20,TRUE,TRUE),\"\")","v":""},"","","","","","","","","","","","","","","","","","","",{"$f":"IFERROR(IF(OR(D96=\"\",'Historical scenario - input'!$D81=\"\"),\"\",D96/'Historical scenario - input'!$D81),\"\")","v":""},{"$f":"IFERROR(IF(OR(E96=\"\",'Historical scenario - input'!$D81=\"\"),\"\",E96/'Historical scenario - input'!$D81),\"\")","v":""},{"$f":"IFERROR(IF(OR(F96=\"\",'Historical scenario - input'!$D81=\"\"),\"\",F96/'Historical scenario - input'!$D81),\"\")","v":""},{"$f":"IFERROR(IF(OR(G96=\"\",'Historical scenario - input'!$D81=\"\"),\"\",G96/'Historical scenario - input'!$D81),\"\")","v":""},{"$f":"IFERROR(IF(OR(H96=\"\",'Historical scenario - input'!$D81=\"\"),\"\",H96/'Historical scenario - input'!$D81),\"\")","v":""},{"$f":"IFERROR(IF(OR(I96=\"\",'Historical scenario - input'!$D81=\"\"),\"\",I96/'Historical scenario - input'!$D81),\"\")","v":""},{"$f":"IFERROR(IF(OR(J96=\"\",'Historical scenario - input'!$D81=\"\"),\"\",J96/'Historical scenario - input'!$D81),\"\")","v":""},{"$f":"IFERROR(IF(OR(K96=\"\",'Historical scenario - input'!$D81=\"\"),\"\",K96/'Historical scenario - input'!$D81),\"\")","v":""},{"$f":"IFERROR(IF(OR(L96=\"\",'Historical scenario - input'!$D81=\"\"),\"\",L96/'Historical scenario - input'!$D81),\"\")","v":""},{"$f":"IFERROR(IF(OR(M96=\"\",'Historical scenario - input'!$D81=\"\"),\"\",M96/'Historical scenario - input'!$D81),\"\")","v":""},{"$f":"IFERROR(IF(OR(N96=\"\",'Historical scenario - input'!$D81=\"\"),\"\",N96/'Historical scenario - input'!$D81),\"\")","v":""},{"$f":"IFERROR(IF(OR(O96=\"\",'Historical scenario - input'!$D81=\"\"),\"\",O96/'Historical scenario - input'!$D81),\"\")","v":""},{"$f":"IFERROR(IF(OR(P96=\"\",'Historical scenario - input'!$D81=\"\"),\"\",P96/'Historical scenario - input'!$D81),\"\")","v":""},{"$f":"IFERROR(IF(OR(Q96=\"\",'Historical scenario - input'!$D81=\"\"),\"\",Q96/'Historical scenario - input'!$D81),\"\")","v":""},{"$f":"IFERROR(IF(OR(R96=\"\",'Historical scenario - input'!$D81=\"\"),\"\",R96/'Historical scenario - input'!$D81),\"\")","v":""},{"$f":"IFERROR(IF(OR(S96=\"\",'Historical scenario - input'!$D81=\"\"),\"\",S96/'Historical scenario - input'!$D81),\"\")","v":""},{"$f":"IFERROR(IF(OR(T96=\"\",'Historical scenario - input'!$D81=\"\"),\"\",T96/'Historical scenario - input'!$D81),\"\")","v":""},{"$f":"IFERROR(IF(OR(U96=\"\",'Historical scenario - input'!$D81=\"\"),\"\",U96/'Historical scenario - input'!$D81),\"\")","v":""},{"$f":"IFERROR(IF(OR(V96=\"\",'Historical scenario - input'!$D81=\"\"),\"\",V96/'Historical scenario - input'!$D81),\"\")","v":""},{"$f":"IFERROR(IF(OR(W96=\"\",'Historical scenario - input'!$D81=\"\"),\"\",W96/'Historical scenario - input'!$D81),\"\")","v":""}]
[{"$f":"IFERROR('Historical scenario - input'!A82,\"\")","v":""},{"$f":"IFERROR('Historical scenario - input'!B82,\"\")","v":0},{"$f":"IFERROR('Historical scenario - input'!C82,\"\")","v":0},{"$f":"IFERROR(repcalc('Historical scenario - input'!$CV82:$GH82,'Historical scenario - input'!$G82,'Historical scenario - input'!$E82,'Historical scenario - input'!$F82,20,TRUE,TRUE),\"\")","v":""},"","","","","","","","","","","","","","","","","","","",{"$f":"IFERROR(IF(OR(D97=\"\",'Historical scenario - input'!$D82=\"\"),\"\",D97/'Historical scenario - input'!$D82),\"\")","v":""},{"$f":"IFERROR(IF(OR(E97=\"\",'Historical scenario - input'!$D82=\"\"),\"\",E97/'Historical scenario - input'!$D82),\"\")","v":""},{"$f":"IFERROR(IF(OR(F97=\"\",'Historical scenario - input'!$D82=\"\"),\"\",F97/'Historical scenario - input'!$D82),\"\")","v":""},{"$f":"IFERROR(IF(OR(G97=\"\",'Historical scenario - input'!$D82=\"\"),\"\",G97/'Historical scenario - input'!$D82),\"\")","v":""},{"$f":"IFERROR(IF(OR(H97=\"\",'Historical scenario - input'!$D82=\"\"),\"\",H97/'Historical scenario - input'!$D82),\"\")","v":""},{"$f":"IFERROR(IF(OR(I97=\"\",'Historical scenario - input'!$D82=\"\"),\"\",I97/'Historical scenario - input'!$D82),\"\")","v":""},{"$f":"IFERROR(IF(OR(J97=\"\",'Historical scenario - input'!$D82=\"\"),\"\",J97/'Historical scenario - input'!$D82),\"\")","v":""},{"$f":"IFERROR(IF(OR(K97=\"\",'Historical scenario - input'!$D82=\"\"),\"\",K97/'Historical scenario - input'!$D82),\"\")","v":""},{"$f":"IFERROR(IF(OR(L97=\"\",'Historical scenario - input'!$D82=\"\"),\"\",L97/'Historical scenario - input'!$D82),\"\")","v":""},{"$f":"IFERROR(IF(OR(M97=\"\",'Historical scenario - input'!$D82=\"\"),\"\",M97/'Historical scenario - input'!$D82),\"\")","v":""},{"$f":"IFERROR(IF(OR(N97=\"\",'Historical scenario - input'!$D82=\"\"),\"\",N97/'Historical scenario - input'!$D82),\"\")","v":""},{"$f":"IFERROR(IF(OR(O97=\"\",'Historical scenario - input'!$D82=\"\"),\"\",O97/'Historical scenario - input'!$D82),\"\")","v":""},{"$f":"IFERROR(IF(OR(P97=\"\",'Historical scenario - input'!$D82=\"\"),\"\",P97/'Historical scenario - input'!$D82),\"\")","v":""},{"$f":"IFERROR(IF(OR(Q97=\"\",'Historical scenario - input'!$D82=\"\"),\"\",Q97/'Historical scenario - input'!$D82),\"\")","v":""},{"$f":"IFERROR(IF(OR(R97=\"\",'Historical scenario - input'!$D82=\"\"),\"\",R97/'Historical scenario - input'!$D82),\"\")","v":""},{"$f":"IFERROR(IF(OR(S97=\"\",'Historical scenario - input'!$D82=\"\"),\"\",S97/'Historical scenario - input'!$D82),\"\")","v":""},{"$f":"IFERROR(IF(OR(T97=\"\",'Historical scenario - input'!$D82=\"\"),\"\",T97/'Historical scenario - input'!$D82),\"\")","v":""},{"$f":"IFERROR(IF(OR(U97=\"\",'Historical scenario - input'!$D82=\"\"),\"\",U97/'Historical scenario - input'!$D82),\"\")","v":""},{"$f":"IFERROR(IF(OR(V97=\"\",'Historical scenario - input'!$D82=\"\"),\"\",V97/'Historical scenario - input'!$D82),\"\")","v":""},{"$f":"IFERROR(IF(OR(W97=\"\",'Historical scenario - input'!$D82=\"\"),\"\",W97/'Historical scenario - input'!$D82),\"\")","v":""}]
[{"$f":"IFERROR('Historical scenario - input'!A83,\"\")","v":""},{"$f":"IFERROR('Historical scenario - input'!B83,\"\")","v":0},{"$f":"IFERROR('Historical scenario - input'!C83,\"\")","v":0},{"$f":"IFERROR(repcalc('Historical scenario - input'!$CV83:$GH83,'Historical scenario - input'!$G83,'Historical scenario - input'!$E83,'Historical scenario - input'!$F83,20,TRUE,TRUE),\"\")","v":""},"","","","","","","","","","","","","","","","","","","",{"$f":"IFERROR(IF(OR(D98=\"\",'Historical scenario - input'!$D83=\"\"),\"\",D98/'Historical scenario - input'!$D83),\"\")","v":""},{"$f":"IFERROR(IF(OR(E98=\"\",'Historical scenario - input'!$D83=\"\"),\"\",E98/'Historical scenario - input'!$D83),\"\")","v":""},{"$f":"IFERROR(IF(OR(F98=\"\",'Historical scenario - input'!$D83=\"\"),\"\",F98/'Historical scenario - input'!$D83),\"\")","v":""},{"$f":"IFERROR(IF(OR(G98=\"\",'Historical scenario - input'!$D83=\"\"),\"\",G98/'Historical scenario - input'!$D83),\"\")","v":""},{"$f":"IFERROR(IF(OR(H98=\"\",'Historical scenario - input'!$D83=\"\"),\"\",H98/'Historical scenario - input'!$D83),\"\")","v":""},{"$f":"IFERROR(IF(OR(I98=\"\",'Historical scenario - input'!$D83=\"\"),\"\",I98/'Historical scenario - input'!$D83),\"\")","v":""},{"$f":"IFERROR(IF(OR(J98=\"\",'Historical scenario - input'!$D83=\"\"),\"\",J98/'Historical scenario - input'!$D83),\"\")","v":""},{"$f":"IFERROR(IF(OR(K98=\"\",'Historical scenario - input'!$D83=\"\"),\"\",K98/'Historical scenario - input'!$D83),\"\")","v":""},{"$f":"IFERROR(IF(OR(L98=\"\",'Historical scenario - input'!$D83=\"\"),\"\",L98/'Historical scenario - input'!$D83),\"\")","v":""},{"$f":"IFERROR(IF(OR(M98=\"\",'Historical scenario - input'!$D83=\"\"),\"\",M98/'Historical scenario - input'!$D83),\"\")","v":""},{"$f":"IFERROR(IF(OR(N98=\"\",'Historical scenario - input'!$D83=\"\"),\"\",N98/'Historical scenario - input'!$D83),\"\")","v":""},{"$f":"IFERROR(IF(OR(O98=\"\",'Historical scenario - input'!$D83=\"\"),\"\",O98/'Historical scenario - input'!$D83),\"\")","v":""},{"$f":"IFERROR(IF(OR(P98=\"\",'Historical scenario - input'!$D83=\"\"),\"\",P98/'Historical scenario - input'!$D83),\"\")","v":""},{"$f":"IFERROR(IF(OR(Q98=\"\",'Historical scenario - input'!$D83=\"\"),\"\",Q98/'Historical scenario - input'!$D83),\"\")","v":""},{"$f":"IFERROR(IF(OR(R98=\"\",'Historical scenario - input'!$D83=\"\"),\"\",R98/'Historical scenario - input'!$D83),\"\")","v":""},{"$f":"IFERROR(IF(OR(S98=\"\",'Historical scenario - input'!$D83=\"\"),\"\",S98/'Historical scenario - input'!$D83),\"\")","v":""},{"$f":"IFERROR(IF(OR(T98=\"\",'Historical scenario - input'!$D83=\"\"),\"\",T98/'Historical scenario - input'!$D83),\"\")","v":""},{"$f":"IFERROR(IF(OR(U98=\"\",'Historical scenario - input'!$D83=\"\"),\"\",U98/'Historical scenario - input'!$D83),\"\")","v":""},{"$f":"IFERROR(IF(OR(V98=\"\",'Historical scenario - input'!$D83=\"\"),\"\",V98/'Historical scenario - input'!$D83),\"\")","v":""},{"$f":"IFERROR(IF(OR(W98=\"\",'Historical scenario - input'!$D83=\"\"),\"\",W98/'Historical scenario - input'!$D83),\"\")","v":""}]
[{"$f":"IFERROR('Historical scenario - input'!A84,\"\")","v":""},{"$f":"IFERROR('Historical scenario - input'!B84,\"\")","v":0},{"$f":"IFERROR('Historical scenario - input'!C84,\"\")","v":0},{"$f":"IFERROR(repcalc('Historical scenario - input'!$CV84:$GH84,'Historical scenario - input'!$G84,'Historical scenario - input'!$E84,'Historical scenario - input'!$F84,20,TRUE,TRUE),\"\")","v":""},"","","","","","","","","","","","","","","","","","","",{"$f":"IFERROR(IF(OR(D99=\"\",'Historical scenario - input'!$D84=\"\"),\"\",D99/'Historical scenario - input'!$D84),\"\")","v":""},{"$f":"IFERROR(IF(OR(E99=\"\",'Historical scenario - input'!$D84=\"\"),\"\",E99/'Historical scenario - input'!$D84),\"\")","v":""},{"$f":"IFERROR(IF(OR(F99=\"\",'Historical scenario - input'!$D84=\"\"),\"\",F99/'Historical scenario - input'!$D84),\"\")","v":""},{"$f":"IFERROR(IF(OR(G99=\"\",'Historical scenario - input'!$D84=\"\"),\"\",G99/'Historical scenario - input'!$D84),\"\")","v":""},{"$f":"IFERROR(IF(OR(H99=\"\",'Historical scenario - input'!$D84=\"\"),\"\",H99/'Historical scenario - input'!$D84),\"\")","v":""},{"$f":"IFERROR(IF(OR(I99=\"\",'Historical scenario - input'!$D84=\"\"),\"\",I99/'Historical scenario - input'!$D84),\"\")","v":""},{"$f":"IFERROR(IF(OR(J99=\"\",'Historical scenario - input'!$D84=\"\"),\"\",J99/'Historical scenario - input'!$D84),\"\")","v":""},{"$f":"IFERROR(IF(OR(K99=\"\",'Historical scenario - input'!$D84=\"\"),\"\",K99/'Historical scenario - input'!$D84),\"\")","v":""},{"$f":"IFERROR(IF(OR(L99=\"\",'Historical scenario - input'!$D84=\"\"),\"\",L99/'Historical scenario - input'!$D84),\"\")","v":""},{"$f":"IFERROR(IF(OR(M99=\"\",'Historical scenario - input'!$D84=\"\"),\"\",M99/'Historical scenario - input'!$D84),\"\")","v":""},{"$f":"IFERROR(IF(OR(N99=\"\",'Historical scenario - input'!$D84=\"\"),\"\",N99/'Historical scenario - input'!$D84),\"\")","v":""},{"$f":"IFERROR(IF(OR(O99=\"\",'Historical scenario - input'!$D84=\"\"),\"\",O99/'Historical scenario - input'!$D84),\"\")","v":""},{"$f":"IFERROR(IF(OR(P99=\"\",'Historical scenario - input'!$D84=\"\"),\"\",P99/'Historical scenario - input'!$D84),\"\")","v":""},{"$f":"IFERROR(IF(OR(Q99=\"\",'Historical scenario - input'!$D84=\"\"),\"\",Q99/'Historical scenario - input'!$D84),\"\")","v":""},{"$f":"IFERROR(IF(OR(R99=\"\",'Historical scenario - input'!$D84=\"\"),\"\",R99/'Historical scenario - input'!$D84),\"\")","v":""},{"$f":"IFERROR(IF(OR(S99=\"\",'Historical scenario - input'!$D84=\"\"),\"\",S99/'Historical scenario - input'!$D84),\"\")","v":""},{"$f":"IFERROR(IF(OR(T99=\"\",'Historical scenario - input'!$D84=\"\"),\"\",T99/'Historical scenario - input'!$D84),\"\")","v":""},{"$f":"IFERROR(IF(OR(U99=\"\",'Historical scenario - input'!$D84=\"\"),\"\",U99/'Historical scenario - input'!$D84),\"\")","v":""},{"$f":"IFERROR(IF(OR(V99=\"\",'Historical scenario - input'!$D84=\"\"),\"\",V99/'Historical scenario - input'!$D84),\"\")","v":""},{"$f":"IFERROR(IF(OR(W99=\"\",'Historical scenario - input'!$D84=\"\"),\"\",W99/'Historical scenario - input'!$D84),\"\")","v":""}]
[{"$f":"IFERROR('Historical scenario - input'!A85,\"\")","v":""},{"$f":"IFERROR('Historical scenario - input'!B85,\"\")","v":0},{"$f":"IFERROR('Historical scenario - input'!C85,\"\")","v":0},{"$f":"IFERROR(repcalc('Historical scenario - input'!$CV85:$GH85,'Historical scenario - input'!$G85,'Historical scenario - input'!$E85,'Historical scenario - input'!$F85,20,TRUE,TRUE),\"\")","v":""},"","","","","","","","","","","","","","","","","","","",{"$f":"IFERROR(IF(OR(D100=\"\",'Historical scenario - input'!$D85=\"\"),\"\",D100/'Historical scenario - input'!$D85),\"\")","v":""},{"$f":"IFERROR(IF(OR(E100=\"\",'Historical scenario - input'!$D85=\"\"),\"\",E100/'Historical scenario - input'!$D85),\"\")","v":""},{"$f":"IFERROR(IF(OR(F100=\"\",'Historical scenario - input'!$D85=\"\"),\"\",F100/'Historical scenario - input'!$D85),\"\")","v":""},{"$f":"IFERROR(IF(OR(G100=\"\",'Historical scenario - input'!$D85=\"\"),\"\",G100/'Historical scenario - input'!$D85),\"\")","v":""},{"$f":"IFERROR(IF(OR(H100=\"\",'Historical scenario - input'!$D85=\"\"),\"\",H100/'Historical scenario - input'!$D85),\"\")","v":""},{"$f":"IFERROR(IF(OR(I100=\"\",'Historical scenario - input'!$D85=\"\"),\"\",I100/'Historical scenario - input'!$D85),\"\")","v":""},{"$f":"IFERROR(IF(OR(J100=\"\",'Historical scenario - input'!$D85=\"\"),\"\",J100/'Historical scenario - input'!$D85),\"\")","v":""},{"$f":"IFERROR(IF(OR(K100=\"\",'Historical scenario - input'!$D85=\"\"),\"\",K100/'Historical scenario - input'!$D85),\"\")","v":""},{"$f":"IFERROR(IF(OR(L100=\"\",'Historical scenario - input'!$D85=\"\"),\"\",L100/'Historical scenario - input'!$D85),\"\")","v":""},{"$f":"IFERROR(IF(OR(M100=\"\",'Historical scenario - input'!$D85=\"\"),\"\",M100/'Historical scenario - input'!$D85),\"\")","v":""},{"$f":"IFERROR(IF(OR(N100=\"\",'Historical scenario - input'!$D85=\"\"),\"\",N100/'Historical scenario - input'!$D85),\"\")","v":""},{"$f":"IFERROR(IF(OR(O100=\"\",'Historical scenario - input'!$D85=\"\"),\"\",O100/'Historical scenario - input'!$D85),\"\")","v":""},{"$f":"IFERROR(IF(OR(P100=\"\",'Historical scenario - input'!$D85=\"\"),\"\",P100/'Historical scenario - input'!$D85),\"\")","v":""},{"$f":"IFERROR(IF(OR(Q100=\"\",'Historical scenario - input'!$D85=\"\"),\"\",Q100/'Historical scenario - input'!$D85),\"\")","v":""},{"$f":"IFERROR(IF(OR(R100=\"\",'Historical scenario - input'!$D85=\"\"),\"\",R100/'Historical scenario - input'!$D85),\"\")","v":""},{"$f":"IFERROR(IF(OR(S100=\"\",'Historical scenario - input'!$D85=\"\"),\"\",S100/'Historical scenario - input'!$D85),\"\")","v":""},{"$f":"IFERROR(IF(OR(T100=\"\",'Historical scenario - input'!$D85=\"\"),\"\",T100/'Historical scenario - input'!$D85),\"\")","v":""},{"$f":"IFERROR(IF(OR(U100=\"\",'Historical scenario - input'!$D85=\"\"),\"\",U100/'Historical scenario - input'!$D85),\"\")","v":""},{"$f":"IFERROR(IF(OR(V100=\"\",'Historical scenario - input'!$D85=\"\"),\"\",V100/'Historical scenario - input'!$D85),\"\")","v":""},{"$f":"IFERROR(IF(OR(W100=\"\",'Historical scenario - input'!$D85=\"\"),\"\",W100/'Historical scenario - input'!$D85),\"\")","v":""}]
[{"$f":"IFERROR('Historical scenario - input'!A86,\"\")","v":""},{"$f":"IFERROR('Historical scenario - input'!B86,\"\")","v":0},{"$f":"IFERROR('Historical scenario - input'!C86,\"\")","v":0},{"$f":"IFERROR(repcalc('Historical scenario - input'!$CV86:$GH86,'Historical scenario - input'!$G86,'Historical scenario - input'!$E86,'Historical scenario - input'!$F86,20,TRUE,TRUE),\"\")","v":""},"","","","","","","","","","","","","","","","","","","",{"$f":"IFERROR(IF(OR(D101=\"\",'Historical scenario - input'!$D86=\"\"),\"\",D101/'Historical scenario - input'!$D86),\"\")","v":""},{"$f":"IFERROR(IF(OR(E101=\"\",'Historical scenario - input'!$D86=\"\"),\"\",E101/'Historical scenario - input'!$D86),\"\")","v":""},{"$f":"IFERROR(IF(OR(F101=\"\",'Historical scenario - input'!$D86=\"\"),\"\",F101/'Historical scenario - input'!$D86),\"\")","v":""},{"$f":"IFERROR(IF(OR(G101=\"\",'Historical scenario - input'!$D86=\"\"),\"\",G101/'Historical scenario - input'!$D86),\"\")","v":""},{"$f":"IFERROR(IF(OR(H101=\"\",'Historical scenario - input'!$D86=\"\"),\"\",H101/'Historical scenario - input'!$D86),\"\")","v":""},{"$f":"IFERROR(IF(OR(I101=\"\",'Historical scenario - input'!$D86=\"\"),\"\",I101/'Historical scenario - input'!$D86),\"\")","v":""},{"$f":"IFERROR(IF(OR(J101=\"\",'Historical scenario - input'!$D86=\"\"),\"\",J101/'Historical scenario - input'!$D86),\"\")","v":""},{"$f":"IFERROR(IF(OR(K101=\"\",'Historical scenario - input'!$D86=\"\"),\"\",K101/'Historical scenario - input'!$D86),\"\")","v":""},{"$f":"IFERROR(IF(OR(L101=\"\",'Historical scenario - input'!$D86=\"\"),\"\",L101/'Historical scenario - input'!$D86),\"\")","v":""},{"$f":"IFERROR(IF(OR(M101=\"\",'Historical scenario - input'!$D86=\"\"),\"\",M101/'Historical scenario - input'!$D86),\"\")","v":""},{"$f":"IFERROR(IF(OR(N101=\"\",'Historical scenario - input'!$D86=\"\"),\"\",N101/'Historical scenario - input'!$D86),\"\")","v":""},{"$f":"IFERROR(IF(OR(O101=\"\",'Historical scenario - input'!$D86=\"\"),\"\",O101/'Historical scenario - input'!$D86),\"\")","v":""},{"$f":"IFERROR(IF(OR(P101=\"\",'Historical scenario - input'!$D86=\"\"),\"\",P101/'Historical scenario - input'!$D86),\"\")","v":""},{"$f":"IFERROR(IF(OR(Q101=\"\",'Historical scenario - input'!$D86=\"\"),\"\",Q101/'Historical scenario - input'!$D86),\"\")","v":""},{"$f":"IFERROR(IF(OR(R101=\"\",'Historical scenario - input'!$D86=\"\"),\"\",R101/'Historical scenario - input'!$D86),\"\")","v":""},{"$f":"IFERROR(IF(OR(S101=\"\",'Historical scenario - input'!$D86=\"\"),\"\",S101/'Historical scenario - input'!$D86),\"\")","v":""},{"$f":"IFERROR(IF(OR(T101=\"\",'Historical scenario - input'!$D86=\"\"),\"\",T101/'Historical scenario - input'!$D86),\"\")","v":""},{"$f":"IFERROR(IF(OR(U101=\"\",'Historical scenario - input'!$D86=\"\"),\"\",U101/'Historical scenario - input'!$D86),\"\")","v":""},{"$f":"IFERROR(IF(OR(V101=\"\",'Historical scenario - input'!$D86=\"\"),\"\",V101/'Historical scenario - input'!$D86),\"\")","v":""},{"$f":"IFERROR(IF(OR(W101=\"\",'Historical scenario - input'!$D86=\"\"),\"\",W101/'Historical scenario - input'!$D86),\"\")","v":""}]
[{"$f":"IFERROR('Historical scenario - input'!A87,\"\")","v":""},{"$f":"IFERROR('Historical scenario - input'!B87,\"\")","v":0},{"$f":"IFERROR('Historical scenario - input'!C87,\"\")","v":0},{"$f":"IFERROR(repcalc('Historical scenario - input'!$CV87:$GH87,'Historical scenario - input'!$G87,'Historical scenario - input'!$E87,'Historical scenario - input'!$F87,20,TRUE,TRUE),\"\")","v":""},"","","","","","","","","","","","","","","","","","","",{"$f":"IFERROR(IF(OR(D102=\"\",'Historical scenario - input'!$D87=\"\"),\"\",D102/'Historical scenario - input'!$D87),\"\")","v":""},{"$f":"IFERROR(IF(OR(E102=\"\",'Historical scenario - input'!$D87=\"\"),\"\",E102/'Historical scenario - input'!$D87),\"\")","v":""},{"$f":"IFERROR(IF(OR(F102=\"\",'Historical scenario - input'!$D87=\"\"),\"\",F102/'Historical scenario - input'!$D87),\"\")","v":""},{"$f":"IFERROR(IF(OR(G102=\"\",'Historical scenario - input'!$D87=\"\"),\"\",G102/'Historical scenario - input'!$D87),\"\")","v":""},{"$f":"IFERROR(IF(OR(H102=\"\",'Historical scenario - input'!$D87=\"\"),\"\",H102/'Historical scenario - input'!$D87),\"\")","v":""},{"$f":"IFERROR(IF(OR(I102=\"\",'Historical scenario - input'!$D87=\"\"),\"\",I102/'Historical scenario - input'!$D87),\"\")","v":""},{"$f":"IFERROR(IF(OR(J102=\"\",'Historical scenario - input'!$D87=\"\"),\"\",J102/'Historical scenario - input'!$D87),\"\")","v":""},{"$f":"IFERROR(IF(OR(K102=\"\",'Historical scenario - input'!$D87=\"\"),\"\",K102/'Historical scenario - input'!$D87),\"\")","v":""},{"$f":"IFERROR(IF(OR(L102=\"\",'Historical scenario - input'!$D87=\"\"),\"\",L102/'Historical scenario - input'!$D87),\"\")","v":""},{"$f":"IFERROR(IF(OR(M102=\"\",'Historical scenario - input'!$D87=\"\"),\"\",M102/'Historical scenario - input'!$D87),\"\")","v":""},{"$f":"IFERROR(IF(OR(N102=\"\",'Historical scenario - input'!$D87=\"\"),\"\",N102/'Historical scenario - input'!$D87),\"\")","v":""},{"$f":"IFERROR(IF(OR(O102=\"\",'Historical scenario - input'!$D87=\"\"),\"\",O102/'Historical scenario - input'!$D87),\"\")","v":""},{"$f":"IFERROR(IF(OR(P102=\"\",'Historical scenario - input'!$D87=\"\"),\"\",P102/'Historical scenario - input'!$D87),\"\")","v":""},{"$f":"IFERROR(IF(OR(Q102=\"\",'Historical scenario - input'!$D87=\"\"),\"\",Q102/'Historical scenario - input'!$D87),\"\")","v":""},{"$f":"IFERROR(IF(OR(R102=\"\",'Historical scenario - input'!$D87=\"\"),\"\",R102/'Historical scenario - input'!$D87),\"\")","v":""},{"$f":"IFERROR(IF(OR(S102=\"\",'Historical scenario - input'!$D87=\"\"),\"\",S102/'Historical scenario - input'!$D87),\"\")","v":""},{"$f":"IFERROR(IF(OR(T102=\"\",'Historical scenario - input'!$D87=\"\"),\"\",T102/'Historical scenario - input'!$D87),\"\")","v":""},{"$f":"IFERROR(IF(OR(U102=\"\",'Historical scenario - input'!$D87=\"\"),\"\",U102/'Historical scenario - input'!$D87),\"\")","v":""},{"$f":"IFERROR(IF(OR(V102=\"\",'Historical scenario - input'!$D87=\"\"),\"\",V102/'Historical scenario - input'!$D87),\"\")","v":""},{"$f":"IFERROR(IF(OR(W102=\"\",'Historical scenario - input'!$D87=\"\"),\"\",W102/'Historical scenario - input'!$D87),\"\")","v":""}]
[{"$f":"IFERROR('Historical scenario - input'!A88,\"\")","v":""},{"$f":"IFERROR('Historical scenario - input'!B88,\"\")","v":0},{"$f":"IFERROR('Historical scenario - input'!C88,\"\")","v":0},{"$f":"IFERROR(repcalc('Historical scenario - input'!$CV88:$GH88,'Historical scenario - input'!$G88,'Historical scenario - input'!$E88,'Historical scenario - input'!$F88,20,TRUE,TRUE),\"\")","v":""},"","","","","","","","","","","","","","","","","","","",{"$f":"IFERROR(IF(OR(D103=\"\",'Historical scenario - input'!$D88=\"\"),\"\",D103/'Historical scenario - input'!$D88),\"\")","v":""},{"$f":"IFERROR(IF(OR(E103=\"\",'Historical scenario - input'!$D88=\"\"),\"\",E103/'Historical scenario - input'!$D88),\"\")","v":""},{"$f":"IFERROR(IF(OR(F103=\"\",'Historical scenario - input'!$D88=\"\"),\"\",F103/'Historical scenario - input'!$D88),\"\")","v":""},{"$f":"IFERROR(IF(OR(G103=\"\",'Historical scenario - input'!$D88=\"\"),\"\",G103/'Historical scenario - input'!$D88),\"\")","v":""},{"$f":"IFERROR(IF(OR(H103=\"\",'Historical scenario - input'!$D88=\"\"),\"\",H103/'Historical scenario - input'!$D88),\"\")","v":""},{"$f":"IFERROR(IF(OR(I103=\"\",'Historical scenario - input'!$D88=\"\"),\"\",I103/'Historical scenario - input'!$D88),\"\")","v":""},{"$f":"IFERROR(IF(OR(J103=\"\",'Historical scenario - input'!$D88=\"\"),\"\",J103/'Historical scenario - input'!$D88),\"\")","v":""},{"$f":"IFERROR(IF(OR(K103=\"\",'Historical scenario - input'!$D88=\"\"),\"\",K103/'Historical scenario - input'!$D88),\"\")","v":""},{"$f":"IFERROR(IF(OR(L103=\"\",'Historical scenario - input'!$D88=\"\"),\"\",L103/'Historical scenario - input'!$D88),\"\")","v":""},{"$f":"IFERROR(IF(OR(M103=\"\",'Historical scenario - input'!$D88=\"\"),\"\",M103/'Historical scenario - input'!$D88),\"\")","v":""},{"$f":"IFERROR(IF(OR(N103=\"\",'Historical scenario - input'!$D88=\"\"),\"\",N103/'Historical scenario - input'!$D88),\"\")","v":""},{"$f":"IFERROR(IF(OR(O103=\"\",'Historical scenario - input'!$D88=\"\"),\"\",O103/'Historical scenario - input'!$D88),\"\")","v":""},{"$f":"IFERROR(IF(OR(P103=\"\",'Historical scenario - input'!$D88=\"\"),\"\",P103/'Historical scenario - input'!$D88),\"\")","v":""},{"$f":"IFERROR(IF(OR(Q103=\"\",'Historical scenario - input'!$D88=\"\"),\"\",Q103/'Historical scenario - input'!$D88),\"\")","v":""},{"$f":"IFERROR(IF(OR(R103=\"\",'Historical scenario - input'!$D88=\"\"),\"\",R103/'Historical scenario - input'!$D88),\"\")","v":""},{"$f":"IFERROR(IF(OR(S103=\"\",'Historical scenario - input'!$D88=\"\"),\"\",S103/'Historical scenario - input'!$D88),\"\")","v":""},{"$f":"IFERROR(IF(OR(T103=\"\",'Historical scenario - input'!$D88=\"\"),\"\",T103/'Historical scenario - input'!$D88),\"\")","v":""},{"$f":"IFERROR(IF(OR(U103=\"\",'Historical scenario - input'!$D88=\"\"),\"\",U103/'Historical scenario - input'!$D88),\"\")","v":""},{"$f":"IFERROR(IF(OR(V103=\"\",'Historical scenario - input'!$D88=\"\"),\"\",V103/'Historical scenario - input'!$D88),\"\")","v":""},{"$f":"IFERROR(IF(OR(W103=\"\",'Historical scenario - input'!$D88=\"\"),\"\",W103/'Historical scenario - input'!$D88),\"\")","v":""}]
[{"$f":"IFERROR('Historical scenario - input'!A89,\"\")","v":""},{"$f":"IFERROR('Historical scenario - input'!B89,\"\")","v":0},{"$f":"IFERROR('Historical scenario - input'!C89,\"\")","v":0},{"$f":"IFERROR(repcalc('Historical scenario - input'!$CV89:$GH89,'Historical scenario - input'!$G89,'Historical scenario - input'!$E89,'Historical scenario - input'!$F89,20,TRUE,TRUE),\"\")","v":""},"","","","","","","","","","","","","","","","","","","",{"$f":"IFERROR(IF(OR(D104=\"\",'Historical scenario - input'!$D89=\"\"),\"\",D104/'Historical scenario - input'!$D89),\"\")","v":""},{"$f":"IFERROR(IF(OR(E104=\"\",'Historical scenario - input'!$D89=\"\"),\"\",E104/'Historical scenario - input'!$D89),\"\")","v":""},{"$f":"IFERROR(IF(OR(F104=\"\",'Historical scenario - input'!$D89=\"\"),\"\",F104/'Historical scenario - input'!$D89),\"\")","v":""},{"$f":"IFERROR(IF(OR(G104=\"\",'Historical scenario - input'!$D89=\"\"),\"\",G104/'Historical scenario - input'!$D89),\"\")","v":""},{"$f":"IFERROR(IF(OR(H104=\"\",'Historical scenario - input'!$D89=\"\"),\"\",H104/'Historical scenario - input'!$D89),\"\")","v":""},{"$f":"IFERROR(IF(OR(I104=\"\",'Historical scenario - input'!$D89=\"\"),\"\",I104/'Historical scenario - input'!$D89),\"\")","v":""},{"$f":"IFERROR(IF(OR(J104=\"\",'Historical scenario - input'!$D89=\"\"),\"\",J104/'Historical scenario - input'!$D89),\"\")","v":""},{"$f":"IFERROR(IF(OR(K104=\"\",'Historical scenario - input'!$D89=\"\"),\"\",K104/'Historical scenario - input'!$D89),\"\")","v":""},{"$f":"IFERROR(IF(OR(L104=\"\",'Historical scenario - input'!$D89=\"\"),\"\",L104/'Historical scenario - input'!$D89),\"\")","v":""},{"$f":"IFERROR(IF(OR(M104=\"\",'Historical scenario - input'!$D89=\"\"),\"\",M104/'Historical scenario - input'!$D89),\"\")","v":""},{"$f":"IFERROR(IF(OR(N104=\"\",'Historical scenario - input'!$D89=\"\"),\"\",N104/'Historical scenario - input'!$D89),\"\")","v":""},{"$f":"IFERROR(IF(OR(O104=\"\",'Historical scenario - input'!$D89=\"\"),\"\",O104/'Historical scenario - input'!$D89),\"\")","v":""},{"$f":"IFERROR(IF(OR(P104=\"\",'Historical scenario - input'!$D89=\"\"),\"\",P104/'Historical scenario - input'!$D89),\"\")","v":""},{"$f":"IFERROR(IF(OR(Q104=\"\",'Historical scenario - input'!$D89=\"\"),\"\",Q104/'Historical scenario - input'!$D89),\"\")","v":""},{"$f":"IFERROR(IF(OR(R104=\"\",'Historical scenario - input'!$D89=\"\"),\"\",R104/'Historical scenario - input'!$D89),\"\")","v":""},{"$f":"IFERROR(IF(OR(S104=\"\",'Historical scenario - input'!$D89=\"\"),\"\",S104/'Historical scenario - input'!$D89),\"\")","v":""},{"$f":"IFERROR(IF(OR(T104=\"\",'Historical scenario - input'!$D89=\"\"),\"\",T104/'Historical scenario - input'!$D89),\"\")","v":""},{"$f":"IFERROR(IF(OR(U104=\"\",'Historical scenario - input'!$D89=\"\"),\"\",U104/'Historical scenario - input'!$D89),\"\")","v":""},{"$f":"IFERROR(IF(OR(V104=\"\",'Historical scenario - input'!$D89=\"\"),\"\",V104/'Historical scenario - input'!$D89),\"\")","v":""},{"$f":"IFERROR(IF(OR(W104=\"\",'Historical scenario - input'!$D89=\"\"),\"\",W104/'Historical scenario - input'!$D89),\"\")","v":""}]
[{"$f":"IFERROR('Historical scenario - input'!A90,\"\")","v":""},{"$f":"IFERROR('Historical scenario - input'!B90,\"\")","v":0},{"$f":"IFERROR('Historical scenario - input'!C90,\"\")","v":0},{"$f":"IFERROR(repcalc('Historical scenario - input'!$CV90:$GH90,'Historical scenario - input'!$G90,'Historical scenario - input'!$E90,'Historical scenario - input'!$F90,20,TRUE,TRUE),\"\")","v":""},"","","","","","","","","","","","","","","","","","","",{"$f":"IFERROR(IF(OR(D105=\"\",'Historical scenario - input'!$D90=\"\"),\"\",D105/'Historical scenario - input'!$D90),\"\")","v":""},{"$f":"IFERROR(IF(OR(E105=\"\",'Historical scenario - input'!$D90=\"\"),\"\",E105/'Historical scenario - input'!$D90),\"\")","v":""},{"$f":"IFERROR(IF(OR(F105=\"\",'Historical scenario - input'!$D90=\"\"),\"\",F105/'Historical scenario - input'!$D90),\"\")","v":""},{"$f":"IFERROR(IF(OR(G105=\"\",'Historical scenario - input'!$D90=\"\"),\"\",G105/'Historical scenario - input'!$D90),\"\")","v":""},{"$f":"IFERROR(IF(OR(H105=\"\",'Historical scenario - input'!$D90=\"\"),\"\",H105/'Historical scenario - input'!$D90),\"\")","v":""},{"$f":"IFERROR(IF(OR(I105=\"\",'Historical scenario - input'!$D90=\"\"),\"\",I105/'Historical scenario - input'!$D90),\"\")","v":""},{"$f":"IFERROR(IF(OR(J105=\"\",'Historical scenario - input'!$D90=\"\"),\"\",J105/'Historical scenario - input'!$D90),\"\")","v":""},{"$f":"IFERROR(IF(OR(K105=\"\",'Historical scenario - input'!$D90=\"\"),\"\",K105/'Historical scenario - input'!$D90),\"\")","v":""},{"$f":"IFERROR(IF(OR(L105=\"\",'Historical scenario - input'!$D90=\"\"),\"\",L105/'Historical scenario - input'!$D90),\"\")","v":""},{"$f":"IFERROR(IF(OR(M105=\"\",'Historical scenario - input'!$D90=\"\"),\"\",M105/'Historical scenario - input'!$D90),\"\")","v":""},{"$f":"IFERROR(IF(OR(N105=\"\",'Historical scenario - input'!$D90=\"\"),\"\",N105/'Historical scenario - input'!$D90),\"\")","v":""},{"$f":"IFERROR(IF(OR(O105=\"\",'Historical scenario - input'!$D90=\"\"),\"\",O105/'Historical scenario - input'!$D90),\"\")","v":""},{"$f":"IFERROR(IF(OR(P105=\"\",'Historical scenario - input'!$D90=\"\"),\"\",P105/'Historical scenario - input'!$D90),\"\")","v":""},{"$f":"IFERROR(IF(OR(Q105=\"\",'Historical scenario - input'!$D90=\"\"),\"\",Q105/'Historical scenario - input'!$D90),\"\")","v":""},{"$f":"IFERROR(IF(OR(R105=\"\",'Historical scenario - input'!$D90=\"\"),\"\",R105/'Historical scenario - input'!$D90),\"\")","v":""},{"$f":"IFERROR(IF(OR(S105=\"\",'Historical scenario - input'!$D90=\"\"),\"\",S105/'Historical scenario - input'!$D90),\"\")","v":""},{"$f":"IFERROR(IF(OR(T105=\"\",'Historical scenario - input'!$D90=\"\"),\"\",T105/'Historical scenario - input'!$D90),\"\")","v":""},{"$f":"IFERROR(IF(OR(U105=\"\",'Historical scenario - input'!$D90=\"\"),\"\",U105/'Historical scenario - input'!$D90),\"\")","v":""},{"$f":"IFERROR(IF(OR(V105=\"\",'Historical scenario - input'!$D90=\"\"),\"\",V105/'Historical scenario - input'!$D90),\"\")","v":""},{"$f":"IFERROR(IF(OR(W105=\"\",'Historical scenario - input'!$D90=\"\"),\"\",W105/'Historical scenario - input'!$D90),\"\")","v":""}]
[{"$f":"IFERROR('Historical scenario - input'!A91,\"\")","v":""},{"$f":"IFERROR('Historical scenario - input'!B91,\"\")","v":0},{"$f":"IFERROR('Historical scenario - input'!C91,\"\")","v":0},{"$f":"IFERROR(repcalc('Historical scenario - input'!$CV91:$GH91,'Historical scenario - input'!$G91,'Historical scenario - input'!$E91,'Historical scenario - input'!$F91,20,TRUE,TRUE),\"\")","v":""},"","","","","","","","","","","","","","","","","","","",{"$f":"IFERROR(IF(OR(D106=\"\",'Historical scenario - input'!$D91=\"\"),\"\",D106/'Historical scenario - input'!$D91),\"\")","v":""},{"$f":"IFERROR(IF(OR(E106=\"\",'Historical scenario - input'!$D91=\"\"),\"\",E106/'Historical scenario - input'!$D91),\"\")","v":""},{"$f":"IFERROR(IF(OR(F106=\"\",'Historical scenario - input'!$D91=\"\"),\"\",F106/'Historical scenario - input'!$D91),\"\")","v":""},{"$f":"IFERROR(IF(OR(G106=\"\",'Historical scenario - input'!$D91=\"\"),\"\",G106/'Historical scenario - input'!$D91),\"\")","v":""},{"$f":"IFERROR(IF(OR(H106=\"\",'Historical scenario - input'!$D91=\"\"),\"\",H106/'Historical scenario - input'!$D91),\"\")","v":""},{"$f":"IFERROR(IF(OR(I106=\"\",'Historical scenario - input'!$D91=\"\"),\"\",I106/'Historical scenario - input'!$D91),\"\")","v":""},{"$f":"IFERROR(IF(OR(J106=\"\",'Historical scenario - input'!$D91=\"\"),\"\",J106/'Historical scenario - input'!$D91),\"\")","v":""},{"$f":"IFERROR(IF(OR(K106=\"\",'Historical scenario - input'!$D91=\"\"),\"\",K106/'Historical scenario - input'!$D91),\"\")","v":""},{"$f":"IFERROR(IF(OR(L106=\"\",'Historical scenario - input'!$D91=\"\"),\"\",L106/'Historical scenario - input'!$D91),\"\")","v":""},{"$f":"IFERROR(IF(OR(M106=\"\",'Historical scenario - input'!$D91=\"\"),\"\",M106/'Historical scenario - input'!$D91),\"\")","v":""},{"$f":"IFERROR(IF(OR(N106=\"\",'Historical scenario - input'!$D91=\"\"),\"\",N106/'Historical scenario - input'!$D91),\"\")","v":""},{"$f":"IFERROR(IF(OR(O106=\"\",'Historical scenario - input'!$D91=\"\"),\"\",O106/'Historical scenario - input'!$D91),\"\")","v":""},{"$f":"IFERROR(IF(OR(P106=\"\",'Historical scenario - input'!$D91=\"\"),\"\",P106/'Historical scenario - input'!$D91),\"\")","v":""},{"$f":"IFERROR(IF(OR(Q106=\"\",'Historical scenario - input'!$D91=\"\"),\"\",Q106/'Historical scenario - input'!$D91),\"\")","v":""},{"$f":"IFERROR(IF(OR(R106=\"\",'Historical scenario - input'!$D91=\"\"),\"\",R106/'Historical scenario - input'!$D91),\"\")","v":""},{"$f":"IFERROR(IF(OR(S106=\"\",'Historical scenario - input'!$D91=\"\"),\"\",S106/'Historical scenario - input'!$D91),\"\")","v":""},{"$f":"IFERROR(IF(OR(T106=\"\",'Historical scenario - input'!$D91=\"\"),\"\",T106/'Historical scenario - input'!$D91),\"\")","v":""},{"$f":"IFERROR(IF(OR(U106=\"\",'Historical scenario - input'!$D91=\"\"),\"\",U106/'Historical scenario - input'!$D91),\"\")","v":""},{"$f":"IFERROR(IF(OR(V106=\"\",'Historical scenario - input'!$D91=\"\"),\"\",V106/'Historical scenario - input'!$D91),\"\")","v":""},{"$f":"IFERROR(IF(OR(W106=\"\",'Historical scenario - input'!$D91=\"\"),\"\",W106/'Historical scenario - input'!$D91),\"\")","v":""}]
[{"$f":"IFERROR('Historical scenario - input'!A92,\"\")","v":""},{"$f":"IFERROR('Historical scenario - input'!B92,\"\")","v":0},{"$f":"IFERROR('Historical scenario - input'!C92,\"\")","v":0},{"$f":"IFERROR(repcalc('Historical scenario - input'!$CV92:$GH92,'Historical scenario - input'!$G92,'Historical scenario - input'!$E92,'Historical scenario - input'!$F92,20,TRUE,TRUE),\"\")","v":""},"","","","","","","","","","","","","","","","","","","",{"$f":"IFERROR(IF(OR(D107=\"\",'Historical scenario - input'!$D92=\"\"),\"\",D107/'Historical scenario - input'!$D92),\"\")","v":""},{"$f":"IFERROR(IF(OR(E107=\"\",'Historical scenario - input'!$D92=\"\"),\"\",E107/'Historical scenario - input'!$D92),\"\")","v":""},{"$f":"IFERROR(IF(OR(F107=\"\",'Historical scenario - input'!$D92=\"\"),\"\",F107/'Historical scenario - input'!$D92),\"\")","v":""},{"$f":"IFERROR(IF(OR(G107=\"\",'Historical scenario - input'!$D92=\"\"),\"\",G107/'Historical scenario - input'!$D92),\"\")","v":""},{"$f":"IFERROR(IF(OR(H107=\"\",'Historical scenario - input'!$D92=\"\"),\"\",H107/'Historical scenario - input'!$D92),\"\")","v":""},{"$f":"IFERROR(IF(OR(I107=\"\",'Historical scenario - input'!$D92=\"\"),\"\",I107/'Historical scenario - input'!$D92),\"\")","v":""},{"$f":"IFERROR(IF(OR(J107=\"\",'Historical scenario - input'!$D92=\"\"),\"\",J107/'Historical scenario - input'!$D92),\"\")","v":""},{"$f":"IFERROR(IF(OR(K107=\"\",'Historical scenario - input'!$D92=\"\"),\"\",K107/'Historical scenario - input'!$D92),\"\")","v":""},{"$f":"IFERROR(IF(OR(L107=\"\",'Historical scenario - input'!$D92=\"\"),\"\",L107/'Historical scenario - input'!$D92),\"\")","v":""},{"$f":"IFERROR(IF(OR(M107=\"\",'Historical scenario - input'!$D92=\"\"),\"\",M107/'Historical scenario - input'!$D92),\"\")","v":""},{"$f":"IFERROR(IF(OR(N107=\"\",'Historical scenario - input'!$D92=\"\"),\"\",N107/'Historical scenario - input'!$D92),\"\")","v":""},{"$f":"IFERROR(IF(OR(O107=\"\",'Historical scenario - input'!$D92=\"\"),\"\",O107/'Historical scenario - input'!$D92),\"\")","v":""},{"$f":"IFERROR(IF(OR(P107=\"\",'Historical scenario - input'!$D92=\"\"),\"\",P107/'Historical scenario - input'!$D92),\"\")","v":""},{"$f":"IFERROR(IF(OR(Q107=\"\",'Historical scenario - input'!$D92=\"\"),\"\",Q107/'Historical scenario - input'!$D92),\"\")","v":""},{"$f":"IFERROR(IF(OR(R107=\"\",'Historical scenario - input'!$D92=\"\"),\"\",R107/'Historical scenario - input'!$D92),\"\")","v":""},{"$f":"IFERROR(IF(OR(S107=\"\",'Historical scenario - input'!$D92=\"\"),\"\",S107/'Historical scenario - input'!$D92),\"\")","v":""},{"$f":"IFERROR(IF(OR(T107=\"\",'Historical scenario - input'!$D92=\"\"),\"\",T107/'Historical scenario - input'!$D92),\"\")","v":""},{"$f":"IFERROR(IF(OR(U107=\"\",'Historical scenario - input'!$D92=\"\"),\"\",U107/'Historical scenario - input'!$D92),\"\")","v":""},{"$f":"IFERROR(IF(OR(V107=\"\",'Historical scenario - input'!$D92=\"\"),\"\",V107/'Historical scenario - input'!$D92),\"\")","v":""},{"$f":"IFERROR(IF(OR(W107=\"\",'Historical scenario - input'!$D92=\"\"),\"\",W107/'Historical scenario - input'!$D92),\"\")","v":""}]
[{"$f":"IFERROR('Historical scenario - input'!A93,\"\")","v":""},{"$f":"IFERROR('Historical scenario - input'!B93,\"\")","v":0},{"$f":"IFERROR('Historical scenario - input'!C93,\"\")","v":0},{"$f":"IFERROR(repcalc('Historical scenario - input'!$CV93:$GH93,'Historical scenario - input'!$G93,'Historical scenario - input'!$E93,'Historical scenario - input'!$F93,20,TRUE,TRUE),\"\")","v":""},"","","","","","","","","","","","","","","","","","","",{"$f":"IFERROR(IF(OR(D108=\"\",'Historical scenario - input'!$D93=\"\"),\"\",D108/'Historical scenario - input'!$D93),\"\")","v":""},{"$f":"IFERROR(IF(OR(E108=\"\",'Historical scenario - input'!$D93=\"\"),\"\",E108/'Historical scenario - input'!$D93),\"\")","v":""},{"$f":"IFERROR(IF(OR(F108=\"\",'Historical scenario - input'!$D93=\"\"),\"\",F108/'Historical scenario - input'!$D93),\"\")","v":""},{"$f":"IFERROR(IF(OR(G108=\"\",'Historical scenario - input'!$D93=\"\"),\"\",G108/'Historical scenario - input'!$D93),\"\")","v":""},{"$f":"IFERROR(IF(OR(H108=\"\",'Historical scenario - input'!$D93=\"\"),\"\",H108/'Historical scenario - input'!$D93),\"\")","v":""},{"$f":"IFERROR(IF(OR(I108=\"\",'Historical scenario - input'!$D93=\"\"),\"\",I108/'Historical scenario - input'!$D93),\"\")","v":""},{"$f":"IFERROR(IF(OR(J108=\"\",'Historical scenario - input'!$D93=\"\"),\"\",J108/'Historical scenario - input'!$D93),\"\")","v":""},{"$f":"IFERROR(IF(OR(K108=\"\",'Historical scenario - input'!$D93=\"\"),\"\",K108/'Historical scenario - input'!$D93),\"\")","v":""},{"$f":"IFERROR(IF(OR(L108=\"\",'Historical scenario - input'!$D93=\"\"),\"\",L108/'Historical scenario - input'!$D93),\"\")","v":""},{"$f":"IFERROR(IF(OR(M108=\"\",'Historical scenario - input'!$D93=\"\"),\"\",M108/'Historical scenario - input'!$D93),\"\")","v":""},{"$f":"IFERROR(IF(OR(N108=\"\",'Historical scenario - input'!$D93=\"\"),\"\",N108/'Historical scenario - input'!$D93),\"\")","v":""},{"$f":"IFERROR(IF(OR(O108=\"\",'Historical scenario - input'!$D93=\"\"),\"\",O108/'Historical scenario - input'!$D93),\"\")","v":""},{"$f":"IFERROR(IF(OR(P108=\"\",'Historical scenario - input'!$D93=\"\"),\"\",P108/'Historical scenario - input'!$D93),\"\")","v":""},{"$f":"IFERROR(IF(OR(Q108=\"\",'Historical scenario - input'!$D93=\"\"),\"\",Q108/'Historical scenario - input'!$D93),\"\")","v":""},{"$f":"IFERROR(IF(OR(R108=\"\",'Historical scenario - input'!$D93=\"\"),\"\",R108/'Historical scenario - input'!$D93),\"\")","v":""},{"$f":"IFERROR(IF(OR(S108=\"\",'Historical scenario - input'!$D93=\"\"),\"\",S108/'Historical scenario - input'!$D93),\"\")","v":""},{"$f":"IFERROR(IF(OR(T108=\"\",'Historical scenario - input'!$D93=\"\"),\"\",T108/'Historical scenario - input'!$D93),\"\")","v":""},{"$f":"IFERROR(IF(OR(U108=\"\",'Historical scenario - input'!$D93=\"\"),\"\",U108/'Historical scenario - input'!$D93),\"\")","v":""},{"$f":"IFERROR(IF(OR(V108=\"\",'Historical scenario - input'!$D93=\"\"),\"\",V108/'Historical scenario - input'!$D93),\"\")","v":""},{"$f":"IFERROR(IF(OR(W108=\"\",'Historical scenario - input'!$D93=\"\"),\"\",W108/'Historical scenario - input'!$D93),\"\")","v":""}]
[{"$f":"IFERROR('Historical scenario - input'!A94,\"\")","v":""},{"$f":"IFERROR('Historical scenario - input'!B94,\"\")","v":0},{"$f":"IFERROR('Historical scenario - input'!C94,\"\")","v":0},{"$f":"IFERROR(repcalc('Historical scenario - input'!$CV94:$GH94,'Historical scenario - input'!$G94,'Historical scenario - input'!$E94,'Historical scenario - input'!$F94,20,TRUE,TRUE),\"\")","v":""},"","","","","","","","","","","","","","","","","","","",{"$f":"IFERROR(IF(OR(D109=\"\",'Historical scenario - input'!$D94=\"\"),\"\",D109/'Historical scenario - input'!$D94),\"\")","v":""},{"$f":"IFERROR(IF(OR(E109=\"\",'Historical scenario - input'!$D94=\"\"),\"\",E109/'Historical scenario - input'!$D94),\"\")","v":""},{"$f":"IFERROR(IF(OR(F109=\"\",'Historical scenario - input'!$D94=\"\"),\"\",F109/'Historical scenario - input'!$D94),\"\")","v":""},{"$f":"IFERROR(IF(OR(G109=\"\",'Historical scenario - input'!$D94=\"\"),\"\",G109/'Historical scenario - input'!$D94),\"\")","v":""},{"$f":"IFERROR(IF(OR(H109=\"\",'Historical scenario - input'!$D94=\"\"),\"\",H109/'Historical scenario - input'!$D94),\"\")","v":""},{"$f":"IFERROR(IF(OR(I109=\"\",'Historical scenario - input'!$D94=\"\"),\"\",I109/'Historical scenario - input'!$D94),\"\")","v":""},{"$f":"IFERROR(IF(OR(J109=\"\",'Historical scenario - input'!$D94=\"\"),\"\",J109/'Historical scenario - input'!$D94),\"\")","v":""},{"$f":"IFERROR(IF(OR(K109=\"\",'Historical scenario - input'!$D94=\"\"),\"\",K109/'Historical scenario - input'!$D94),\"\")","v":""},{"$f":"IFERROR(IF(OR(L109=\"\",'Historical scenario - input'!$D94=\"\"),\"\",L109/'Historical scenario - input'!$D94),\"\")","v":""},{"$f":"IFERROR(IF(OR(M109=\"\",'Historical scenario - input'!$D94=\"\"),\"\",M109/'Historical scenario - input'!$D94),\"\")","v":""},{"$f":"IFERROR(IF(OR(N109=\"\",'Historical scenario - input'!$D94=\"\"),\"\",N109/'Historical scenario - input'!$D94),\"\")","v":""},{"$f":"IFERROR(IF(OR(O109=\"\",'Historical scenario - input'!$D94=\"\"),\"\",O109/'Historical scenario - input'!$D94),\"\")","v":""},{"$f":"IFERROR(IF(OR(P109=\"\",'Historical scenario - input'!$D94=\"\"),\"\",P109/'Historical scenario - input'!$D94),\"\")","v":""},{"$f":"IFERROR(IF(OR(Q109=\"\",'Historical scenario - input'!$D94=\"\"),\"\",Q109/'Historical scenario - input'!$D94),\"\")","v":""},{"$f":"IFERROR(IF(OR(R109=\"\",'Historical scenario - input'!$D94=\"\"),\"\",R109/'Historical scenario - input'!$D94),\"\")","v":""},{"$f":"IFERROR(IF(OR(S109=\"\",'Historical scenario - input'!$D94=\"\"),\"\",S109/'Historical scenario - input'!$D94),\"\")","v":""},{"$f":"IFERROR(IF(OR(T109=\"\",'Historical scenario - input'!$D94=\"\"),\"\",T109/'Historical scenario - input'!$D94),\"\")","v":""},{"$f":"IFERROR(IF(OR(U109=\"\",'Historical scenario - input'!$D94=\"\"),\"\",U109/'Historical scenario - input'!$D94),\"\")","v":""},{"$f":"IFERROR(IF(OR(V109=\"\",'Historical scenario - input'!$D94=\"\"),\"\",V109/'Historical scenario - input'!$D94),\"\")","v":""},{"$f":"IFERROR(IF(OR(W109=\"\",'Historical scenario - input'!$D94=\"\"),\"\",W109/'Historical scenario - input'!$D94),\"\")","v":""}]
[{"$f":"IFERROR('Historical scenario - input'!A95,\"\")","v":""},{"$f":"IFERROR('Historical scenario - input'!B95,\"\")","v":0},{"$f":"IFERROR('Historical scenario - input'!C95,\"\")","v":0},{"$f":"IFERROR(repcalc('Historical scenario - input'!$CV95:$GH95,'Historical scenario - input'!$G95,'Historical scenario - input'!$E95,'Historical scenario - input'!$F95,20,TRUE,TRUE),\"\")","v":""},"","","","","","","","","","","","","","","","","","","",{"$f":"IFERROR(IF(OR(D110=\"\",'Historical scenario - input'!$D95=\"\"),\"\",D110/'Historical scenario - input'!$D95),\"\")","v":""},{"$f":"IFERROR(IF(OR(E110=\"\",'Historical scenario - input'!$D95=\"\"),\"\",E110/'Historical scenario - input'!$D95),\"\")","v":""},{"$f":"IFERROR(IF(OR(F110=\"\",'Historical scenario - input'!$D95=\"\"),\"\",F110/'Historical scenario - input'!$D95),\"\")","v":""},{"$f":"IFERROR(IF(OR(G110=\"\",'Historical scenario - input'!$D95=\"\"),\"\",G110/'Historical scenario - input'!$D95),\"\")","v":""},{"$f":"IFERROR(IF(OR(H110=\"\",'Historical scenario - input'!$D95=\"\"),\"\",H110/'Historical scenario - input'!$D95),\"\")","v":""},{"$f":"IFERROR(IF(OR(I110=\"\",'Historical scenario - input'!$D95=\"\"),\"\",I110/'Historical scenario - input'!$D95),\"\")","v":""},{"$f":"IFERROR(IF(OR(J110=\"\",'Historical scenario - input'!$D95=\"\"),\"\",J110/'Historical scenario - input'!$D95),\"\")","v":""},{"$f":"IFERROR(IF(OR(K110=\"\",'Historical scenario - input'!$D95=\"\"),\"\",K110/'Historical scenario - input'!$D95),\"\")","v":""},{"$f":"IFERROR(IF(OR(L110=\"\",'Historical scenario - input'!$D95=\"\"),\"\",L110/'Historical scenario - input'!$D95),\"\")","v":""},{"$f":"IFERROR(IF(OR(M110=\"\",'Historical scenario - input'!$D95=\"\"),\"\",M110/'Historical scenario - input'!$D95),\"\")","v":""},{"$f":"IFERROR(IF(OR(N110=\"\",'Historical scenario - input'!$D95=\"\"),\"\",N110/'Historical scenario - input'!$D95),\"\")","v":""},{"$f":"IFERROR(IF(OR(O110=\"\",'Historical scenario - input'!$D95=\"\"),\"\",O110/'Historical scenario - input'!$D95),\"\")","v":""},{"$f":"IFERROR(IF(OR(P110=\"\",'Historical scenario - input'!$D95=\"\"),\"\",P110/'Historical scenario - input'!$D95),\"\")","v":""},{"$f":"IFERROR(IF(OR(Q110=\"\",'Historical scenario - input'!$D95=\"\"),\"\",Q110/'Historical scenario - input'!$D95),\"\")","v":""},{"$f":"IFERROR(IF(OR(R110=\"\",'Historical scenario - input'!$D95=\"\"),\"\",R110/'Historical scenario - input'!$D95),\"\")","v":""},{"$f":"IFERROR(IF(OR(S110=\"\",'Historical scenario - input'!$D95=\"\"),\"\",S110/'Historical scenario - input'!$D95),\"\")","v":""},{"$f":"IFERROR(IF(OR(T110=\"\",'Historical scenario - input'!$D95=\"\"),\"\",T110/'Historical scenario - input'!$D95),\"\")","v":""},{"$f":"IFERROR(IF(OR(U110=\"\",'Historical scenario - input'!$D95=\"\"),\"\",U110/'Historical scenario - input'!$D95),\"\")","v":""},{"$f":"IFERROR(IF(OR(V110=\"\",'Historical scenario - input'!$D95=\"\"),\"\",V110/'Historical scenario - input'!$D95),\"\")","v":""},{"$f":"IFERROR(IF(OR(W110=\"\",'Historical scenario - input'!$D95=\"\"),\"\",W110/'Historical scenario - input'!$D95),\"\")","v":""}]
[{"$f":"IFERROR('Historical scenario - input'!A96,\"\")","v":""},{"$f":"IFERROR('Historical scenario - input'!B96,\"\")","v":0},{"$f":"IFERROR('Historical scenario - input'!C96,\"\")","v":0},{"$f":"IFERROR(repcalc('Historical scenario - input'!$CV96:$GH96,'Historical scenario - input'!$G96,'Historical scenario - input'!$E96,'Historical scenario - input'!$F96,20,TRUE,TRUE),\"\")","v":""},"","","","","","","","","","","","","","","","","","","",{"$f":"IFERROR(IF(OR(D111=\"\",'Historical scenario - input'!$D96=\"\"),\"\",D111/'Historical scenario - input'!$D96),\"\")","v":""},{"$f":"IFERROR(IF(OR(E111=\"\",'Historical scenario - input'!$D96=\"\"),\"\",E111/'Historical scenario - input'!$D96),\"\")","v":""},{"$f":"IFERROR(IF(OR(F111=\"\",'Historical scenario - input'!$D96=\"\"),\"\",F111/'Historical scenario - input'!$D96),\"\")","v":""},{"$f":"IFERROR(IF(OR(G111=\"\",'Historical scenario - input'!$D96=\"\"),\"\",G111/'Historical scenario - input'!$D96),\"\")","v":""},{"$f":"IFERROR(IF(OR(H111=\"\",'Historical scenario - input'!$D96=\"\"),\"\",H111/'Historical scenario - input'!$D96),\"\")","v":""},{"$f":"IFERROR(IF(OR(I111=\"\",'Historical scenario - input'!$D96=\"\"),\"\",I111/'Historical scenario - input'!$D96),\"\")","v":""},{"$f":"IFERROR(IF(OR(J111=\"\",'Historical scenario - input'!$D96=\"\"),\"\",J111/'Historical scenario - input'!$D96),\"\")","v":""},{"$f":"IFERROR(IF(OR(K111=\"\",'Historical scenario - input'!$D96=\"\"),\"\",K111/'Historical scenario - input'!$D96),\"\")","v":""},{"$f":"IFERROR(IF(OR(L111=\"\",'Historical scenario - input'!$D96=\"\"),\"\",L111/'Historical scenario - input'!$D96),\"\")","v":""},{"$f":"IFERROR(IF(OR(M111=\"\",'Historical scenario - input'!$D96=\"\"),\"\",M111/'Historical scenario - input'!$D96),\"\")","v":""},{"$f":"IFERROR(IF(OR(N111=\"\",'Historical scenario - input'!$D96=\"\"),\"\",N111/'Historical scenario - input'!$D96),\"\")","v":""},{"$f":"IFERROR(IF(OR(O111=\"\",'Historical scenario - input'!$D96=\"\"),\"\",O111/'Historical scenario - input'!$D96),\"\")","v":""},{"$f":"IFERROR(IF(OR(P111=\"\",'Historical scenario - input'!$D96=\"\"),\"\",P111/'Historical scenario - input'!$D96),\"\")","v":""},{"$f":"IFERROR(IF(OR(Q111=\"\",'Historical scenario - input'!$D96=\"\"),\"\",Q111/'Historical scenario - input'!$D96),\"\")","v":""},{"$f":"IFERROR(IF(OR(R111=\"\",'Historical scenario - input'!$D96=\"\"),\"\",R111/'Historical scenario - input'!$D96),\"\")","v":""},{"$f":"IFERROR(IF(OR(S111=\"\",'Historical scenario - input'!$D96=\"\"),\"\",S111/'Historical scenario - input'!$D96),\"\")","v":""},{"$f":"IFERROR(IF(OR(T111=\"\",'Historical scenario - input'!$D96=\"\"),\"\",T111/'Historical scenario - input'!$D96),\"\")","v":""},{"$f":"IFERROR(IF(OR(U111=\"\",'Historical scenario - input'!$D96=\"\"),\"\",U111/'Historical scenario - input'!$D96),\"\")","v":""},{"$f":"IFERROR(IF(OR(V111=\"\",'Historical scenario - input'!$D96=\"\"),\"\",V111/'Historical scenario - input'!$D96),\"\")","v":""},{"$f":"IFERROR(IF(OR(W111=\"\",'Historical scenario - input'!$D96=\"\"),\"\",W111/'Historical scenario - input'!$D96),\"\")","v":""}]
[{"$f":"IFERROR('Historical scenario - input'!A97,\"\")","v":""},{"$f":"IFERROR('Historical scenario - input'!B97,\"\")","v":0},{"$f":"IFERROR('Historical scenario - input'!C97,\"\")","v":0},{"$f":"IFERROR(repcalc('Historical scenario - input'!$CV97:$GH97,'Historical scenario - input'!$G97,'Historical scenario - input'!$E97,'Historical scenario - input'!$F97,20,TRUE,TRUE),\"\")","v":""},"","","","","","","","","","","","","","","","","","","",{"$f":"IFERROR(IF(OR(D112=\"\",'Historical scenario - input'!$D97=\"\"),\"\",D112/'Historical scenario - input'!$D97),\"\")","v":""},{"$f":"IFERROR(IF(OR(E112=\"\",'Historical scenario - input'!$D97=\"\"),\"\",E112/'Historical scenario - input'!$D97),\"\")","v":""},{"$f":"IFERROR(IF(OR(F112=\"\",'Historical scenario - input'!$D97=\"\"),\"\",F112/'Historical scenario - input'!$D97),\"\")","v":""},{"$f":"IFERROR(IF(OR(G112=\"\",'Historical scenario - input'!$D97=\"\"),\"\",G112/'Historical scenario - input'!$D97),\"\")","v":""},{"$f":"IFERROR(IF(OR(H112=\"\",'Historical scenario - input'!$D97=\"\"),\"\",H112/'Historical scenario - input'!$D97),\"\")","v":""},{"$f":"IFERROR(IF(OR(I112=\"\",'Historical scenario - input'!$D97=\"\"),\"\",I112/'Historical scenario - input'!$D97),\"\")","v":""},{"$f":"IFERROR(IF(OR(J112=\"\",'Historical scenario - input'!$D97=\"\"),\"\",J112/'Historical scenario - input'!$D97),\"\")","v":""},{"$f":"IFERROR(IF(OR(K112=\"\",'Historical scenario - input'!$D97=\"\"),\"\",K112/'Historical scenario - input'!$D97),\"\")","v":""},{"$f":"IFERROR(IF(OR(L112=\"\",'Historical scenario - input'!$D97=\"\"),\"\",L112/'Historical scenario - input'!$D97),\"\")","v":""},{"$f":"IFERROR(IF(OR(M112=\"\",'Historical scenario - input'!$D97=\"\"),\"\",M112/'Historical scenario - input'!$D97),\"\")","v":""},{"$f":"IFERROR(IF(OR(N112=\"\",'Historical scenario - input'!$D97=\"\"),\"\",N112/'Historical scenario - input'!$D97),\"\")","v":""},{"$f":"IFERROR(IF(OR(O112=\"\",'Historical scenario - input'!$D97=\"\"),\"\",O112/'Historical scenario - input'!$D97),\"\")","v":""},{"$f":"IFERROR(IF(OR(P112=\"\",'Historical scenario - input'!$D97=\"\"),\"\",P112/'Historical scenario - input'!$D97),\"\")","v":""},{"$f":"IFERROR(IF(OR(Q112=\"\",'Historical scenario - input'!$D97=\"\"),\"\",Q112/'Historical scenario - input'!$D97),\"\")","v":""},{"$f":"IFERROR(IF(OR(R112=\"\",'Historical scenario - input'!$D97=\"\"),\"\",R112/'Historical scenario - input'!$D97),\"\")","v":""},{"$f":"IFERROR(IF(OR(S112=\"\",'Historical scenario - input'!$D97=\"\"),\"\",S112/'Historical scenario - input'!$D97),\"\")","v":""},{"$f":"IFERROR(IF(OR(T112=\"\",'Historical scenario - input'!$D97=\"\"),\"\",T112/'Historical scenario - input'!$D97),\"\")","v":""},{"$f":"IFERROR(IF(OR(U112=\"\",'Historical scenario - input'!$D97=\"\"),\"\",U112/'Historical scenario - input'!$D97),\"\")","v":""},{"$f":"IFERROR(IF(OR(V112=\"\",'Historical scenario - input'!$D97=\"\"),\"\",V112/'Historical scenario - input'!$D97),\"\")","v":""},{"$f":"IFERROR(IF(OR(W112=\"\",'Historical scenario - input'!$D97=\"\"),\"\",W112/'Historical scenario - input'!$D97),\"\")","v":""}]
[{"$f":"IFERROR('Historical scenario - input'!A98,\"\")","v":""},{"$f":"IFERROR('Historical scenario - input'!B98,\"\")","v":0},{"$f":"IFERROR('Historical scenario - input'!C98,\"\")","v":0},{"$f":"IFERROR(repcalc('Historical scenario - input'!$CV98:$GH98,'Historical scenario - input'!$G98,'Historical scenario - input'!$E98,'Historical scenario - input'!$F98,20,TRUE,TRUE),\"\")","v":""},"","","","","","","","","","","","","","","","","","","",{"$f":"IFERROR(IF(OR(D113=\"\",'Historical scenario - input'!$D98=\"\"),\"\",D113/'Historical scenario - input'!$D98),\"\")","v":""},{"$f":"IFERROR(IF(OR(E113=\"\",'Historical scenario - input'!$D98=\"\"),\"\",E113/'Historical scenario - input'!$D98),\"\")","v":""},{"$f":"IFERROR(IF(OR(F113=\"\",'Historical scenario - input'!$D98=\"\"),\"\",F113/'Historical scenario - input'!$D98),\"\")","v":""},{"$f":"IFERROR(IF(OR(G113=\"\",'Historical scenario - input'!$D98=\"\"),\"\",G113/'Historical scenario - input'!$D98),\"\")","v":""},{"$f":"IFERROR(IF(OR(H113=\"\",'Historical scenario - input'!$D98=\"\"),\"\",H113/'Historical scenario - input'!$D98),\"\")","v":""},{"$f":"IFERROR(IF(OR(I113=\"\",'Historical scenario - input'!$D98=\"\"),\"\",I113/'Historical scenario - input'!$D98),\"\")","v":""},{"$f":"IFERROR(IF(OR(J113=\"\",'Historical scenario - input'!$D98=\"\"),\"\",J113/'Historical scenario - input'!$D98),\"\")","v":""},{"$f":"IFERROR(IF(OR(K113=\"\",'Historical scenario - input'!$D98=\"\"),\"\",K113/'Historical scenario - input'!$D98),\"\")","v":""},{"$f":"IFERROR(IF(OR(L113=\"\",'Historical scenario - input'!$D98=\"\"),\"\",L113/'Historical scenario - input'!$D98),\"\")","v":""},{"$f":"IFERROR(IF(OR(M113=\"\",'Historical scenario - input'!$D98=\"\"),\"\",M113/'Historical scenario - input'!$D98),\"\")","v":""},{"$f":"IFERROR(IF(OR(N113=\"\",'Historical scenario - input'!$D98=\"\"),\"\",N113/'Historical scenario - input'!$D98),\"\")","v":""},{"$f":"IFERROR(IF(OR(O113=\"\",'Historical scenario - input'!$D98=\"\"),\"\",O113/'Historical scenario - input'!$D98),\"\")","v":""},{"$f":"IFERROR(IF(OR(P113=\"\",'Historical scenario - input'!$D98=\"\"),\"\",P113/'Historical scenario - input'!$D98),\"\")","v":""},{"$f":"IFERROR(IF(OR(Q113=\"\",'Historical scenario - input'!$D98=\"\"),\"\",Q113/'Historical scenario - input'!$D98),\"\")","v":""},{"$f":"IFERROR(IF(OR(R113=\"\",'Historical scenario - input'!$D98=\"\"),\"\",R113/'Historical scenario - input'!$D98),\"\")","v":""},{"$f":"IFERROR(IF(OR(S113=\"\",'Historical scenario - input'!$D98=\"\"),\"\",S113/'Historical scenario - input'!$D98),\"\")","v":""},{"$f":"IFERROR(IF(OR(T113=\"\",'Historical scenario - input'!$D98=\"\"),\"\",T113/'Historical scenario - input'!$D98),\"\")","v":""},{"$f":"IFERROR(IF(OR(U113=\"\",'Historical scenario - input'!$D98=\"\"),\"\",U113/'Historical scenario - input'!$D98),\"\")","v":""},{"$f":"IFERROR(IF(OR(V113=\"\",'Historical scenario - input'!$D98=\"\"),\"\",V113/'Historical scenario - input'!$D98),\"\")","v":""},{"$f":"IFERROR(IF(OR(W113=\"\",'Historical scenario - input'!$D98=\"\"),\"\",W113/'Historical scenario - input'!$D98),\"\")","v":""}]
[{"$f":"IFERROR('Historical scenario - input'!A99,\"\")","v":""},{"$f":"IFERROR('Historical scenario - input'!B99,\"\")","v":0},{"$f":"IFERROR('Historical scenario - input'!C99,\"\")","v":0},{"$f":"IFERROR(repcalc('Historical scenario - input'!$CV99:$GH99,'Historical scenario - input'!$G99,'Historical scenario - input'!$E99,'Historical scenario - input'!$F99,20,TRUE,TRUE),\"\")","v":""},"","","","","","","","","","","","","","","","","","","",{"$f":"IFERROR(IF(OR(D114=\"\",'Historical scenario - input'!$D99=\"\"),\"\",D114/'Historical scenario - input'!$D99),\"\")","v":""},{"$f":"IFERROR(IF(OR(E114=\"\",'Historical scenario - input'!$D99=\"\"),\"\",E114/'Historical scenario - input'!$D99),\"\")","v":""},{"$f":"IFERROR(IF(OR(F114=\"\",'Historical scenario - input'!$D99=\"\"),\"\",F114/'Historical scenario - input'!$D99),\"\")","v":""},{"$f":"IFERROR(IF(OR(G114=\"\",'Historical scenario - input'!$D99=\"\"),\"\",G114/'Historical scenario - input'!$D99),\"\")","v":""},{"$f":"IFERROR(IF(OR(H114=\"\",'Historical scenario - input'!$D99=\"\"),\"\",H114/'Historical scenario - input'!$D99),\"\")","v":""},{"$f":"IFERROR(IF(OR(I114=\"\",'Historical scenario - input'!$D99=\"\"),\"\",I114/'Historical scenario - input'!$D99),\"\")","v":""},{"$f":"IFERROR(IF(OR(J114=\"\",'Historical scenario - input'!$D99=\"\"),\"\",J114/'Historical scenario - input'!$D99),\"\")","v":""},{"$f":"IFERROR(IF(OR(K114=\"\",'Historical scenario - input'!$D99=\"\"),\"\",K114/'Historical scenario - input'!$D99),\"\")","v":""},{"$f":"IFERROR(IF(OR(L114=\"\",'Historical scenario - input'!$D99=\"\"),\"\",L114/'Historical scenario - input'!$D99),\"\")","v":""},{"$f":"IFERROR(IF(OR(M114=\"\",'Historical scenario - input'!$D99=\"\"),\"\",M114/'Historical scenario - input'!$D99),\"\")","v":""},{"$f":"IFERROR(IF(OR(N114=\"\",'Historical scenario - input'!$D99=\"\"),\"\",N114/'Historical scenario - input'!$D99),\"\")","v":""},{"$f":"IFERROR(IF(OR(O114=\"\",'Historical scenario - input'!$D99=\"\"),\"\",O114/'Historical scenario - input'!$D99),\"\")","v":""},{"$f":"IFERROR(IF(OR(P114=\"\",'Historical scenario - input'!$D99=\"\"),\"\",P114/'Historical scenario - input'!$D99),\"\")","v":""},{"$f":"IFERROR(IF(OR(Q114=\"\",'Historical scenario - input'!$D99=\"\"),\"\",Q114/'Historical scenario - input'!$D99),\"\")","v":""},{"$f":"IFERROR(IF(OR(R114=\"\",'Historical scenario - input'!$D99=\"\"),\"\",R114/'Historical scenario - input'!$D99),\"\")","v":""},{"$f":"IFERROR(IF(OR(S114=\"\",'Historical scenario - input'!$D99=\"\"),\"\",S114/'Historical scenario - input'!$D99),\"\")","v":""},{"$f":"IFERROR(IF(OR(T114=\"\",'Historical scenario - input'!$D99=\"\"),\"\",T114/'Historical scenario - input'!$D99),\"\")","v":""},{"$f":"IFERROR(IF(OR(U114=\"\",'Historical scenario - input'!$D99=\"\"),\"\",U114/'Historical scenario - input'!$D99),\"\")","v":""},{"$f":"IFERROR(IF(OR(V114=\"\",'Historical scenario - input'!$D99=\"\"),\"\",V114/'Historical scenario - input'!$D99),\"\")","v":""},{"$f":"IFERROR(IF(OR(W114=\"\",'Historical scenario - input'!$D99=\"\"),\"\",W114/'Historical scenario - input'!$D99),\"\")","v":""}]
[{"$f":"IFERROR('Historical scenario - input'!A100,\"\")","v":""},{"$f":"IFERROR('Historical scenario - input'!B100,\"\")","v":0},{"$f":"IFERROR('Historical scenario - input'!C100,\"\")","v":0},{"$f":"IFERROR(repcalc('Historical scenario - input'!$CV100:$GH100,'Historical scenario - input'!$G100,'Historical scenario - input'!$E100,'Historical scenario - input'!$F100,20,TRUE,TRUE),\"\")","v":""},"","","","","","","","","","","","","","","","","","","",{"$f":"IFERROR(IF(OR(D115=\"\",'Historical scenario - input'!$D100=\"\"),\"\",D115/'Historical scenario - input'!$D100),\"\")","v":""},{"$f":"IFERROR(IF(OR(E115=\"\",'Historical scenario - input'!$D100=\"\"),\"\",E115/'Historical scenario - input'!$D100),\"\")","v":""},{"$f":"IFERROR(IF(OR(F115=\"\",'Historical scenario - input'!$D100=\"\"),\"\",F115/'Historical scenario - input'!$D100),\"\")","v":""},{"$f":"IFERROR(IF(OR(G115=\"\",'Historical scenario - input'!$D100=\"\"),\"\",G115/'Historical scenario - input'!$D100),\"\")","v":""},{"$f":"IFERROR(IF(OR(H115=\"\",'Historical scenario - input'!$D100=\"\"),\"\",H115/'Historical scenario - input'!$D100),\"\")","v":""},{"$f":"IFERROR(IF(OR(I115=\"\",'Historical scenario - input'!$D100=\"\"),\"\",I115/'Historical scenario - input'!$D100),\"\")","v":""},{"$f":"IFERROR(IF(OR(J115=\"\",'Historical scenario - input'!$D100=\"\"),\"\",J115/'Historical scenario - input'!$D100),\"\")","v":""},{"$f":"IFERROR(IF(OR(K115=\"\",'Historical scenario - input'!$D100=\"\"),\"\",K115/'Historical scenario - input'!$D100),\"\")","v":""},{"$f":"IFERROR(IF(OR(L115=\"\",'Historical scenario - input'!$D100=\"\"),\"\",L115/'Historical scenario - input'!$D100),\"\")","v":""},{"$f":"IFERROR(IF(OR(M115=\"\",'Historical scenario - input'!$D100=\"\"),\"\",M115/'Historical scenario - input'!$D100),\"\")","v":""},{"$f":"IFERROR(IF(OR(N115=\"\",'Historical scenario - input'!$D100=\"\"),\"\",N115/'Historical scenario - input'!$D100),\"\")","v":""},{"$f":"IFERROR(IF(OR(O115=\"\",'Historical scenario - input'!$D100=\"\"),\"\",O115/'Historical scenario - input'!$D100),\"\")","v":""},{"$f":"IFERROR(IF(OR(P115=\"\",'Historical scenario - input'!$D100=\"\"),\"\",P115/'Historical scenario - input'!$D100),\"\")","v":""},{"$f":"IFERROR(IF(OR(Q115=\"\",'Historical scenario - input'!$D100=\"\"),\"\",Q115/'Historical scenario - input'!$D100),\"\")","v":""},{"$f":"IFERROR(IF(OR(R115=\"\",'Historical scenario - input'!$D100=\"\"),\"\",R115/'Historical scenario - input'!$D100),\"\")","v":""},{"$f":"IFERROR(IF(OR(S115=\"\",'Historical scenario - input'!$D100=\"\"),\"\",S115/'Historical scenario - input'!$D100),\"\")","v":""},{"$f":"IFERROR(IF(OR(T115=\"\",'Historical scenario - input'!$D100=\"\"),\"\",T115/'Historical scenario - input'!$D100),\"\")","v":""},{"$f":"IFERROR(IF(OR(U115=\"\",'Historical scenario - input'!$D100=\"\"),\"\",U115/'Historical scenario - input'!$D100),\"\")","v":""},{"$f":"IFERROR(IF(OR(V115=\"\",'Historical scenario - input'!$D100=\"\"),\"\",V115/'Historical scenario - input'!$D100),\"\")","v":""},{"$f":"IFERROR(IF(OR(W115=\"\",'Historical scenario - input'!$D100=\"\"),\"\",W115/'Historical scenario - input'!$D100),\"\")","v":""}]
[{"$f":"IFERROR('Historical scenario - input'!A101,\"\")","v":""},{"$f":"IFERROR('Historical scenario - input'!B101,\"\")","v":0},{"$f":"IFERROR('Historical scenario - input'!C101,\"\")","v":0},{"$f":"IFERROR(repcalc('Historical scenario - input'!$CV101:$GH101,'Historical scenario - input'!$G101,'Historical scenario - input'!$E101,'Historical scenario - input'!$F101,20,TRUE,TRUE),\"\")","v":""},"","","","","","","","","","","","","","","","","","","",{"$f":"IFERROR(IF(OR(D116=\"\",'Historical scenario - input'!$D101=\"\"),\"\",D116/'Historical scenario - input'!$D101),\"\")","v":""},{"$f":"IFERROR(IF(OR(E116=\"\",'Historical scenario - input'!$D101=\"\"),\"\",E116/'Historical scenario - input'!$D101),\"\")","v":""},{"$f":"IFERROR(IF(OR(F116=\"\",'Historical scenario - input'!$D101=\"\"),\"\",F116/'Historical scenario - input'!$D101),\"\")","v":""},{"$f":"IFERROR(IF(OR(G116=\"\",'Historical scenario - input'!$D101=\"\"),\"\",G116/'Historical scenario - input'!$D101),\"\")","v":""},{"$f":"IFERROR(IF(OR(H116=\"\",'Historical scenario - input'!$D101=\"\"),\"\",H116/'Historical scenario - input'!$D101),\"\")","v":""},{"$f":"IFERROR(IF(OR(I116=\"\",'Historical scenario - input'!$D101=\"\"),\"\",I116/'Historical scenario - input'!$D101),\"\")","v":""},{"$f":"IFERROR(IF(OR(J116=\"\",'Historical scenario - input'!$D101=\"\"),\"\",J116/'Historical scenario - input'!$D101),\"\")","v":""},{"$f":"IFERROR(IF(OR(K116=\"\",'Historical scenario - input'!$D101=\"\"),\"\",K116/'Historical scenario - input'!$D101),\"\")","v":""},{"$f":"IFERROR(IF(OR(L116=\"\",'Historical scenario - input'!$D101=\"\"),\"\",L116/'Historical scenario - input'!$D101),\"\")","v":""},{"$f":"IFERROR(IF(OR(M116=\"\",'Historical scenario - input'!$D101=\"\"),\"\",M116/'Historical scenario - input'!$D101),\"\")","v":""},{"$f":"IFERROR(IF(OR(N116=\"\",'Historical scenario - input'!$D101=\"\"),\"\",N116/'Historical scenario - input'!$D101),\"\")","v":""},{"$f":"IFERROR(IF(OR(O116=\"\",'Historical scenario - input'!$D101=\"\"),\"\",O116/'Historical scenario - input'!$D101),\"\")","v":""},{"$f":"IFERROR(IF(OR(P116=\"\",'Historical scenario - input'!$D101=\"\"),\"\",P116/'Historical scenario - input'!$D101),\"\")","v":""},{"$f":"IFERROR(IF(OR(Q116=\"\",'Historical scenario - input'!$D101=\"\"),\"\",Q116/'Historical scenario - input'!$D101),\"\")","v":""},{"$f":"IFERROR(IF(OR(R116=\"\",'Historical scenario - input'!$D101=\"\"),\"\",R116/'Historical scenario - input'!$D101),\"\")","v":""},{"$f":"IFERROR(IF(OR(S116=\"\",'Historical scenario - input'!$D101=\"\"),\"\",S116/'Historical scenario - input'!$D101),\"\")","v":""},{"$f":"IFERROR(IF(OR(T116=\"\",'Historical scenario - input'!$D101=\"\"),\"\",T116/'Historical scenario - input'!$D101),\"\")","v":""},{"$f":"IFERROR(IF(OR(U116=\"\",'Historical scenario - input'!$D101=\"\"),\"\",U116/'Historical scenario - input'!$D101),\"\")","v":""},{"$f":"IFERROR(IF(OR(V116=\"\",'Historical scenario - input'!$D101=\"\"),\"\",V116/'Historical scenario - input'!$D101),\"\")","v":""},{"$f":"IFERROR(IF(OR(W116=\"\",'Historical scenario - input'!$D101=\"\"),\"\",W116/'Historical scenario - input'!$D101),\"\")","v":""}]
[{"$f":"IFERROR('Historical scenario - input'!A102,\"\")","v":""},{"$f":"IFERROR('Historical scenario - input'!B102,\"\")","v":0},{"$f":"IFERROR('Historical scenario - input'!C102,\"\")","v":0},{"$f":"IFERROR(repcalc('Historical scenario - input'!$CV102:$GH102,'Historical scenario - input'!$G102,'Historical scenario - input'!$E102,'Historical scenario - input'!$F102,20,TRUE,TRUE),\"\")","v":""},"","","","","","","","","","","","","","","","","","","",{"$f":"IFERROR(IF(OR(D117=\"\",'Historical scenario - input'!$D102=\"\"),\"\",D117/'Historical scenario - input'!$D102),\"\")","v":""},{"$f":"IFERROR(IF(OR(E117=\"\",'Historical scenario - input'!$D102=\"\"),\"\",E117/'Historical scenario - input'!$D102),\"\")","v":""},{"$f":"IFERROR(IF(OR(F117=\"\",'Historical scenario - input'!$D102=\"\"),\"\",F117/'Historical scenario - input'!$D102),\"\")","v":""},{"$f":"IFERROR(IF(OR(G117=\"\",'Historical scenario - input'!$D102=\"\"),\"\",G117/'Historical scenario - input'!$D102),\"\")","v":""},{"$f":"IFERROR(IF(OR(H117=\"\",'Historical scenario - input'!$D102=\"\"),\"\",H117/'Historical scenario - input'!$D102),\"\")","v":""},{"$f":"IFERROR(IF(OR(I117=\"\",'Historical scenario - input'!$D102=\"\"),\"\",I117/'Historical scenario - input'!$D102),\"\")","v":""},{"$f":"IFERROR(IF(OR(J117=\"\",'Historical scenario - input'!$D102=\"\"),\"\",J117/'Historical scenario - input'!$D102),\"\")","v":""},{"$f":"IFERROR(IF(OR(K117=\"\",'Historical scenario - input'!$D102=\"\"),\"\",K117/'Historical scenario - input'!$D102),\"\")","v":""},{"$f":"IFERROR(IF(OR(L117=\"\",'Historical scenario - input'!$D102=\"\"),\"\",L117/'Historical scenario - input'!$D102),\"\")","v":""},{"$f":"IFERROR(IF(OR(M117=\"\",'Historical scenario - input'!$D102=\"\"),\"\",M117/'Historical scenario - input'!$D102),\"\")","v":""},{"$f":"IFERROR(IF(OR(N117=\"\",'Historical scenario - input'!$D102=\"\"),\"\",N117/'Historical scenario - input'!$D102),\"\")","v":""},{"$f":"IFERROR(IF(OR(O117=\"\",'Historical scenario - input'!$D102=\"\"),\"\",O117/'Historical scenario - input'!$D102),\"\")","v":""},{"$f":"IFERROR(IF(OR(P117=\"\",'Historical scenario - input'!$D102=\"\"),\"\",P117/'Historical scenario - input'!$D102),\"\")","v":""},{"$f":"IFERROR(IF(OR(Q117=\"\",'Historical scenario - input'!$D102=\"\"),\"\",Q117/'Historical scenario - input'!$D102),\"\")","v":""},{"$f":"IFERROR(IF(OR(R117=\"\",'Historical scenario - input'!$D102=\"\"),\"\",R117/'Historical scenario - input'!$D102),\"\")","v":""},{"$f":"IFERROR(IF(OR(S117=\"\",'Historical scenario - input'!$D102=\"\"),\"\",S117/'Historical scenario - input'!$D102),\"\")","v":""},{"$f":"IFERROR(IF(OR(T117=\"\",'Historical scenario - input'!$D102=\"\"),\"\",T117/'Historical scenario - input'!$D102),\"\")","v":""},{"$f":"IFERROR(IF(OR(U117=\"\",'Historical scenario - input'!$D102=\"\"),\"\",U117/'Historical scenario - input'!$D102),\"\")","v":""},{"$f":"IFERROR(IF(OR(V117=\"\",'Historical scenario - input'!$D102=\"\"),\"\",V117/'Historical scenario - input'!$D102),\"\")","v":""},{"$f":"IFERROR(IF(OR(W117=\"\",'Historical scenario - input'!$D102=\"\"),\"\",W117/'Historical scenario - input'!$D102),\"\")","v":""}]
[{"$f":"IFERROR('Historical scenario - input'!A103,\"\")","v":""},{"$f":"IFERROR('Historical scenario - input'!B103,\"\")","v":0},{"$f":"IFERROR('Historical scenario - input'!C103,\"\")","v":0},{"$f":"IFERROR(repcalc('Historical scenario - input'!$CV103:$GH103,'Historical scenario - input'!$G103,'Historical scenario - input'!$E103,'Historical scenario - input'!$F103,20,TRUE,TRUE),\"\")","v":""},"","","","","","","","","","","","","","","","","","","",{"$f":"IFERROR(IF(OR(D118=\"\",'Historical scenario - input'!$D103=\"\"),\"\",D118/'Historical scenario - input'!$D103),\"\")","v":""},{"$f":"IFERROR(IF(OR(E118=\"\",'Historical scenario - input'!$D103=\"\"),\"\",E118/'Historical scenario - input'!$D103),\"\")","v":""},{"$f":"IFERROR(IF(OR(F118=\"\",'Historical scenario - input'!$D103=\"\"),\"\",F118/'Historical scenario - input'!$D103),\"\")","v":""},{"$f":"IFERROR(IF(OR(G118=\"\",'Historical scenario - input'!$D103=\"\"),\"\",G118/'Historical scenario - input'!$D103),\"\")","v":""},{"$f":"IFERROR(IF(OR(H118=\"\",'Historical scenario - input'!$D103=\"\"),\"\",H118/'Historical scenario - input'!$D103),\"\")","v":""},{"$f":"IFERROR(IF(OR(I118=\"\",'Historical scenario - input'!$D103=\"\"),\"\",I118/'Historical scenario - input'!$D103),\"\")","v":""},{"$f":"IFERROR(IF(OR(J118=\"\",'Historical scenario - input'!$D103=\"\"),\"\",J118/'Historical scenario - input'!$D103),\"\")","v":""},{"$f":"IFERROR(IF(OR(K118=\"\",'Historical scenario - input'!$D103=\"\"),\"\",K118/'Historical scenario - input'!$D103),\"\")","v":""},{"$f":"IFERROR(IF(OR(L118=\"\",'Historical scenario - input'!$D103=\"\"),\"\",L118/'Historical scenario - input'!$D103),\"\")","v":""},{"$f":"IFERROR(IF(OR(M118=\"\",'Historical scenario - input'!$D103=\"\"),\"\",M118/'Historical scenario - input'!$D103),\"\")","v":""},{"$f":"IFERROR(IF(OR(N118=\"\",'Historical scenario - input'!$D103=\"\"),\"\",N118/'Historical scenario - input'!$D103),\"\")","v":""},{"$f":"IFERROR(IF(OR(O118=\"\",'Historical scenario - input'!$D103=\"\"),\"\",O118/'Historical scenario - input'!$D103),\"\")","v":""},{"$f":"IFERROR(IF(OR(P118=\"\",'Historical scenario - input'!$D103=\"\"),\"\",P118/'Historical scenario - input'!$D103),\"\")","v":""},{"$f":"IFERROR(IF(OR(Q118=\"\",'Historical scenario - input'!$D103=\"\"),\"\",Q118/'Historical scenario - input'!$D103),\"\")","v":""},{"$f":"IFERROR(IF(OR(R118=\"\",'Historical scenario - input'!$D103=\"\"),\"\",R118/'Historical scenario - input'!$D103),\"\")","v":""},{"$f":"IFERROR(IF(OR(S118=\"\",'Historical scenario - input'!$D103=\"\"),\"\",S118/'Historical scenario - input'!$D103),\"\")","v":""},{"$f":"IFERROR(IF(OR(T118=\"\",'Historical scenario - input'!$D103=\"\"),\"\",T118/'Historical scenario - input'!$D103),\"\")","v":""},{"$f":"IFERROR(IF(OR(U118=\"\",'Historical scenario - input'!$D103=\"\"),\"\",U118/'Historical scenario - input'!$D103),\"\")","v":""},{"$f":"IFERROR(IF(OR(V118=\"\",'Historical scenario - input'!$D103=\"\"),\"\",V118/'Historical scenario - input'!$D103),\"\")","v":""},{"$f":"IFERROR(IF(OR(W118=\"\",'Historical scenario - input'!$D103=\"\"),\"\",W118/'Historical scenario - input'!$D103),\"\")","v":""}]
[{"$f":"IFERROR('Historical scenario - input'!A104,\"\")","v":""},{"$f":"IFERROR('Historical scenario - input'!B104,\"\")","v":0},{"$f":"IFERROR('Historical scenario - input'!C104,\"\")","v":0},{"$f":"IFERROR(repcalc('Historical scenario - input'!$CV104:$GH104,'Historical scenario - input'!$G104,'Historical scenario - input'!$E104,'Historical scenario - input'!$F104,20,TRUE,TRUE),\"\")","v":""},"","","","","","","","","","","","","","","","","","","",{"$f":"IFERROR(IF(OR(D119=\"\",'Historical scenario - input'!$D104=\"\"),\"\",D119/'Historical scenario - input'!$D104),\"\")","v":""},{"$f":"IFERROR(IF(OR(E119=\"\",'Historical scenario - input'!$D104=\"\"),\"\",E119/'Historical scenario - input'!$D104),\"\")","v":""},{"$f":"IFERROR(IF(OR(F119=\"\",'Historical scenario - input'!$D104=\"\"),\"\",F119/'Historical scenario - input'!$D104),\"\")","v":""},{"$f":"IFERROR(IF(OR(G119=\"\",'Historical scenario - input'!$D104=\"\"),\"\",G119/'Historical scenario - input'!$D104),\"\")","v":""},{"$f":"IFERROR(IF(OR(H119=\"\",'Historical scenario - input'!$D104=\"\"),\"\",H119/'Historical scenario - input'!$D104),\"\")","v":""},{"$f":"IFERROR(IF(OR(I119=\"\",'Historical scenario - input'!$D104=\"\"),\"\",I119/'Historical scenario - input'!$D104),\"\")","v":""},{"$f":"IFERROR(IF(OR(J119=\"\",'Historical scenario - input'!$D104=\"\"),\"\",J119/'Historical scenario - input'!$D104),\"\")","v":""},{"$f":"IFERROR(IF(OR(K119=\"\",'Historical scenario - input'!$D104=\"\"),\"\",K119/'Historical scenario - input'!$D104),\"\")","v":""},{"$f":"IFERROR(IF(OR(L119=\"\",'Historical scenario - input'!$D104=\"\"),\"\",L119/'Historical scenario - input'!$D104),\"\")","v":""},{"$f":"IFERROR(IF(OR(M119=\"\",'Historical scenario - input'!$D104=\"\"),\"\",M119/'Historical scenario - input'!$D104),\"\")","v":""},{"$f":"IFERROR(IF(OR(N119=\"\",'Historical scenario - input'!$D104=\"\"),\"\",N119/'Historical scenario - input'!$D104),\"\")","v":""},{"$f":"IFERROR(IF(OR(O119=\"\",'Historical scenario - input'!$D104=\"\"),\"\",O119/'Historical scenario - input'!$D104),\"\")","v":""},{"$f":"IFERROR(IF(OR(P119=\"\",'Historical scenario - input'!$D104=\"\"),\"\",P119/'Historical scenario - input'!$D104),\"\")","v":""},{"$f":"IFERROR(IF(OR(Q119=\"\",'Historical scenario - input'!$D104=\"\"),\"\",Q119/'Historical scenario - input'!$D104),\"\")","v":""},{"$f":"IFERROR(IF(OR(R119=\"\",'Historical scenario - input'!$D104=\"\"),\"\",R119/'Historical scenario - input'!$D104),\"\")","v":""},{"$f":"IFERROR(IF(OR(S119=\"\",'Historical scenario - input'!$D104=\"\"),\"\",S119/'Historical scenario - input'!$D104),\"\")","v":""},{"$f":"IFERROR(IF(OR(T119=\"\",'Historical scenario - input'!$D104=\"\"),\"\",T119/'Historical scenario - input'!$D104),\"\")","v":""},{"$f":"IFERROR(IF(OR(U119=\"\",'Historical scenario - input'!$D104=\"\"),\"\",U119/'Historical scenario - input'!$D104),\"\")","v":""},{"$f":"IFERROR(IF(OR(V119=\"\",'Historical scenario - input'!$D104=\"\"),\"\",V119/'Historical scenario - input'!$D104),\"\")","v":""},{"$f":"IFERROR(IF(OR(W119=\"\",'Historical scenario - input'!$D104=\"\"),\"\",W119/'Historical scenario - input'!$D104),\"\")","v":""}]
[{"$f":"IFERROR('Historical scenario - input'!A105,\"\")","v":""},{"$f":"IFERROR('Historical scenario - input'!B105,\"\")","v":0},{"$f":"IFERROR('Historical scenario - input'!C105,\"\")","v":0},{"$f":"IFERROR(repcalc('Historical scenario - input'!$CV105:$GH105,'Historical scenario - input'!$G105,'Historical scenario - input'!$E105,'Historical scenario - input'!$F105,20,TRUE,TRUE),\"\")","v":""},"","","","","","","","","","","","","","","","","","","",{"$f":"IFERROR(IF(OR(D120=\"\",'Historical scenario - input'!$D105=\"\"),\"\",D120/'Historical scenario - input'!$D105),\"\")","v":""},{"$f":"IFERROR(IF(OR(E120=\"\",'Historical scenario - input'!$D105=\"\"),\"\",E120/'Historical scenario - input'!$D105),\"\")","v":""},{"$f":"IFERROR(IF(OR(F120=\"\",'Historical scenario - input'!$D105=\"\"),\"\",F120/'Historical scenario - input'!$D105),\"\")","v":""},{"$f":"IFERROR(IF(OR(G120=\"\",'Historical scenario - input'!$D105=\"\"),\"\",G120/'Historical scenario - input'!$D105),\"\")","v":""},{"$f":"IFERROR(IF(OR(H120=\"\",'Historical scenario - input'!$D105=\"\"),\"\",H120/'Historical scenario - input'!$D105),\"\")","v":""},{"$f":"IFERROR(IF(OR(I120=\"\",'Historical scenario - input'!$D105=\"\"),\"\",I120/'Historical scenario - input'!$D105),\"\")","v":""},{"$f":"IFERROR(IF(OR(J120=\"\",'Historical scenario - input'!$D105=\"\"),\"\",J120/'Historical scenario - input'!$D105),\"\")","v":""},{"$f":"IFERROR(IF(OR(K120=\"\",'Historical scenario - input'!$D105=\"\"),\"\",K120/'Historical scenario - input'!$D105),\"\")","v":""},{"$f":"IFERROR(IF(OR(L120=\"\",'Historical scenario - input'!$D105=\"\"),\"\",L120/'Historical scenario - input'!$D105),\"\")","v":""},{"$f":"IFERROR(IF(OR(M120=\"\",'Historical scenario - input'!$D105=\"\"),\"\",M120/'Historical scenario - input'!$D105),\"\")","v":""},{"$f":"IFERROR(IF(OR(N120=\"\",'Historical scenario - input'!$D105=\"\"),\"\",N120/'Historical scenario - input'!$D105),\"\")","v":""},{"$f":"IFERROR(IF(OR(O120=\"\",'Historical scenario - input'!$D105=\"\"),\"\",O120/'Historical scenario - input'!$D105),\"\")","v":""},{"$f":"IFERROR(IF(OR(P120=\"\",'Historical scenario - input'!$D105=\"\"),\"\",P120/'Historical scenario - input'!$D105),\"\")","v":""},{"$f":"IFERROR(IF(OR(Q120=\"\",'Historical scenario - input'!$D105=\"\"),\"\",Q120/'Historical scenario - input'!$D105),\"\")","v":""},{"$f":"IFERROR(IF(OR(R120=\"\",'Historical scenario - input'!$D105=\"\"),\"\",R120/'Historical scenario - input'!$D105),\"\")","v":""},{"$f":"IFERROR(IF(OR(S120=\"\",'Historical scenario - input'!$D105=\"\"),\"\",S120/'Historical scenario - input'!$D105),\"\")","v":""},{"$f":"IFERROR(IF(OR(T120=\"\",'Historical scenario - input'!$D105=\"\"),\"\",T120/'Historical scenario - input'!$D105),\"\")","v":""},{"$f":"IFERROR(IF(OR(U120=\"\",'Historical scenario - input'!$D105=\"\"),\"\",U120/'Historical scenario - input'!$D105),\"\")","v":""},{"$f":"IFERROR(IF(OR(V120=\"\",'Historical scenario - input'!$D105=\"\"),\"\",V120/'Historical scenario - input'!$D105),\"\")","v":""},{"$f":"IFERROR(IF(OR(W120=\"\",'Historical scenario - input'!$D105=\"\"),\"\",W120/'Historical scenario - input'!$D105),\"\")","v":""}]
[{"$f":"IFERROR('Historical scenario - input'!A106,\"\")","v":""},{"$f":"IFERROR('Historical scenario - input'!B106,\"\")","v":0},{"$f":"IFERROR('Historical scenario - input'!C106,\"\")","v":0},{"$f":"IFERROR(repcalc('Historical scenario - input'!$CV106:$GH106,'Historical scenario - input'!$G106,'Historical scenario - input'!$E106,'Historical scenario - input'!$F106,20,TRUE,TRUE),\"\")","v":""},"","","","","","","","","","","","","","","","","","","",{"$f":"IFERROR(IF(OR(D121=\"\",'Historical scenario - input'!$D106=\"\"),\"\",D121/'Historical scenario - input'!$D106),\"\")","v":""},{"$f":"IFERROR(IF(OR(E121=\"\",'Historical scenario - input'!$D106=\"\"),\"\",E121/'Historical scenario - input'!$D106),\"\")","v":""},{"$f":"IFERROR(IF(OR(F121=\"\",'Historical scenario - input'!$D106=\"\"),\"\",F121/'Historical scenario - input'!$D106),\"\")","v":""},{"$f":"IFERROR(IF(OR(G121=\"\",'Historical scenario - input'!$D106=\"\"),\"\",G121/'Historical scenario - input'!$D106),\"\")","v":""},{"$f":"IFERROR(IF(OR(H121=\"\",'Historical scenario - input'!$D106=\"\"),\"\",H121/'Historical scenario - input'!$D106),\"\")","v":""},{"$f":"IFERROR(IF(OR(I121=\"\",'Historical scenario - input'!$D106=\"\"),\"\",I121/'Historical scenario - input'!$D106),\"\")","v":""},{"$f":"IFERROR(IF(OR(J121=\"\",'Historical scenario - input'!$D106=\"\"),\"\",J121/'Historical scenario - input'!$D106),\"\")","v":""},{"$f":"IFERROR(IF(OR(K121=\"\",'Historical scenario - input'!$D106=\"\"),\"\",K121/'Historical scenario - input'!$D106),\"\")","v":""},{"$f":"IFERROR(IF(OR(L121=\"\",'Historical scenario - input'!$D106=\"\"),\"\",L121/'Historical scenario - input'!$D106),\"\")","v":""},{"$f":"IFERROR(IF(OR(M121=\"\",'Historical scenario - input'!$D106=\"\"),\"\",M121/'Historical scenario - input'!$D106),\"\")","v":""},{"$f":"IFERROR(IF(OR(N121=\"\",'Historical scenario - input'!$D106=\"\"),\"\",N121/'Historical scenario - input'!$D106),\"\")","v":""},{"$f":"IFERROR(IF(OR(O121=\"\",'Historical scenario - input'!$D106=\"\"),\"\",O121/'Historical scenario - input'!$D106),\"\")","v":""},{"$f":"IFERROR(IF(OR(P121=\"\",'Historical scenario - input'!$D106=\"\"),\"\",P121/'Historical scenario - input'!$D106),\"\")","v":""},{"$f":"IFERROR(IF(OR(Q121=\"\",'Historical scenario - input'!$D106=\"\"),\"\",Q121/'Historical scenario - input'!$D106),\"\")","v":""},{"$f":"IFERROR(IF(OR(R121=\"\",'Historical scenario - input'!$D106=\"\"),\"\",R121/'Historical scenario - input'!$D106),\"\")","v":""},{"$f":"IFERROR(IF(OR(S121=\"\",'Historical scenario - input'!$D106=\"\"),\"\",S121/'Historical scenario - input'!$D106),\"\")","v":""},{"$f":"IFERROR(IF(OR(T121=\"\",'Historical scenario - input'!$D106=\"\"),\"\",T121/'Historical scenario - input'!$D106),\"\")","v":""},{"$f":"IFERROR(IF(OR(U121=\"\",'Historical scenario - input'!$D106=\"\"),\"\",U121/'Historical scenario - input'!$D106),\"\")","v":""},{"$f":"IFERROR(IF(OR(V121=\"\",'Historical scenario - input'!$D106=\"\"),\"\",V121/'Historical scenario - input'!$D106),\"\")","v":""},{"$f":"IFERROR(IF(OR(W121=\"\",'Historical scenario - input'!$D106=\"\"),\"\",W121/'Historical scenario - input'!$D106),\"\")","v":""}]
[{"$f":"IFERROR('Historical scenario - input'!A107,\"\")","v":""},{"$f":"IFERROR('Historical scenario - input'!B107,\"\")","v":0},{"$f":"IFERROR('Historical scenario - input'!C107,\"\")","v":0},{"$f":"IFERROR(repcalc('Historical scenario - input'!$CV107:$GH107,'Historical scenario - input'!$G107,'Historical scenario - input'!$E107,'Historical scenario - input'!$F107,20,TRUE,TRUE),\"\")","v":""},"","","","","","","","","","","","","","","","","","","",{"$f":"IFERROR(IF(OR(D122=\"\",'Historical scenario - input'!$D107=\"\"),\"\",D122/'Historical scenario - input'!$D107),\"\")","v":""},{"$f":"IFERROR(IF(OR(E122=\"\",'Historical scenario - input'!$D107=\"\"),\"\",E122/'Historical scenario - input'!$D107),\"\")","v":""},{"$f":"IFERROR(IF(OR(F122=\"\",'Historical scenario - input'!$D107=\"\"),\"\",F122/'Historical scenario - input'!$D107),\"\")","v":""},{"$f":"IFERROR(IF(OR(G122=\"\",'Historical scenario - input'!$D107=\"\"),\"\",G122/'Historical scenario - input'!$D107),\"\")","v":""},{"$f":"IFERROR(IF(OR(H122=\"\",'Historical scenario - input'!$D107=\"\"),\"\",H122/'Historical scenario - input'!$D107),\"\")","v":""},{"$f":"IFERROR(IF(OR(I122=\"\",'Historical scenario - input'!$D107=\"\"),\"\",I122/'Historical scenario - input'!$D107),\"\")","v":""},{"$f":"IFERROR(IF(OR(J122=\"\",'Historical scenario - input'!$D107=\"\"),\"\",J122/'Historical scenario - input'!$D107),\"\")","v":""},{"$f":"IFERROR(IF(OR(K122=\"\",'Historical scenario - input'!$D107=\"\"),\"\",K122/'Historical scenario - input'!$D107),\"\")","v":""},{"$f":"IFERROR(IF(OR(L122=\"\",'Historical scenario - input'!$D107=\"\"),\"\",L122/'Historical scenario - input'!$D107),\"\")","v":""},{"$f":"IFERROR(IF(OR(M122=\"\",'Historical scenario - input'!$D107=\"\"),\"\",M122/'Historical scenario - input'!$D107),\"\")","v":""},{"$f":"IFERROR(IF(OR(N122=\"\",'Historical scenario - input'!$D107=\"\"),\"\",N122/'Historical scenario - input'!$D107),\"\")","v":""},{"$f":"IFERROR(IF(OR(O122=\"\",'Historical scenario - input'!$D107=\"\"),\"\",O122/'Historical scenario - input'!$D107),\"\")","v":""},{"$f":"IFERROR(IF(OR(P122=\"\",'Historical scenario - input'!$D107=\"\"),\"\",P122/'Historical scenario - input'!$D107),\"\")","v":""},{"$f":"IFERROR(IF(OR(Q122=\"\",'Historical scenario - input'!$D107=\"\"),\"\",Q122/'Historical scenario - input'!$D107),\"\")","v":""},{"$f":"IFERROR(IF(OR(R122=\"\",'Historical scenario - input'!$D107=\"\"),\"\",R122/'Historical scenario - input'!$D107),\"\")","v":""},{"$f":"IFERROR(IF(OR(S122=\"\",'Historical scenario - input'!$D107=\"\"),\"\",S122/'Historical scenario - input'!$D107),\"\")","v":""},{"$f":"IFERROR(IF(OR(T122=\"\",'Historical scenario - input'!$D107=\"\"),\"\",T122/'Historical scenario - input'!$D107),\"\")","v":""},{"$f":"IFERROR(IF(OR(U122=\"\",'Historical scenario - input'!$D107=\"\"),\"\",U122/'Historical scenario - input'!$D107),\"\")","v":""},{"$f":"IFERROR(IF(OR(V122=\"\",'Historical scenario - input'!$D107=\"\"),\"\",V122/'Historical scenario - input'!$D107),\"\")","v":""},{"$f":"IFERROR(IF(OR(W122=\"\",'Historical scenario - input'!$D107=\"\"),\"\",W122/'Historical scenario - input'!$D107),\"\")","v":""}]
[{"$f":"IFERROR('Historical scenario - input'!A108,\"\")","v":""},{"$f":"IFERROR('Historical scenario - input'!B108,\"\")","v":0},{"$f":"IFERROR('Historical scenario - input'!C108,\"\")","v":0},{"$f":"IFERROR(repcalc('Historical scenario - input'!$CV108:$GH108,'Historical scenario - input'!$G108,'Historical scenario - input'!$E108,'Historical scenario - input'!$F108,20,TRUE,TRUE),\"\")","v":""},"","","","","","","","","","","","","","","","","","","",{"$f":"IFERROR(IF(OR(D123=\"\",'Historical scenario - input'!$D108=\"\"),\"\",D123/'Historical scenario - input'!$D108),\"\")","v":""},{"$f":"IFERROR(IF(OR(E123=\"\",'Historical scenario - input'!$D108=\"\"),\"\",E123/'Historical scenario - input'!$D108),\"\")","v":""},{"$f":"IFERROR(IF(OR(F123=\"\",'Historical scenario - input'!$D108=\"\"),\"\",F123/'Historical scenario - input'!$D108),\"\")","v":""},{"$f":"IFERROR(IF(OR(G123=\"\",'Historical scenario - input'!$D108=\"\"),\"\",G123/'Historical scenario - input'!$D108),\"\")","v":""},{"$f":"IFERROR(IF(OR(H123=\"\",'Historical scenario - input'!$D108=\"\"),\"\",H123/'Historical scenario - input'!$D108),\"\")","v":""},{"$f":"IFERROR(IF(OR(I123=\"\",'Historical scenario - input'!$D108=\"\"),\"\",I123/'Historical scenario - input'!$D108),\"\")","v":""},{"$f":"IFERROR(IF(OR(J123=\"\",'Historical scenario - input'!$D108=\"\"),\"\",J123/'Historical scenario - input'!$D108),\"\")","v":""},{"$f":"IFERROR(IF(OR(K123=\"\",'Historical scenario - input'!$D108=\"\"),\"\",K123/'Historical scenario - input'!$D108),\"\")","v":""},{"$f":"IFERROR(IF(OR(L123=\"\",'Historical scenario - input'!$D108=\"\"),\"\",L123/'Historical scenario - input'!$D108),\"\")","v":""},{"$f":"IFERROR(IF(OR(M123=\"\",'Historical scenario - input'!$D108=\"\"),\"\",M123/'Historical scenario - input'!$D108),\"\")","v":""},{"$f":"IFERROR(IF(OR(N123=\"\",'Historical scenario - input'!$D108=\"\"),\"\",N123/'Historical scenario - input'!$D108),\"\")","v":""},{"$f":"IFERROR(IF(OR(O123=\"\",'Historical scenario - input'!$D108=\"\"),\"\",O123/'Historical scenario - input'!$D108),\"\")","v":""},{"$f":"IFERROR(IF(OR(P123=\"\",'Historical scenario - input'!$D108=\"\"),\"\",P123/'Historical scenario - input'!$D108),\"\")","v":""},{"$f":"IFERROR(IF(OR(Q123=\"\",'Historical scenario - input'!$D108=\"\"),\"\",Q123/'Historical scenario - input'!$D108),\"\")","v":""},{"$f":"IFERROR(IF(OR(R123=\"\",'Historical scenario - input'!$D108=\"\"),\"\",R123/'Historical scenario - input'!$D108),\"\")","v":""},{"$f":"IFERROR(IF(OR(S123=\"\",'Historical scenario - input'!$D108=\"\"),\"\",S123/'Historical scenario - input'!$D108),\"\")","v":""},{"$f":"IFERROR(IF(OR(T123=\"\",'Historical scenario - input'!$D108=\"\"),\"\",T123/'Historical scenario - input'!$D108),\"\")","v":""},{"$f":"IFERROR(IF(OR(U123=\"\",'Historical scenario - input'!$D108=\"\"),\"\",U123/'Historical scenario - input'!$D108),\"\")","v":""},{"$f":"IFERROR(IF(OR(V123=\"\",'Historical scenario - input'!$D108=\"\"),\"\",V123/'Historical scenario - input'!$D108),\"\")","v":""},{"$f":"IFERROR(IF(OR(W123=\"\",'Historical scenario - input'!$D108=\"\"),\"\",W123/'Historical scenario - input'!$D108),\"\")","v":""}]
[{"$f":"IFERROR('Historical scenario - input'!A109,\"\")","v":""},{"$f":"IFERROR('Historical scenario - input'!B109,\"\")","v":0},{"$f":"IFERROR('Historical scenario - input'!C109,\"\")","v":0},{"$f":"IFERROR(repcalc('Historical scenario - input'!$CV109:$GH109,'Historical scenario - input'!$G109,'Historical scenario - input'!$E109,'Historical scenario - input'!$F109,20,TRUE,TRUE),\"\")","v":""},"","","","","","","","","","","","","","","","","","","",{"$f":"IFERROR(IF(OR(D124=\"\",'Historical scenario - input'!$D109=\"\"),\"\",D124/'Historical scenario - input'!$D109),\"\")","v":""},{"$f":"IFERROR(IF(OR(E124=\"\",'Historical scenario - input'!$D109=\"\"),\"\",E124/'Historical scenario - input'!$D109),\"\")","v":""},{"$f":"IFERROR(IF(OR(F124=\"\",'Historical scenario - input'!$D109=\"\"),\"\",F124/'Historical scenario - input'!$D109),\"\")","v":""},{"$f":"IFERROR(IF(OR(G124=\"\",'Historical scenario - input'!$D109=\"\"),\"\",G124/'Historical scenario - input'!$D109),\"\")","v":""},{"$f":"IFERROR(IF(OR(H124=\"\",'Historical scenario - input'!$D109=\"\"),\"\",H124/'Historical scenario - input'!$D109),\"\")","v":""},{"$f":"IFERROR(IF(OR(I124=\"\",'Historical scenario - input'!$D109=\"\"),\"\",I124/'Historical scenario - input'!$D109),\"\")","v":""},{"$f":"IFERROR(IF(OR(J124=\"\",'Historical scenario - input'!$D109=\"\"),\"\",J124/'Historical scenario - input'!$D109),\"\")","v":""},{"$f":"IFERROR(IF(OR(K124=\"\",'Historical scenario - input'!$D109=\"\"),\"\",K124/'Historical scenario - input'!$D109),\"\")","v":""},{"$f":"IFERROR(IF(OR(L124=\"\",'Historical scenario - input'!$D109=\"\"),\"\",L124/'Historical scenario - input'!$D109),\"\")","v":""},{"$f":"IFERROR(IF(OR(M124=\"\",'Historical scenario - input'!$D109=\"\"),\"\",M124/'Historical scenario - input'!$D109),\"\")","v":""},{"$f":"IFERROR(IF(OR(N124=\"\",'Historical scenario - input'!$D109=\"\"),\"\",N124/'Historical scenario - input'!$D109),\"\")","v":""},{"$f":"IFERROR(IF(OR(O124=\"\",'Historical scenario - input'!$D109=\"\"),\"\",O124/'Historical scenario - input'!$D109),\"\")","v":""},{"$f":"IFERROR(IF(OR(P124=\"\",'Historical scenario - input'!$D109=\"\"),\"\",P124/'Historical scenario - input'!$D109),\"\")","v":""},{"$f":"IFERROR(IF(OR(Q124=\"\",'Historical scenario - input'!$D109=\"\"),\"\",Q124/'Historical scenario - input'!$D109),\"\")","v":""},{"$f":"IFERROR(IF(OR(R124=\"\",'Historical scenario - input'!$D109=\"\"),\"\",R124/'Historical scenario - input'!$D109),\"\")","v":""},{"$f":"IFERROR(IF(OR(S124=\"\",'Historical scenario - input'!$D109=\"\"),\"\",S124/'Historical scenario - input'!$D109),\"\")","v":""},{"$f":"IFERROR(IF(OR(T124=\"\",'Historical scenario - input'!$D109=\"\"),\"\",T124/'Historical scenario - input'!$D109),\"\")","v":""},{"$f":"IFERROR(IF(OR(U124=\"\",'Historical scenario - input'!$D109=\"\"),\"\",U124/'Historical scenario - input'!$D109),\"\")","v":""},{"$f":"IFERROR(IF(OR(V124=\"\",'Historical scenario - input'!$D109=\"\"),\"\",V124/'Historical scenario - input'!$D109),\"\")","v":""},{"$f":"IFERROR(IF(OR(W124=\"\",'Historical scenario - input'!$D109=\"\"),\"\",W124/'Historical scenario - input'!$D109),\"\")","v":""}]
[{"$f":"IFERROR('Historical scenario - input'!A110,\"\")","v":""},{"$f":"IFERROR('Historical scenario - input'!B110,\"\")","v":0},{"$f":"IFERROR('Historical scenario - input'!C110,\"\")","v":0},{"$f":"IFERROR(repcalc('Historical scenario - input'!$CV110:$GH110,'Historical scenario - input'!$G110,'Historical scenario - input'!$E110,'Historical scenario - input'!$F110,20,TRUE,TRUE),\"\")","v":""},"","","","","","","","","","","","","","","","","","","",{"$f":"IFERROR(IF(OR(D125=\"\",'Historical scenario - input'!$D110=\"\"),\"\",D125/'Historical scenario - input'!$D110),\"\")","v":""},{"$f":"IFERROR(IF(OR(E125=\"\",'Historical scenario - input'!$D110=\"\"),\"\",E125/'Historical scenario - input'!$D110),\"\")","v":""},{"$f":"IFERROR(IF(OR(F125=\"\",'Historical scenario - input'!$D110=\"\"),\"\",F125/'Historical scenario - input'!$D110),\"\")","v":""},{"$f":"IFERROR(IF(OR(G125=\"\",'Historical scenario - input'!$D110=\"\"),\"\",G125/'Historical scenario - input'!$D110),\"\")","v":""},{"$f":"IFERROR(IF(OR(H125=\"\",'Historical scenario - input'!$D110=\"\"),\"\",H125/'Historical scenario - input'!$D110),\"\")","v":""},{"$f":"IFERROR(IF(OR(I125=\"\",'Historical scenario - input'!$D110=\"\"),\"\",I125/'Historical scenario - input'!$D110),\"\")","v":""},{"$f":"IFERROR(IF(OR(J125=\"\",'Historical scenario - input'!$D110=\"\"),\"\",J125/'Historical scenario - input'!$D110),\"\")","v":""},{"$f":"IFERROR(IF(OR(K125=\"\",'Historical scenario - input'!$D110=\"\"),\"\",K125/'Historical scenario - input'!$D110),\"\")","v":""},{"$f":"IFERROR(IF(OR(L125=\"\",'Historical scenario - input'!$D110=\"\"),\"\",L125/'Historical scenario - input'!$D110),\"\")","v":""},{"$f":"IFERROR(IF(OR(M125=\"\",'Historical scenario - input'!$D110=\"\"),\"\",M125/'Historical scenario - input'!$D110),\"\")","v":""},{"$f":"IFERROR(IF(OR(N125=\"\",'Historical scenario - input'!$D110=\"\"),\"\",N125/'Historical scenario - input'!$D110),\"\")","v":""},{"$f":"IFERROR(IF(OR(O125=\"\",'Historical scenario - input'!$D110=\"\"),\"\",O125/'Historical scenario - input'!$D110),\"\")","v":""},{"$f":"IFERROR(IF(OR(P125=\"\",'Historical scenario - input'!$D110=\"\"),\"\",P125/'Historical scenario - input'!$D110),\"\")","v":""},{"$f":"IFERROR(IF(OR(Q125=\"\",'Historical scenario - input'!$D110=\"\"),\"\",Q125/'Historical scenario - input'!$D110),\"\")","v":""},{"$f":"IFERROR(IF(OR(R125=\"\",'Historical scenario - input'!$D110=\"\"),\"\",R125/'Historical scenario - input'!$D110),\"\")","v":""},{"$f":"IFERROR(IF(OR(S125=\"\",'Historical scenario - input'!$D110=\"\"),\"\",S125/'Historical scenario - input'!$D110),\"\")","v":""},{"$f":"IFERROR(IF(OR(T125=\"\",'Historical scenario - input'!$D110=\"\"),\"\",T125/'Historical scenario - input'!$D110),\"\")","v":""},{"$f":"IFERROR(IF(OR(U125=\"\",'Historical scenario - input'!$D110=\"\"),\"\",U125/'Historical scenario - input'!$D110),\"\")","v":""},{"$f":"IFERROR(IF(OR(V125=\"\",'Historical scenario - input'!$D110=\"\"),\"\",V125/'Historical scenario - input'!$D110),\"\")","v":""},{"$f":"IFERROR(IF(OR(W125=\"\",'Historical scenario - input'!$D110=\"\"),\"\",W125/'Historical scenario - input'!$D110),\"\")","v":""}]
[{"$f":"IFERROR('Historical scenario - input'!A111,\"\")","v":""},{"$f":"IFERROR('Historical scenario - input'!B111,\"\")","v":0},{"$f":"IFERROR('Historical scenario - input'!C111,\"\")","v":0},{"$f":"IFERROR(repcalc('Historical scenario - input'!$CV111:$GH111,'Historical scenario - input'!$G111,'Historical scenario - input'!$E111,'Historical scenario - input'!$F111,20,TRUE,TRUE),\"\")","v":""},"","","","","","","","","","","","","","","","","","","",{"$f":"IFERROR(IF(OR(D126=\"\",'Historical scenario - input'!$D111=\"\"),\"\",D126/'Historical scenario - input'!$D111),\"\")","v":""},{"$f":"IFERROR(IF(OR(E126=\"\",'Historical scenario - input'!$D111=\"\"),\"\",E126/'Historical scenario - input'!$D111),\"\")","v":""},{"$f":"IFERROR(IF(OR(F126=\"\",'Historical scenario - input'!$D111=\"\"),\"\",F126/'Historical scenario - input'!$D111),\"\")","v":""},{"$f":"IFERROR(IF(OR(G126=\"\",'Historical scenario - input'!$D111=\"\"),\"\",G126/'Historical scenario - input'!$D111),\"\")","v":""},{"$f":"IFERROR(IF(OR(H126=\"\",'Historical scenario - input'!$D111=\"\"),\"\",H126/'Historical scenario - input'!$D111),\"\")","v":""},{"$f":"IFERROR(IF(OR(I126=\"\",'Historical scenario - input'!$D111=\"\"),\"\",I126/'Historical scenario - input'!$D111),\"\")","v":""},{"$f":"IFERROR(IF(OR(J126=\"\",'Historical scenario - input'!$D111=\"\"),\"\",J126/'Historical scenario - input'!$D111),\"\")","v":""},{"$f":"IFERROR(IF(OR(K126=\"\",'Historical scenario - input'!$D111=\"\"),\"\",K126/'Historical scenario - input'!$D111),\"\")","v":""},{"$f":"IFERROR(IF(OR(L126=\"\",'Historical scenario - input'!$D111=\"\"),\"\",L126/'Historical scenario - input'!$D111),\"\")","v":""},{"$f":"IFERROR(IF(OR(M126=\"\",'Historical scenario - input'!$D111=\"\"),\"\",M126/'Historical scenario - input'!$D111),\"\")","v":""},{"$f":"IFERROR(IF(OR(N126=\"\",'Historical scenario - input'!$D111=\"\"),\"\",N126/'Historical scenario - input'!$D111),\"\")","v":""},{"$f":"IFERROR(IF(OR(O126=\"\",'Historical scenario - input'!$D111=\"\"),\"\",O126/'Historical scenario - input'!$D111),\"\")","v":""},{"$f":"IFERROR(IF(OR(P126=\"\",'Historical scenario - input'!$D111=\"\"),\"\",P126/'Historical scenario - input'!$D111),\"\")","v":""},{"$f":"IFERROR(IF(OR(Q126=\"\",'Historical scenario - input'!$D111=\"\"),\"\",Q126/'Historical scenario - input'!$D111),\"\")","v":""},{"$f":"IFERROR(IF(OR(R126=\"\",'Historical scenario - input'!$D111=\"\"),\"\",R126/'Historical scenario - input'!$D111),\"\")","v":""},{"$f":"IFERROR(IF(OR(S126=\"\",'Historical scenario - input'!$D111=\"\"),\"\",S126/'Historical scenario - input'!$D111),\"\")","v":""},{"$f":"IFERROR(IF(OR(T126=\"\",'Historical scenario - input'!$D111=\"\"),\"\",T126/'Historical scenario - input'!$D111),\"\")","v":""},{"$f":"IFERROR(IF(OR(U126=\"\",'Historical scenario - input'!$D111=\"\"),\"\",U126/'Historical scenario - input'!$D111),\"\")","v":""},{"$f":"IFERROR(IF(OR(V126=\"\",'Historical scenario - input'!$D111=\"\"),\"\",V126/'Historical scenario - input'!$D111),\"\")","v":""},{"$f":"IFERROR(IF(OR(W126=\"\",'Historical scenario - input'!$D111=\"\"),\"\",W126/'Historical scenario - input'!$D111),\"\")","v":""}]
[{"$f":"IFERROR('Historical scenario - input'!A112,\"\")","v":""},{"$f":"IFERROR('Historical scenario - input'!B112,\"\")","v":0},{"$f":"IFERROR('Historical scenario - input'!C112,\"\")","v":0},{"$f":"IFERROR(repcalc('Historical scenario - input'!$CV112:$GH112,'Historical scenario - input'!$G112,'Historical scenario - input'!$E112,'Historical scenario - input'!$F112,20,TRUE,TRUE),\"\")","v":""},"","","","","","","","","","","","","","","","","","","",{"$f":"IFERROR(IF(OR(D127=\"\",'Historical scenario - input'!$D112=\"\"),\"\",D127/'Historical scenario - input'!$D112),\"\")","v":""},{"$f":"IFERROR(IF(OR(E127=\"\",'Historical scenario - input'!$D112=\"\"),\"\",E127/'Historical scenario - input'!$D112),\"\")","v":""},{"$f":"IFERROR(IF(OR(F127=\"\",'Historical scenario - input'!$D112=\"\"),\"\",F127/'Historical scenario - input'!$D112),\"\")","v":""},{"$f":"IFERROR(IF(OR(G127=\"\",'Historical scenario - input'!$D112=\"\"),\"\",G127/'Historical scenario - input'!$D112),\"\")","v":""},{"$f":"IFERROR(IF(OR(H127=\"\",'Historical scenario - input'!$D112=\"\"),\"\",H127/'Historical scenario - input'!$D112),\"\")","v":""},{"$f":"IFERROR(IF(OR(I127=\"\",'Historical scenario - input'!$D112=\"\"),\"\",I127/'Historical scenario - input'!$D112),\"\")","v":""},{"$f":"IFERROR(IF(OR(J127=\"\",'Historical scenario - input'!$D112=\"\"),\"\",J127/'Historical scenario - input'!$D112),\"\")","v":""},{"$f":"IFERROR(IF(OR(K127=\"\",'Historical scenario - input'!$D112=\"\"),\"\",K127/'Historical scenario - input'!$D112),\"\")","v":""},{"$f":"IFERROR(IF(OR(L127=\"\",'Historical scenario - input'!$D112=\"\"),\"\",L127/'Historical scenario - input'!$D112),\"\")","v":""},{"$f":"IFERROR(IF(OR(M127=\"\",'Historical scenario - input'!$D112=\"\"),\"\",M127/'Historical scenario - input'!$D112),\"\")","v":""},{"$f":"IFERROR(IF(OR(N127=\"\",'Historical scenario - input'!$D112=\"\"),\"\",N127/'Historical scenario - input'!$D112),\"\")","v":""},{"$f":"IFERROR(IF(OR(O127=\"\",'Historical scenario - input'!$D112=\"\"),\"\",O127/'Historical scenario - input'!$D112),\"\")","v":""},{"$f":"IFERROR(IF(OR(P127=\"\",'Historical scenario - input'!$D112=\"\"),\"\",P127/'Historical scenario - input'!$D112),\"\")","v":""},{"$f":"IFERROR(IF(OR(Q127=\"\",'Historical scenario - input'!$D112=\"\"),\"\",Q127/'Historical scenario - input'!$D112),\"\")","v":""},{"$f":"IFERROR(IF(OR(R127=\"\",'Historical scenario - input'!$D112=\"\"),\"\",R127/'Historical scenario - input'!$D112),\"\")","v":""},{"$f":"IFERROR(IF(OR(S127=\"\",'Historical scenario - input'!$D112=\"\"),\"\",S127/'Historical scenario - input'!$D112),\"\")","v":""},{"$f":"IFERROR(IF(OR(T127=\"\",'Historical scenario - input'!$D112=\"\"),\"\",T127/'Historical scenario - input'!$D112),\"\")","v":""},{"$f":"IFERROR(IF(OR(U127=\"\",'Historical scenario - input'!$D112=\"\"),\"\",U127/'Historical scenario - input'!$D112),\"\")","v":""},{"$f":"IFERROR(IF(OR(V127=\"\",'Historical scenario - input'!$D112=\"\"),\"\",V127/'Historical scenario - input'!$D112),\"\")","v":""},{"$f":"IFERROR(IF(OR(W127=\"\",'Historical scenario - input'!$D112=\"\"),\"\",W127/'Historical scenario - input'!$D112),\"\")","v":""}]
[{"$f":"IFERROR('Historical scenario - input'!A113,\"\")","v":""},{"$f":"IFERROR('Historical scenario - input'!B113,\"\")","v":0},{"$f":"IFERROR('Historical scenario - input'!C113,\"\")","v":0},{"$f":"IFERROR(repcalc('Historical scenario - input'!$CV113:$GH113,'Historical scenario - input'!$G113,'Historical scenario - input'!$E113,'Historical scenario - input'!$F113,20,TRUE,TRUE),\"\")","v":""},"","","","","","","","","","","","","","","","","","","",{"$f":"IFERROR(IF(OR(D128=\"\",'Historical scenario - input'!$D113=\"\"),\"\",D128/'Historical scenario - input'!$D113),\"\")","v":""},{"$f":"IFERROR(IF(OR(E128=\"\",'Historical scenario - input'!$D113=\"\"),\"\",E128/'Historical scenario - input'!$D113),\"\")","v":""},{"$f":"IFERROR(IF(OR(F128=\"\",'Historical scenario - input'!$D113=\"\"),\"\",F128/'Historical scenario - input'!$D113),\"\")","v":""},{"$f":"IFERROR(IF(OR(G128=\"\",'Historical scenario - input'!$D113=\"\"),\"\",G128/'Historical scenario - input'!$D113),\"\")","v":""},{"$f":"IFERROR(IF(OR(H128=\"\",'Historical scenario - input'!$D113=\"\"),\"\",H128/'Historical scenario - input'!$D113),\"\")","v":""},{"$f":"IFERROR(IF(OR(I128=\"\",'Historical scenario - input'!$D113=\"\"),\"\",I128/'Historical scenario - input'!$D113),\"\")","v":""},{"$f":"IFERROR(IF(OR(J128=\"\",'Historical scenario - input'!$D113=\"\"),\"\",J128/'Historical scenario - input'!$D113),\"\")","v":""},{"$f":"IFERROR(IF(OR(K128=\"\",'Historical scenario - input'!$D113=\"\"),\"\",K128/'Historical scenario - input'!$D113),\"\")","v":""},{"$f":"IFERROR(IF(OR(L128=\"\",'Historical scenario - input'!$D113=\"\"),\"\",L128/'Historical scenario - input'!$D113),\"\")","v":""},{"$f":"IFERROR(IF(OR(M128=\"\",'Historical scenario - input'!$D113=\"\"),\"\",M128/'Historical scenario - input'!$D113),\"\")","v":""},{"$f":"IFERROR(IF(OR(N128=\"\",'Historical scenario - input'!$D113=\"\"),\"\",N128/'Historical scenario - input'!$D113),\"\")","v":""},{"$f":"IFERROR(IF(OR(O128=\"\",'Historical scenario - input'!$D113=\"\"),\"\",O128/'Historical scenario - input'!$D113),\"\")","v":""},{"$f":"IFERROR(IF(OR(P128=\"\",'Historical scenario - input'!$D113=\"\"),\"\",P128/'Historical scenario - input'!$D113),\"\")","v":""},{"$f":"IFERROR(IF(OR(Q128=\"\",'Historical scenario - input'!$D113=\"\"),\"\",Q128/'Historical scenario - input'!$D113),\"\")","v":""},{"$f":"IFERROR(IF(OR(R128=\"\",'Historical scenario - input'!$D113=\"\"),\"\",R128/'Historical scenario - input'!$D113),\"\")","v":""},{"$f":"IFERROR(IF(OR(S128=\"\",'Historical scenario - input'!$D113=\"\"),\"\",S128/'Historical scenario - input'!$D113),\"\")","v":""},{"$f":"IFERROR(IF(OR(T128=\"\",'Historical scenario - input'!$D113=\"\"),\"\",T128/'Historical scenario - input'!$D113),\"\")","v":""},{"$f":"IFERROR(IF(OR(U128=\"\",'Historical scenario - input'!$D113=\"\"),\"\",U128/'Historical scenario - input'!$D113),\"\")","v":""},{"$f":"IFERROR(IF(OR(V128=\"\",'Historical scenario - input'!$D113=\"\"),\"\",V128/'Historical scenario - input'!$D113),\"\")","v":""},{"$f":"IFERROR(IF(OR(W128=\"\",'Historical scenario - input'!$D113=\"\"),\"\",W128/'Historical scenario - input'!$D113),\"\")","v":""}]
[{"$f":"IFERROR('Historical scenario - input'!A114,\"\")","v":""},{"$f":"IFERROR('Historical scenario - input'!B114,\"\")","v":0},{"$f":"IFERROR('Historical scenario - input'!C114,\"\")","v":0},{"$f":"IFERROR(repcalc('Historical scenario - input'!$CV114:$GH114,'Historical scenario - input'!$G114,'Historical scenario - input'!$E114,'Historical scenario - input'!$F114,20,TRUE,TRUE),\"\")","v":""},"","","","","","","","","","","","","","","","","","","",{"$f":"IFERROR(IF(OR(D129=\"\",'Historical scenario - input'!$D114=\"\"),\"\",D129/'Historical scenario - input'!$D114),\"\")","v":""},{"$f":"IFERROR(IF(OR(E129=\"\",'Historical scenario - input'!$D114=\"\"),\"\",E129/'Historical scenario - input'!$D114),\"\")","v":""},{"$f":"IFERROR(IF(OR(F129=\"\",'Historical scenario - input'!$D114=\"\"),\"\",F129/'Historical scenario - input'!$D114),\"\")","v":""},{"$f":"IFERROR(IF(OR(G129=\"\",'Historical scenario - input'!$D114=\"\"),\"\",G129/'Historical scenario - input'!$D114),\"\")","v":""},{"$f":"IFERROR(IF(OR(H129=\"\",'Historical scenario - input'!$D114=\"\"),\"\",H129/'Historical scenario - input'!$D114),\"\")","v":""},{"$f":"IFERROR(IF(OR(I129=\"\",'Historical scenario - input'!$D114=\"\"),\"\",I129/'Historical scenario - input'!$D114),\"\")","v":""},{"$f":"IFERROR(IF(OR(J129=\"\",'Historical scenario - input'!$D114=\"\"),\"\",J129/'Historical scenario - input'!$D114),\"\")","v":""},{"$f":"IFERROR(IF(OR(K129=\"\",'Historical scenario - input'!$D114=\"\"),\"\",K129/'Historical scenario - input'!$D114),\"\")","v":""},{"$f":"IFERROR(IF(OR(L129=\"\",'Historical scenario - input'!$D114=\"\"),\"\",L129/'Historical scenario - input'!$D114),\"\")","v":""},{"$f":"IFERROR(IF(OR(M129=\"\",'Historical scenario - input'!$D114=\"\"),\"\",M129/'Historical scenario - input'!$D114),\"\")","v":""},{"$f":"IFERROR(IF(OR(N129=\"\",'Historical scenario - input'!$D114=\"\"),\"\",N129/'Historical scenario - input'!$D114),\"\")","v":""},{"$f":"IFERROR(IF(OR(O129=\"\",'Historical scenario - input'!$D114=\"\"),\"\",O129/'Historical scenario - input'!$D114),\"\")","v":""},{"$f":"IFERROR(IF(OR(P129=\"\",'Historical scenario - input'!$D114=\"\"),\"\",P129/'Historical scenario - input'!$D114),\"\")","v":""},{"$f":"IFERROR(IF(OR(Q129=\"\",'Historical scenario - input'!$D114=\"\"),\"\",Q129/'Historical scenario - input'!$D114),\"\")","v":""},{"$f":"IFERROR(IF(OR(R129=\"\",'Historical scenario - input'!$D114=\"\"),\"\",R129/'Historical scenario - input'!$D114),\"\")","v":""},{"$f":"IFERROR(IF(OR(S129=\"\",'Historical scenario - input'!$D114=\"\"),\"\",S129/'Historical scenario - input'!$D114),\"\")","v":""},{"$f":"IFERROR(IF(OR(T129=\"\",'Historical scenario - input'!$D114=\"\"),\"\",T129/'Historical scenario - input'!$D114),\"\")","v":""},{"$f":"IFERROR(IF(OR(U129=\"\",'Historical scenario - input'!$D114=\"\"),\"\",U129/'Historical scenario - input'!$D114),\"\")","v":""},{"$f":"IFERROR(IF(OR(V129=\"\",'Historical scenario - input'!$D114=\"\"),\"\",V129/'Historical scenario - input'!$D114),\"\")","v":""},{"$f":"IFERROR(IF(OR(W129=\"\",'Historical scenario - input'!$D114=\"\"),\"\",W129/'Historical scenario - input'!$D114),\"\")","v":""}]
[{"$f":"IFERROR('Historical scenario - input'!A115,\"\")","v":""},{"$f":"IFERROR('Historical scenario - input'!B115,\"\")","v":0},{"$f":"IFERROR('Historical scenario - input'!C115,\"\")","v":0},{"$f":"IFERROR(repcalc('Historical scenario - input'!$CV115:$GH115,'Historical scenario - input'!$G115,'Historical scenario - input'!$E115,'Historical scenario - input'!$F115,20,TRUE,TRUE),\"\")","v":""},"","","","","","","","","","","","","","","","","","","",{"$f":"IFERROR(IF(OR(D130=\"\",'Historical scenario - input'!$D115=\"\"),\"\",D130/'Historical scenario - input'!$D115),\"\")","v":""},{"$f":"IFERROR(IF(OR(E130=\"\",'Historical scenario - input'!$D115=\"\"),\"\",E130/'Historical scenario - input'!$D115),\"\")","v":""},{"$f":"IFERROR(IF(OR(F130=\"\",'Historical scenario - input'!$D115=\"\"),\"\",F130/'Historical scenario - input'!$D115),\"\")","v":""},{"$f":"IFERROR(IF(OR(G130=\"\",'Historical scenario - input'!$D115=\"\"),\"\",G130/'Historical scenario - input'!$D115),\"\")","v":""},{"$f":"IFERROR(IF(OR(H130=\"\",'Historical scenario - input'!$D115=\"\"),\"\",H130/'Historical scenario - input'!$D115),\"\")","v":""},{"$f":"IFERROR(IF(OR(I130=\"\",'Historical scenario - input'!$D115=\"\"),\"\",I130/'Historical scenario - input'!$D115),\"\")","v":""},{"$f":"IFERROR(IF(OR(J130=\"\",'Historical scenario - input'!$D115=\"\"),\"\",J130/'Historical scenario - input'!$D115),\"\")","v":""},{"$f":"IFERROR(IF(OR(K130=\"\",'Historical scenario - input'!$D115=\"\"),\"\",K130/'Historical scenario - input'!$D115),\"\")","v":""},{"$f":"IFERROR(IF(OR(L130=\"\",'Historical scenario - input'!$D115=\"\"),\"\",L130/'Historical scenario - input'!$D115),\"\")","v":""},{"$f":"IFERROR(IF(OR(M130=\"\",'Historical scenario - input'!$D115=\"\"),\"\",M130/'Historical scenario - input'!$D115),\"\")","v":""},{"$f":"IFERROR(IF(OR(N130=\"\",'Historical scenario - input'!$D115=\"\"),\"\",N130/'Historical scenario - input'!$D115),\"\")","v":""},{"$f":"IFERROR(IF(OR(O130=\"\",'Historical scenario - input'!$D115=\"\"),\"\",O130/'Historical scenario - input'!$D115),\"\")","v":""},{"$f":"IFERROR(IF(OR(P130=\"\",'Historical scenario - input'!$D115=\"\"),\"\",P130/'Historical scenario - input'!$D115),\"\")","v":""},{"$f":"IFERROR(IF(OR(Q130=\"\",'Historical scenario - input'!$D115=\"\"),\"\",Q130/'Historical scenario - input'!$D115),\"\")","v":""},{"$f":"IFERROR(IF(OR(R130=\"\",'Historical scenario - input'!$D115=\"\"),\"\",R130/'Historical scenario - input'!$D115),\"\")","v":""},{"$f":"IFERROR(IF(OR(S130=\"\",'Historical scenario - input'!$D115=\"\"),\"\",S130/'Historical scenario - input'!$D115),\"\")","v":""},{"$f":"IFERROR(IF(OR(T130=\"\",'Historical scenario - input'!$D115=\"\"),\"\",T130/'Historical scenario - input'!$D115),\"\")","v":""},{"$f":"IFERROR(IF(OR(U130=\"\",'Historical scenario - input'!$D115=\"\"),\"\",U130/'Historical scenario - input'!$D115),\"\")","v":""},{"$f":"IFERROR(IF(OR(V130=\"\",'Historical scenario - input'!$D115=\"\"),\"\",V130/'Historical scenario - input'!$D115),\"\")","v":""},{"$f":"IFERROR(IF(OR(W130=\"\",'Historical scenario - input'!$D115=\"\"),\"\",W130/'Historical scenario - input'!$D115),\"\")","v":""}]
[{"$f":"IFERROR('Historical scenario - input'!A116,\"\")","v":""},{"$f":"IFERROR('Historical scenario - input'!B116,\"\")","v":0},{"$f":"IFERROR('Historical scenario - input'!C116,\"\")","v":0},{"$f":"IFERROR(repcalc('Historical scenario - input'!$CV116:$GH116,'Historical scenario - input'!$G116,'Historical scenario - input'!$E116,'Historical scenario - input'!$F116,20,TRUE,TRUE),\"\")","v":""},"","","","","","","","","","","","","","","","","","","",{"$f":"IFERROR(IF(OR(D131=\"\",'Historical scenario - input'!$D116=\"\"),\"\",D131/'Historical scenario - input'!$D116),\"\")","v":""},{"$f":"IFERROR(IF(OR(E131=\"\",'Historical scenario - input'!$D116=\"\"),\"\",E131/'Historical scenario - input'!$D116),\"\")","v":""},{"$f":"IFERROR(IF(OR(F131=\"\",'Historical scenario - input'!$D116=\"\"),\"\",F131/'Historical scenario - input'!$D116),\"\")","v":""},{"$f":"IFERROR(IF(OR(G131=\"\",'Historical scenario - input'!$D116=\"\"),\"\",G131/'Historical scenario - input'!$D116),\"\")","v":""},{"$f":"IFERROR(IF(OR(H131=\"\",'Historical scenario - input'!$D116=\"\"),\"\",H131/'Historical scenario - input'!$D116),\"\")","v":""},{"$f":"IFERROR(IF(OR(I131=\"\",'Historical scenario - input'!$D116=\"\"),\"\",I131/'Historical scenario - input'!$D116),\"\")","v":""},{"$f":"IFERROR(IF(OR(J131=\"\",'Historical scenario - input'!$D116=\"\"),\"\",J131/'Historical scenario - input'!$D116),\"\")","v":""},{"$f":"IFERROR(IF(OR(K131=\"\",'Historical scenario - input'!$D116=\"\"),\"\",K131/'Historical scenario - input'!$D116),\"\")","v":""},{"$f":"IFERROR(IF(OR(L131=\"\",'Historical scenario - input'!$D116=\"\"),\"\",L131/'Historical scenario - input'!$D116),\"\")","v":""},{"$f":"IFERROR(IF(OR(M131=\"\",'Historical scenario - input'!$D116=\"\"),\"\",M131/'Historical scenario - input'!$D116),\"\")","v":""},{"$f":"IFERROR(IF(OR(N131=\"\",'Historical scenario - input'!$D116=\"\"),\"\",N131/'Historical scenario - input'!$D116),\"\")","v":""},{"$f":"IFERROR(IF(OR(O131=\"\",'Historical scenario - input'!$D116=\"\"),\"\",O131/'Historical scenario - input'!$D116),\"\")","v":""},{"$f":"IFERROR(IF(OR(P131=\"\",'Historical scenario - input'!$D116=\"\"),\"\",P131/'Historical scenario - input'!$D116),\"\")","v":""},{"$f":"IFERROR(IF(OR(Q131=\"\",'Historical scenario - input'!$D116=\"\"),\"\",Q131/'Historical scenario - input'!$D116),\"\")","v":""},{"$f":"IFERROR(IF(OR(R131=\"\",'Historical scenario - input'!$D116=\"\"),\"\",R131/'Historical scenario - input'!$D116),\"\")","v":""},{"$f":"IFERROR(IF(OR(S131=\"\",'Historical scenario - input'!$D116=\"\"),\"\",S131/'Historical scenario - input'!$D116),\"\")","v":""},{"$f":"IFERROR(IF(OR(T131=\"\",'Historical scenario - input'!$D116=\"\"),\"\",T131/'Historical scenario - input'!$D116),\"\")","v":""},{"$f":"IFERROR(IF(OR(U131=\"\",'Historical scenario - input'!$D116=\"\"),\"\",U131/'Historical scenario - input'!$D116),\"\")","v":""},{"$f":"IFERROR(IF(OR(V131=\"\",'Historical scenario - input'!$D116=\"\"),\"\",V131/'Historical scenario - input'!$D116),\"\")","v":""},{"$f":"IFERROR(IF(OR(W131=\"\",'Historical scenario - input'!$D116=\"\"),\"\",W131/'Historical scenario - input'!$D116),\"\")","v":""}]
[{"$f":"IFERROR('Historical scenario - input'!A117,\"\")","v":""},{"$f":"IFERROR('Historical scenario - input'!B117,\"\")","v":0},{"$f":"IFERROR('Historical scenario - input'!C117,\"\")","v":0},{"$f":"IFERROR(repcalc('Historical scenario - input'!$CV117:$GH117,'Historical scenario - input'!$G117,'Historical scenario - input'!$E117,'Historical scenario - input'!$F117,20,TRUE,TRUE),\"\")","v":""},"","","","","","","","","","","","","","","","","","","",{"$f":"IFERROR(IF(OR(D132=\"\",'Historical scenario - input'!$D117=\"\"),\"\",D132/'Historical scenario - input'!$D117),\"\")","v":""},{"$f":"IFERROR(IF(OR(E132=\"\",'Historical scenario - input'!$D117=\"\"),\"\",E132/'Historical scenario - input'!$D117),\"\")","v":""},{"$f":"IFERROR(IF(OR(F132=\"\",'Historical scenario - input'!$D117=\"\"),\"\",F132/'Historical scenario - input'!$D117),\"\")","v":""},{"$f":"IFERROR(IF(OR(G132=\"\",'Historical scenario - input'!$D117=\"\"),\"\",G132/'Historical scenario - input'!$D117),\"\")","v":""},{"$f":"IFERROR(IF(OR(H132=\"\",'Historical scenario - input'!$D117=\"\"),\"\",H132/'Historical scenario - input'!$D117),\"\")","v":""},{"$f":"IFERROR(IF(OR(I132=\"\",'Historical scenario - input'!$D117=\"\"),\"\",I132/'Historical scenario - input'!$D117),\"\")","v":""},{"$f":"IFERROR(IF(OR(J132=\"\",'Historical scenario - input'!$D117=\"\"),\"\",J132/'Historical scenario - input'!$D117),\"\")","v":""},{"$f":"IFERROR(IF(OR(K132=\"\",'Historical scenario - input'!$D117=\"\"),\"\",K132/'Historical scenario - input'!$D117),\"\")","v":""},{"$f":"IFERROR(IF(OR(L132=\"\",'Historical scenario - input'!$D117=\"\"),\"\",L132/'Historical scenario - input'!$D117),\"\")","v":""},{"$f":"IFERROR(IF(OR(M132=\"\",'Historical scenario - input'!$D117=\"\"),\"\",M132/'Historical scenario - input'!$D117),\"\")","v":""},{"$f":"IFERROR(IF(OR(N132=\"\",'Historical scenario - input'!$D117=\"\"),\"\",N132/'Historical scenario - input'!$D117),\"\")","v":""},{"$f":"IFERROR(IF(OR(O132=\"\",'Historical scenario - input'!$D117=\"\"),\"\",O132/'Historical scenario - input'!$D117),\"\")","v":""},{"$f":"IFERROR(IF(OR(P132=\"\",'Historical scenario - input'!$D117=\"\"),\"\",P132/'Historical scenario - input'!$D117),\"\")","v":""},{"$f":"IFERROR(IF(OR(Q132=\"\",'Historical scenario - input'!$D117=\"\"),\"\",Q132/'Historical scenario - input'!$D117),\"\")","v":""},{"$f":"IFERROR(IF(OR(R132=\"\",'Historical scenario - input'!$D117=\"\"),\"\",R132/'Historical scenario - input'!$D117),\"\")","v":""},{"$f":"IFERROR(IF(OR(S132=\"\",'Historical scenario - input'!$D117=\"\"),\"\",S132/'Historical scenario - input'!$D117),\"\")","v":""},{"$f":"IFERROR(IF(OR(T132=\"\",'Historical scenario - input'!$D117=\"\"),\"\",T132/'Historical scenario - input'!$D117),\"\")","v":""},{"$f":"IFERROR(IF(OR(U132=\"\",'Historical scenario - input'!$D117=\"\"),\"\",U132/'Historical scenario - input'!$D117),\"\")","v":""},{"$f":"IFERROR(IF(OR(V132=\"\",'Historical scenario - input'!$D117=\"\"),\"\",V132/'Historical scenario - input'!$D117),\"\")","v":""},{"$f":"IFERROR(IF(OR(W132=\"\",'Historical scenario - input'!$D117=\"\"),\"\",W132/'Historical scenario - input'!$D117),\"\")","v":""}]
[{"$f":"IFERROR('Historical scenario - input'!A118,\"\")","v":""},{"$f":"IFERROR('Historical scenario - input'!B118,\"\")","v":0},{"$f":"IFERROR('Historical scenario - input'!C118,\"\")","v":0},{"$f":"IFERROR(repcalc('Historical scenario - input'!$CV118:$GH118,'Historical scenario - input'!$G118,'Historical scenario - input'!$E118,'Historical scenario - input'!$F118,20,TRUE,TRUE),\"\")","v":""},"","","","","","","","","","","","","","","","","","","",{"$f":"IFERROR(IF(OR(D133=\"\",'Historical scenario - input'!$D118=\"\"),\"\",D133/'Historical scenario - input'!$D118),\"\")","v":""},{"$f":"IFERROR(IF(OR(E133=\"\",'Historical scenario - input'!$D118=\"\"),\"\",E133/'Historical scenario - input'!$D118),\"\")","v":""},{"$f":"IFERROR(IF(OR(F133=\"\",'Historical scenario - input'!$D118=\"\"),\"\",F133/'Historical scenario - input'!$D118),\"\")","v":""},{"$f":"IFERROR(IF(OR(G133=\"\",'Historical scenario - input'!$D118=\"\"),\"\",G133/'Historical scenario - input'!$D118),\"\")","v":""},{"$f":"IFERROR(IF(OR(H133=\"\",'Historical scenario - input'!$D118=\"\"),\"\",H133/'Historical scenario - input'!$D118),\"\")","v":""},{"$f":"IFERROR(IF(OR(I133=\"\",'Historical scenario - input'!$D118=\"\"),\"\",I133/'Historical scenario - input'!$D118),\"\")","v":""},{"$f":"IFERROR(IF(OR(J133=\"\",'Historical scenario - input'!$D118=\"\"),\"\",J133/'Historical scenario - input'!$D118),\"\")","v":""},{"$f":"IFERROR(IF(OR(K133=\"\",'Historical scenario - input'!$D118=\"\"),\"\",K133/'Historical scenario - input'!$D118),\"\")","v":""},{"$f":"IFERROR(IF(OR(L133=\"\",'Historical scenario - input'!$D118=\"\"),\"\",L133/'Historical scenario - input'!$D118),\"\")","v":""},{"$f":"IFERROR(IF(OR(M133=\"\",'Historical scenario - input'!$D118=\"\"),\"\",M133/'Historical scenario - input'!$D118),\"\")","v":""},{"$f":"IFERROR(IF(OR(N133=\"\",'Historical scenario - input'!$D118=\"\"),\"\",N133/'Historical scenario - input'!$D118),\"\")","v":""},{"$f":"IFERROR(IF(OR(O133=\"\",'Historical scenario - input'!$D118=\"\"),\"\",O133/'Historical scenario - input'!$D118),\"\")","v":""},{"$f":"IFERROR(IF(OR(P133=\"\",'Historical scenario - input'!$D118=\"\"),\"\",P133/'Historical scenario - input'!$D118),\"\")","v":""},{"$f":"IFERROR(IF(OR(Q133=\"\",'Historical scenario - input'!$D118=\"\"),\"\",Q133/'Historical scenario - input'!$D118),\"\")","v":""},{"$f":"IFERROR(IF(OR(R133=\"\",'Historical scenario - input'!$D118=\"\"),\"\",R133/'Historical scenario - input'!$D118),\"\")","v":""},{"$f":"IFERROR(IF(OR(S133=\"\",'Historical scenario - input'!$D118=\"\"),\"\",S133/'Historical scenario - input'!$D118),\"\")","v":""},{"$f":"IFERROR(IF(OR(T133=\"\",'Historical scenario - input'!$D118=\"\"),\"\",T133/'Historical scenario - input'!$D118),\"\")","v":""},{"$f":"IFERROR(IF(OR(U133=\"\",'Historical scenario - input'!$D118=\"\"),\"\",U133/'Historical scenario - input'!$D118),\"\")","v":""},{"$f":"IFERROR(IF(OR(V133=\"\",'Historical scenario - input'!$D118=\"\"),\"\",V133/'Historical scenario - input'!$D118),\"\")","v":""},{"$f":"IFERROR(IF(OR(W133=\"\",'Historical scenario - input'!$D118=\"\"),\"\",W133/'Historical scenario - input'!$D118),\"\")","v":""}]
[{"$f":"IFERROR('Historical scenario - input'!A119,\"\")","v":""},{"$f":"IFERROR('Historical scenario - input'!B119,\"\")","v":0},{"$f":"IFERROR('Historical scenario - input'!C119,\"\")","v":0},{"$f":"IFERROR(repcalc('Historical scenario - input'!$CV119:$GH119,'Historical scenario - input'!$G119,'Historical scenario - input'!$E119,'Historical scenario - input'!$F119,20,TRUE,TRUE),\"\")","v":""},"","","","","","","","","","","","","","","","","","","",{"$f":"IFERROR(IF(OR(D134=\"\",'Historical scenario - input'!$D119=\"\"),\"\",D134/'Historical scenario - input'!$D119),\"\")","v":""},{"$f":"IFERROR(IF(OR(E134=\"\",'Historical scenario - input'!$D119=\"\"),\"\",E134/'Historical scenario - input'!$D119),\"\")","v":""},{"$f":"IFERROR(IF(OR(F134=\"\",'Historical scenario - input'!$D119=\"\"),\"\",F134/'Historical scenario - input'!$D119),\"\")","v":""},{"$f":"IFERROR(IF(OR(G134=\"\",'Historical scenario - input'!$D119=\"\"),\"\",G134/'Historical scenario - input'!$D119),\"\")","v":""},{"$f":"IFERROR(IF(OR(H134=\"\",'Historical scenario - input'!$D119=\"\"),\"\",H134/'Historical scenario - input'!$D119),\"\")","v":""},{"$f":"IFERROR(IF(OR(I134=\"\",'Historical scenario - input'!$D119=\"\"),\"\",I134/'Historical scenario - input'!$D119),\"\")","v":""},{"$f":"IFERROR(IF(OR(J134=\"\",'Historical scenario - input'!$D119=\"\"),\"\",J134/'Historical scenario - input'!$D119),\"\")","v":""},{"$f":"IFERROR(IF(OR(K134=\"\",'Historical scenario - input'!$D119=\"\"),\"\",K134/'Historical scenario - input'!$D119),\"\")","v":""},{"$f":"IFERROR(IF(OR(L134=\"\",'Historical scenario - input'!$D119=\"\"),\"\",L134/'Historical scenario - input'!$D119),\"\")","v":""},{"$f":"IFERROR(IF(OR(M134=\"\",'Historical scenario - input'!$D119=\"\"),\"\",M134/'Historical scenario - input'!$D119),\"\")","v":""},{"$f":"IFERROR(IF(OR(N134=\"\",'Historical scenario - input'!$D119=\"\"),\"\",N134/'Historical scenario - input'!$D119),\"\")","v":""},{"$f":"IFERROR(IF(OR(O134=\"\",'Historical scenario - input'!$D119=\"\"),\"\",O134/'Historical scenario - input'!$D119),\"\")","v":""},{"$f":"IFERROR(IF(OR(P134=\"\",'Historical scenario - input'!$D119=\"\"),\"\",P134/'Historical scenario - input'!$D119),\"\")","v":""},{"$f":"IFERROR(IF(OR(Q134=\"\",'Historical scenario - input'!$D119=\"\"),\"\",Q134/'Historical scenario - input'!$D119),\"\")","v":""},{"$f":"IFERROR(IF(OR(R134=\"\",'Historical scenario - input'!$D119=\"\"),\"\",R134/'Historical scenario - input'!$D119),\"\")","v":""},{"$f":"IFERROR(IF(OR(S134=\"\",'Historical scenario - input'!$D119=\"\"),\"\",S134/'Historical scenario - input'!$D119),\"\")","v":""},{"$f":"IFERROR(IF(OR(T134=\"\",'Historical scenario - input'!$D119=\"\"),\"\",T134/'Historical scenario - input'!$D119),\"\")","v":""},{"$f":"IFERROR(IF(OR(U134=\"\",'Historical scenario - input'!$D119=\"\"),\"\",U134/'Historical scenario - input'!$D119),\"\")","v":""},{"$f":"IFERROR(IF(OR(V134=\"\",'Historical scenario - input'!$D119=\"\"),\"\",V134/'Historical scenario - input'!$D119),\"\")","v":""},{"$f":"IFERROR(IF(OR(W134=\"\",'Historical scenario - input'!$D119=\"\"),\"\",W134/'Historical scenario - input'!$D119),\"\")","v":""}]
[{"$f":"IFERROR('Historical scenario - input'!A120,\"\")","v":""},{"$f":"IFERROR('Historical scenario - input'!B120,\"\")","v":0},{"$f":"IFERROR('Historical scenario - input'!C120,\"\")","v":0},{"$f":"IFERROR(repcalc('Historical scenario - input'!$CV120:$GH120,'Historical scenario - input'!$G120,'Historical scenario - input'!$E120,'Historical scenario - input'!$F120,20,TRUE,TRUE),\"\")","v":""},"","","","","","","","","","","","","","","","","","","",{"$f":"IFERROR(IF(OR(D135=\"\",'Historical scenario - input'!$D120=\"\"),\"\",D135/'Historical scenario - input'!$D120),\"\")","v":""},{"$f":"IFERROR(IF(OR(E135=\"\",'Historical scenario - input'!$D120=\"\"),\"\",E135/'Historical scenario - input'!$D120),\"\")","v":""},{"$f":"IFERROR(IF(OR(F135=\"\",'Historical scenario - input'!$D120=\"\"),\"\",F135/'Historical scenario - input'!$D120),\"\")","v":""},{"$f":"IFERROR(IF(OR(G135=\"\",'Historical scenario - input'!$D120=\"\"),\"\",G135/'Historical scenario - input'!$D120),\"\")","v":""},{"$f":"IFERROR(IF(OR(H135=\"\",'Historical scenario - input'!$D120=\"\"),\"\",H135/'Historical scenario - input'!$D120),\"\")","v":""},{"$f":"IFERROR(IF(OR(I135=\"\",'Historical scenario - input'!$D120=\"\"),\"\",I135/'Historical scenario - input'!$D120),\"\")","v":""},{"$f":"IFERROR(IF(OR(J135=\"\",'Historical scenario - input'!$D120=\"\"),\"\",J135/'Historical scenario - input'!$D120),\"\")","v":""},{"$f":"IFERROR(IF(OR(K135=\"\",'Historical scenario - input'!$D120=\"\"),\"\",K135/'Historical scenario - input'!$D120),\"\")","v":""},{"$f":"IFERROR(IF(OR(L135=\"\",'Historical scenario - input'!$D120=\"\"),\"\",L135/'Historical scenario - input'!$D120),\"\")","v":""},{"$f":"IFERROR(IF(OR(M135=\"\",'Historical scenario - input'!$D120=\"\"),\"\",M135/'Historical scenario - input'!$D120),\"\")","v":""},{"$f":"IFERROR(IF(OR(N135=\"\",'Historical scenario - input'!$D120=\"\"),\"\",N135/'Historical scenario - input'!$D120),\"\")","v":""},{"$f":"IFERROR(IF(OR(O135=\"\",'Historical scenario - input'!$D120=\"\"),\"\",O135/'Historical scenario - input'!$D120),\"\")","v":""},{"$f":"IFERROR(IF(OR(P135=\"\",'Historical scenario - input'!$D120=\"\"),\"\",P135/'Historical scenario - input'!$D120),\"\")","v":""},{"$f":"IFERROR(IF(OR(Q135=\"\",'Historical scenario - input'!$D120=\"\"),\"\",Q135/'Historical scenario - input'!$D120),\"\")","v":""},{"$f":"IFERROR(IF(OR(R135=\"\",'Historical scenario - input'!$D120=\"\"),\"\",R135/'Historical scenario - input'!$D120),\"\")","v":""},{"$f":"IFERROR(IF(OR(S135=\"\",'Historical scenario - input'!$D120=\"\"),\"\",S135/'Historical scenario - input'!$D120),\"\")","v":""},{"$f":"IFERROR(IF(OR(T135=\"\",'Historical scenario - input'!$D120=\"\"),\"\",T135/'Historical scenario - input'!$D120),\"\")","v":""},{"$f":"IFERROR(IF(OR(U135=\"\",'Historical scenario - input'!$D120=\"\"),\"\",U135/'Historical scenario - input'!$D120),\"\")","v":""},{"$f":"IFERROR(IF(OR(V135=\"\",'Historical scenario - input'!$D120=\"\"),\"\",V135/'Historical scenario - input'!$D120),\"\")","v":""},{"$f":"IFERROR(IF(OR(W135=\"\",'Historical scenario - input'!$D120=\"\"),\"\",W135/'Historical scenario - input'!$D120),\"\")","v":""}]
[{"$f":"IFERROR('Historical scenario - input'!A121,\"\")","v":""},{"$f":"IFERROR('Historical scenario - input'!B121,\"\")","v":0},{"$f":"IFERROR('Historical scenario - input'!C121,\"\")","v":0},{"$f":"IFERROR(repcalc('Historical scenario - input'!$CV121:$GH121,'Historical scenario - input'!$G121,'Historical scenario - input'!$E121,'Historical scenario - input'!$F121,20,TRUE,TRUE),\"\")","v":""},"","","","","","","","","","","","","","","","","","","",{"$f":"IFERROR(IF(OR(D136=\"\",'Historical scenario - input'!$D121=\"\"),\"\",D136/'Historical scenario - input'!$D121),\"\")","v":""},{"$f":"IFERROR(IF(OR(E136=\"\",'Historical scenario - input'!$D121=\"\"),\"\",E136/'Historical scenario - input'!$D121),\"\")","v":""},{"$f":"IFERROR(IF(OR(F136=\"\",'Historical scenario - input'!$D121=\"\"),\"\",F136/'Historical scenario - input'!$D121),\"\")","v":""},{"$f":"IFERROR(IF(OR(G136=\"\",'Historical scenario - input'!$D121=\"\"),\"\",G136/'Historical scenario - input'!$D121),\"\")","v":""},{"$f":"IFERROR(IF(OR(H136=\"\",'Historical scenario - input'!$D121=\"\"),\"\",H136/'Historical scenario - input'!$D121),\"\")","v":""},{"$f":"IFERROR(IF(OR(I136=\"\",'Historical scenario - input'!$D121=\"\"),\"\",I136/'Historical scenario - input'!$D121),\"\")","v":""},{"$f":"IFERROR(IF(OR(J136=\"\",'Historical scenario - input'!$D121=\"\"),\"\",J136/'Historical scenario - input'!$D121),\"\")","v":""},{"$f":"IFERROR(IF(OR(K136=\"\",'Historical scenario - input'!$D121=\"\"),\"\",K136/'Historical scenario - input'!$D121),\"\")","v":""},{"$f":"IFERROR(IF(OR(L136=\"\",'Historical scenario - input'!$D121=\"\"),\"\",L136/'Historical scenario - input'!$D121),\"\")","v":""},{"$f":"IFERROR(IF(OR(M136=\"\",'Historical scenario - input'!$D121=\"\"),\"\",M136/'Historical scenario - input'!$D121),\"\")","v":""},{"$f":"IFERROR(IF(OR(N136=\"\",'Historical scenario - input'!$D121=\"\"),\"\",N136/'Historical scenario - input'!$D121),\"\")","v":""},{"$f":"IFERROR(IF(OR(O136=\"\",'Historical scenario - input'!$D121=\"\"),\"\",O136/'Historical scenario - input'!$D121),\"\")","v":""},{"$f":"IFERROR(IF(OR(P136=\"\",'Historical scenario - input'!$D121=\"\"),\"\",P136/'Historical scenario - input'!$D121),\"\")","v":""},{"$f":"IFERROR(IF(OR(Q136=\"\",'Historical scenario - input'!$D121=\"\"),\"\",Q136/'Historical scenario - input'!$D121),\"\")","v":""},{"$f":"IFERROR(IF(OR(R136=\"\",'Historical scenario - input'!$D121=\"\"),\"\",R136/'Historical scenario - input'!$D121),\"\")","v":""},{"$f":"IFERROR(IF(OR(S136=\"\",'Historical scenario - input'!$D121=\"\"),\"\",S136/'Historical scenario - input'!$D121),\"\")","v":""},{"$f":"IFERROR(IF(OR(T136=\"\",'Historical scenario - input'!$D121=\"\"),\"\",T136/'Historical scenario - input'!$D121),\"\")","v":""},{"$f":"IFERROR(IF(OR(U136=\"\",'Historical scenario - input'!$D121=\"\"),\"\",U136/'Historical scenario - input'!$D121),\"\")","v":""},{"$f":"IFERROR(IF(OR(V136=\"\",'Historical scenario - input'!$D121=\"\"),\"\",V136/'Historical scenario - input'!$D121),\"\")","v":""},{"$f":"IFERROR(IF(OR(W136=\"\",'Historical scenario - input'!$D121=\"\"),\"\",W136/'Historical scenario - input'!$D121),\"\")","v":""}]
[{"$f":"IFERROR('Historical scenario - input'!A122,\"\")","v":""},{"$f":"IFERROR('Historical scenario - input'!B122,\"\")","v":0},{"$f":"IFERROR('Historical scenario - input'!C122,\"\")","v":0},{"$f":"IFERROR(repcalc('Historical scenario - input'!$CV122:$GH122,'Historical scenario - input'!$G122,'Historical scenario - input'!$E122,'Historical scenario - input'!$F122,20,TRUE,TRUE),\"\")","v":""},"","","","","","","","","","","","","","","","","","","",{"$f":"IFERROR(IF(OR(D137=\"\",'Historical scenario - input'!$D122=\"\"),\"\",D137/'Historical scenario - input'!$D122),\"\")","v":""},{"$f":"IFERROR(IF(OR(E137=\"\",'Historical scenario - input'!$D122=\"\"),\"\",E137/'Historical scenario - input'!$D122),\"\")","v":""},{"$f":"IFERROR(IF(OR(F137=\"\",'Historical scenario - input'!$D122=\"\"),\"\",F137/'Historical scenario - input'!$D122),\"\")","v":""},{"$f":"IFERROR(IF(OR(G137=\"\",'Historical scenario - input'!$D122=\"\"),\"\",G137/'Historical scenario - input'!$D122),\"\")","v":""},{"$f":"IFERROR(IF(OR(H137=\"\",'Historical scenario - input'!$D122=\"\"),\"\",H137/'Historical scenario - input'!$D122),\"\")","v":""},{"$f":"IFERROR(IF(OR(I137=\"\",'Historical scenario - input'!$D122=\"\"),\"\",I137/'Historical scenario - input'!$D122),\"\")","v":""},{"$f":"IFERROR(IF(OR(J137=\"\",'Historical scenario - input'!$D122=\"\"),\"\",J137/'Historical scenario - input'!$D122),\"\")","v":""},{"$f":"IFERROR(IF(OR(K137=\"\",'Historical scenario - input'!$D122=\"\"),\"\",K137/'Historical scenario - input'!$D122),\"\")","v":""},{"$f":"IFERROR(IF(OR(L137=\"\",'Historical scenario - input'!$D122=\"\"),\"\",L137/'Historical scenario - input'!$D122),\"\")","v":""},{"$f":"IFERROR(IF(OR(M137=\"\",'Historical scenario - input'!$D122=\"\"),\"\",M137/'Historical scenario - input'!$D122),\"\")","v":""},{"$f":"IFERROR(IF(OR(N137=\"\",'Historical scenario - input'!$D122=\"\"),\"\",N137/'Historical scenario - input'!$D122),\"\")","v":""},{"$f":"IFERROR(IF(OR(O137=\"\",'Historical scenario - input'!$D122=\"\"),\"\",O137/'Historical scenario - input'!$D122),\"\")","v":""},{"$f":"IFERROR(IF(OR(P137=\"\",'Historical scenario - input'!$D122=\"\"),\"\",P137/'Historical scenario - input'!$D122),\"\")","v":""},{"$f":"IFERROR(IF(OR(Q137=\"\",'Historical scenario - input'!$D122=\"\"),\"\",Q137/'Historical scenario - input'!$D122),\"\")","v":""},{"$f":"IFERROR(IF(OR(R137=\"\",'Historical scenario - input'!$D122=\"\"),\"\",R137/'Historical scenario - input'!$D122),\"\")","v":""},{"$f":"IFERROR(IF(OR(S137=\"\",'Historical scenario - input'!$D122=\"\"),\"\",S137/'Historical scenario - input'!$D122),\"\")","v":""},{"$f":"IFERROR(IF(OR(T137=\"\",'Historical scenario - input'!$D122=\"\"),\"\",T137/'Historical scenario - input'!$D122),\"\")","v":""},{"$f":"IFERROR(IF(OR(U137=\"\",'Historical scenario - input'!$D122=\"\"),\"\",U137/'Historical scenario - input'!$D122),\"\")","v":""},{"$f":"IFERROR(IF(OR(V137=\"\",'Historical scenario - input'!$D122=\"\"),\"\",V137/'Historical scenario - input'!$D122),\"\")","v":""},{"$f":"IFERROR(IF(OR(W137=\"\",'Historical scenario - input'!$D122=\"\"),\"\",W137/'Historical scenario - input'!$D122),\"\")","v":""}]
[{"$f":"IFERROR('Historical scenario - input'!A123,\"\")","v":""},{"$f":"IFERROR('Historical scenario - input'!B123,\"\")","v":0},{"$f":"IFERROR('Historical scenario - input'!C123,\"\")","v":0},{"$f":"IFERROR(repcalc('Historical scenario - input'!$CV123:$GH123,'Historical scenario - input'!$G123,'Historical scenario - input'!$E123,'Historical scenario - input'!$F123,20,TRUE,TRUE),\"\")","v":""},"","","","","","","","","","","","","","","","","","","",{"$f":"IFERROR(IF(OR(D138=\"\",'Historical scenario - input'!$D123=\"\"),\"\",D138/'Historical scenario - input'!$D123),\"\")","v":""},{"$f":"IFERROR(IF(OR(E138=\"\",'Historical scenario - input'!$D123=\"\"),\"\",E138/'Historical scenario - input'!$D123),\"\")","v":""},{"$f":"IFERROR(IF(OR(F138=\"\",'Historical scenario - input'!$D123=\"\"),\"\",F138/'Historical scenario - input'!$D123),\"\")","v":""},{"$f":"IFERROR(IF(OR(G138=\"\",'Historical scenario - input'!$D123=\"\"),\"\",G138/'Historical scenario - input'!$D123),\"\")","v":""},{"$f":"IFERROR(IF(OR(H138=\"\",'Historical scenario - input'!$D123=\"\"),\"\",H138/'Historical scenario - input'!$D123),\"\")","v":""},{"$f":"IFERROR(IF(OR(I138=\"\",'Historical scenario - input'!$D123=\"\"),\"\",I138/'Historical scenario - input'!$D123),\"\")","v":""},{"$f":"IFERROR(IF(OR(J138=\"\",'Historical scenario - input'!$D123=\"\"),\"\",J138/'Historical scenario - input'!$D123),\"\")","v":""},{"$f":"IFERROR(IF(OR(K138=\"\",'Historical scenario - input'!$D123=\"\"),\"\",K138/'Historical scenario - input'!$D123),\"\")","v":""},{"$f":"IFERROR(IF(OR(L138=\"\",'Historical scenario - input'!$D123=\"\"),\"\",L138/'Historical scenario - input'!$D123),\"\")","v":""},{"$f":"IFERROR(IF(OR(M138=\"\",'Historical scenario - input'!$D123=\"\"),\"\",M138/'Historical scenario - input'!$D123),\"\")","v":""},{"$f":"IFERROR(IF(OR(N138=\"\",'Historical scenario - input'!$D123=\"\"),\"\",N138/'Historical scenario - input'!$D123),\"\")","v":""},{"$f":"IFERROR(IF(OR(O138=\"\",'Historical scenario - input'!$D123=\"\"),\"\",O138/'Historical scenario - input'!$D123),\"\")","v":""},{"$f":"IFERROR(IF(OR(P138=\"\",'Historical scenario - input'!$D123=\"\"),\"\",P138/'Historical scenario - input'!$D123),\"\")","v":""},{"$f":"IFERROR(IF(OR(Q138=\"\",'Historical scenario - input'!$D123=\"\"),\"\",Q138/'Historical scenario - input'!$D123),\"\")","v":""},{"$f":"IFERROR(IF(OR(R138=\"\",'Historical scenario - input'!$D123=\"\"),\"\",R138/'Historical scenario - input'!$D123),\"\")","v":""},{"$f":"IFERROR(IF(OR(S138=\"\",'Historical scenario - input'!$D123=\"\"),\"\",S138/'Historical scenario - input'!$D123),\"\")","v":""},{"$f":"IFERROR(IF(OR(T138=\"\",'Historical scenario - input'!$D123=\"\"),\"\",T138/'Historical scenario - input'!$D123),\"\")","v":""},{"$f":"IFERROR(IF(OR(U138=\"\",'Historical scenario - input'!$D123=\"\"),\"\",U138/'Historical scenario - input'!$D123),\"\")","v":""},{"$f":"IFERROR(IF(OR(V138=\"\",'Historical scenario - input'!$D123=\"\"),\"\",V138/'Historical scenario - input'!$D123),\"\")","v":""},{"$f":"IFERROR(IF(OR(W138=\"\",'Historical scenario - input'!$D123=\"\"),\"\",W138/'Historical scenario - input'!$D123),\"\")","v":""}]
[{"$f":"IFERROR('Historical scenario - input'!A124,\"\")","v":""},{"$f":"IFERROR('Historical scenario - input'!B124,\"\")","v":0},{"$f":"IFERROR('Historical scenario - input'!C124,\"\")","v":0},{"$f":"IFERROR(repcalc('Historical scenario - input'!$CV124:$GH124,'Historical scenario - input'!$G124,'Historical scenario - input'!$E124,'Historical scenario - input'!$F124,20,TRUE,TRUE),\"\")","v":""},"","","","","","","","","","","","","","","","","","","",{"$f":"IFERROR(IF(OR(D139=\"\",'Historical scenario - input'!$D124=\"\"),\"\",D139/'Historical scenario - input'!$D124),\"\")","v":""},{"$f":"IFERROR(IF(OR(E139=\"\",'Historical scenario - input'!$D124=\"\"),\"\",E139/'Historical scenario - input'!$D124),\"\")","v":""},{"$f":"IFERROR(IF(OR(F139=\"\",'Historical scenario - input'!$D124=\"\"),\"\",F139/'Historical scenario - input'!$D124),\"\")","v":""},{"$f":"IFERROR(IF(OR(G139=\"\",'Historical scenario - input'!$D124=\"\"),\"\",G139/'Historical scenario - input'!$D124),\"\")","v":""},{"$f":"IFERROR(IF(OR(H139=\"\",'Historical scenario - input'!$D124=\"\"),\"\",H139/'Historical scenario - input'!$D124),\"\")","v":""},{"$f":"IFERROR(IF(OR(I139=\"\",'Historical scenario - input'!$D124=\"\"),\"\",I139/'Historical scenario - input'!$D124),\"\")","v":""},{"$f":"IFERROR(IF(OR(J139=\"\",'Historical scenario - input'!$D124=\"\"),\"\",J139/'Historical scenario - input'!$D124),\"\")","v":""},{"$f":"IFERROR(IF(OR(K139=\"\",'Historical scenario - input'!$D124=\"\"),\"\",K139/'Historical scenario - input'!$D124),\"\")","v":""},{"$f":"IFERROR(IF(OR(L139=\"\",'Historical scenario - input'!$D124=\"\"),\"\",L139/'Historical scenario - input'!$D124),\"\")","v":""},{"$f":"IFERROR(IF(OR(M139=\"\",'Historical scenario - input'!$D124=\"\"),\"\",M139/'Historical scenario - input'!$D124),\"\")","v":""},{"$f":"IFERROR(IF(OR(N139=\"\",'Historical scenario - input'!$D124=\"\"),\"\",N139/'Historical scenario - input'!$D124),\"\")","v":""},{"$f":"IFERROR(IF(OR(O139=\"\",'Historical scenario - input'!$D124=\"\"),\"\",O139/'Historical scenario - input'!$D124),\"\")","v":""},{"$f":"IFERROR(IF(OR(P139=\"\",'Historical scenario - input'!$D124=\"\"),\"\",P139/'Historical scenario - input'!$D124),\"\")","v":""},{"$f":"IFERROR(IF(OR(Q139=\"\",'Historical scenario - input'!$D124=\"\"),\"\",Q139/'Historical scenario - input'!$D124),\"\")","v":""},{"$f":"IFERROR(IF(OR(R139=\"\",'Historical scenario - input'!$D124=\"\"),\"\",R139/'Historical scenario - input'!$D124),\"\")","v":""},{"$f":"IFERROR(IF(OR(S139=\"\",'Historical scenario - input'!$D124=\"\"),\"\",S139/'Historical scenario - input'!$D124),\"\")","v":""},{"$f":"IFERROR(IF(OR(T139=\"\",'Historical scenario - input'!$D124=\"\"),\"\",T139/'Historical scenario - input'!$D124),\"\")","v":""},{"$f":"IFERROR(IF(OR(U139=\"\",'Historical scenario - input'!$D124=\"\"),\"\",U139/'Historical scenario - input'!$D124),\"\")","v":""},{"$f":"IFERROR(IF(OR(V139=\"\",'Historical scenario - input'!$D124=\"\"),\"\",V139/'Historical scenario - input'!$D124),\"\")","v":""},{"$f":"IFERROR(IF(OR(W139=\"\",'Historical scenario - input'!$D124=\"\"),\"\",W139/'Historical scenario - input'!$D124),\"\")","v":""}]
[{"$f":"IFERROR('Historical scenario - input'!A125,\"\")","v":""},{"$f":"IFERROR('Historical scenario - input'!B125,\"\")","v":0},{"$f":"IFERROR('Historical scenario - input'!C125,\"\")","v":0},{"$f":"IFERROR(repcalc('Historical scenario - input'!$CV125:$GH125,'Historical scenario - input'!$G125,'Historical scenario - input'!$E125,'Historical scenario - input'!$F125,20,TRUE,TRUE),\"\")","v":""},"","","","","","","","","","","","","","","","","","","",{"$f":"IFERROR(IF(OR(D140=\"\",'Historical scenario - input'!$D125=\"\"),\"\",D140/'Historical scenario - input'!$D125),\"\")","v":""},{"$f":"IFERROR(IF(OR(E140=\"\",'Historical scenario - input'!$D125=\"\"),\"\",E140/'Historical scenario - input'!$D125),\"\")","v":""},{"$f":"IFERROR(IF(OR(F140=\"\",'Historical scenario - input'!$D125=\"\"),\"\",F140/'Historical scenario - input'!$D125),\"\")","v":""},{"$f":"IFERROR(IF(OR(G140=\"\",'Historical scenario - input'!$D125=\"\"),\"\",G140/'Historical scenario - input'!$D125),\"\")","v":""},{"$f":"IFERROR(IF(OR(H140=\"\",'Historical scenario - input'!$D125=\"\"),\"\",H140/'Historical scenario - input'!$D125),\"\")","v":""},{"$f":"IFERROR(IF(OR(I140=\"\",'Historical scenario - input'!$D125=\"\"),\"\",I140/'Historical scenario - input'!$D125),\"\")","v":""},{"$f":"IFERROR(IF(OR(J140=\"\",'Historical scenario - input'!$D125=\"\"),\"\",J140/'Historical scenario - input'!$D125),\"\")","v":""},{"$f":"IFERROR(IF(OR(K140=\"\",'Historical scenario - input'!$D125=\"\"),\"\",K140/'Historical scenario - input'!$D125),\"\")","v":""},{"$f":"IFERROR(IF(OR(L140=\"\",'Historical scenario - input'!$D125=\"\"),\"\",L140/'Historical scenario - input'!$D125),\"\")","v":""},{"$f":"IFERROR(IF(OR(M140=\"\",'Historical scenario - input'!$D125=\"\"),\"\",M140/'Historical scenario - input'!$D125),\"\")","v":""},{"$f":"IFERROR(IF(OR(N140=\"\",'Historical scenario - input'!$D125=\"\"),\"\",N140/'Historical scenario - input'!$D125),\"\")","v":""},{"$f":"IFERROR(IF(OR(O140=\"\",'Historical scenario - input'!$D125=\"\"),\"\",O140/'Historical scenario - input'!$D125),\"\")","v":""},{"$f":"IFERROR(IF(OR(P140=\"\",'Historical scenario - input'!$D125=\"\"),\"\",P140/'Historical scenario - input'!$D125),\"\")","v":""},{"$f":"IFERROR(IF(OR(Q140=\"\",'Historical scenario - input'!$D125=\"\"),\"\",Q140/'Historical scenario - input'!$D125),\"\")","v":""},{"$f":"IFERROR(IF(OR(R140=\"\",'Historical scenario - input'!$D125=\"\"),\"\",R140/'Historical scenario - input'!$D125),\"\")","v":""},{"$f":"IFERROR(IF(OR(S140=\"\",'Historical scenario - input'!$D125=\"\"),\"\",S140/'Historical scenario - input'!$D125),\"\")","v":""},{"$f":"IFERROR(IF(OR(T140=\"\",'Historical scenario - input'!$D125=\"\"),\"\",T140/'Historical scenario - input'!$D125),\"\")","v":""},{"$f":"IFERROR(IF(OR(U140=\"\",'Historical scenario - input'!$D125=\"\"),\"\",U140/'Historical scenario - input'!$D125),\"\")","v":""},{"$f":"IFERROR(IF(OR(V140=\"\",'Historical scenario - input'!$D125=\"\"),\"\",V140/'Historical scenario - input'!$D125),\"\")","v":""},{"$f":"IFERROR(IF(OR(W140=\"\",'Historical scenario - input'!$D125=\"\"),\"\",W140/'Historical scenario - input'!$D125),\"\")","v":""}]
[{"$f":"IFERROR('Historical scenario - input'!A126,\"\")","v":""},{"$f":"IFERROR('Historical scenario - input'!B126,\"\")","v":0},{"$f":"IFERROR('Historical scenario - input'!C126,\"\")","v":0},{"$f":"IFERROR(repcalc('Historical scenario - input'!$CV126:$GH126,'Historical scenario - input'!$G126,'Historical scenario - input'!$E126,'Historical scenario - input'!$F126,20,TRUE,TRUE),\"\")","v":""},"","","","","","","","","","","","","","","","","","","",{"$f":"IFERROR(IF(OR(D141=\"\",'Historical scenario - input'!$D126=\"\"),\"\",D141/'Historical scenario - input'!$D126),\"\")","v":""},{"$f":"IFERROR(IF(OR(E141=\"\",'Historical scenario - input'!$D126=\"\"),\"\",E141/'Historical scenario - input'!$D126),\"\")","v":""},{"$f":"IFERROR(IF(OR(F141=\"\",'Historical scenario - input'!$D126=\"\"),\"\",F141/'Historical scenario - input'!$D126),\"\")","v":""},{"$f":"IFERROR(IF(OR(G141=\"\",'Historical scenario - input'!$D126=\"\"),\"\",G141/'Historical scenario - input'!$D126),\"\")","v":""},{"$f":"IFERROR(IF(OR(H141=\"\",'Historical scenario - input'!$D126=\"\"),\"\",H141/'Historical scenario - input'!$D126),\"\")","v":""},{"$f":"IFERROR(IF(OR(I141=\"\",'Historical scenario - input'!$D126=\"\"),\"\",I141/'Historical scenario - input'!$D126),\"\")","v":""},{"$f":"IFERROR(IF(OR(J141=\"\",'Historical scenario - input'!$D126=\"\"),\"\",J141/'Historical scenario - input'!$D126),\"\")","v":""},{"$f":"IFERROR(IF(OR(K141=\"\",'Historical scenario - input'!$D126=\"\"),\"\",K141/'Historical scenario - input'!$D126),\"\")","v":""},{"$f":"IFERROR(IF(OR(L141=\"\",'Historical scenario - input'!$D126=\"\"),\"\",L141/'Historical scenario - input'!$D126),\"\")","v":""},{"$f":"IFERROR(IF(OR(M141=\"\",'Historical scenario - input'!$D126=\"\"),\"\",M141/'Historical scenario - input'!$D126),\"\")","v":""},{"$f":"IFERROR(IF(OR(N141=\"\",'Historical scenario - input'!$D126=\"\"),\"\",N141/'Historical scenario - input'!$D126),\"\")","v":""},{"$f":"IFERROR(IF(OR(O141=\"\",'Historical scenario - input'!$D126=\"\"),\"\",O141/'Historical scenario - input'!$D126),\"\")","v":""},{"$f":"IFERROR(IF(OR(P141=\"\",'Historical scenario - input'!$D126=\"\"),\"\",P141/'Historical scenario - input'!$D126),\"\")","v":""},{"$f":"IFERROR(IF(OR(Q141=\"\",'Historical scenario - input'!$D126=\"\"),\"\",Q141/'Historical scenario - input'!$D126),\"\")","v":""},{"$f":"IFERROR(IF(OR(R141=\"\",'Historical scenario - input'!$D126=\"\"),\"\",R141/'Historical scenario - input'!$D126),\"\")","v":""},{"$f":"IFERROR(IF(OR(S141=\"\",'Historical scenario - input'!$D126=\"\"),\"\",S141/'Historical scenario - input'!$D126),\"\")","v":""},{"$f":"IFERROR(IF(OR(T141=\"\",'Historical scenario - input'!$D126=\"\"),\"\",T141/'Historical scenario - input'!$D126),\"\")","v":""},{"$f":"IFERROR(IF(OR(U141=\"\",'Historical scenario - input'!$D126=\"\"),\"\",U141/'Historical scenario - input'!$D126),\"\")","v":""},{"$f":"IFERROR(IF(OR(V141=\"\",'Historical scenario - input'!$D126=\"\"),\"\",V141/'Historical scenario - input'!$D126),\"\")","v":""},{"$f":"IFERROR(IF(OR(W141=\"\",'Historical scenario - input'!$D126=\"\"),\"\",W141/'Historical scenario - input'!$D126),\"\")","v":""}]
[{"$f":"IFERROR('Historical scenario - input'!A127,\"\")","v":""},{"$f":"IFERROR('Historical scenario - input'!B127,\"\")","v":0},{"$f":"IFERROR('Historical scenario - input'!C127,\"\")","v":0},{"$f":"IFERROR(repcalc('Historical scenario - input'!$CV127:$GH127,'Historical scenario - input'!$G127,'Historical scenario - input'!$E127,'Historical scenario - input'!$F127,20,TRUE,TRUE),\"\")","v":""},"","","","","","","","","","","","","","","","","","","",{"$f":"IFERROR(IF(OR(D142=\"\",'Historical scenario - input'!$D127=\"\"),\"\",D142/'Historical scenario - input'!$D127),\"\")","v":""},{"$f":"IFERROR(IF(OR(E142=\"\",'Historical scenario - input'!$D127=\"\"),\"\",E142/'Historical scenario - input'!$D127),\"\")","v":""},{"$f":"IFERROR(IF(OR(F142=\"\",'Historical scenario - input'!$D127=\"\"),\"\",F142/'Historical scenario - input'!$D127),\"\")","v":""},{"$f":"IFERROR(IF(OR(G142=\"\",'Historical scenario - input'!$D127=\"\"),\"\",G142/'Historical scenario - input'!$D127),\"\")","v":""},{"$f":"IFERROR(IF(OR(H142=\"\",'Historical scenario - input'!$D127=\"\"),\"\",H142/'Historical scenario - input'!$D127),\"\")","v":""},{"$f":"IFERROR(IF(OR(I142=\"\",'Historical scenario - input'!$D127=\"\"),\"\",I142/'Historical scenario - input'!$D127),\"\")","v":""},{"$f":"IFERROR(IF(OR(J142=\"\",'Historical scenario - input'!$D127=\"\"),\"\",J142/'Historical scenario - input'!$D127),\"\")","v":""},{"$f":"IFERROR(IF(OR(K142=\"\",'Historical scenario - input'!$D127=\"\"),\"\",K142/'Historical scenario - input'!$D127),\"\")","v":""},{"$f":"IFERROR(IF(OR(L142=\"\",'Historical scenario - input'!$D127=\"\"),\"\",L142/'Historical scenario - input'!$D127),\"\")","v":""},{"$f":"IFERROR(IF(OR(M142=\"\",'Historical scenario - input'!$D127=\"\"),\"\",M142/'Historical scenario - input'!$D127),\"\")","v":""},{"$f":"IFERROR(IF(OR(N142=\"\",'Historical scenario - input'!$D127=\"\"),\"\",N142/'Historical scenario - input'!$D127),\"\")","v":""},{"$f":"IFERROR(IF(OR(O142=\"\",'Historical scenario - input'!$D127=\"\"),\"\",O142/'Historical scenario - input'!$D127),\"\")","v":""},{"$f":"IFERROR(IF(OR(P142=\"\",'Historical scenario - input'!$D127=\"\"),\"\",P142/'Historical scenario - input'!$D127),\"\")","v":""},{"$f":"IFERROR(IF(OR(Q142=\"\",'Historical scenario - input'!$D127=\"\"),\"\",Q142/'Historical scenario - input'!$D127),\"\")","v":""},{"$f":"IFERROR(IF(OR(R142=\"\",'Historical scenario - input'!$D127=\"\"),\"\",R142/'Historical scenario - input'!$D127),\"\")","v":""},{"$f":"IFERROR(IF(OR(S142=\"\",'Historical scenario - input'!$D127=\"\"),\"\",S142/'Historical scenario - input'!$D127),\"\")","v":""},{"$f":"IFERROR(IF(OR(T142=\"\",'Historical scenario - input'!$D127=\"\"),\"\",T142/'Historical scenario - input'!$D127),\"\")","v":""},{"$f":"IFERROR(IF(OR(U142=\"\",'Historical scenario - input'!$D127=\"\"),\"\",U142/'Historical scenario - input'!$D127),\"\")","v":""},{"$f":"IFERROR(IF(OR(V142=\"\",'Historical scenario - input'!$D127=\"\"),\"\",V142/'Historical scenario - input'!$D127),\"\")","v":""},{"$f":"IFERROR(IF(OR(W142=\"\",'Historical scenario - input'!$D127=\"\"),\"\",W142/'Historical scenario - input'!$D127),\"\")","v":""}]
[{"$f":"IFERROR('Historical scenario - input'!A128,\"\")","v":""},{"$f":"IFERROR('Historical scenario - input'!B128,\"\")","v":0},{"$f":"IFERROR('Historical scenario - input'!C128,\"\")","v":0},{"$f":"IFERROR(repcalc('Historical scenario - input'!$CV128:$GH128,'Historical scenario - input'!$G128,'Historical scenario - input'!$E128,'Historical scenario - input'!$F128,20,TRUE,TRUE),\"\")","v":""},"","","","","","","","","","","","","","","","","","","",{"$f":"IFERROR(IF(OR(D143=\"\",'Historical scenario - input'!$D128=\"\"),\"\",D143/'Historical scenario - input'!$D128),\"\")","v":""},{"$f":"IFERROR(IF(OR(E143=\"\",'Historical scenario - input'!$D128=\"\"),\"\",E143/'Historical scenario - input'!$D128),\"\")","v":""},{"$f":"IFERROR(IF(OR(F143=\"\",'Historical scenario - input'!$D128=\"\"),\"\",F143/'Historical scenario - input'!$D128),\"\")","v":""},{"$f":"IFERROR(IF(OR(G143=\"\",'Historical scenario - input'!$D128=\"\"),\"\",G143/'Historical scenario - input'!$D128),\"\")","v":""},{"$f":"IFERROR(IF(OR(H143=\"\",'Historical scenario - input'!$D128=\"\"),\"\",H143/'Historical scenario - input'!$D128),\"\")","v":""},{"$f":"IFERROR(IF(OR(I143=\"\",'Historical scenario - input'!$D128=\"\"),\"\",I143/'Historical scenario - input'!$D128),\"\")","v":""},{"$f":"IFERROR(IF(OR(J143=\"\",'Historical scenario - input'!$D128=\"\"),\"\",J143/'Historical scenario - input'!$D128),\"\")","v":""},{"$f":"IFERROR(IF(OR(K143=\"\",'Historical scenario - input'!$D128=\"\"),\"\",K143/'Historical scenario - input'!$D128),\"\")","v":""},{"$f":"IFERROR(IF(OR(L143=\"\",'Historical scenario - input'!$D128=\"\"),\"\",L143/'Historical scenario - input'!$D128),\"\")","v":""},{"$f":"IFERROR(IF(OR(M143=\"\",'Historical scenario - input'!$D128=\"\"),\"\",M143/'Historical scenario - input'!$D128),\"\")","v":""},{"$f":"IFERROR(IF(OR(N143=\"\",'Historical scenario - input'!$D128=\"\"),\"\",N143/'Historical scenario - input'!$D128),\"\")","v":""},{"$f":"IFERROR(IF(OR(O143=\"\",'Historical scenario - input'!$D128=\"\"),\"\",O143/'Historical scenario - input'!$D128),\"\")","v":""},{"$f":"IFERROR(IF(OR(P143=\"\",'Historical scenario - input'!$D128=\"\"),\"\",P143/'Historical scenario - input'!$D128),\"\")","v":""},{"$f":"IFERROR(IF(OR(Q143=\"\",'Historical scenario - input'!$D128=\"\"),\"\",Q143/'Historical scenario - input'!$D128),\"\")","v":""},{"$f":"IFERROR(IF(OR(R143=\"\",'Historical scenario - input'!$D128=\"\"),\"\",R143/'Historical scenario - input'!$D128),\"\")","v":""},{"$f":"IFERROR(IF(OR(S143=\"\",'Historical scenario - input'!$D128=\"\"),\"\",S143/'Historical scenario - input'!$D128),\"\")","v":""},{"$f":"IFERROR(IF(OR(T143=\"\",'Historical scenario - input'!$D128=\"\"),\"\",T143/'Historical scenario - input'!$D128),\"\")","v":""},{"$f":"IFERROR(IF(OR(U143=\"\",'Historical scenario - input'!$D128=\"\"),\"\",U143/'Historical scenario - input'!$D128),\"\")","v":""},{"$f":"IFERROR(IF(OR(V143=\"\",'Historical scenario - input'!$D128=\"\"),\"\",V143/'Historical scenario - input'!$D128),\"\")","v":""},{"$f":"IFERROR(IF(OR(W143=\"\",'Historical scenario - input'!$D128=\"\"),\"\",W143/'Historical scenario - input'!$D128),\"\")","v":""}]
[{"$f":"IFERROR('Historical scenario - input'!A129,\"\")","v":""},{"$f":"IFERROR('Historical scenario - input'!B129,\"\")","v":0},{"$f":"IFERROR('Historical scenario - input'!C129,\"\")","v":0},{"$f":"IFERROR(repcalc('Historical scenario - input'!$CV129:$GH129,'Historical scenario - input'!$G129,'Historical scenario - input'!$E129,'Historical scenario - input'!$F129,20,TRUE,TRUE),\"\")","v":""},"","","","","","","","","","","","","","","","","","","",{"$f":"IFERROR(IF(OR(D144=\"\",'Historical scenario - input'!$D129=\"\"),\"\",D144/'Historical scenario - input'!$D129),\"\")","v":""},{"$f":"IFERROR(IF(OR(E144=\"\",'Historical scenario - input'!$D129=\"\"),\"\",E144/'Historical scenario - input'!$D129),\"\")","v":""},{"$f":"IFERROR(IF(OR(F144=\"\",'Historical scenario - input'!$D129=\"\"),\"\",F144/'Historical scenario - input'!$D129),\"\")","v":""},{"$f":"IFERROR(IF(OR(G144=\"\",'Historical scenario - input'!$D129=\"\"),\"\",G144/'Historical scenario - input'!$D129),\"\")","v":""},{"$f":"IFERROR(IF(OR(H144=\"\",'Historical scenario - input'!$D129=\"\"),\"\",H144/'Historical scenario - input'!$D129),\"\")","v":""},{"$f":"IFERROR(IF(OR(I144=\"\",'Historical scenario - input'!$D129=\"\"),\"\",I144/'Historical scenario - input'!$D129),\"\")","v":""},{"$f":"IFERROR(IF(OR(J144=\"\",'Historical scenario - input'!$D129=\"\"),\"\",J144/'Historical scenario - input'!$D129),\"\")","v":""},{"$f":"IFERROR(IF(OR(K144=\"\",'Historical scenario - input'!$D129=\"\"),\"\",K144/'Historical scenario - input'!$D129),\"\")","v":""},{"$f":"IFERROR(IF(OR(L144=\"\",'Historical scenario - input'!$D129=\"\"),\"\",L144/'Historical scenario - input'!$D129),\"\")","v":""},{"$f":"IFERROR(IF(OR(M144=\"\",'Historical scenario - input'!$D129=\"\"),\"\",M144/'Historical scenario - input'!$D129),\"\")","v":""},{"$f":"IFERROR(IF(OR(N144=\"\",'Historical scenario - input'!$D129=\"\"),\"\",N144/'Historical scenario - input'!$D129),\"\")","v":""},{"$f":"IFERROR(IF(OR(O144=\"\",'Historical scenario - input'!$D129=\"\"),\"\",O144/'Historical scenario - input'!$D129),\"\")","v":""},{"$f":"IFERROR(IF(OR(P144=\"\",'Historical scenario - input'!$D129=\"\"),\"\",P144/'Historical scenario - input'!$D129),\"\")","v":""},{"$f":"IFERROR(IF(OR(Q144=\"\",'Historical scenario - input'!$D129=\"\"),\"\",Q144/'Historical scenario - input'!$D129),\"\")","v":""},{"$f":"IFERROR(IF(OR(R144=\"\",'Historical scenario - input'!$D129=\"\"),\"\",R144/'Historical scenario - input'!$D129),\"\")","v":""},{"$f":"IFERROR(IF(OR(S144=\"\",'Historical scenario - input'!$D129=\"\"),\"\",S144/'Historical scenario - input'!$D129),\"\")","v":""},{"$f":"IFERROR(IF(OR(T144=\"\",'Historical scenario - input'!$D129=\"\"),\"\",T144/'Historical scenario - input'!$D129),\"\")","v":""},{"$f":"IFERROR(IF(OR(U144=\"\",'Historical scenario - input'!$D129=\"\"),\"\",U144/'Historical scenario - input'!$D129),\"\")","v":""},{"$f":"IFERROR(IF(OR(V144=\"\",'Historical scenario - input'!$D129=\"\"),\"\",V144/'Historical scenario - input'!$D129),\"\")","v":""},{"$f":"IFERROR(IF(OR(W144=\"\",'Historical scenario - input'!$D129=\"\"),\"\",W144/'Historical scenario - input'!$D129),\"\")","v":""}]
[{"$f":"IFERROR('Historical scenario - input'!A130,\"\")","v":""},{"$f":"IFERROR('Historical scenario - input'!B130,\"\")","v":0},{"$f":"IFERROR('Historical scenario - input'!C130,\"\")","v":0},{"$f":"IFERROR(repcalc('Historical scenario - input'!$CV130:$GH130,'Historical scenario - input'!$G130,'Historical scenario - input'!$E130,'Historical scenario - input'!$F130,20,TRUE,TRUE),\"\")","v":""},"","","","","","","","","","","","","","","","","","","",{"$f":"IFERROR(IF(OR(D145=\"\",'Historical scenario - input'!$D130=\"\"),\"\",D145/'Historical scenario - input'!$D130),\"\")","v":""},{"$f":"IFERROR(IF(OR(E145=\"\",'Historical scenario - input'!$D130=\"\"),\"\",E145/'Historical scenario - input'!$D130),\"\")","v":""},{"$f":"IFERROR(IF(OR(F145=\"\",'Historical scenario - input'!$D130=\"\"),\"\",F145/'Historical scenario - input'!$D130),\"\")","v":""},{"$f":"IFERROR(IF(OR(G145=\"\",'Historical scenario - input'!$D130=\"\"),\"\",G145/'Historical scenario - input'!$D130),\"\")","v":""},{"$f":"IFERROR(IF(OR(H145=\"\",'Historical scenario - input'!$D130=\"\"),\"\",H145/'Historical scenario - input'!$D130),\"\")","v":""},{"$f":"IFERROR(IF(OR(I145=\"\",'Historical scenario - input'!$D130=\"\"),\"\",I145/'Historical scenario - input'!$D130),\"\")","v":""},{"$f":"IFERROR(IF(OR(J145=\"\",'Historical scenario - input'!$D130=\"\"),\"\",J145/'Historical scenario - input'!$D130),\"\")","v":""},{"$f":"IFERROR(IF(OR(K145=\"\",'Historical scenario - input'!$D130=\"\"),\"\",K145/'Historical scenario - input'!$D130),\"\")","v":""},{"$f":"IFERROR(IF(OR(L145=\"\",'Historical scenario - input'!$D130=\"\"),\"\",L145/'Historical scenario - input'!$D130),\"\")","v":""},{"$f":"IFERROR(IF(OR(M145=\"\",'Historical scenario - input'!$D130=\"\"),\"\",M145/'Historical scenario - input'!$D130),\"\")","v":""},{"$f":"IFERROR(IF(OR(N145=\"\",'Historical scenario - input'!$D130=\"\"),\"\",N145/'Historical scenario - input'!$D130),\"\")","v":""},{"$f":"IFERROR(IF(OR(O145=\"\",'Historical scenario - input'!$D130=\"\"),\"\",O145/'Historical scenario - input'!$D130),\"\")","v":""},{"$f":"IFERROR(IF(OR(P145=\"\",'Historical scenario - input'!$D130=\"\"),\"\",P145/'Historical scenario - input'!$D130),\"\")","v":""},{"$f":"IFERROR(IF(OR(Q145=\"\",'Historical scenario - input'!$D130=\"\"),\"\",Q145/'Historical scenario - input'!$D130),\"\")","v":""},{"$f":"IFERROR(IF(OR(R145=\"\",'Historical scenario - input'!$D130=\"\"),\"\",R145/'Historical scenario - input'!$D130),\"\")","v":""},{"$f":"IFERROR(IF(OR(S145=\"\",'Historical scenario - input'!$D130=\"\"),\"\",S145/'Historical scenario - input'!$D130),\"\")","v":""},{"$f":"IFERROR(IF(OR(T145=\"\",'Historical scenario - input'!$D130=\"\"),\"\",T145/'Historical scenario - input'!$D130),\"\")","v":""},{"$f":"IFERROR(IF(OR(U145=\"\",'Historical scenario - input'!$D130=\"\"),\"\",U145/'Historical scenario - input'!$D130),\"\")","v":""},{"$f":"IFERROR(IF(OR(V145=\"\",'Historical scenario - input'!$D130=\"\"),\"\",V145/'Historical scenario - input'!$D130),\"\")","v":""},{"$f":"IFERROR(IF(OR(W145=\"\",'Historical scenario - input'!$D130=\"\"),\"\",W145/'Historical scenario - input'!$D130),\"\")","v":""}]
[{"$f":"IFERROR('Historical scenario - input'!A131,\"\")","v":""},{"$f":"IFERROR('Historical scenario - input'!B131,\"\")","v":0},{"$f":"IFERROR('Historical scenario - input'!C131,\"\")","v":0},{"$f":"IFERROR(repcalc('Historical scenario - input'!$CV131:$GH131,'Historical scenario - input'!$G131,'Historical scenario - input'!$E131,'Historical scenario - input'!$F131,20,TRUE,TRUE),\"\")","v":""},"","","","","","","","","","","","","","","","","","","",{"$f":"IFERROR(IF(OR(D146=\"\",'Historical scenario - input'!$D131=\"\"),\"\",D146/'Historical scenario - input'!$D131),\"\")","v":""},{"$f":"IFERROR(IF(OR(E146=\"\",'Historical scenario - input'!$D131=\"\"),\"\",E146/'Historical scenario - input'!$D131),\"\")","v":""},{"$f":"IFERROR(IF(OR(F146=\"\",'Historical scenario - input'!$D131=\"\"),\"\",F146/'Historical scenario - input'!$D131),\"\")","v":""},{"$f":"IFERROR(IF(OR(G146=\"\",'Historical scenario - input'!$D131=\"\"),\"\",G146/'Historical scenario - input'!$D131),\"\")","v":""},{"$f":"IFERROR(IF(OR(H146=\"\",'Historical scenario - input'!$D131=\"\"),\"\",H146/'Historical scenario - input'!$D131),\"\")","v":""},{"$f":"IFERROR(IF(OR(I146=\"\",'Historical scenario - input'!$D131=\"\"),\"\",I146/'Historical scenario - input'!$D131),\"\")","v":""},{"$f":"IFERROR(IF(OR(J146=\"\",'Historical scenario - input'!$D131=\"\"),\"\",J146/'Historical scenario - input'!$D131),\"\")","v":""},{"$f":"IFERROR(IF(OR(K146=\"\",'Historical scenario - input'!$D131=\"\"),\"\",K146/'Historical scenario - input'!$D131),\"\")","v":""},{"$f":"IFERROR(IF(OR(L146=\"\",'Historical scenario - input'!$D131=\"\"),\"\",L146/'Historical scenario - input'!$D131),\"\")","v":""},{"$f":"IFERROR(IF(OR(M146=\"\",'Historical scenario - input'!$D131=\"\"),\"\",M146/'Historical scenario - input'!$D131),\"\")","v":""},{"$f":"IFERROR(IF(OR(N146=\"\",'Historical scenario - input'!$D131=\"\"),\"\",N146/'Historical scenario - input'!$D131),\"\")","v":""},{"$f":"IFERROR(IF(OR(O146=\"\",'Historical scenario - input'!$D131=\"\"),\"\",O146/'Historical scenario - input'!$D131),\"\")","v":""},{"$f":"IFERROR(IF(OR(P146=\"\",'Historical scenario - input'!$D131=\"\"),\"\",P146/'Historical scenario - input'!$D131),\"\")","v":""},{"$f":"IFERROR(IF(OR(Q146=\"\",'Historical scenario - input'!$D131=\"\"),\"\",Q146/'Historical scenario - input'!$D131),\"\")","v":""},{"$f":"IFERROR(IF(OR(R146=\"\",'Historical scenario - input'!$D131=\"\"),\"\",R146/'Historical scenario - input'!$D131),\"\")","v":""},{"$f":"IFERROR(IF(OR(S146=\"\",'Historical scenario - input'!$D131=\"\"),\"\",S146/'Historical scenario - input'!$D131),\"\")","v":""},{"$f":"IFERROR(IF(OR(T146=\"\",'Historical scenario - input'!$D131=\"\"),\"\",T146/'Historical scenario - input'!$D131),\"\")","v":""},{"$f":"IFERROR(IF(OR(U146=\"\",'Historical scenario - input'!$D131=\"\"),\"\",U146/'Historical scenario - input'!$D131),\"\")","v":""},{"$f":"IFERROR(IF(OR(V146=\"\",'Historical scenario - input'!$D131=\"\"),\"\",V146/'Historical scenario - input'!$D131),\"\")","v":""},{"$f":"IFERROR(IF(OR(W146=\"\",'Historical scenario - input'!$D131=\"\"),\"\",W146/'Historical scenario - input'!$D131),\"\")","v":""}]
[{"$f":"IFERROR('Historical scenario - input'!A132,\"\")","v":""},{"$f":"IFERROR('Historical scenario - input'!B132,\"\")","v":0},{"$f":"IFERROR('Historical scenario - input'!C132,\"\")","v":0},{"$f":"IFERROR(repcalc('Historical scenario - input'!$CV132:$GH132,'Historical scenario - input'!$G132,'Historical scenario - input'!$E132,'Historical scenario - input'!$F132,20,TRUE,TRUE),\"\")","v":""},"","","","","","","","","","","","","","","","","","","",{"$f":"IFERROR(IF(OR(D147=\"\",'Historical scenario - input'!$D132=\"\"),\"\",D147/'Historical scenario - input'!$D132),\"\")","v":""},{"$f":"IFERROR(IF(OR(E147=\"\",'Historical scenario - input'!$D132=\"\"),\"\",E147/'Historical scenario - input'!$D132),\"\")","v":""},{"$f":"IFERROR(IF(OR(F147=\"\",'Historical scenario - input'!$D132=\"\"),\"\",F147/'Historical scenario - input'!$D132),\"\")","v":""},{"$f":"IFERROR(IF(OR(G147=\"\",'Historical scenario - input'!$D132=\"\"),\"\",G147/'Historical scenario - input'!$D132),\"\")","v":""},{"$f":"IFERROR(IF(OR(H147=\"\",'Historical scenario - input'!$D132=\"\"),\"\",H147/'Historical scenario - input'!$D132),\"\")","v":""},{"$f":"IFERROR(IF(OR(I147=\"\",'Historical scenario - input'!$D132=\"\"),\"\",I147/'Historical scenario - input'!$D132),\"\")","v":""},{"$f":"IFERROR(IF(OR(J147=\"\",'Historical scenario - input'!$D132=\"\"),\"\",J147/'Historical scenario - input'!$D132),\"\")","v":""},{"$f":"IFERROR(IF(OR(K147=\"\",'Historical scenario - input'!$D132=\"\"),\"\",K147/'Historical scenario - input'!$D132),\"\")","v":""},{"$f":"IFERROR(IF(OR(L147=\"\",'Historical scenario - input'!$D132=\"\"),\"\",L147/'Historical scenario - input'!$D132),\"\")","v":""},{"$f":"IFERROR(IF(OR(M147=\"\",'Historical scenario - input'!$D132=\"\"),\"\",M147/'Historical scenario - input'!$D132),\"\")","v":""},{"$f":"IFERROR(IF(OR(N147=\"\",'Historical scenario - input'!$D132=\"\"),\"\",N147/'Historical scenario - input'!$D132),\"\")","v":""},{"$f":"IFERROR(IF(OR(O147=\"\",'Historical scenario - input'!$D132=\"\"),\"\",O147/'Historical scenario - input'!$D132),\"\")","v":""},{"$f":"IFERROR(IF(OR(P147=\"\",'Historical scenario - input'!$D132=\"\"),\"\",P147/'Historical scenario - input'!$D132),\"\")","v":""},{"$f":"IFERROR(IF(OR(Q147=\"\",'Historical scenario - input'!$D132=\"\"),\"\",Q147/'Historical scenario - input'!$D132),\"\")","v":""},{"$f":"IFERROR(IF(OR(R147=\"\",'Historical scenario - input'!$D132=\"\"),\"\",R147/'Historical scenario - input'!$D132),\"\")","v":""},{"$f":"IFERROR(IF(OR(S147=\"\",'Historical scenario - input'!$D132=\"\"),\"\",S147/'Historical scenario - input'!$D132),\"\")","v":""},{"$f":"IFERROR(IF(OR(T147=\"\",'Historical scenario - input'!$D132=\"\"),\"\",T147/'Historical scenario - input'!$D132),\"\")","v":""},{"$f":"IFERROR(IF(OR(U147=\"\",'Historical scenario - input'!$D132=\"\"),\"\",U147/'Historical scenario - input'!$D132),\"\")","v":""},{"$f":"IFERROR(IF(OR(V147=\"\",'Historical scenario - input'!$D132=\"\"),\"\",V147/'Historical scenario - input'!$D132),\"\")","v":""},{"$f":"IFERROR(IF(OR(W147=\"\",'Historical scenario - input'!$D132=\"\"),\"\",W147/'Historical scenario - input'!$D132),\"\")","v":""}]
[{"$f":"IFERROR('Historical scenario - input'!A133,\"\")","v":""},{"$f":"IFERROR('Historical scenario - input'!B133,\"\")","v":0},{"$f":"IFERROR('Historical scenario - input'!C133,\"\")","v":0},{"$f":"IFERROR(repcalc('Historical scenario - input'!$CV133:$GH133,'Historical scenario - input'!$G133,'Historical scenario - input'!$E133,'Historical scenario - input'!$F133,20,TRUE,TRUE),\"\")","v":""},"","","","","","","","","","","","","","","","","","","",{"$f":"IFERROR(IF(OR(D148=\"\",'Historical scenario - input'!$D133=\"\"),\"\",D148/'Historical scenario - input'!$D133),\"\")","v":""},{"$f":"IFERROR(IF(OR(E148=\"\",'Historical scenario - input'!$D133=\"\"),\"\",E148/'Historical scenario - input'!$D133),\"\")","v":""},{"$f":"IFERROR(IF(OR(F148=\"\",'Historical scenario - input'!$D133=\"\"),\"\",F148/'Historical scenario - input'!$D133),\"\")","v":""},{"$f":"IFERROR(IF(OR(G148=\"\",'Historical scenario - input'!$D133=\"\"),\"\",G148/'Historical scenario - input'!$D133),\"\")","v":""},{"$f":"IFERROR(IF(OR(H148=\"\",'Historical scenario - input'!$D133=\"\"),\"\",H148/'Historical scenario - input'!$D133),\"\")","v":""},{"$f":"IFERROR(IF(OR(I148=\"\",'Historical scenario - input'!$D133=\"\"),\"\",I148/'Historical scenario - input'!$D133),\"\")","v":""},{"$f":"IFERROR(IF(OR(J148=\"\",'Historical scenario - input'!$D133=\"\"),\"\",J148/'Historical scenario - input'!$D133),\"\")","v":""},{"$f":"IFERROR(IF(OR(K148=\"\",'Historical scenario - input'!$D133=\"\"),\"\",K148/'Historical scenario - input'!$D133),\"\")","v":""},{"$f":"IFERROR(IF(OR(L148=\"\",'Historical scenario - input'!$D133=\"\"),\"\",L148/'Historical scenario - input'!$D133),\"\")","v":""},{"$f":"IFERROR(IF(OR(M148=\"\",'Historical scenario - input'!$D133=\"\"),\"\",M148/'Historical scenario - input'!$D133),\"\")","v":""},{"$f":"IFERROR(IF(OR(N148=\"\",'Historical scenario - input'!$D133=\"\"),\"\",N148/'Historical scenario - input'!$D133),\"\")","v":""},{"$f":"IFERROR(IF(OR(O148=\"\",'Historical scenario - input'!$D133=\"\"),\"\",O148/'Historical scenario - input'!$D133),\"\")","v":""},{"$f":"IFERROR(IF(OR(P148=\"\",'Historical scenario - input'!$D133=\"\"),\"\",P148/'Historical scenario - input'!$D133),\"\")","v":""},{"$f":"IFERROR(IF(OR(Q148=\"\",'Historical scenario - input'!$D133=\"\"),\"\",Q148/'Historical scenario - input'!$D133),\"\")","v":""},{"$f":"IFERROR(IF(OR(R148=\"\",'Historical scenario - input'!$D133=\"\"),\"\",R148/'Historical scenario - input'!$D133),\"\")","v":""},{"$f":"IFERROR(IF(OR(S148=\"\",'Historical scenario - input'!$D133=\"\"),\"\",S148/'Historical scenario - input'!$D133),\"\")","v":""},{"$f":"IFERROR(IF(OR(T148=\"\",'Historical scenario - input'!$D133=\"\"),\"\",T148/'Historical scenario - input'!$D133),\"\")","v":""},{"$f":"IFERROR(IF(OR(U148=\"\",'Historical scenario - input'!$D133=\"\"),\"\",U148/'Historical scenario - input'!$D133),\"\")","v":""},{"$f":"IFERROR(IF(OR(V148=\"\",'Historical scenario - input'!$D133=\"\"),\"\",V148/'Historical scenario - input'!$D133),\"\")","v":""},{"$f":"IFERROR(IF(OR(W148=\"\",'Historical scenario - input'!$D133=\"\"),\"\",W148/'Historical scenario - input'!$D133),\"\")","v":""}]
[{"$f":"IFERROR('Historical scenario - input'!A134,\"\")","v":""},{"$f":"IFERROR('Historical scenario - input'!B134,\"\")","v":0},{"$f":"IFERROR('Historical scenario - input'!C134,\"\")","v":0},{"$f":"IFERROR(repcalc('Historical scenario - input'!$CV134:$GH134,'Historical scenario - input'!$G134,'Historical scenario - input'!$E134,'Historical scenario - input'!$F134,20,TRUE,TRUE),\"\")","v":""},"","","","","","","","","","","","","","","","","","","",{"$f":"IFERROR(IF(OR(D149=\"\",'Historical scenario - input'!$D134=\"\"),\"\",D149/'Historical scenario - input'!$D134),\"\")","v":""},{"$f":"IFERROR(IF(OR(E149=\"\",'Historical scenario - input'!$D134=\"\"),\"\",E149/'Historical scenario - input'!$D134),\"\")","v":""},{"$f":"IFERROR(IF(OR(F149=\"\",'Historical scenario - input'!$D134=\"\"),\"\",F149/'Historical scenario - input'!$D134),\"\")","v":""},{"$f":"IFERROR(IF(OR(G149=\"\",'Historical scenario - input'!$D134=\"\"),\"\",G149/'Historical scenario - input'!$D134),\"\")","v":""},{"$f":"IFERROR(IF(OR(H149=\"\",'Historical scenario - input'!$D134=\"\"),\"\",H149/'Historical scenario - input'!$D134),\"\")","v":""},{"$f":"IFERROR(IF(OR(I149=\"\",'Historical scenario - input'!$D134=\"\"),\"\",I149/'Historical scenario - input'!$D134),\"\")","v":""},{"$f":"IFERROR(IF(OR(J149=\"\",'Historical scenario - input'!$D134=\"\"),\"\",J149/'Historical scenario - input'!$D134),\"\")","v":""},{"$f":"IFERROR(IF(OR(K149=\"\",'Historical scenario - input'!$D134=\"\"),\"\",K149/'Historical scenario - input'!$D134),\"\")","v":""},{"$f":"IFERROR(IF(OR(L149=\"\",'Historical scenario - input'!$D134=\"\"),\"\",L149/'Historical scenario - input'!$D134),\"\")","v":""},{"$f":"IFERROR(IF(OR(M149=\"\",'Historical scenario - input'!$D134=\"\"),\"\",M149/'Historical scenario - input'!$D134),\"\")","v":""},{"$f":"IFERROR(IF(OR(N149=\"\",'Historical scenario - input'!$D134=\"\"),\"\",N149/'Historical scenario - input'!$D134),\"\")","v":""},{"$f":"IFERROR(IF(OR(O149=\"\",'Historical scenario - input'!$D134=\"\"),\"\",O149/'Historical scenario - input'!$D134),\"\")","v":""},{"$f":"IFERROR(IF(OR(P149=\"\",'Historical scenario - input'!$D134=\"\"),\"\",P149/'Historical scenario - input'!$D134),\"\")","v":""},{"$f":"IFERROR(IF(OR(Q149=\"\",'Historical scenario - input'!$D134=\"\"),\"\",Q149/'Historical scenario - input'!$D134),\"\")","v":""},{"$f":"IFERROR(IF(OR(R149=\"\",'Historical scenario - input'!$D134=\"\"),\"\",R149/'Historical scenario - input'!$D134),\"\")","v":""},{"$f":"IFERROR(IF(OR(S149=\"\",'Historical scenario - input'!$D134=\"\"),\"\",S149/'Historical scenario - input'!$D134),\"\")","v":""},{"$f":"IFERROR(IF(OR(T149=\"\",'Historical scenario - input'!$D134=\"\"),\"\",T149/'Historical scenario - input'!$D134),\"\")","v":""},{"$f":"IFERROR(IF(OR(U149=\"\",'Historical scenario - input'!$D134=\"\"),\"\",U149/'Historical scenario - input'!$D134),\"\")","v":""},{"$f":"IFERROR(IF(OR(V149=\"\",'Historical scenario - input'!$D134=\"\"),\"\",V149/'Historical scenario - input'!$D134),\"\")","v":""},{"$f":"IFERROR(IF(OR(W149=\"\",'Historical scenario - input'!$D134=\"\"),\"\",W149/'Historical scenario - input'!$D134),\"\")","v":""}]
[{"$f":"IFERROR('Historical scenario - input'!A135,\"\")","v":""},{"$f":"IFERROR('Historical scenario - input'!B135,\"\")","v":0},{"$f":"IFERROR('Historical scenario - input'!C135,\"\")","v":0},{"$f":"IFERROR(repcalc('Historical scenario - input'!$CV135:$GH135,'Historical scenario - input'!$G135,'Historical scenario - input'!$E135,'Historical scenario - input'!$F135,20,TRUE,TRUE),\"\")","v":""},"","","","","","","","","","","","","","","","","","","",{"$f":"IFERROR(IF(OR(D150=\"\",'Historical scenario - input'!$D135=\"\"),\"\",D150/'Historical scenario - input'!$D135),\"\")","v":""},{"$f":"IFERROR(IF(OR(E150=\"\",'Historical scenario - input'!$D135=\"\"),\"\",E150/'Historical scenario - input'!$D135),\"\")","v":""},{"$f":"IFERROR(IF(OR(F150=\"\",'Historical scenario - input'!$D135=\"\"),\"\",F150/'Historical scenario - input'!$D135),\"\")","v":""},{"$f":"IFERROR(IF(OR(G150=\"\",'Historical scenario - input'!$D135=\"\"),\"\",G150/'Historical scenario - input'!$D135),\"\")","v":""},{"$f":"IFERROR(IF(OR(H150=\"\",'Historical scenario - input'!$D135=\"\"),\"\",H150/'Historical scenario - input'!$D135),\"\")","v":""},{"$f":"IFERROR(IF(OR(I150=\"\",'Historical scenario - input'!$D135=\"\"),\"\",I150/'Historical scenario - input'!$D135),\"\")","v":""},{"$f":"IFERROR(IF(OR(J150=\"\",'Historical scenario - input'!$D135=\"\"),\"\",J150/'Historical scenario - input'!$D135),\"\")","v":""},{"$f":"IFERROR(IF(OR(K150=\"\",'Historical scenario - input'!$D135=\"\"),\"\",K150/'Historical scenario - input'!$D135),\"\")","v":""},{"$f":"IFERROR(IF(OR(L150=\"\",'Historical scenario - input'!$D135=\"\"),\"\",L150/'Historical scenario - input'!$D135),\"\")","v":""},{"$f":"IFERROR(IF(OR(M150=\"\",'Historical scenario - input'!$D135=\"\"),\"\",M150/'Historical scenario - input'!$D135),\"\")","v":""},{"$f":"IFERROR(IF(OR(N150=\"\",'Historical scenario - input'!$D135=\"\"),\"\",N150/'Historical scenario - input'!$D135),\"\")","v":""},{"$f":"IFERROR(IF(OR(O150=\"\",'Historical scenario - input'!$D135=\"\"),\"\",O150/'Historical scenario - input'!$D135),\"\")","v":""},{"$f":"IFERROR(IF(OR(P150=\"\",'Historical scenario - input'!$D135=\"\"),\"\",P150/'Historical scenario - input'!$D135),\"\")","v":""},{"$f":"IFERROR(IF(OR(Q150=\"\",'Historical scenario - input'!$D135=\"\"),\"\",Q150/'Historical scenario - input'!$D135),\"\")","v":""},{"$f":"IFERROR(IF(OR(R150=\"\",'Historical scenario - input'!$D135=\"\"),\"\",R150/'Historical scenario - input'!$D135),\"\")","v":""},{"$f":"IFERROR(IF(OR(S150=\"\",'Historical scenario - input'!$D135=\"\"),\"\",S150/'Historical scenario - input'!$D135),\"\")","v":""},{"$f":"IFERROR(IF(OR(T150=\"\",'Historical scenario - input'!$D135=\"\"),\"\",T150/'Historical scenario - input'!$D135),\"\")","v":""},{"$f":"IFERROR(IF(OR(U150=\"\",'Historical scenario - input'!$D135=\"\"),\"\",U150/'Historical scenario - input'!$D135),\"\")","v":""},{"$f":"IFERROR(IF(OR(V150=\"\",'Historical scenario - input'!$D135=\"\"),\"\",V150/'Historical scenario - input'!$D135),\"\")","v":""},{"$f":"IFERROR(IF(OR(W150=\"\",'Historical scenario - input'!$D135=\"\"),\"\",W150/'Historical scenario - input'!$D135),\"\")","v":""}]
[{"$f":"IFERROR('Historical scenario - input'!A136,\"\")","v":""},{"$f":"IFERROR('Historical scenario - input'!B136,\"\")","v":0},{"$f":"IFERROR('Historical scenario - input'!C136,\"\")","v":0},{"$f":"IFERROR(repcalc('Historical scenario - input'!$CV136:$GH136,'Historical scenario - input'!$G136,'Historical scenario - input'!$E136,'Historical scenario - input'!$F136,20,TRUE,TRUE),\"\")","v":""},"","","","","","","","","","","","","","","","","","","",{"$f":"IFERROR(IF(OR(D151=\"\",'Historical scenario - input'!$D136=\"\"),\"\",D151/'Historical scenario - input'!$D136),\"\")","v":""},{"$f":"IFERROR(IF(OR(E151=\"\",'Historical scenario - input'!$D136=\"\"),\"\",E151/'Historical scenario - input'!$D136),\"\")","v":""},{"$f":"IFERROR(IF(OR(F151=\"\",'Historical scenario - input'!$D136=\"\"),\"\",F151/'Historical scenario - input'!$D136),\"\")","v":""},{"$f":"IFERROR(IF(OR(G151=\"\",'Historical scenario - input'!$D136=\"\"),\"\",G151/'Historical scenario - input'!$D136),\"\")","v":""},{"$f":"IFERROR(IF(OR(H151=\"\",'Historical scenario - input'!$D136=\"\"),\"\",H151/'Historical scenario - input'!$D136),\"\")","v":""},{"$f":"IFERROR(IF(OR(I151=\"\",'Historical scenario - input'!$D136=\"\"),\"\",I151/'Historical scenario - input'!$D136),\"\")","v":""},{"$f":"IFERROR(IF(OR(J151=\"\",'Historical scenario - input'!$D136=\"\"),\"\",J151/'Historical scenario - input'!$D136),\"\")","v":""},{"$f":"IFERROR(IF(OR(K151=\"\",'Historical scenario - input'!$D136=\"\"),\"\",K151/'Historical scenario - input'!$D136),\"\")","v":""},{"$f":"IFERROR(IF(OR(L151=\"\",'Historical scenario - input'!$D136=\"\"),\"\",L151/'Historical scenario - input'!$D136),\"\")","v":""},{"$f":"IFERROR(IF(OR(M151=\"\",'Historical scenario - input'!$D136=\"\"),\"\",M151/'Historical scenario - input'!$D136),\"\")","v":""},{"$f":"IFERROR(IF(OR(N151=\"\",'Historical scenario - input'!$D136=\"\"),\"\",N151/'Historical scenario - input'!$D136),\"\")","v":""},{"$f":"IFERROR(IF(OR(O151=\"\",'Historical scenario - input'!$D136=\"\"),\"\",O151/'Historical scenario - input'!$D136),\"\")","v":""},{"$f":"IFERROR(IF(OR(P151=\"\",'Historical scenario - input'!$D136=\"\"),\"\",P151/'Historical scenario - input'!$D136),\"\")","v":""},{"$f":"IFERROR(IF(OR(Q151=\"\",'Historical scenario - input'!$D136=\"\"),\"\",Q151/'Historical scenario - input'!$D136),\"\")","v":""},{"$f":"IFERROR(IF(OR(R151=\"\",'Historical scenario - input'!$D136=\"\"),\"\",R151/'Historical scenario - input'!$D136),\"\")","v":""},{"$f":"IFERROR(IF(OR(S151=\"\",'Historical scenario - input'!$D136=\"\"),\"\",S151/'Historical scenario - input'!$D136),\"\")","v":""},{"$f":"IFERROR(IF(OR(T151=\"\",'Historical scenario - input'!$D136=\"\"),\"\",T151/'Historical scenario - input'!$D136),\"\")","v":""},{"$f":"IFERROR(IF(OR(U151=\"\",'Historical scenario - input'!$D136=\"\"),\"\",U151/'Historical scenario - input'!$D136),\"\")","v":""},{"$f":"IFERROR(IF(OR(V151=\"\",'Historical scenario - input'!$D136=\"\"),\"\",V151/'Historical scenario - input'!$D136),\"\")","v":""},{"$f":"IFERROR(IF(OR(W151=\"\",'Historical scenario - input'!$D136=\"\"),\"\",W151/'Historical scenario - input'!$D136),\"\")","v":""}]
[{"$f":"IFERROR('Historical scenario - input'!A137,\"\")","v":""},{"$f":"IFERROR('Historical scenario - input'!B137,\"\")","v":0},{"$f":"IFERROR('Historical scenario - input'!C137,\"\")","v":0},{"$f":"IFERROR(repcalc('Historical scenario - input'!$CV137:$GH137,'Historical scenario - input'!$G137,'Historical scenario - input'!$E137,'Historical scenario - input'!$F137,20,TRUE,TRUE),\"\")","v":""},"","","","","","","","","","","","","","","","","","","",{"$f":"IFERROR(IF(OR(D152=\"\",'Historical scenario - input'!$D137=\"\"),\"\",D152/'Historical scenario - input'!$D137),\"\")","v":""},{"$f":"IFERROR(IF(OR(E152=\"\",'Historical scenario - input'!$D137=\"\"),\"\",E152/'Historical scenario - input'!$D137),\"\")","v":""},{"$f":"IFERROR(IF(OR(F152=\"\",'Historical scenario - input'!$D137=\"\"),\"\",F152/'Historical scenario - input'!$D137),\"\")","v":""},{"$f":"IFERROR(IF(OR(G152=\"\",'Historical scenario - input'!$D137=\"\"),\"\",G152/'Historical scenario - input'!$D137),\"\")","v":""},{"$f":"IFERROR(IF(OR(H152=\"\",'Historical scenario - input'!$D137=\"\"),\"\",H152/'Historical scenario - input'!$D137),\"\")","v":""},{"$f":"IFERROR(IF(OR(I152=\"\",'Historical scenario - input'!$D137=\"\"),\"\",I152/'Historical scenario - input'!$D137),\"\")","v":""},{"$f":"IFERROR(IF(OR(J152=\"\",'Historical scenario - input'!$D137=\"\"),\"\",J152/'Historical scenario - input'!$D137),\"\")","v":""},{"$f":"IFERROR(IF(OR(K152=\"\",'Historical scenario - input'!$D137=\"\"),\"\",K152/'Historical scenario - input'!$D137),\"\")","v":""},{"$f":"IFERROR(IF(OR(L152=\"\",'Historical scenario - input'!$D137=\"\"),\"\",L152/'Historical scenario - input'!$D137),\"\")","v":""},{"$f":"IFERROR(IF(OR(M152=\"\",'Historical scenario - input'!$D137=\"\"),\"\",M152/'Historical scenario - input'!$D137),\"\")","v":""},{"$f":"IFERROR(IF(OR(N152=\"\",'Historical scenario - input'!$D137=\"\"),\"\",N152/'Historical scenario - input'!$D137),\"\")","v":""},{"$f":"IFERROR(IF(OR(O152=\"\",'Historical scenario - input'!$D137=\"\"),\"\",O152/'Historical scenario - input'!$D137),\"\")","v":""},{"$f":"IFERROR(IF(OR(P152=\"\",'Historical scenario - input'!$D137=\"\"),\"\",P152/'Historical scenario - input'!$D137),\"\")","v":""},{"$f":"IFERROR(IF(OR(Q152=\"\",'Historical scenario - input'!$D137=\"\"),\"\",Q152/'Historical scenario - input'!$D137),\"\")","v":""},{"$f":"IFERROR(IF(OR(R152=\"\",'Historical scenario - input'!$D137=\"\"),\"\",R152/'Historical scenario - input'!$D137),\"\")","v":""},{"$f":"IFERROR(IF(OR(S152=\"\",'Historical scenario - input'!$D137=\"\"),\"\",S152/'Historical scenario - input'!$D137),\"\")","v":""},{"$f":"IFERROR(IF(OR(T152=\"\",'Historical scenario - input'!$D137=\"\"),\"\",T152/'Historical scenario - input'!$D137),\"\")","v":""},{"$f":"IFERROR(IF(OR(U152=\"\",'Historical scenario - input'!$D137=\"\"),\"\",U152/'Historical scenario - input'!$D137),\"\")","v":""},{"$f":"IFERROR(IF(OR(V152=\"\",'Historical scenario - input'!$D137=\"\"),\"\",V152/'Historical scenario - input'!$D137),\"\")","v":""},{"$f":"IFERROR(IF(OR(W152=\"\",'Historical scenario - input'!$D137=\"\"),\"\",W152/'Historical scenario - input'!$D137),\"\")","v":""}]
[{"$f":"IFERROR('Historical scenario - input'!A138,\"\")","v":""},{"$f":"IFERROR('Historical scenario - input'!B138,\"\")","v":0},{"$f":"IFERROR('Historical scenario - input'!C138,\"\")","v":0},{"$f":"IFERROR(repcalc('Historical scenario - input'!$CV138:$GH138,'Historical scenario - input'!$G138,'Historical scenario - input'!$E138,'Historical scenario - input'!$F138,20,TRUE,TRUE),\"\")","v":""},"","","","","","","","","","","","","","","","","","","",{"$f":"IFERROR(IF(OR(D153=\"\",'Historical scenario - input'!$D138=\"\"),\"\",D153/'Historical scenario - input'!$D138),\"\")","v":""},{"$f":"IFERROR(IF(OR(E153=\"\",'Historical scenario - input'!$D138=\"\"),\"\",E153/'Historical scenario - input'!$D138),\"\")","v":""},{"$f":"IFERROR(IF(OR(F153=\"\",'Historical scenario - input'!$D138=\"\"),\"\",F153/'Historical scenario - input'!$D138),\"\")","v":""},{"$f":"IFERROR(IF(OR(G153=\"\",'Historical scenario - input'!$D138=\"\"),\"\",G153/'Historical scenario - input'!$D138),\"\")","v":""},{"$f":"IFERROR(IF(OR(H153=\"\",'Historical scenario - input'!$D138=\"\"),\"\",H153/'Historical scenario - input'!$D138),\"\")","v":""},{"$f":"IFERROR(IF(OR(I153=\"\",'Historical scenario - input'!$D138=\"\"),\"\",I153/'Historical scenario - input'!$D138),\"\")","v":""},{"$f":"IFERROR(IF(OR(J153=\"\",'Historical scenario - input'!$D138=\"\"),\"\",J153/'Historical scenario - input'!$D138),\"\")","v":""},{"$f":"IFERROR(IF(OR(K153=\"\",'Historical scenario - input'!$D138=\"\"),\"\",K153/'Historical scenario - input'!$D138),\"\")","v":""},{"$f":"IFERROR(IF(OR(L153=\"\",'Historical scenario - input'!$D138=\"\"),\"\",L153/'Historical scenario - input'!$D138),\"\")","v":""},{"$f":"IFERROR(IF(OR(M153=\"\",'Historical scenario - input'!$D138=\"\"),\"\",M153/'Historical scenario - input'!$D138),\"\")","v":""},{"$f":"IFERROR(IF(OR(N153=\"\",'Historical scenario - input'!$D138=\"\"),\"\",N153/'Historical scenario - input'!$D138),\"\")","v":""},{"$f":"IFERROR(IF(OR(O153=\"\",'Historical scenario - input'!$D138=\"\"),\"\",O153/'Historical scenario - input'!$D138),\"\")","v":""},{"$f":"IFERROR(IF(OR(P153=\"\",'Historical scenario - input'!$D138=\"\"),\"\",P153/'Historical scenario - input'!$D138),\"\")","v":""},{"$f":"IFERROR(IF(OR(Q153=\"\",'Historical scenario - input'!$D138=\"\"),\"\",Q153/'Historical scenario - input'!$D138),\"\")","v":""},{"$f":"IFERROR(IF(OR(R153=\"\",'Historical scenario - input'!$D138=\"\"),\"\",R153/'Historical scenario - input'!$D138),\"\")","v":""},{"$f":"IFERROR(IF(OR(S153=\"\",'Historical scenario - input'!$D138=\"\"),\"\",S153/'Historical scenario - input'!$D138),\"\")","v":""},{"$f":"IFERROR(IF(OR(T153=\"\",'Historical scenario - input'!$D138=\"\"),\"\",T153/'Historical scenario - input'!$D138),\"\")","v":""},{"$f":"IFERROR(IF(OR(U153=\"\",'Historical scenario - input'!$D138=\"\"),\"\",U153/'Historical scenario - input'!$D138),\"\")","v":""},{"$f":"IFERROR(IF(OR(V153=\"\",'Historical scenario - input'!$D138=\"\"),\"\",V153/'Historical scenario - input'!$D138),\"\")","v":""},{"$f":"IFERROR(IF(OR(W153=\"\",'Historical scenario - input'!$D138=\"\"),\"\",W153/'Historical scenario - input'!$D138),\"\")","v":""}]
[{"$f":"IFERROR('Historical scenario - input'!A139,\"\")","v":""},{"$f":"IFERROR('Historical scenario - input'!B139,\"\")","v":0},{"$f":"IFERROR('Historical scenario - input'!C139,\"\")","v":0},{"$f":"IFERROR(repcalc('Historical scenario - input'!$CV139:$GH139,'Historical scenario - input'!$G139,'Historical scenario - input'!$E139,'Historical scenario - input'!$F139,20,TRUE,TRUE),\"\")","v":""},"","","","","","","","","","","","","","","","","","","",{"$f":"IFERROR(IF(OR(D154=\"\",'Historical scenario - input'!$D139=\"\"),\"\",D154/'Historical scenario - input'!$D139),\"\")","v":""},{"$f":"IFERROR(IF(OR(E154=\"\",'Historical scenario - input'!$D139=\"\"),\"\",E154/'Historical scenario - input'!$D139),\"\")","v":""},{"$f":"IFERROR(IF(OR(F154=\"\",'Historical scenario - input'!$D139=\"\"),\"\",F154/'Historical scenario - input'!$D139),\"\")","v":""},{"$f":"IFERROR(IF(OR(G154=\"\",'Historical scenario - input'!$D139=\"\"),\"\",G154/'Historical scenario - input'!$D139),\"\")","v":""},{"$f":"IFERROR(IF(OR(H154=\"\",'Historical scenario - input'!$D139=\"\"),\"\",H154/'Historical scenario - input'!$D139),\"\")","v":""},{"$f":"IFERROR(IF(OR(I154=\"\",'Historical scenario - input'!$D139=\"\"),\"\",I154/'Historical scenario - input'!$D139),\"\")","v":""},{"$f":"IFERROR(IF(OR(J154=\"\",'Historical scenario - input'!$D139=\"\"),\"\",J154/'Historical scenario - input'!$D139),\"\")","v":""},{"$f":"IFERROR(IF(OR(K154=\"\",'Historical scenario - input'!$D139=\"\"),\"\",K154/'Historical scenario - input'!$D139),\"\")","v":""},{"$f":"IFERROR(IF(OR(L154=\"\",'Historical scenario - input'!$D139=\"\"),\"\",L154/'Historical scenario - input'!$D139),\"\")","v":""},{"$f":"IFERROR(IF(OR(M154=\"\",'Historical scenario - input'!$D139=\"\"),\"\",M154/'Historical scenario - input'!$D139),\"\")","v":""},{"$f":"IFERROR(IF(OR(N154=\"\",'Historical scenario - input'!$D139=\"\"),\"\",N154/'Historical scenario - input'!$D139),\"\")","v":""},{"$f":"IFERROR(IF(OR(O154=\"\",'Historical scenario - input'!$D139=\"\"),\"\",O154/'Historical scenario - input'!$D139),\"\")","v":""},{"$f":"IFERROR(IF(OR(P154=\"\",'Historical scenario - input'!$D139=\"\"),\"\",P154/'Historical scenario - input'!$D139),\"\")","v":""},{"$f":"IFERROR(IF(OR(Q154=\"\",'Historical scenario - input'!$D139=\"\"),\"\",Q154/'Historical scenario - input'!$D139),\"\")","v":""},{"$f":"IFERROR(IF(OR(R154=\"\",'Historical scenario - input'!$D139=\"\"),\"\",R154/'Historical scenario - input'!$D139),\"\")","v":""},{"$f":"IFERROR(IF(OR(S154=\"\",'Historical scenario - input'!$D139=\"\"),\"\",S154/'Historical scenario - input'!$D139),\"\")","v":""},{"$f":"IFERROR(IF(OR(T154=\"\",'Historical scenario - input'!$D139=\"\"),\"\",T154/'Historical scenario - input'!$D139),\"\")","v":""},{"$f":"IFERROR(IF(OR(U154=\"\",'Historical scenario - input'!$D139=\"\"),\"\",U154/'Historical scenario - input'!$D139),\"\")","v":""},{"$f":"IFERROR(IF(OR(V154=\"\",'Historical scenario - input'!$D139=\"\"),\"\",V154/'Historical scenario - input'!$D139),\"\")","v":""},{"$f":"IFERROR(IF(OR(W154=\"\",'Historical scenario - input'!$D139=\"\"),\"\",W154/'Historical scenario - input'!$D139),\"\")","v":""}]
[{"$f":"IFERROR('Historical scenario - input'!A140,\"\")","v":""},{"$f":"IFERROR('Historical scenario - input'!B140,\"\")","v":0},{"$f":"IFERROR('Historical scenario - input'!C140,\"\")","v":0},{"$f":"IFERROR(repcalc('Historical scenario - input'!$CV140:$GH140,'Historical scenario - input'!$G140,'Historical scenario - input'!$E140,'Historical scenario - input'!$F140,20,TRUE,TRUE),\"\")","v":""},"","","","","","","","","","","","","","","","","","","",{"$f":"IFERROR(IF(OR(D155=\"\",'Historical scenario - input'!$D140=\"\"),\"\",D155/'Historical scenario - input'!$D140),\"\")","v":""},{"$f":"IFERROR(IF(OR(E155=\"\",'Historical scenario - input'!$D140=\"\"),\"\",E155/'Historical scenario - input'!$D140),\"\")","v":""},{"$f":"IFERROR(IF(OR(F155=\"\",'Historical scenario - input'!$D140=\"\"),\"\",F155/'Historical scenario - input'!$D140),\"\")","v":""},{"$f":"IFERROR(IF(OR(G155=\"\",'Historical scenario - input'!$D140=\"\"),\"\",G155/'Historical scenario - input'!$D140),\"\")","v":""},{"$f":"IFERROR(IF(OR(H155=\"\",'Historical scenario - input'!$D140=\"\"),\"\",H155/'Historical scenario - input'!$D140),\"\")","v":""},{"$f":"IFERROR(IF(OR(I155=\"\",'Historical scenario - input'!$D140=\"\"),\"\",I155/'Historical scenario - input'!$D140),\"\")","v":""},{"$f":"IFERROR(IF(OR(J155=\"\",'Historical scenario - input'!$D140=\"\"),\"\",J155/'Historical scenario - input'!$D140),\"\")","v":""},{"$f":"IFERROR(IF(OR(K155=\"\",'Historical scenario - input'!$D140=\"\"),\"\",K155/'Historical scenario - input'!$D140),\"\")","v":""},{"$f":"IFERROR(IF(OR(L155=\"\",'Historical scenario - input'!$D140=\"\"),\"\",L155/'Historical scenario - input'!$D140),\"\")","v":""},{"$f":"IFERROR(IF(OR(M155=\"\",'Historical scenario - input'!$D140=\"\"),\"\",M155/'Historical scenario - input'!$D140),\"\")","v":""},{"$f":"IFERROR(IF(OR(N155=\"\",'Historical scenario - input'!$D140=\"\"),\"\",N155/'Historical scenario - input'!$D140),\"\")","v":""},{"$f":"IFERROR(IF(OR(O155=\"\",'Historical scenario - input'!$D140=\"\"),\"\",O155/'Historical scenario - input'!$D140),\"\")","v":""},{"$f":"IFERROR(IF(OR(P155=\"\",'Historical scenario - input'!$D140=\"\"),\"\",P155/'Historical scenario - input'!$D140),\"\")","v":""},{"$f":"IFERROR(IF(OR(Q155=\"\",'Historical scenario - input'!$D140=\"\"),\"\",Q155/'Historical scenario - input'!$D140),\"\")","v":""},{"$f":"IFERROR(IF(OR(R155=\"\",'Historical scenario - input'!$D140=\"\"),\"\",R155/'Historical scenario - input'!$D140),\"\")","v":""},{"$f":"IFERROR(IF(OR(S155=\"\",'Historical scenario - input'!$D140=\"\"),\"\",S155/'Historical scenario - input'!$D140),\"\")","v":""},{"$f":"IFERROR(IF(OR(T155=\"\",'Historical scenario - input'!$D140=\"\"),\"\",T155/'Historical scenario - input'!$D140),\"\")","v":""},{"$f":"IFERROR(IF(OR(U155=\"\",'Historical scenario - input'!$D140=\"\"),\"\",U155/'Historical scenario - input'!$D140),\"\")","v":""},{"$f":"IFERROR(IF(OR(V155=\"\",'Historical scenario - input'!$D140=\"\"),\"\",V155/'Historical scenario - input'!$D140),\"\")","v":""},{"$f":"IFERROR(IF(OR(W155=\"\",'Historical scenario - input'!$D140=\"\"),\"\",W155/'Historical scenario - input'!$D140),\"\")","v":""}]
[{"$f":"IFERROR('Historical scenario - input'!A141,\"\")","v":""},{"$f":"IFERROR('Historical scenario - input'!B141,\"\")","v":0},{"$f":"IFERROR('Historical scenario - input'!C141,\"\")","v":0},{"$f":"IFERROR(repcalc('Historical scenario - input'!$CV141:$GH141,'Historical scenario - input'!$G141,'Historical scenario - input'!$E141,'Historical scenario - input'!$F141,20,TRUE,TRUE),\"\")","v":""},"","","","","","","","","","","","","","","","","","","",{"$f":"IFERROR(IF(OR(D156=\"\",'Historical scenario - input'!$D141=\"\"),\"\",D156/'Historical scenario - input'!$D141),\"\")","v":""},{"$f":"IFERROR(IF(OR(E156=\"\",'Historical scenario - input'!$D141=\"\"),\"\",E156/'Historical scenario - input'!$D141),\"\")","v":""},{"$f":"IFERROR(IF(OR(F156=\"\",'Historical scenario - input'!$D141=\"\"),\"\",F156/'Historical scenario - input'!$D141),\"\")","v":""},{"$f":"IFERROR(IF(OR(G156=\"\",'Historical scenario - input'!$D141=\"\"),\"\",G156/'Historical scenario - input'!$D141),\"\")","v":""},{"$f":"IFERROR(IF(OR(H156=\"\",'Historical scenario - input'!$D141=\"\"),\"\",H156/'Historical scenario - input'!$D141),\"\")","v":""},{"$f":"IFERROR(IF(OR(I156=\"\",'Historical scenario - input'!$D141=\"\"),\"\",I156/'Historical scenario - input'!$D141),\"\")","v":""},{"$f":"IFERROR(IF(OR(J156=\"\",'Historical scenario - input'!$D141=\"\"),\"\",J156/'Historical scenario - input'!$D141),\"\")","v":""},{"$f":"IFERROR(IF(OR(K156=\"\",'Historical scenario - input'!$D141=\"\"),\"\",K156/'Historical scenario - input'!$D141),\"\")","v":""},{"$f":"IFERROR(IF(OR(L156=\"\",'Historical scenario - input'!$D141=\"\"),\"\",L156/'Historical scenario - input'!$D141),\"\")","v":""},{"$f":"IFERROR(IF(OR(M156=\"\",'Historical scenario - input'!$D141=\"\"),\"\",M156/'Historical scenario - input'!$D141),\"\")","v":""},{"$f":"IFERROR(IF(OR(N156=\"\",'Historical scenario - input'!$D141=\"\"),\"\",N156/'Historical scenario - input'!$D141),\"\")","v":""},{"$f":"IFERROR(IF(OR(O156=\"\",'Historical scenario - input'!$D141=\"\"),\"\",O156/'Historical scenario - input'!$D141),\"\")","v":""},{"$f":"IFERROR(IF(OR(P156=\"\",'Historical scenario - input'!$D141=\"\"),\"\",P156/'Historical scenario - input'!$D141),\"\")","v":""},{"$f":"IFERROR(IF(OR(Q156=\"\",'Historical scenario - input'!$D141=\"\"),\"\",Q156/'Historical scenario - input'!$D141),\"\")","v":""},{"$f":"IFERROR(IF(OR(R156=\"\",'Historical scenario - input'!$D141=\"\"),\"\",R156/'Historical scenario - input'!$D141),\"\")","v":""},{"$f":"IFERROR(IF(OR(S156=\"\",'Historical scenario - input'!$D141=\"\"),\"\",S156/'Historical scenario - input'!$D141),\"\")","v":""},{"$f":"IFERROR(IF(OR(T156=\"\",'Historical scenario - input'!$D141=\"\"),\"\",T156/'Historical scenario - input'!$D141),\"\")","v":""},{"$f":"IFERROR(IF(OR(U156=\"\",'Historical scenario - input'!$D141=\"\"),\"\",U156/'Historical scenario - input'!$D141),\"\")","v":""},{"$f":"IFERROR(IF(OR(V156=\"\",'Historical scenario - input'!$D141=\"\"),\"\",V156/'Historical scenario - input'!$D141),\"\")","v":""},{"$f":"IFERROR(IF(OR(W156=\"\",'Historical scenario - input'!$D141=\"\"),\"\",W156/'Historical scenario - input'!$D141),\"\")","v":""}]
[{"$f":"IFERROR('Historical scenario - input'!A142,\"\")","v":""},{"$f":"IFERROR('Historical scenario - input'!B142,\"\")","v":0},{"$f":"IFERROR('Historical scenario - input'!C142,\"\")","v":0},{"$f":"IFERROR(repcalc('Historical scenario - input'!$CV142:$GH142,'Historical scenario - input'!$G142,'Historical scenario - input'!$E142,'Historical scenario - input'!$F142,20,TRUE,TRUE),\"\")","v":""},"","","","","","","","","","","","","","","","","","","",{"$f":"IFERROR(IF(OR(D157=\"\",'Historical scenario - input'!$D142=\"\"),\"\",D157/'Historical scenario - input'!$D142),\"\")","v":""},{"$f":"IFERROR(IF(OR(E157=\"\",'Historical scenario - input'!$D142=\"\"),\"\",E157/'Historical scenario - input'!$D142),\"\")","v":""},{"$f":"IFERROR(IF(OR(F157=\"\",'Historical scenario - input'!$D142=\"\"),\"\",F157/'Historical scenario - input'!$D142),\"\")","v":""},{"$f":"IFERROR(IF(OR(G157=\"\",'Historical scenario - input'!$D142=\"\"),\"\",G157/'Historical scenario - input'!$D142),\"\")","v":""},{"$f":"IFERROR(IF(OR(H157=\"\",'Historical scenario - input'!$D142=\"\"),\"\",H157/'Historical scenario - input'!$D142),\"\")","v":""},{"$f":"IFERROR(IF(OR(I157=\"\",'Historical scenario - input'!$D142=\"\"),\"\",I157/'Historical scenario - input'!$D142),\"\")","v":""},{"$f":"IFERROR(IF(OR(J157=\"\",'Historical scenario - input'!$D142=\"\"),\"\",J157/'Historical scenario - input'!$D142),\"\")","v":""},{"$f":"IFERROR(IF(OR(K157=\"\",'Historical scenario - input'!$D142=\"\"),\"\",K157/'Historical scenario - input'!$D142),\"\")","v":""},{"$f":"IFERROR(IF(OR(L157=\"\",'Historical scenario - input'!$D142=\"\"),\"\",L157/'Historical scenario - input'!$D142),\"\")","v":""},{"$f":"IFERROR(IF(OR(M157=\"\",'Historical scenario - input'!$D142=\"\"),\"\",M157/'Historical scenario - input'!$D142),\"\")","v":""},{"$f":"IFERROR(IF(OR(N157=\"\",'Historical scenario - input'!$D142=\"\"),\"\",N157/'Historical scenario - input'!$D142),\"\")","v":""},{"$f":"IFERROR(IF(OR(O157=\"\",'Historical scenario - input'!$D142=\"\"),\"\",O157/'Historical scenario - input'!$D142),\"\")","v":""},{"$f":"IFERROR(IF(OR(P157=\"\",'Historical scenario - input'!$D142=\"\"),\"\",P157/'Historical scenario - input'!$D142),\"\")","v":""},{"$f":"IFERROR(IF(OR(Q157=\"\",'Historical scenario - input'!$D142=\"\"),\"\",Q157/'Historical scenario - input'!$D142),\"\")","v":""},{"$f":"IFERROR(IF(OR(R157=\"\",'Historical scenario - input'!$D142=\"\"),\"\",R157/'Historical scenario - input'!$D142),\"\")","v":""},{"$f":"IFERROR(IF(OR(S157=\"\",'Historical scenario - input'!$D142=\"\"),\"\",S157/'Historical scenario - input'!$D142),\"\")","v":""},{"$f":"IFERROR(IF(OR(T157=\"\",'Historical scenario - input'!$D142=\"\"),\"\",T157/'Historical scenario - input'!$D142),\"\")","v":""},{"$f":"IFERROR(IF(OR(U157=\"\",'Historical scenario - input'!$D142=\"\"),\"\",U157/'Historical scenario - input'!$D142),\"\")","v":""},{"$f":"IFERROR(IF(OR(V157=\"\",'Historical scenario - input'!$D142=\"\"),\"\",V157/'Historical scenario - input'!$D142),\"\")","v":""},{"$f":"IFERROR(IF(OR(W157=\"\",'Historical scenario - input'!$D142=\"\"),\"\",W157/'Historical scenario - input'!$D142),\"\")","v":""}]
[{"$f":"IFERROR('Historical scenario - input'!A143,\"\")","v":""},{"$f":"IFERROR('Historical scenario - input'!B143,\"\")","v":0},{"$f":"IFERROR('Historical scenario - input'!C143,\"\")","v":0},{"$f":"IFERROR(repcalc('Historical scenario - input'!$CV143:$GH143,'Historical scenario - input'!$G143,'Historical scenario - input'!$E143,'Historical scenario - input'!$F143,20,TRUE,TRUE),\"\")","v":""},"","","","","","","","","","","","","","","","","","","",{"$f":"IFERROR(IF(OR(D158=\"\",'Historical scenario - input'!$D143=\"\"),\"\",D158/'Historical scenario - input'!$D143),\"\")","v":""},{"$f":"IFERROR(IF(OR(E158=\"\",'Historical scenario - input'!$D143=\"\"),\"\",E158/'Historical scenario - input'!$D143),\"\")","v":""},{"$f":"IFERROR(IF(OR(F158=\"\",'Historical scenario - input'!$D143=\"\"),\"\",F158/'Historical scenario - input'!$D143),\"\")","v":""},{"$f":"IFERROR(IF(OR(G158=\"\",'Historical scenario - input'!$D143=\"\"),\"\",G158/'Historical scenario - input'!$D143),\"\")","v":""},{"$f":"IFERROR(IF(OR(H158=\"\",'Historical scenario - input'!$D143=\"\"),\"\",H158/'Historical scenario - input'!$D143),\"\")","v":""},{"$f":"IFERROR(IF(OR(I158=\"\",'Historical scenario - input'!$D143=\"\"),\"\",I158/'Historical scenario - input'!$D143),\"\")","v":""},{"$f":"IFERROR(IF(OR(J158=\"\",'Historical scenario - input'!$D143=\"\"),\"\",J158/'Historical scenario - input'!$D143),\"\")","v":""},{"$f":"IFERROR(IF(OR(K158=\"\",'Historical scenario - input'!$D143=\"\"),\"\",K158/'Historical scenario - input'!$D143),\"\")","v":""},{"$f":"IFERROR(IF(OR(L158=\"\",'Historical scenario - input'!$D143=\"\"),\"\",L158/'Historical scenario - input'!$D143),\"\")","v":""},{"$f":"IFERROR(IF(OR(M158=\"\",'Historical scenario - input'!$D143=\"\"),\"\",M158/'Historical scenario - input'!$D143),\"\")","v":""},{"$f":"IFERROR(IF(OR(N158=\"\",'Historical scenario - input'!$D143=\"\"),\"\",N158/'Historical scenario - input'!$D143),\"\")","v":""},{"$f":"IFERROR(IF(OR(O158=\"\",'Historical scenario - input'!$D143=\"\"),\"\",O158/'Historical scenario - input'!$D143),\"\")","v":""},{"$f":"IFERROR(IF(OR(P158=\"\",'Historical scenario - input'!$D143=\"\"),\"\",P158/'Historical scenario - input'!$D143),\"\")","v":""},{"$f":"IFERROR(IF(OR(Q158=\"\",'Historical scenario - input'!$D143=\"\"),\"\",Q158/'Historical scenario - input'!$D143),\"\")","v":""},{"$f":"IFERROR(IF(OR(R158=\"\",'Historical scenario - input'!$D143=\"\"),\"\",R158/'Historical scenario - input'!$D143),\"\")","v":""},{"$f":"IFERROR(IF(OR(S158=\"\",'Historical scenario - input'!$D143=\"\"),\"\",S158/'Historical scenario - input'!$D143),\"\")","v":""},{"$f":"IFERROR(IF(OR(T158=\"\",'Historical scenario - input'!$D143=\"\"),\"\",T158/'Historical scenario - input'!$D143),\"\")","v":""},{"$f":"IFERROR(IF(OR(U158=\"\",'Historical scenario - input'!$D143=\"\"),\"\",U158/'Historical scenario - input'!$D143),\"\")","v":""},{"$f":"IFERROR(IF(OR(V158=\"\",'Historical scenario - input'!$D143=\"\"),\"\",V158/'Historical scenario - input'!$D143),\"\")","v":""},{"$f":"IFERROR(IF(OR(W158=\"\",'Historical scenario - input'!$D143=\"\"),\"\",W158/'Historical scenario - input'!$D143),\"\")","v":""}]
[{"$f":"IFERROR('Historical scenario - input'!A144,\"\")","v":""},{"$f":"IFERROR('Historical scenario - input'!B144,\"\")","v":0},{"$f":"IFERROR('Historical scenario - input'!C144,\"\")","v":0},{"$f":"IFERROR(repcalc('Historical scenario - input'!$CV144:$GH144,'Historical scenario - input'!$G144,'Historical scenario - input'!$E144,'Historical scenario - input'!$F144,20,TRUE,TRUE),\"\")","v":""},"","","","","","","","","","","","","","","","","","","",{"$f":"IFERROR(IF(OR(D159=\"\",'Historical scenario - input'!$D144=\"\"),\"\",D159/'Historical scenario - input'!$D144),\"\")","v":""},{"$f":"IFERROR(IF(OR(E159=\"\",'Historical scenario - input'!$D144=\"\"),\"\",E159/'Historical scenario - input'!$D144),\"\")","v":""},{"$f":"IFERROR(IF(OR(F159=\"\",'Historical scenario - input'!$D144=\"\"),\"\",F159/'Historical scenario - input'!$D144),\"\")","v":""},{"$f":"IFERROR(IF(OR(G159=\"\",'Historical scenario - input'!$D144=\"\"),\"\",G159/'Historical scenario - input'!$D144),\"\")","v":""},{"$f":"IFERROR(IF(OR(H159=\"\",'Historical scenario - input'!$D144=\"\"),\"\",H159/'Historical scenario - input'!$D144),\"\")","v":""},{"$f":"IFERROR(IF(OR(I159=\"\",'Historical scenario - input'!$D144=\"\"),\"\",I159/'Historical scenario - input'!$D144),\"\")","v":""},{"$f":"IFERROR(IF(OR(J159=\"\",'Historical scenario - input'!$D144=\"\"),\"\",J159/'Historical scenario - input'!$D144),\"\")","v":""},{"$f":"IFERROR(IF(OR(K159=\"\",'Historical scenario - input'!$D144=\"\"),\"\",K159/'Historical scenario - input'!$D144),\"\")","v":""},{"$f":"IFERROR(IF(OR(L159=\"\",'Historical scenario - input'!$D144=\"\"),\"\",L159/'Historical scenario - input'!$D144),\"\")","v":""},{"$f":"IFERROR(IF(OR(M159=\"\",'Historical scenario - input'!$D144=\"\"),\"\",M159/'Historical scenario - input'!$D144),\"\")","v":""},{"$f":"IFERROR(IF(OR(N159=\"\",'Historical scenario - input'!$D144=\"\"),\"\",N159/'Historical scenario - input'!$D144),\"\")","v":""},{"$f":"IFERROR(IF(OR(O159=\"\",'Historical scenario - input'!$D144=\"\"),\"\",O159/'Historical scenario - input'!$D144),\"\")","v":""},{"$f":"IFERROR(IF(OR(P159=\"\",'Historical scenario - input'!$D144=\"\"),\"\",P159/'Historical scenario - input'!$D144),\"\")","v":""},{"$f":"IFERROR(IF(OR(Q159=\"\",'Historical scenario - input'!$D144=\"\"),\"\",Q159/'Historical scenario - input'!$D144),\"\")","v":""},{"$f":"IFERROR(IF(OR(R159=\"\",'Historical scenario - input'!$D144=\"\"),\"\",R159/'Historical scenario - input'!$D144),\"\")","v":""},{"$f":"IFERROR(IF(OR(S159=\"\",'Historical scenario - input'!$D144=\"\"),\"\",S159/'Historical scenario - input'!$D144),\"\")","v":""},{"$f":"IFERROR(IF(OR(T159=\"\",'Historical scenario - input'!$D144=\"\"),\"\",T159/'Historical scenario - input'!$D144),\"\")","v":""},{"$f":"IFERROR(IF(OR(U159=\"\",'Historical scenario - input'!$D144=\"\"),\"\",U159/'Historical scenario - input'!$D144),\"\")","v":""},{"$f":"IFERROR(IF(OR(V159=\"\",'Historical scenario - input'!$D144=\"\"),\"\",V159/'Historical scenario - input'!$D144),\"\")","v":""},{"$f":"IFERROR(IF(OR(W159=\"\",'Historical scenario - input'!$D144=\"\"),\"\",W159/'Historical scenario - input'!$D144),\"\")","v":""}]
[{"$f":"IFERROR('Historical scenario - input'!A145,\"\")","v":""},{"$f":"IFERROR('Historical scenario - input'!B145,\"\")","v":0},{"$f":"IFERROR('Historical scenario - input'!C145,\"\")","v":0},{"$f":"IFERROR(repcalc('Historical scenario - input'!$CV145:$GH145,'Historical scenario - input'!$G145,'Historical scenario - input'!$E145,'Historical scenario - input'!$F145,20,TRUE,TRUE),\"\")","v":""},"","","","","","","","","","","","","","","","","","","",{"$f":"IFERROR(IF(OR(D160=\"\",'Historical scenario - input'!$D145=\"\"),\"\",D160/'Historical scenario - input'!$D145),\"\")","v":""},{"$f":"IFERROR(IF(OR(E160=\"\",'Historical scenario - input'!$D145=\"\"),\"\",E160/'Historical scenario - input'!$D145),\"\")","v":""},{"$f":"IFERROR(IF(OR(F160=\"\",'Historical scenario - input'!$D145=\"\"),\"\",F160/'Historical scenario - input'!$D145),\"\")","v":""},{"$f":"IFERROR(IF(OR(G160=\"\",'Historical scenario - input'!$D145=\"\"),\"\",G160/'Historical scenario - input'!$D145),\"\")","v":""},{"$f":"IFERROR(IF(OR(H160=\"\",'Historical scenario - input'!$D145=\"\"),\"\",H160/'Historical scenario - input'!$D145),\"\")","v":""},{"$f":"IFERROR(IF(OR(I160=\"\",'Historical scenario - input'!$D145=\"\"),\"\",I160/'Historical scenario - input'!$D145),\"\")","v":""},{"$f":"IFERROR(IF(OR(J160=\"\",'Historical scenario - input'!$D145=\"\"),\"\",J160/'Historical scenario - input'!$D145),\"\")","v":""},{"$f":"IFERROR(IF(OR(K160=\"\",'Historical scenario - input'!$D145=\"\"),\"\",K160/'Historical scenario - input'!$D145),\"\")","v":""},{"$f":"IFERROR(IF(OR(L160=\"\",'Historical scenario - input'!$D145=\"\"),\"\",L160/'Historical scenario - input'!$D145),\"\")","v":""},{"$f":"IFERROR(IF(OR(M160=\"\",'Historical scenario - input'!$D145=\"\"),\"\",M160/'Historical scenario - input'!$D145),\"\")","v":""},{"$f":"IFERROR(IF(OR(N160=\"\",'Historical scenario - input'!$D145=\"\"),\"\",N160/'Historical scenario - input'!$D145),\"\")","v":""},{"$f":"IFERROR(IF(OR(O160=\"\",'Historical scenario - input'!$D145=\"\"),\"\",O160/'Historical scenario - input'!$D145),\"\")","v":""},{"$f":"IFERROR(IF(OR(P160=\"\",'Historical scenario - input'!$D145=\"\"),\"\",P160/'Historical scenario - input'!$D145),\"\")","v":""},{"$f":"IFERROR(IF(OR(Q160=\"\",'Historical scenario - input'!$D145=\"\"),\"\",Q160/'Historical scenario - input'!$D145),\"\")","v":""},{"$f":"IFERROR(IF(OR(R160=\"\",'Historical scenario - input'!$D145=\"\"),\"\",R160/'Historical scenario - input'!$D145),\"\")","v":""},{"$f":"IFERROR(IF(OR(S160=\"\",'Historical scenario - input'!$D145=\"\"),\"\",S160/'Historical scenario - input'!$D145),\"\")","v":""},{"$f":"IFERROR(IF(OR(T160=\"\",'Historical scenario - input'!$D145=\"\"),\"\",T160/'Historical scenario - input'!$D145),\"\")","v":""},{"$f":"IFERROR(IF(OR(U160=\"\",'Historical scenario - input'!$D145=\"\"),\"\",U160/'Historical scenario - input'!$D145),\"\")","v":""},{"$f":"IFERROR(IF(OR(V160=\"\",'Historical scenario - input'!$D145=\"\"),\"\",V160/'Historical scenario - input'!$D145),\"\")","v":""},{"$f":"IFERROR(IF(OR(W160=\"\",'Historical scenario - input'!$D145=\"\"),\"\",W160/'Historical scenario - input'!$D145),\"\")","v":""}]
[{"$f":"IFERROR('Historical scenario - input'!A146,\"\")","v":""},{"$f":"IFERROR('Historical scenario - input'!B146,\"\")","v":0},{"$f":"IFERROR('Historical scenario - input'!C146,\"\")","v":0},{"$f":"IFERROR(repcalc('Historical scenario - input'!$CV146:$GH146,'Historical scenario - input'!$G146,'Historical scenario - input'!$E146,'Historical scenario - input'!$F146,20,TRUE,TRUE),\"\")","v":""},"","","","","","","","","","","","","","","","","","","",{"$f":"IFERROR(IF(OR(D161=\"\",'Historical scenario - input'!$D146=\"\"),\"\",D161/'Historical scenario - input'!$D146),\"\")","v":""},{"$f":"IFERROR(IF(OR(E161=\"\",'Historical scenario - input'!$D146=\"\"),\"\",E161/'Historical scenario - input'!$D146),\"\")","v":""},{"$f":"IFERROR(IF(OR(F161=\"\",'Historical scenario - input'!$D146=\"\"),\"\",F161/'Historical scenario - input'!$D146),\"\")","v":""},{"$f":"IFERROR(IF(OR(G161=\"\",'Historical scenario - input'!$D146=\"\"),\"\",G161/'Historical scenario - input'!$D146),\"\")","v":""},{"$f":"IFERROR(IF(OR(H161=\"\",'Historical scenario - input'!$D146=\"\"),\"\",H161/'Historical scenario - input'!$D146),\"\")","v":""},{"$f":"IFERROR(IF(OR(I161=\"\",'Historical scenario - input'!$D146=\"\"),\"\",I161/'Historical scenario - input'!$D146),\"\")","v":""},{"$f":"IFERROR(IF(OR(J161=\"\",'Historical scenario - input'!$D146=\"\"),\"\",J161/'Historical scenario - input'!$D146),\"\")","v":""},{"$f":"IFERROR(IF(OR(K161=\"\",'Historical scenario - input'!$D146=\"\"),\"\",K161/'Historical scenario - input'!$D146),\"\")","v":""},{"$f":"IFERROR(IF(OR(L161=\"\",'Historical scenario - input'!$D146=\"\"),\"\",L161/'Historical scenario - input'!$D146),\"\")","v":""},{"$f":"IFERROR(IF(OR(M161=\"\",'Historical scenario - input'!$D146=\"\"),\"\",M161/'Historical scenario - input'!$D146),\"\")","v":""},{"$f":"IFERROR(IF(OR(N161=\"\",'Historical scenario - input'!$D146=\"\"),\"\",N161/'Historical scenario - input'!$D146),\"\")","v":""},{"$f":"IFERROR(IF(OR(O161=\"\",'Historical scenario - input'!$D146=\"\"),\"\",O161/'Historical scenario - input'!$D146),\"\")","v":""},{"$f":"IFERROR(IF(OR(P161=\"\",'Historical scenario - input'!$D146=\"\"),\"\",P161/'Historical scenario - input'!$D146),\"\")","v":""},{"$f":"IFERROR(IF(OR(Q161=\"\",'Historical scenario - input'!$D146=\"\"),\"\",Q161/'Historical scenario - input'!$D146),\"\")","v":""},{"$f":"IFERROR(IF(OR(R161=\"\",'Historical scenario - input'!$D146=\"\"),\"\",R161/'Historical scenario - input'!$D146),\"\")","v":""},{"$f":"IFERROR(IF(OR(S161=\"\",'Historical scenario - input'!$D146=\"\"),\"\",S161/'Historical scenario - input'!$D146),\"\")","v":""},{"$f":"IFERROR(IF(OR(T161=\"\",'Historical scenario - input'!$D146=\"\"),\"\",T161/'Historical scenario - input'!$D146),\"\")","v":""},{"$f":"IFERROR(IF(OR(U161=\"\",'Historical scenario - input'!$D146=\"\"),\"\",U161/'Historical scenario - input'!$D146),\"\")","v":""},{"$f":"IFERROR(IF(OR(V161=\"\",'Historical scenario - input'!$D146=\"\"),\"\",V161/'Historical scenario - input'!$D146),\"\")","v":""},{"$f":"IFERROR(IF(OR(W161=\"\",'Historical scenario - input'!$D146=\"\"),\"\",W161/'Historical scenario - input'!$D146),\"\")","v":""}]
[{"$f":"IFERROR('Historical scenario - input'!A147,\"\")","v":""},{"$f":"IFERROR('Historical scenario - input'!B147,\"\")","v":0},{"$f":"IFERROR('Historical scenario - input'!C147,\"\")","v":0},{"$f":"IFERROR(repcalc('Historical scenario - input'!$CV147:$GH147,'Historical scenario - input'!$G147,'Historical scenario - input'!$E147,'Historical scenario - input'!$F147,20,TRUE,TRUE),\"\")","v":""},"","","","","","","","","","","","","","","","","","","",{"$f":"IFERROR(IF(OR(D162=\"\",'Historical scenario - input'!$D147=\"\"),\"\",D162/'Historical scenario - input'!$D147),\"\")","v":""},{"$f":"IFERROR(IF(OR(E162=\"\",'Historical scenario - input'!$D147=\"\"),\"\",E162/'Historical scenario - input'!$D147),\"\")","v":""},{"$f":"IFERROR(IF(OR(F162=\"\",'Historical scenario - input'!$D147=\"\"),\"\",F162/'Historical scenario - input'!$D147),\"\")","v":""},{"$f":"IFERROR(IF(OR(G162=\"\",'Historical scenario - input'!$D147=\"\"),\"\",G162/'Historical scenario - input'!$D147),\"\")","v":""},{"$f":"IFERROR(IF(OR(H162=\"\",'Historical scenario - input'!$D147=\"\"),\"\",H162/'Historical scenario - input'!$D147),\"\")","v":""},{"$f":"IFERROR(IF(OR(I162=\"\",'Historical scenario - input'!$D147=\"\"),\"\",I162/'Historical scenario - input'!$D147),\"\")","v":""},{"$f":"IFERROR(IF(OR(J162=\"\",'Historical scenario - input'!$D147=\"\"),\"\",J162/'Historical scenario - input'!$D147),\"\")","v":""},{"$f":"IFERROR(IF(OR(K162=\"\",'Historical scenario - input'!$D147=\"\"),\"\",K162/'Historical scenario - input'!$D147),\"\")","v":""},{"$f":"IFERROR(IF(OR(L162=\"\",'Historical scenario - input'!$D147=\"\"),\"\",L162/'Historical scenario - input'!$D147),\"\")","v":""},{"$f":"IFERROR(IF(OR(M162=\"\",'Historical scenario - input'!$D147=\"\"),\"\",M162/'Historical scenario - input'!$D147),\"\")","v":""},{"$f":"IFERROR(IF(OR(N162=\"\",'Historical scenario - input'!$D147=\"\"),\"\",N162/'Historical scenario - input'!$D147),\"\")","v":""},{"$f":"IFERROR(IF(OR(O162=\"\",'Historical scenario - input'!$D147=\"\"),\"\",O162/'Historical scenario - input'!$D147),\"\")","v":""},{"$f":"IFERROR(IF(OR(P162=\"\",'Historical scenario - input'!$D147=\"\"),\"\",P162/'Historical scenario - input'!$D147),\"\")","v":""},{"$f":"IFERROR(IF(OR(Q162=\"\",'Historical scenario - input'!$D147=\"\"),\"\",Q162/'Historical scenario - input'!$D147),\"\")","v":""},{"$f":"IFERROR(IF(OR(R162=\"\",'Historical scenario - input'!$D147=\"\"),\"\",R162/'Historical scenario - input'!$D147),\"\")","v":""},{"$f":"IFERROR(IF(OR(S162=\"\",'Historical scenario - input'!$D147=\"\"),\"\",S162/'Historical scenario - input'!$D147),\"\")","v":""},{"$f":"IFERROR(IF(OR(T162=\"\",'Historical scenario - input'!$D147=\"\"),\"\",T162/'Historical scenario - input'!$D147),\"\")","v":""},{"$f":"IFERROR(IF(OR(U162=\"\",'Historical scenario - input'!$D147=\"\"),\"\",U162/'Historical scenario - input'!$D147),\"\")","v":""},{"$f":"IFERROR(IF(OR(V162=\"\",'Historical scenario - input'!$D147=\"\"),\"\",V162/'Historical scenario - input'!$D147),\"\")","v":""},{"$f":"IFERROR(IF(OR(W162=\"\",'Historical scenario - input'!$D147=\"\"),\"\",W162/'Historical scenario - input'!$D147),\"\")","v":""}]
[{"$f":"IFERROR('Historical scenario - input'!A148,\"\")","v":""},{"$f":"IFERROR('Historical scenario - input'!B148,\"\")","v":0},{"$f":"IFERROR('Historical scenario - input'!C148,\"\")","v":0},{"$f":"IFERROR(repcalc('Historical scenario - input'!$CV148:$GH148,'Historical scenario - input'!$G148,'Historical scenario - input'!$E148,'Historical scenario - input'!$F148,20,TRUE,TRUE),\"\")","v":""},"","","","","","","","","","","","","","","","","","","",{"$f":"IFERROR(IF(OR(D163=\"\",'Historical scenario - input'!$D148=\"\"),\"\",D163/'Historical scenario - input'!$D148),\"\")","v":""},{"$f":"IFERROR(IF(OR(E163=\"\",'Historical scenario - input'!$D148=\"\"),\"\",E163/'Historical scenario - input'!$D148),\"\")","v":""},{"$f":"IFERROR(IF(OR(F163=\"\",'Historical scenario - input'!$D148=\"\"),\"\",F163/'Historical scenario - input'!$D148),\"\")","v":""},{"$f":"IFERROR(IF(OR(G163=\"\",'Historical scenario - input'!$D148=\"\"),\"\",G163/'Historical scenario - input'!$D148),\"\")","v":""},{"$f":"IFERROR(IF(OR(H163=\"\",'Historical scenario - input'!$D148=\"\"),\"\",H163/'Historical scenario - input'!$D148),\"\")","v":""},{"$f":"IFERROR(IF(OR(I163=\"\",'Historical scenario - input'!$D148=\"\"),\"\",I163/'Historical scenario - input'!$D148),\"\")","v":""},{"$f":"IFERROR(IF(OR(J163=\"\",'Historical scenario - input'!$D148=\"\"),\"\",J163/'Historical scenario - input'!$D148),\"\")","v":""},{"$f":"IFERROR(IF(OR(K163=\"\",'Historical scenario - input'!$D148=\"\"),\"\",K163/'Historical scenario - input'!$D148),\"\")","v":""},{"$f":"IFERROR(IF(OR(L163=\"\",'Historical scenario - input'!$D148=\"\"),\"\",L163/'Historical scenario - input'!$D148),\"\")","v":""},{"$f":"IFERROR(IF(OR(M163=\"\",'Historical scenario - input'!$D148=\"\"),\"\",M163/'Historical scenario - input'!$D148),\"\")","v":""},{"$f":"IFERROR(IF(OR(N163=\"\",'Historical scenario - input'!$D148=\"\"),\"\",N163/'Historical scenario - input'!$D148),\"\")","v":""},{"$f":"IFERROR(IF(OR(O163=\"\",'Historical scenario - input'!$D148=\"\"),\"\",O163/'Historical scenario - input'!$D148),\"\")","v":""},{"$f":"IFERROR(IF(OR(P163=\"\",'Historical scenario - input'!$D148=\"\"),\"\",P163/'Historical scenario - input'!$D148),\"\")","v":""},{"$f":"IFERROR(IF(OR(Q163=\"\",'Historical scenario - input'!$D148=\"\"),\"\",Q163/'Historical scenario - input'!$D148),\"\")","v":""},{"$f":"IFERROR(IF(OR(R163=\"\",'Historical scenario - input'!$D148=\"\"),\"\",R163/'Historical scenario - input'!$D148),\"\")","v":""},{"$f":"IFERROR(IF(OR(S163=\"\",'Historical scenario - input'!$D148=\"\"),\"\",S163/'Historical scenario - input'!$D148),\"\")","v":""},{"$f":"IFERROR(IF(OR(T163=\"\",'Historical scenario - input'!$D148=\"\"),\"\",T163/'Historical scenario - input'!$D148),\"\")","v":""},{"$f":"IFERROR(IF(OR(U163=\"\",'Historical scenario - input'!$D148=\"\"),\"\",U163/'Historical scenario - input'!$D148),\"\")","v":""},{"$f":"IFERROR(IF(OR(V163=\"\",'Historical scenario - input'!$D148=\"\"),\"\",V163/'Historical scenario - input'!$D148),\"\")","v":""},{"$f":"IFERROR(IF(OR(W163=\"\",'Historical scenario - input'!$D148=\"\"),\"\",W163/'Historical scenario - input'!$D148),\"\")","v":""}]
[{"$f":"IFERROR('Historical scenario - input'!A149,\"\")","v":""},{"$f":"IFERROR('Historical scenario - input'!B149,\"\")","v":0},{"$f":"IFERROR('Historical scenario - input'!C149,\"\")","v":0},{"$f":"IFERROR(repcalc('Historical scenario - input'!$CV149:$GH149,'Historical scenario - input'!$G149,'Historical scenario - input'!$E149,'Historical scenario - input'!$F149,20,TRUE,TRUE),\"\")","v":""},"","","","","","","","","","","","","","","","","","","",{"$f":"IFERROR(IF(OR(D164=\"\",'Historical scenario - input'!$D149=\"\"),\"\",D164/'Historical scenario - input'!$D149),\"\")","v":""},{"$f":"IFERROR(IF(OR(E164=\"\",'Historical scenario - input'!$D149=\"\"),\"\",E164/'Historical scenario - input'!$D149),\"\")","v":""},{"$f":"IFERROR(IF(OR(F164=\"\",'Historical scenario - input'!$D149=\"\"),\"\",F164/'Historical scenario - input'!$D149),\"\")","v":""},{"$f":"IFERROR(IF(OR(G164=\"\",'Historical scenario - input'!$D149=\"\"),\"\",G164/'Historical scenario - input'!$D149),\"\")","v":""},{"$f":"IFERROR(IF(OR(H164=\"\",'Historical scenario - input'!$D149=\"\"),\"\",H164/'Historical scenario - input'!$D149),\"\")","v":""},{"$f":"IFERROR(IF(OR(I164=\"\",'Historical scenario - input'!$D149=\"\"),\"\",I164/'Historical scenario - input'!$D149),\"\")","v":""},{"$f":"IFERROR(IF(OR(J164=\"\",'Historical scenario - input'!$D149=\"\"),\"\",J164/'Historical scenario - input'!$D149),\"\")","v":""},{"$f":"IFERROR(IF(OR(K164=\"\",'Historical scenario - input'!$D149=\"\"),\"\",K164/'Historical scenario - input'!$D149),\"\")","v":""},{"$f":"IFERROR(IF(OR(L164=\"\",'Historical scenario - input'!$D149=\"\"),\"\",L164/'Historical scenario - input'!$D149),\"\")","v":""},{"$f":"IFERROR(IF(OR(M164=\"\",'Historical scenario - input'!$D149=\"\"),\"\",M164/'Historical scenario - input'!$D149),\"\")","v":""},{"$f":"IFERROR(IF(OR(N164=\"\",'Historical scenario - input'!$D149=\"\"),\"\",N164/'Historical scenario - input'!$D149),\"\")","v":""},{"$f":"IFERROR(IF(OR(O164=\"\",'Historical scenario - input'!$D149=\"\"),\"\",O164/'Historical scenario - input'!$D149),\"\")","v":""},{"$f":"IFERROR(IF(OR(P164=\"\",'Historical scenario - input'!$D149=\"\"),\"\",P164/'Historical scenario - input'!$D149),\"\")","v":""},{"$f":"IFERROR(IF(OR(Q164=\"\",'Historical scenario - input'!$D149=\"\"),\"\",Q164/'Historical scenario - input'!$D149),\"\")","v":""},{"$f":"IFERROR(IF(OR(R164=\"\",'Historical scenario - input'!$D149=\"\"),\"\",R164/'Historical scenario - input'!$D149),\"\")","v":""},{"$f":"IFERROR(IF(OR(S164=\"\",'Historical scenario - input'!$D149=\"\"),\"\",S164/'Historical scenario - input'!$D149),\"\")","v":""},{"$f":"IFERROR(IF(OR(T164=\"\",'Historical scenario - input'!$D149=\"\"),\"\",T164/'Historical scenario - input'!$D149),\"\")","v":""},{"$f":"IFERROR(IF(OR(U164=\"\",'Historical scenario - input'!$D149=\"\"),\"\",U164/'Historical scenario - input'!$D149),\"\")","v":""},{"$f":"IFERROR(IF(OR(V164=\"\",'Historical scenario - input'!$D149=\"\"),\"\",V164/'Historical scenario - input'!$D149),\"\")","v":""},{"$f":"IFERROR(IF(OR(W164=\"\",'Historical scenario - input'!$D149=\"\"),\"\",W164/'Historical scenario - input'!$D149),\"\")","v":""}]
[{"$f":"IFERROR('Historical scenario - input'!A150,\"\")","v":""},{"$f":"IFERROR('Historical scenario - input'!B150,\"\")","v":0},{"$f":"IFERROR('Historical scenario - input'!C150,\"\")","v":0},{"$f":"IFERROR(repcalc('Historical scenario - input'!$CV150:$GH150,'Historical scenario - input'!$G150,'Historical scenario - input'!$E150,'Historical scenario - input'!$F150,20,TRUE,TRUE),\"\")","v":""},"","","","","","","","","","","","","","","","","","","",{"$f":"IFERROR(IF(OR(D165=\"\",'Historical scenario - input'!$D150=\"\"),\"\",D165/'Historical scenario - input'!$D150),\"\")","v":""},{"$f":"IFERROR(IF(OR(E165=\"\",'Historical scenario - input'!$D150=\"\"),\"\",E165/'Historical scenario - input'!$D150),\"\")","v":""},{"$f":"IFERROR(IF(OR(F165=\"\",'Historical scenario - input'!$D150=\"\"),\"\",F165/'Historical scenario - input'!$D150),\"\")","v":""},{"$f":"IFERROR(IF(OR(G165=\"\",'Historical scenario - input'!$D150=\"\"),\"\",G165/'Historical scenario - input'!$D150),\"\")","v":""},{"$f":"IFERROR(IF(OR(H165=\"\",'Historical scenario - input'!$D150=\"\"),\"\",H165/'Historical scenario - input'!$D150),\"\")","v":""},{"$f":"IFERROR(IF(OR(I165=\"\",'Historical scenario - input'!$D150=\"\"),\"\",I165/'Historical scenario - input'!$D150),\"\")","v":""},{"$f":"IFERROR(IF(OR(J165=\"\",'Historical scenario - input'!$D150=\"\"),\"\",J165/'Historical scenario - input'!$D150),\"\")","v":""},{"$f":"IFERROR(IF(OR(K165=\"\",'Historical scenario - input'!$D150=\"\"),\"\",K165/'Historical scenario - input'!$D150),\"\")","v":""},{"$f":"IFERROR(IF(OR(L165=\"\",'Historical scenario - input'!$D150=\"\"),\"\",L165/'Historical scenario - input'!$D150),\"\")","v":""},{"$f":"IFERROR(IF(OR(M165=\"\",'Historical scenario - input'!$D150=\"\"),\"\",M165/'Historical scenario - input'!$D150),\"\")","v":""},{"$f":"IFERROR(IF(OR(N165=\"\",'Historical scenario - input'!$D150=\"\"),\"\",N165/'Historical scenario - input'!$D150),\"\")","v":""},{"$f":"IFERROR(IF(OR(O165=\"\",'Historical scenario - input'!$D150=\"\"),\"\",O165/'Historical scenario - input'!$D150),\"\")","v":""},{"$f":"IFERROR(IF(OR(P165=\"\",'Historical scenario - input'!$D150=\"\"),\"\",P165/'Historical scenario - input'!$D150),\"\")","v":""},{"$f":"IFERROR(IF(OR(Q165=\"\",'Historical scenario - input'!$D150=\"\"),\"\",Q165/'Historical scenario - input'!$D150),\"\")","v":""},{"$f":"IFERROR(IF(OR(R165=\"\",'Historical scenario - input'!$D150=\"\"),\"\",R165/'Historical scenario - input'!$D150),\"\")","v":""},{"$f":"IFERROR(IF(OR(S165=\"\",'Historical scenario - input'!$D150=\"\"),\"\",S165/'Historical scenario - input'!$D150),\"\")","v":""},{"$f":"IFERROR(IF(OR(T165=\"\",'Historical scenario - input'!$D150=\"\"),\"\",T165/'Historical scenario - input'!$D150),\"\")","v":""},{"$f":"IFERROR(IF(OR(U165=\"\",'Historical scenario - input'!$D150=\"\"),\"\",U165/'Historical scenario - input'!$D150),\"\")","v":""},{"$f":"IFERROR(IF(OR(V165=\"\",'Historical scenario - input'!$D150=\"\"),\"\",V165/'Historical scenario - input'!$D150),\"\")","v":""},{"$f":"IFERROR(IF(OR(W165=\"\",'Historical scenario - input'!$D150=\"\"),\"\",W165/'Historical scenario - input'!$D150),\"\")","v":""}]
[{"$f":"IFERROR('Historical scenario - input'!A151,\"\")","v":""},{"$f":"IFERROR('Historical scenario - input'!B151,\"\")","v":0},{"$f":"IFERROR('Historical scenario - input'!C151,\"\")","v":0},{"$f":"IFERROR(repcalc('Historical scenario - input'!$CV151:$GH151,'Historical scenario - input'!$G151,'Historical scenario - input'!$E151,'Historical scenario - input'!$F151,20,TRUE,TRUE),\"\")","v":""},"","","","","","","","","","","","","","","","","","","",{"$f":"IFERROR(IF(OR(D166=\"\",'Historical scenario - input'!$D151=\"\"),\"\",D166/'Historical scenario - input'!$D151),\"\")","v":""},{"$f":"IFERROR(IF(OR(E166=\"\",'Historical scenario - input'!$D151=\"\"),\"\",E166/'Historical scenario - input'!$D151),\"\")","v":""},{"$f":"IFERROR(IF(OR(F166=\"\",'Historical scenario - input'!$D151=\"\"),\"\",F166/'Historical scenario - input'!$D151),\"\")","v":""},{"$f":"IFERROR(IF(OR(G166=\"\",'Historical scenario - input'!$D151=\"\"),\"\",G166/'Historical scenario - input'!$D151),\"\")","v":""},{"$f":"IFERROR(IF(OR(H166=\"\",'Historical scenario - input'!$D151=\"\"),\"\",H166/'Historical scenario - input'!$D151),\"\")","v":""},{"$f":"IFERROR(IF(OR(I166=\"\",'Historical scenario - input'!$D151=\"\"),\"\",I166/'Historical scenario - input'!$D151),\"\")","v":""},{"$f":"IFERROR(IF(OR(J166=\"\",'Historical scenario - input'!$D151=\"\"),\"\",J166/'Historical scenario - input'!$D151),\"\")","v":""},{"$f":"IFERROR(IF(OR(K166=\"\",'Historical scenario - input'!$D151=\"\"),\"\",K166/'Historical scenario - input'!$D151),\"\")","v":""},{"$f":"IFERROR(IF(OR(L166=\"\",'Historical scenario - input'!$D151=\"\"),\"\",L166/'Historical scenario - input'!$D151),\"\")","v":""},{"$f":"IFERROR(IF(OR(M166=\"\",'Historical scenario - input'!$D151=\"\"),\"\",M166/'Historical scenario - input'!$D151),\"\")","v":""},{"$f":"IFERROR(IF(OR(N166=\"\",'Historical scenario - input'!$D151=\"\"),\"\",N166/'Historical scenario - input'!$D151),\"\")","v":""},{"$f":"IFERROR(IF(OR(O166=\"\",'Historical scenario - input'!$D151=\"\"),\"\",O166/'Historical scenario - input'!$D151),\"\")","v":""},{"$f":"IFERROR(IF(OR(P166=\"\",'Historical scenario - input'!$D151=\"\"),\"\",P166/'Historical scenario - input'!$D151),\"\")","v":""},{"$f":"IFERROR(IF(OR(Q166=\"\",'Historical scenario - input'!$D151=\"\"),\"\",Q166/'Historical scenario - input'!$D151),\"\")","v":""},{"$f":"IFERROR(IF(OR(R166=\"\",'Historical scenario - input'!$D151=\"\"),\"\",R166/'Historical scenario - input'!$D151),\"\")","v":""},{"$f":"IFERROR(IF(OR(S166=\"\",'Historical scenario - input'!$D151=\"\"),\"\",S166/'Historical scenario - input'!$D151),\"\")","v":""},{"$f":"IFERROR(IF(OR(T166=\"\",'Historical scenario - input'!$D151=\"\"),\"\",T166/'Historical scenario - input'!$D151),\"\")","v":""},{"$f":"IFERROR(IF(OR(U166=\"\",'Historical scenario - input'!$D151=\"\"),\"\",U166/'Historical scenario - input'!$D151),\"\")","v":""},{"$f":"IFERROR(IF(OR(V166=\"\",'Historical scenario - input'!$D151=\"\"),\"\",V166/'Historical scenario - input'!$D151),\"\")","v":""},{"$f":"IFERROR(IF(OR(W166=\"\",'Historical scenario - input'!$D151=\"\"),\"\",W166/'Historical scenario - input'!$D151),\"\")","v":""}]
[{"$f":"IFERROR('Historical scenario - input'!A152,\"\")","v":""},{"$f":"IFERROR('Historical scenario - input'!B152,\"\")","v":0},{"$f":"IFERROR('Historical scenario - input'!C152,\"\")","v":0},{"$f":"IFERROR(repcalc('Historical scenario - input'!$CV152:$GH152,'Historical scenario - input'!$G152,'Historical scenario - input'!$E152,'Historical scenario - input'!$F152,20,TRUE,TRUE),\"\")","v":""},"","","","","","","","","","","","","","","","","","","",{"$f":"IFERROR(IF(OR(D167=\"\",'Historical scenario - input'!$D152=\"\"),\"\",D167/'Historical scenario - input'!$D152),\"\")","v":""},{"$f":"IFERROR(IF(OR(E167=\"\",'Historical scenario - input'!$D152=\"\"),\"\",E167/'Historical scenario - input'!$D152),\"\")","v":""},{"$f":"IFERROR(IF(OR(F167=\"\",'Historical scenario - input'!$D152=\"\"),\"\",F167/'Historical scenario - input'!$D152),\"\")","v":""},{"$f":"IFERROR(IF(OR(G167=\"\",'Historical scenario - input'!$D152=\"\"),\"\",G167/'Historical scenario - input'!$D152),\"\")","v":""},{"$f":"IFERROR(IF(OR(H167=\"\",'Historical scenario - input'!$D152=\"\"),\"\",H167/'Historical scenario - input'!$D152),\"\")","v":""},{"$f":"IFERROR(IF(OR(I167=\"\",'Historical scenario - input'!$D152=\"\"),\"\",I167/'Historical scenario - input'!$D152),\"\")","v":""},{"$f":"IFERROR(IF(OR(J167=\"\",'Historical scenario - input'!$D152=\"\"),\"\",J167/'Historical scenario - input'!$D152),\"\")","v":""},{"$f":"IFERROR(IF(OR(K167=\"\",'Historical scenario - input'!$D152=\"\"),\"\",K167/'Historical scenario - input'!$D152),\"\")","v":""},{"$f":"IFERROR(IF(OR(L167=\"\",'Historical scenario - input'!$D152=\"\"),\"\",L167/'Historical scenario - input'!$D152),\"\")","v":""},{"$f":"IFERROR(IF(OR(M167=\"\",'Historical scenario - input'!$D152=\"\"),\"\",M167/'Historical scenario - input'!$D152),\"\")","v":""},{"$f":"IFERROR(IF(OR(N167=\"\",'Historical scenario - input'!$D152=\"\"),\"\",N167/'Historical scenario - input'!$D152),\"\")","v":""},{"$f":"IFERROR(IF(OR(O167=\"\",'Historical scenario - input'!$D152=\"\"),\"\",O167/'Historical scenario - input'!$D152),\"\")","v":""},{"$f":"IFERROR(IF(OR(P167=\"\",'Historical scenario - input'!$D152=\"\"),\"\",P167/'Historical scenario - input'!$D152),\"\")","v":""},{"$f":"IFERROR(IF(OR(Q167=\"\",'Historical scenario - input'!$D152=\"\"),\"\",Q167/'Historical scenario - input'!$D152),\"\")","v":""},{"$f":"IFERROR(IF(OR(R167=\"\",'Historical scenario - input'!$D152=\"\"),\"\",R167/'Historical scenario - input'!$D152),\"\")","v":""},{"$f":"IFERROR(IF(OR(S167=\"\",'Historical scenario - input'!$D152=\"\"),\"\",S167/'Historical scenario - input'!$D152),\"\")","v":""},{"$f":"IFERROR(IF(OR(T167=\"\",'Historical scenario - input'!$D152=\"\"),\"\",T167/'Historical scenario - input'!$D152),\"\")","v":""},{"$f":"IFERROR(IF(OR(U167=\"\",'Historical scenario - input'!$D152=\"\"),\"\",U167/'Historical scenario - input'!$D152),\"\")","v":""},{"$f":"IFERROR(IF(OR(V167=\"\",'Historical scenario - input'!$D152=\"\"),\"\",V167/'Historical scenario - input'!$D152),\"\")","v":""},{"$f":"IFERROR(IF(OR(W167=\"\",'Historical scenario - input'!$D152=\"\"),\"\",W167/'Historical scenario - input'!$D152),\"\")","v":""}]
[{"$f":"IFERROR('Historical scenario - input'!A153,\"\")","v":""},{"$f":"IFERROR('Historical scenario - input'!B153,\"\")","v":0},{"$f":"IFERROR('Historical scenario - input'!C153,\"\")","v":0},{"$f":"IFERROR(repcalc('Historical scenario - input'!$CV153:$GH153,'Historical scenario - input'!$G153,'Historical scenario - input'!$E153,'Historical scenario - input'!$F153,20,TRUE,TRUE),\"\")","v":""},"","","","","","","","","","","","","","","","","","","",{"$f":"IFERROR(IF(OR(D168=\"\",'Historical scenario - input'!$D153=\"\"),\"\",D168/'Historical scenario - input'!$D153),\"\")","v":""},{"$f":"IFERROR(IF(OR(E168=\"\",'Historical scenario - input'!$D153=\"\"),\"\",E168/'Historical scenario - input'!$D153),\"\")","v":""},{"$f":"IFERROR(IF(OR(F168=\"\",'Historical scenario - input'!$D153=\"\"),\"\",F168/'Historical scenario - input'!$D153),\"\")","v":""},{"$f":"IFERROR(IF(OR(G168=\"\",'Historical scenario - input'!$D153=\"\"),\"\",G168/'Historical scenario - input'!$D153),\"\")","v":""},{"$f":"IFERROR(IF(OR(H168=\"\",'Historical scenario - input'!$D153=\"\"),\"\",H168/'Historical scenario - input'!$D153),\"\")","v":""},{"$f":"IFERROR(IF(OR(I168=\"\",'Historical scenario - input'!$D153=\"\"),\"\",I168/'Historical scenario - input'!$D153),\"\")","v":""},{"$f":"IFERROR(IF(OR(J168=\"\",'Historical scenario - input'!$D153=\"\"),\"\",J168/'Historical scenario - input'!$D153),\"\")","v":""},{"$f":"IFERROR(IF(OR(K168=\"\",'Historical scenario - input'!$D153=\"\"),\"\",K168/'Historical scenario - input'!$D153),\"\")","v":""},{"$f":"IFERROR(IF(OR(L168=\"\",'Historical scenario - input'!$D153=\"\"),\"\",L168/'Historical scenario - input'!$D153),\"\")","v":""},{"$f":"IFERROR(IF(OR(M168=\"\",'Historical scenario - input'!$D153=\"\"),\"\",M168/'Historical scenario - input'!$D153),\"\")","v":""},{"$f":"IFERROR(IF(OR(N168=\"\",'Historical scenario - input'!$D153=\"\"),\"\",N168/'Historical scenario - input'!$D153),\"\")","v":""},{"$f":"IFERROR(IF(OR(O168=\"\",'Historical scenario - input'!$D153=\"\"),\"\",O168/'Historical scenario - input'!$D153),\"\")","v":""},{"$f":"IFERROR(IF(OR(P168=\"\",'Historical scenario - input'!$D153=\"\"),\"\",P168/'Historical scenario - input'!$D153),\"\")","v":""},{"$f":"IFERROR(IF(OR(Q168=\"\",'Historical scenario - input'!$D153=\"\"),\"\",Q168/'Historical scenario - input'!$D153),\"\")","v":""},{"$f":"IFERROR(IF(OR(R168=\"\",'Historical scenario - input'!$D153=\"\"),\"\",R168/'Historical scenario - input'!$D153),\"\")","v":""},{"$f":"IFERROR(IF(OR(S168=\"\",'Historical scenario - input'!$D153=\"\"),\"\",S168/'Historical scenario - input'!$D153),\"\")","v":""},{"$f":"IFERROR(IF(OR(T168=\"\",'Historical scenario - input'!$D153=\"\"),\"\",T168/'Historical scenario - input'!$D153),\"\")","v":""},{"$f":"IFERROR(IF(OR(U168=\"\",'Historical scenario - input'!$D153=\"\"),\"\",U168/'Historical scenario - input'!$D153),\"\")","v":""},{"$f":"IFERROR(IF(OR(V168=\"\",'Historical scenario - input'!$D153=\"\"),\"\",V168/'Historical scenario - input'!$D153),\"\")","v":""},{"$f":"IFERROR(IF(OR(W168=\"\",'Historical scenario - input'!$D153=\"\"),\"\",W168/'Historical scenario - input'!$D153),\"\")","v":""}]
[{"$f":"IFERROR('Historical scenario - input'!A154,\"\")","v":""},{"$f":"IFERROR('Historical scenario - input'!B154,\"\")","v":0},{"$f":"IFERROR('Historical scenario - input'!C154,\"\")","v":0},{"$f":"IFERROR(repcalc('Historical scenario - input'!$CV154:$GH154,'Historical scenario - input'!$G154,'Historical scenario - input'!$E154,'Historical scenario - input'!$F154,20,TRUE,TRUE),\"\")","v":""},"","","","","","","","","","","","","","","","","","","",{"$f":"IFERROR(IF(OR(D169=\"\",'Historical scenario - input'!$D154=\"\"),\"\",D169/'Historical scenario - input'!$D154),\"\")","v":""},{"$f":"IFERROR(IF(OR(E169=\"\",'Historical scenario - input'!$D154=\"\"),\"\",E169/'Historical scenario - input'!$D154),\"\")","v":""},{"$f":"IFERROR(IF(OR(F169=\"\",'Historical scenario - input'!$D154=\"\"),\"\",F169/'Historical scenario - input'!$D154),\"\")","v":""},{"$f":"IFERROR(IF(OR(G169=\"\",'Historical scenario - input'!$D154=\"\"),\"\",G169/'Historical scenario - input'!$D154),\"\")","v":""},{"$f":"IFERROR(IF(OR(H169=\"\",'Historical scenario - input'!$D154=\"\"),\"\",H169/'Historical scenario - input'!$D154),\"\")","v":""},{"$f":"IFERROR(IF(OR(I169=\"\",'Historical scenario - input'!$D154=\"\"),\"\",I169/'Historical scenario - input'!$D154),\"\")","v":""},{"$f":"IFERROR(IF(OR(J169=\"\",'Historical scenario - input'!$D154=\"\"),\"\",J169/'Historical scenario - input'!$D154),\"\")","v":""},{"$f":"IFERROR(IF(OR(K169=\"\",'Historical scenario - input'!$D154=\"\"),\"\",K169/'Historical scenario - input'!$D154),\"\")","v":""},{"$f":"IFERROR(IF(OR(L169=\"\",'Historical scenario - input'!$D154=\"\"),\"\",L169/'Historical scenario - input'!$D154),\"\")","v":""},{"$f":"IFERROR(IF(OR(M169=\"\",'Historical scenario - input'!$D154=\"\"),\"\",M169/'Historical scenario - input'!$D154),\"\")","v":""},{"$f":"IFERROR(IF(OR(N169=\"\",'Historical scenario - input'!$D154=\"\"),\"\",N169/'Historical scenario - input'!$D154),\"\")","v":""},{"$f":"IFERROR(IF(OR(O169=\"\",'Historical scenario - input'!$D154=\"\"),\"\",O169/'Historical scenario - input'!$D154),\"\")","v":""},{"$f":"IFERROR(IF(OR(P169=\"\",'Historical scenario - input'!$D154=\"\"),\"\",P169/'Historical scenario - input'!$D154),\"\")","v":""},{"$f":"IFERROR(IF(OR(Q169=\"\",'Historical scenario - input'!$D154=\"\"),\"\",Q169/'Historical scenario - input'!$D154),\"\")","v":""},{"$f":"IFERROR(IF(OR(R169=\"\",'Historical scenario - input'!$D154=\"\"),\"\",R169/'Historical scenario - input'!$D154),\"\")","v":""},{"$f":"IFERROR(IF(OR(S169=\"\",'Historical scenario - input'!$D154=\"\"),\"\",S169/'Historical scenario - input'!$D154),\"\")","v":""},{"$f":"IFERROR(IF(OR(T169=\"\",'Historical scenario - input'!$D154=\"\"),\"\",T169/'Historical scenario - input'!$D154),\"\")","v":""},{"$f":"IFERROR(IF(OR(U169=\"\",'Historical scenario - input'!$D154=\"\"),\"\",U169/'Historical scenario - input'!$D154),\"\")","v":""},{"$f":"IFERROR(IF(OR(V169=\"\",'Historical scenario - input'!$D154=\"\"),\"\",V169/'Historical scenario - input'!$D154),\"\")","v":""},{"$f":"IFERROR(IF(OR(W169=\"\",'Historical scenario - input'!$D154=\"\"),\"\",W169/'Historical scenario - input'!$D154),\"\")","v":""}]
[{"$f":"IFERROR('Historical scenario - input'!A155,\"\")","v":""},{"$f":"IFERROR('Historical scenario - input'!B155,\"\")","v":0},{"$f":"IFERROR('Historical scenario - input'!C155,\"\")","v":0},{"$f":"IFERROR(repcalc('Historical scenario - input'!$CV155:$GH155,'Historical scenario - input'!$G155,'Historical scenario - input'!$E155,'Historical scenario - input'!$F155,20,TRUE,TRUE),\"\")","v":""},"","","","","","","","","","","","","","","","","","","",{"$f":"IFERROR(IF(OR(D170=\"\",'Historical scenario - input'!$D155=\"\"),\"\",D170/'Historical scenario - input'!$D155),\"\")","v":""},{"$f":"IFERROR(IF(OR(E170=\"\",'Historical scenario - input'!$D155=\"\"),\"\",E170/'Historical scenario - input'!$D155),\"\")","v":""},{"$f":"IFERROR(IF(OR(F170=\"\",'Historical scenario - input'!$D155=\"\"),\"\",F170/'Historical scenario - input'!$D155),\"\")","v":""},{"$f":"IFERROR(IF(OR(G170=\"\",'Historical scenario - input'!$D155=\"\"),\"\",G170/'Historical scenario - input'!$D155),\"\")","v":""},{"$f":"IFERROR(IF(OR(H170=\"\",'Historical scenario - input'!$D155=\"\"),\"\",H170/'Historical scenario - input'!$D155),\"\")","v":""},{"$f":"IFERROR(IF(OR(I170=\"\",'Historical scenario - input'!$D155=\"\"),\"\",I170/'Historical scenario - input'!$D155),\"\")","v":""},{"$f":"IFERROR(IF(OR(J170=\"\",'Historical scenario - input'!$D155=\"\"),\"\",J170/'Historical scenario - input'!$D155),\"\")","v":""},{"$f":"IFERROR(IF(OR(K170=\"\",'Historical scenario - input'!$D155=\"\"),\"\",K170/'Historical scenario - input'!$D155),\"\")","v":""},{"$f":"IFERROR(IF(OR(L170=\"\",'Historical scenario - input'!$D155=\"\"),\"\",L170/'Historical scenario - input'!$D155),\"\")","v":""},{"$f":"IFERROR(IF(OR(M170=\"\",'Historical scenario - input'!$D155=\"\"),\"\",M170/'Historical scenario - input'!$D155),\"\")","v":""},{"$f":"IFERROR(IF(OR(N170=\"\",'Historical scenario - input'!$D155=\"\"),\"\",N170/'Historical scenario - input'!$D155),\"\")","v":""},{"$f":"IFERROR(IF(OR(O170=\"\",'Historical scenario - input'!$D155=\"\"),\"\",O170/'Historical scenario - input'!$D155),\"\")","v":""},{"$f":"IFERROR(IF(OR(P170=\"\",'Historical scenario - input'!$D155=\"\"),\"\",P170/'Historical scenario - input'!$D155),\"\")","v":""},{"$f":"IFERROR(IF(OR(Q170=\"\",'Historical scenario - input'!$D155=\"\"),\"\",Q170/'Historical scenario - input'!$D155),\"\")","v":""},{"$f":"IFERROR(IF(OR(R170=\"\",'Historical scenario - input'!$D155=\"\"),\"\",R170/'Historical scenario - input'!$D155),\"\")","v":""},{"$f":"IFERROR(IF(OR(S170=\"\",'Historical scenario - input'!$D155=\"\"),\"\",S170/'Historical scenario - input'!$D155),\"\")","v":""},{"$f":"IFERROR(IF(OR(T170=\"\",'Historical scenario - input'!$D155=\"\"),\"\",T170/'Historical scenario - input'!$D155),\"\")","v":""},{"$f":"IFERROR(IF(OR(U170=\"\",'Historical scenario - input'!$D155=\"\"),\"\",U170/'Historical scenario - input'!$D155),\"\")","v":""},{"$f":"IFERROR(IF(OR(V170=\"\",'Historical scenario - input'!$D155=\"\"),\"\",V170/'Historical scenario - input'!$D155),\"\")","v":""},{"$f":"IFERROR(IF(OR(W170=\"\",'Historical scenario - input'!$D155=\"\"),\"\",W170/'Historical scenario - input'!$D155),\"\")","v":""}]
[{"$f":"IFERROR('Historical scenario - input'!A156,\"\")","v":""},{"$f":"IFERROR('Historical scenario - input'!B156,\"\")","v":0},{"$f":"IFERROR('Historical scenario - input'!C156,\"\")","v":0},{"$f":"IFERROR(repcalc('Historical scenario - input'!$CV156:$GH156,'Historical scenario - input'!$G156,'Historical scenario - input'!$E156,'Historical scenario - input'!$F156,20,TRUE,TRUE),\"\")","v":""},"","","","","","","","","","","","","","","","","","","",{"$f":"IFERROR(IF(OR(D171=\"\",'Historical scenario - input'!$D156=\"\"),\"\",D171/'Historical scenario - input'!$D156),\"\")","v":""},{"$f":"IFERROR(IF(OR(E171=\"\",'Historical scenario - input'!$D156=\"\"),\"\",E171/'Historical scenario - input'!$D156),\"\")","v":""},{"$f":"IFERROR(IF(OR(F171=\"\",'Historical scenario - input'!$D156=\"\"),\"\",F171/'Historical scenario - input'!$D156),\"\")","v":""},{"$f":"IFERROR(IF(OR(G171=\"\",'Historical scenario - input'!$D156=\"\"),\"\",G171/'Historical scenario - input'!$D156),\"\")","v":""},{"$f":"IFERROR(IF(OR(H171=\"\",'Historical scenario - input'!$D156=\"\"),\"\",H171/'Historical scenario - input'!$D156),\"\")","v":""},{"$f":"IFERROR(IF(OR(I171=\"\",'Historical scenario - input'!$D156=\"\"),\"\",I171/'Historical scenario - input'!$D156),\"\")","v":""},{"$f":"IFERROR(IF(OR(J171=\"\",'Historical scenario - input'!$D156=\"\"),\"\",J171/'Historical scenario - input'!$D156),\"\")","v":""},{"$f":"IFERROR(IF(OR(K171=\"\",'Historical scenario - input'!$D156=\"\"),\"\",K171/'Historical scenario - input'!$D156),\"\")","v":""},{"$f":"IFERROR(IF(OR(L171=\"\",'Historical scenario - input'!$D156=\"\"),\"\",L171/'Historical scenario - input'!$D156),\"\")","v":""},{"$f":"IFERROR(IF(OR(M171=\"\",'Historical scenario - input'!$D156=\"\"),\"\",M171/'Historical scenario - input'!$D156),\"\")","v":""},{"$f":"IFERROR(IF(OR(N171=\"\",'Historical scenario - input'!$D156=\"\"),\"\",N171/'Historical scenario - input'!$D156),\"\")","v":""},{"$f":"IFERROR(IF(OR(O171=\"\",'Historical scenario - input'!$D156=\"\"),\"\",O171/'Historical scenario - input'!$D156),\"\")","v":""},{"$f":"IFERROR(IF(OR(P171=\"\",'Historical scenario - input'!$D156=\"\"),\"\",P171/'Historical scenario - input'!$D156),\"\")","v":""},{"$f":"IFERROR(IF(OR(Q171=\"\",'Historical scenario - input'!$D156=\"\"),\"\",Q171/'Historical scenario - input'!$D156),\"\")","v":""},{"$f":"IFERROR(IF(OR(R171=\"\",'Historical scenario - input'!$D156=\"\"),\"\",R171/'Historical scenario - input'!$D156),\"\")","v":""},{"$f":"IFERROR(IF(OR(S171=\"\",'Historical scenario - input'!$D156=\"\"),\"\",S171/'Historical scenario - input'!$D156),\"\")","v":""},{"$f":"IFERROR(IF(OR(T171=\"\",'Historical scenario - input'!$D156=\"\"),\"\",T171/'Historical scenario - input'!$D156),\"\")","v":""},{"$f":"IFERROR(IF(OR(U171=\"\",'Historical scenario - input'!$D156=\"\"),\"\",U171/'Historical scenario - input'!$D156),\"\")","v":""},{"$f":"IFERROR(IF(OR(V171=\"\",'Historical scenario - input'!$D156=\"\"),\"\",V171/'Historical scenario - input'!$D156),\"\")","v":""},{"$f":"IFERROR(IF(OR(W171=\"\",'Historical scenario - input'!$D156=\"\"),\"\",W171/'Historical scenario - input'!$D156),\"\")","v":""}]
[{"$f":"IFERROR('Historical scenario - input'!A157,\"\")","v":""},{"$f":"IFERROR('Historical scenario - input'!B157,\"\")","v":0},{"$f":"IFERROR('Historical scenario - input'!C157,\"\")","v":0},{"$f":"IFERROR(repcalc('Historical scenario - input'!$CV157:$GH157,'Historical scenario - input'!$G157,'Historical scenario - input'!$E157,'Historical scenario - input'!$F157,20,TRUE,TRUE),\"\")","v":""},"","","","","","","","","","","","","","","","","","","",{"$f":"IFERROR(IF(OR(D172=\"\",'Historical scenario - input'!$D157=\"\"),\"\",D172/'Historical scenario - input'!$D157),\"\")","v":""},{"$f":"IFERROR(IF(OR(E172=\"\",'Historical scenario - input'!$D157=\"\"),\"\",E172/'Historical scenario - input'!$D157),\"\")","v":""},{"$f":"IFERROR(IF(OR(F172=\"\",'Historical scenario - input'!$D157=\"\"),\"\",F172/'Historical scenario - input'!$D157),\"\")","v":""},{"$f":"IFERROR(IF(OR(G172=\"\",'Historical scenario - input'!$D157=\"\"),\"\",G172/'Historical scenario - input'!$D157),\"\")","v":""},{"$f":"IFERROR(IF(OR(H172=\"\",'Historical scenario - input'!$D157=\"\"),\"\",H172/'Historical scenario - input'!$D157),\"\")","v":""},{"$f":"IFERROR(IF(OR(I172=\"\",'Historical scenario - input'!$D157=\"\"),\"\",I172/'Historical scenario - input'!$D157),\"\")","v":""},{"$f":"IFERROR(IF(OR(J172=\"\",'Historical scenario - input'!$D157=\"\"),\"\",J172/'Historical scenario - input'!$D157),\"\")","v":""},{"$f":"IFERROR(IF(OR(K172=\"\",'Historical scenario - input'!$D157=\"\"),\"\",K172/'Historical scenario - input'!$D157),\"\")","v":""},{"$f":"IFERROR(IF(OR(L172=\"\",'Historical scenario - input'!$D157=\"\"),\"\",L172/'Historical scenario - input'!$D157),\"\")","v":""},{"$f":"IFERROR(IF(OR(M172=\"\",'Historical scenario - input'!$D157=\"\"),\"\",M172/'Historical scenario - input'!$D157),\"\")","v":""},{"$f":"IFERROR(IF(OR(N172=\"\",'Historical scenario - input'!$D157=\"\"),\"\",N172/'Historical scenario - input'!$D157),\"\")","v":""},{"$f":"IFERROR(IF(OR(O172=\"\",'Historical scenario - input'!$D157=\"\"),\"\",O172/'Historical scenario - input'!$D157),\"\")","v":""},{"$f":"IFERROR(IF(OR(P172=\"\",'Historical scenario - input'!$D157=\"\"),\"\",P172/'Historical scenario - input'!$D157),\"\")","v":""},{"$f":"IFERROR(IF(OR(Q172=\"\",'Historical scenario - input'!$D157=\"\"),\"\",Q172/'Historical scenario - input'!$D157),\"\")","v":""},{"$f":"IFERROR(IF(OR(R172=\"\",'Historical scenario - input'!$D157=\"\"),\"\",R172/'Historical scenario - input'!$D157),\"\")","v":""},{"$f":"IFERROR(IF(OR(S172=\"\",'Historical scenario - input'!$D157=\"\"),\"\",S172/'Historical scenario - input'!$D157),\"\")","v":""},{"$f":"IFERROR(IF(OR(T172=\"\",'Historical scenario - input'!$D157=\"\"),\"\",T172/'Historical scenario - input'!$D157),\"\")","v":""},{"$f":"IFERROR(IF(OR(U172=\"\",'Historical scenario - input'!$D157=\"\"),\"\",U172/'Historical scenario - input'!$D157),\"\")","v":""},{"$f":"IFERROR(IF(OR(V172=\"\",'Historical scenario - input'!$D157=\"\"),\"\",V172/'Historical scenario - input'!$D157),\"\")","v":""},{"$f":"IFERROR(IF(OR(W172=\"\",'Historical scenario - input'!$D157=\"\"),\"\",W172/'Historical scenario - input'!$D157),\"\")","v":""}]
[{"$f":"IFERROR('Historical scenario - input'!A158,\"\")","v":""},{"$f":"IFERROR('Historical scenario - input'!B158,\"\")","v":0},{"$f":"IFERROR('Historical scenario - input'!C158,\"\")","v":0},{"$f":"IFERROR(repcalc('Historical scenario - input'!$CV158:$GH158,'Historical scenario - input'!$G158,'Historical scenario - input'!$E158,'Historical scenario - input'!$F158,20,TRUE,TRUE),\"\")","v":""},"","","","","","","","","","","","","","","","","","","",{"$f":"IFERROR(IF(OR(D173=\"\",'Historical scenario - input'!$D158=\"\"),\"\",D173/'Historical scenario - input'!$D158),\"\")","v":""},{"$f":"IFERROR(IF(OR(E173=\"\",'Historical scenario - input'!$D158=\"\"),\"\",E173/'Historical scenario - input'!$D158),\"\")","v":""},{"$f":"IFERROR(IF(OR(F173=\"\",'Historical scenario - input'!$D158=\"\"),\"\",F173/'Historical scenario - input'!$D158),\"\")","v":""},{"$f":"IFERROR(IF(OR(G173=\"\",'Historical scenario - input'!$D158=\"\"),\"\",G173/'Historical scenario - input'!$D158),\"\")","v":""},{"$f":"IFERROR(IF(OR(H173=\"\",'Historical scenario - input'!$D158=\"\"),\"\",H173/'Historical scenario - input'!$D158),\"\")","v":""},{"$f":"IFERROR(IF(OR(I173=\"\",'Historical scenario - input'!$D158=\"\"),\"\",I173/'Historical scenario - input'!$D158),\"\")","v":""},{"$f":"IFERROR(IF(OR(J173=\"\",'Historical scenario - input'!$D158=\"\"),\"\",J173/'Historical scenario - input'!$D158),\"\")","v":""},{"$f":"IFERROR(IF(OR(K173=\"\",'Historical scenario - input'!$D158=\"\"),\"\",K173/'Historical scenario - input'!$D158),\"\")","v":""},{"$f":"IFERROR(IF(OR(L173=\"\",'Historical scenario - input'!$D158=\"\"),\"\",L173/'Historical scenario - input'!$D158),\"\")","v":""},{"$f":"IFERROR(IF(OR(M173=\"\",'Historical scenario - input'!$D158=\"\"),\"\",M173/'Historical scenario - input'!$D158),\"\")","v":""},{"$f":"IFERROR(IF(OR(N173=\"\",'Historical scenario - input'!$D158=\"\"),\"\",N173/'Historical scenario - input'!$D158),\"\")","v":""},{"$f":"IFERROR(IF(OR(O173=\"\",'Historical scenario - input'!$D158=\"\"),\"\",O173/'Historical scenario - input'!$D158),\"\")","v":""},{"$f":"IFERROR(IF(OR(P173=\"\",'Historical scenario - input'!$D158=\"\"),\"\",P173/'Historical scenario - input'!$D158),\"\")","v":""},{"$f":"IFERROR(IF(OR(Q173=\"\",'Historical scenario - input'!$D158=\"\"),\"\",Q173/'Historical scenario - input'!$D158),\"\")","v":""},{"$f":"IFERROR(IF(OR(R173=\"\",'Historical scenario - input'!$D158=\"\"),\"\",R173/'Historical scenario - input'!$D158),\"\")","v":""},{"$f":"IFERROR(IF(OR(S173=\"\",'Historical scenario - input'!$D158=\"\"),\"\",S173/'Historical scenario - input'!$D158),\"\")","v":""},{"$f":"IFERROR(IF(OR(T173=\"\",'Historical scenario - input'!$D158=\"\"),\"\",T173/'Historical scenario - input'!$D158),\"\")","v":""},{"$f":"IFERROR(IF(OR(U173=\"\",'Historical scenario - input'!$D158=\"\"),\"\",U173/'Historical scenario - input'!$D158),\"\")","v":""},{"$f":"IFERROR(IF(OR(V173=\"\",'Historical scenario - input'!$D158=\"\"),\"\",V173/'Historical scenario - input'!$D158),\"\")","v":""},{"$f":"IFERROR(IF(OR(W173=\"\",'Historical scenario - input'!$D158=\"\"),\"\",W173/'Historical scenario - input'!$D158),\"\")","v":""}]
[{"$f":"IFERROR('Historical scenario - input'!A159,\"\")","v":""},{"$f":"IFERROR('Historical scenario - input'!B159,\"\")","v":0},{"$f":"IFERROR('Historical scenario - input'!C159,\"\")","v":0},{"$f":"IFERROR(repcalc('Historical scenario - input'!$CV159:$GH159,'Historical scenario - input'!$G159,'Historical scenario - input'!$E159,'Historical scenario - input'!$F159,20,TRUE,TRUE),\"\")","v":""},"","","","","","","","","","","","","","","","","","","",{"$f":"IFERROR(IF(OR(D174=\"\",'Historical scenario - input'!$D159=\"\"),\"\",D174/'Historical scenario - input'!$D159),\"\")","v":""},{"$f":"IFERROR(IF(OR(E174=\"\",'Historical scenario - input'!$D159=\"\"),\"\",E174/'Historical scenario - input'!$D159),\"\")","v":""},{"$f":"IFERROR(IF(OR(F174=\"\",'Historical scenario - input'!$D159=\"\"),\"\",F174/'Historical scenario - input'!$D159),\"\")","v":""},{"$f":"IFERROR(IF(OR(G174=\"\",'Historical scenario - input'!$D159=\"\"),\"\",G174/'Historical scenario - input'!$D159),\"\")","v":""},{"$f":"IFERROR(IF(OR(H174=\"\",'Historical scenario - input'!$D159=\"\"),\"\",H174/'Historical scenario - input'!$D159),\"\")","v":""},{"$f":"IFERROR(IF(OR(I174=\"\",'Historical scenario - input'!$D159=\"\"),\"\",I174/'Historical scenario - input'!$D159),\"\")","v":""},{"$f":"IFERROR(IF(OR(J174=\"\",'Historical scenario - input'!$D159=\"\"),\"\",J174/'Historical scenario - input'!$D159),\"\")","v":""},{"$f":"IFERROR(IF(OR(K174=\"\",'Historical scenario - input'!$D159=\"\"),\"\",K174/'Historical scenario - input'!$D159),\"\")","v":""},{"$f":"IFERROR(IF(OR(L174=\"\",'Historical scenario - input'!$D159=\"\"),\"\",L174/'Historical scenario - input'!$D159),\"\")","v":""},{"$f":"IFERROR(IF(OR(M174=\"\",'Historical scenario - input'!$D159=\"\"),\"\",M174/'Historical scenario - input'!$D159),\"\")","v":""},{"$f":"IFERROR(IF(OR(N174=\"\",'Historical scenario - input'!$D159=\"\"),\"\",N174/'Historical scenario - input'!$D159),\"\")","v":""},{"$f":"IFERROR(IF(OR(O174=\"\",'Historical scenario - input'!$D159=\"\"),\"\",O174/'Historical scenario - input'!$D159),\"\")","v":""},{"$f":"IFERROR(IF(OR(P174=\"\",'Historical scenario - input'!$D159=\"\"),\"\",P174/'Historical scenario - input'!$D159),\"\")","v":""},{"$f":"IFERROR(IF(OR(Q174=\"\",'Historical scenario - input'!$D159=\"\"),\"\",Q174/'Historical scenario - input'!$D159),\"\")","v":""},{"$f":"IFERROR(IF(OR(R174=\"\",'Historical scenario - input'!$D159=\"\"),\"\",R174/'Historical scenario - input'!$D159),\"\")","v":""},{"$f":"IFERROR(IF(OR(S174=\"\",'Historical scenario - input'!$D159=\"\"),\"\",S174/'Historical scenario - input'!$D159),\"\")","v":""},{"$f":"IFERROR(IF(OR(T174=\"\",'Historical scenario - input'!$D159=\"\"),\"\",T174/'Historical scenario - input'!$D159),\"\")","v":""},{"$f":"IFERROR(IF(OR(U174=\"\",'Historical scenario - input'!$D159=\"\"),\"\",U174/'Historical scenario - input'!$D159),\"\")","v":""},{"$f":"IFERROR(IF(OR(V174=\"\",'Historical scenario - input'!$D159=\"\"),\"\",V174/'Historical scenario - input'!$D159),\"\")","v":""},{"$f":"IFERROR(IF(OR(W174=\"\",'Historical scenario - input'!$D159=\"\"),\"\",W174/'Historical scenario - input'!$D159),\"\")","v":""}]
[{"$f":"IFERROR('Historical scenario - input'!A160,\"\")","v":""},{"$f":"IFERROR('Historical scenario - input'!B160,\"\")","v":0},{"$f":"IFERROR('Historical scenario - input'!C160,\"\")","v":0},{"$f":"IFERROR(repcalc('Historical scenario - input'!$CV160:$GH160,'Historical scenario - input'!$G160,'Historical scenario - input'!$E160,'Historical scenario - input'!$F160,20,TRUE,TRUE),\"\")","v":""},"","","","","","","","","","","","","","","","","","","",{"$f":"IFERROR(IF(OR(D175=\"\",'Historical scenario - input'!$D160=\"\"),\"\",D175/'Historical scenario - input'!$D160),\"\")","v":""},{"$f":"IFERROR(IF(OR(E175=\"\",'Historical scenario - input'!$D160=\"\"),\"\",E175/'Historical scenario - input'!$D160),\"\")","v":""},{"$f":"IFERROR(IF(OR(F175=\"\",'Historical scenario - input'!$D160=\"\"),\"\",F175/'Historical scenario - input'!$D160),\"\")","v":""},{"$f":"IFERROR(IF(OR(G175=\"\",'Historical scenario - input'!$D160=\"\"),\"\",G175/'Historical scenario - input'!$D160),\"\")","v":""},{"$f":"IFERROR(IF(OR(H175=\"\",'Historical scenario - input'!$D160=\"\"),\"\",H175/'Historical scenario - input'!$D160),\"\")","v":""},{"$f":"IFERROR(IF(OR(I175=\"\",'Historical scenario - input'!$D160=\"\"),\"\",I175/'Historical scenario - input'!$D160),\"\")","v":""},{"$f":"IFERROR(IF(OR(J175=\"\",'Historical scenario - input'!$D160=\"\"),\"\",J175/'Historical scenario - input'!$D160),\"\")","v":""},{"$f":"IFERROR(IF(OR(K175=\"\",'Historical scenario - input'!$D160=\"\"),\"\",K175/'Historical scenario - input'!$D160),\"\")","v":""},{"$f":"IFERROR(IF(OR(L175=\"\",'Historical scenario - input'!$D160=\"\"),\"\",L175/'Historical scenario - input'!$D160),\"\")","v":""},{"$f":"IFERROR(IF(OR(M175=\"\",'Historical scenario - input'!$D160=\"\"),\"\",M175/'Historical scenario - input'!$D160),\"\")","v":""},{"$f":"IFERROR(IF(OR(N175=\"\",'Historical scenario - input'!$D160=\"\"),\"\",N175/'Historical scenario - input'!$D160),\"\")","v":""},{"$f":"IFERROR(IF(OR(O175=\"\",'Historical scenario - input'!$D160=\"\"),\"\",O175/'Historical scenario - input'!$D160),\"\")","v":""},{"$f":"IFERROR(IF(OR(P175=\"\",'Historical scenario - input'!$D160=\"\"),\"\",P175/'Historical scenario - input'!$D160),\"\")","v":""},{"$f":"IFERROR(IF(OR(Q175=\"\",'Historical scenario - input'!$D160=\"\"),\"\",Q175/'Historical scenario - input'!$D160),\"\")","v":""},{"$f":"IFERROR(IF(OR(R175=\"\",'Historical scenario - input'!$D160=\"\"),\"\",R175/'Historical scenario - input'!$D160),\"\")","v":""},{"$f":"IFERROR(IF(OR(S175=\"\",'Historical scenario - input'!$D160=\"\"),\"\",S175/'Historical scenario - input'!$D160),\"\")","v":""},{"$f":"IFERROR(IF(OR(T175=\"\",'Historical scenario - input'!$D160=\"\"),\"\",T175/'Historical scenario - input'!$D160),\"\")","v":""},{"$f":"IFERROR(IF(OR(U175=\"\",'Historical scenario - input'!$D160=\"\"),\"\",U175/'Historical scenario - input'!$D160),\"\")","v":""},{"$f":"IFERROR(IF(OR(V175=\"\",'Historical scenario - input'!$D160=\"\"),\"\",V175/'Historical scenario - input'!$D160),\"\")","v":""},{"$f":"IFERROR(IF(OR(W175=\"\",'Historical scenario - input'!$D160=\"\"),\"\",W175/'Historical scenario - input'!$D160),\"\")","v":""}]

{"sheet":"Cost scenario - input","index":2,"n_rows":190,"n_cols":193,"rows_kept":190,"cut":false,"hidden":false,"merged":[[2,6,3,6],[2,7,3,8],[2,9,3,9],[1,3,1,5],[2,3,3,3],[2,4,3,4],[2,5,3,5]]}
[null,"Unit cost - comparative"]
[null,"Replacement lives - calibrated",null,"Unit cost"]
[null,null,null,"Historical","NEM median","Forecast","Unit cost","Replacement \nlife",null,"Method","Volume",null,null,null,null,null,null,null,null,null,null,null,null,null,null,null,null,null,null,null,null,null,null,null,null,null,null,null,null,null,null,null,null,null,null,null,null,null,null,null,null,null,null,null,null,null,null,null,null,null,null,null,null,null,null,null,null,null,null,null,null,null,null,null,null,null,null,null,null,null,null,null,null,null,null,null,null,null,null,null,null,null,null,null,null,null,null,null,null,null,null,null,"Replacement Cost (NOT depreciated)"]
[null,null,null,null,null,null,null,null,null,null,"Installation date",null,null,null,null,null,null,null,null,null,null,null,null,null,null,null,null,null,null,null,null,null,null,null,null,null,null,null,null,null,null,null,null,null,null,null,null,null,null,null,null,null,null,null,null,null,null,null,null,null,null,null,null,null,null,null,null,null,null,null,null,null,null,null,null,null,null,null,null,null,null,null,null,null,null,null,null,null,null,null,null,null,null,null,null,null,null,null,null,null,null,null,"Installation date"]
["ID","Asset group","Asset category","$ ('000)","$ ('000)","$ ('000)","$ ('000)","μ","σ","#",2018,2017,2016,2015,2014,2013,2012,2011,2010,2009,2008,2007,2006,2005,2004,2003,2002,2001,2000,1999,1998,1997,1996,1995,1994,1993,1992,1991,1990,1989,1988,1987,1986,1985,1984,1983,1982,1981,1980,1979,1978,1977,1976,1975,1974,1973,1972,1971,1970,1969,1968,1967,1966,1965,1964,1963,1962,1961,1960,1959,1958,1957,1956,1955,1954,1953,1952,1951,1950,1949,1948,1947,1946,1945,1944,1943,1942,1941,1940,1939,1938,1937,1936,1935,1934,1933,1932,1931,1930,1929,1928,null,{"$f":"K5","v":2018},{"$f":"L5","v":2017},2016,2015,2014,2013,2012,2011,2010,2009,2008,2007,2006,2005,2004,2003,2002,2001,2000,1999,1998,1997,1996,1995,1994,1993,1992,1991,1990,1989,1988,1987,1986,1985,1984,1983,1982,1981,1980,1979,1978,1977,1976,1975,1974,1973,1972,1971,1970,1969,1968,1967,1966,1965,1964,1963,1962,1961,1960,1959,1958,1957,1956,1955,1954,{"$f":"BX5","v":1953},1952,1951,1950,1949,1948,1947,1946,1945,1944,1943,1942,1941,1940,1939,1938,1937,1936,1935,1934,1933,1932,1931,1930,1929,1928]
[1,"OVERHEAD CONDUCTORS","˂ = 1 kv",62.29077380609602,64.200942874105252,59.783563670616225,59.783563670616225,70.453953780666225,8.3936853515405385,2,29.207205083787301,65.698176429739604,147.63806071689501,140.05164967920001,135.89775367109499,162.873756638114,185.62901676322801,167.57451511583301,185.260681517808,226.73283835284099,224.797511760812,269.13285232704999,239.60295798472501,209.15435855742601,120.03775272927101,102.70560871415501,128.92760635442801,121.926741148118,145.13967300625799,132.18566823255,154.06140477791899,156.79747338842901,169.59076476231701,224.88858545601201,218.49938369601699,209.98712189371599,265.024100409526,255.58979018746899,277.42964293841101,299.02769129822201,207.10284883105601,205.59174749172601,286.53064271136202,372.83295479465602,362.968875803147,312.43054943718198,420.49351579380101,417.95559951630702,349.39428821163602,256.31551456244398,320.88512877708598,360.16346854646099,346.254500385136,350.62798275107502,353.70925242611298,313.71193101659497,343.14412859657801,329.175885978964,382.84218744305099,346.89271079970803,306.20044274090202,257.56175848125599,249.295494635918,267.736832139694,234.830466963834,277.70418570004301,223.69858247481901,223.69858247481901,223.69858247481901,223.69858247481901,223.69858247481901,223.69858247481901,223.69858247481901,223.69858247481901,223.69858247481901,223.69858247481901,223.69858247481901,223.69858247481901,223.69858247481901,0.94636610512538599,0,4.9545483431545101,0,0,0,0,0,0,0,0,0,0,0,0,0,0,0,0,0,0,0,null,{"$f":"IFERROR($G6*K6,\"\")","v":1746.110804767344},{"$f":"IFERROR($G6*L6,\"\")","v":3927.6711136307158},8826.3294030747966,8372.7867157712917,8124.4520092896273,9737.1736002471407,11097.564142778328,10018.201694000043,11075.543749181628,13554.897077886606,13439.196357348605,16089.721012948747,14324.318694347792,12503.992911804773,7176.2846331680594,6140.107297892082,7707.7517633900916,{"$f":"IFERROR($G6*AB6,\"\")","v":7289.2150925792557},8676.9668823020438,7902.5303131236051,9210.3398017252985,9373.9117337088992,10138.740283116478,13444.641067404313,13062.671817181237,12553.77847174242,15844.085181080685,15280.068495231995,16585.732722724821,17876.94102200463,12381.346349457444,12291.007326324856,17129.822922117299,{"$f":"IFERROR($G6*AR6,\"\")","v":22289.2826914703},21699.572897029433,18678.21164492338,25138.60087453997,24986.875195173718,20888.035675449977,15323.45488461063,19183.656527198807,21531.855653677336,20700.327970012189,20961.790331498622,21145.999613302592,18754.817202162569,20514.378860151643,19679.3075382549,22887.670288799629,{"$f":"IFERROR($G6*BH6,\"\")","v":20738.482462967004},18305.753664571592,15397.959787280046,14903.77307636417,16006.261951192484,14039.00217353291,16602.145867395153,13373.498448409937,13373.498448409937,13373.498448409937,13373.498448409937,13373.498448409937,13373.498448409937,13373.498448409937,13373.498448409937,13373.498448409937,{"$f":"IFERROR($G6*BX6,\"\")","v":13373.498448409937},13373.498448409937,13373.498448409937,13373.498448409937,56.577138301476602,0,296.20055633212377,0,0,0,0,0,0,0,0,0,{"$f":"IFERROR($G6*CN6,\"\")","v":0},0,0,0,0,0,0,0,0,0]
[1,"OVERHEAD CONDUCTORS","˃ 11 kv & < = 22 kv ; multiple-phase",15.981222950215326,87.036167855739734,30.365022243681601,15.981222950215326,76.458665662179172,8.7440645961806105,2,31.508058273945601,59.610367345129802,71.132779976543205,144.208179960639,129.80122029647899,118.359763447883,198.848763161969,139.85966766542501,158.93795041571801,162.21309318236001,130.18145198753501,146.28607598551201,90.730566712952395,77.884412680135696,32.059727548588903,54.386010776064303,42.629796170563999,74.118857783794496,122.289994648589,112.971561398707,69.123366666906193,80.597838852980601,54.950916900151597,150.706673078666,121.739533893222,133.46720526903101,120.277087829255,231.38764968007101,203.010820885296,373.18718269464699,249.02906112896801,225.5687315548,314.23774191740898,248.22345045787901,213.38964752348201,172.32372042502999,291.032117747889,360.06036893955502,285.49959122311299,173.69570768854899,142.67949728596699,147.694013385603,154.52903344181999,177.22879221823399,263.25851053525702,160.56251190233601,225.38489333985299,247.85355565891501,253.72560048773499,366.41594866695698,331.30667738929998,275.56477862642498,270.62150515570102,426.342592827055,247.076673251127,223.09860093704199,127.972104562392,127.972104562392,127.972104562392,127.972104562392,127.972104562392,127.972104562392,127.972104562392,127.972104562392,127.972104562392,127.972104562392,127.972104562392,127.972104562392,127.972104562392,0,0,0,0,0,0,0,0,0,0,0,0,0,0,0,0,0,0,0,0,0,0,null,{"$f":"IFERROR($G7*K7,\"\")","v":503.53730400430129},952.64657068675467,1136.7888158737494,2304.623075195746,2074.3822407680454,1891.5337679953648,3177.8464174659907,2235.1285307041785,2540.022820843858,2592.3636075913491,2080.458808195549,2337.8303948366074,1449.9854150390775,1244.6881633878261,512.35365367715951,869.15496358509688,681.27627692401882,1184.5099910581225,1954.34366905974,1805.423709746676,1104.6759337733104,1288.0520320150101,878.18285430007791,2408.4769425553754,1945.546633002876,2132.9691639465382,1922.1749564019544,3697.8576174635346,3244.3611898741451,5963.9875688058919,3979.7889469848387,3604.8641895745295,5021.903412954337,3966.914303239093,3410.2275323406298,2753.9437957229788,4651.0491594023324,5754.2050315598144,4562.632619531907,2775.8698300661317,2280.192856551681,2360.3309563274083,2469.5629357150051,2832.3328416369845,4207.1929504055524,2565.9853001578335,3601.9262300746918,3961.0029319887244,4054.8453895717553,5855.7749681612931,5294.6858762534657,4403.8621644556288,4324.8626090161042,6813.4760291420389,3948.587401023764,3565.388481455986,2045.1507344198544,2045.1507344198544,2045.1507344198544,2045.1507344198544,2045.1507344198544,2045.1507344198544,2045.1507344198544,2045.1507344198544,2045.1507344198544,2045.1507344198544,2045.1507344198544,2045.1507344198544,2045.1507344198544,0,0,0,0,0,0,0,0,0,0,0,0,0,0,0,0,0,0,0,0,0,0]
[1,"OVERHEAD CONDUCTORS","˃ 11 kv & < = 22 kv ; single-phase",15.981222950215326,70.285724074279329,"",15.981222950215326,76.458665662179172,8.7440645961806105,2,4.2797065762345898,5.0735700276721802,15.3889103100977,25.888860502015199,34.357695055344998,46.446057757929999,92.778769320759196,49.300868128162797,41.2984465987833,30.533983950341799,50.572688001291901,64.783044462441097,60.3069920555808,26.773895131993601,17.425899761396401,10.5614973866236,26.2280768897086,16.476561876461101,25.672101300027901,38.120722778110597,44.935101293746897,21.590887866262602,20.304609029742199,54.778673507028003,51.5661284625143,35.023757000195197,38.372661010849697,38.111131296798298,47.207215325106198,97.846942462231993,52.683430515488503,41.526516994318399,86.229142343671597,66.524980266382002,61.536376349075901,61.443345833789401,109.14269848661399,126.29269662206001,82.252390667457306,53.806714781605102,54.443860160285702,43.489701472161897,37.947546879238097,50.9970388413265,65.563723153680598,90.483615776511797,61.2125777755667,110.11209239534701,97.005094832402804,55.966086902237301,48.318857786104999,66.9609892267314,60.631766884535899,56.963918101845998,36.867306181788202,32.301541762671498,20.740878173028399,20.740878173028399,20.740878173028399,20.740878173028399,20.740878173028399,20.740878173028399,20.740878173028399,20.740878173028399,20.740878173028399,20.740878173028399,20.740878173028399,20.740878173028399,20.740878173028399,0,0,0,0,0,0,0,0,0,0,0,0,0,0,0,0,0,0,0,0,0,0,null,68.394944956307683,81.081853765759249,245.93360662653859,413.73565160972834,549.07798473497905,742.2648041880575,1482.7181975616504,787.88816519533464,659.9996825927177,487.97040506870877,808.21340214032534,1035.3122769479835,963.77948549710118,427.87958735007453,278.48718919497992,168.78564442374827,419.15674432982325,263.31560880074306,410.27157447625859,609.21576974033724,718.11787206587826,345.0487926838415,324.49248382126535,875.43019423286819,824.08979563888522,559.72246917428413,613.24205080742399,609.06248613906257,754.42903296934378,1563.7138024858205,841.94564885019929,663.64452643210791,1378.0471486000686,1063.1505413957257,983.42654998293938,981.93980857697238,1744.233797902707,2018.3117417010469,1314.4937934448456,859.89710514347769,870.0794674918717,695.01861526492701,606.44820709085184,814.99504752402947,1047.7884771651643,1446.038837066056,978.25185278872709,1759.72589808475,1550.2600478234099,894.40651243578009,772.19443897949168,1070.118497799361,968.96978444725073,910.35307530340754,589.18463966500894,516.2181405449445,331.46459826642155,331.46459826642155,331.46459826642155,331.46459826642155,331.46459826642155,331.46459826642155,331.46459826642155,331.46459826642155,331.46459826642155,331.46459826642155,331.46459826642155,331.46459826642155,331.46459826642155,0,0,0,0,0,0,0,0,0,0,0,0,0,0,0,0,0,0,0,0,0,0]
[1,"OVERHEAD CONDUCTORS","˃ 11 kv & < = 22 kv ; swer",15.318142485705247,34.335767316914769,16.903134172427531,15.318142485705247,79.087398363968731,8.8931096003573877,2,16.845263076737702,102.26467397511399,94.828745847989595,83.686079682631004,145.82116956051601,219.24175151709801,219.15222803936999,160.930314029111,141.99482701253899,179.88630957856401,178.843089250915,239.814895501872,239.62934267613099,203.493289532755,56.812925828486598,141.94312551020101,237.372197834882,192.06165614426899,1020.27800037984,1764.1142925250199,206.328131241726,203.87020488040801,203.28147203764499,260.77970414298301,343.55651467971001,363.76156504922102,644.58449046393002,572.50619798712103,632.59787636964597,1335.4277882087999,1268.6830211210599,1499.9822077582401,3087.9338624971801,2205.0973561361102,1867.8729923941901,2354.60487936543,3754.27220592607,4843.2695523197599,2969.4015665597599,971.45471509961499,669.23681807461799,871.389145887724,1233.5662150902599,2033.9943745994201,2817.2564543189801,1155.0966794214301,997.14877577685797,1580.3460945214999,2069.2303516207298,1395.0050118636,1081.68445228673,1311.8499685459799,1194.3769750296101,1479.0531819544999,1325.05317710956,1482.53192337976,220.48620512023601,143.30416132007201,147.18082916972401,211.952941280517,203.414858096556,226.485255811705,293.80397149606199,284.25762581170397,333.48231233703399,347.81694042505302,439.44757000459998,460.73148440269699,880.21537423031805,0,0,0,0,0,0,0,0,0,0,0,0,0,0,0,0,0,0,0,0,0,0,null,258.03814001865766,1566.5048472049893,1452.6002406402345,1281.9152926486247,2233.7094527601689,3358.3763885544918,3357.0050551668382,2465.1534805672122,2175.0969924111405,2755.5241213521281,2739.5439237292162,3673.5187394921895,3670.6764148688635,3117.1392039476132,870.26849287056154,2174.3050214316022,3636.1011485797371,2942.0278148584389,15628.763784848821,27022.954093967361,3160.563713170051,3122.9128469480111,3113.8945533765527,3994.6606654422726,5262.6476437560841,5572.1514842471051,9873.8370690021948,8769.7315147160989,9690.2244063847884,20456.273139152607,19433.867286727396,22976.941184463452,47301.410892165957,33777.99549614486,28612.344642694836,36068.173039656467,57508.476580498493,74189.893099111941,45485.71629383877,14880.881744306098,10251.464935946999,13348.063097205153,18895.943048304725,31157.01564523685,43155.135786030893,17693.935520142462,15274.467026796463,24207.966652608149,31696.765361872309,21368.885539999563,16569.396564700168,20095.104738055266,18295.636685149184,22656.347385114757,20297.35336810067,22709.635241937816,3377.4391061642091,2195.1535618953535,2254.5369123860755,3246.7253547992768,3115.9377800325583,3469.3334194350996,4500.5310982427609,4354.2988148319673,5108.3295768411472,5327.9094523730155,6731.5204923273932,7057.5505257309969,13483.264520568378,0,0,0,0,0,0,0,0,0,0,0,0,0,0,0,0,0,0,0,0,0,0]
[1,"OVERHEAD CONDUCTORS","> 1 kv & < = 11 kv",33.325412702523096,58.413195656046035,29.316296165634643,29.316296165634643,77.799908743439133,8.820425655456722,2,67.659840461326397,199.974043747682,313.92436910111599,402.391722042852,350.64222990748601,409.283806806087,483.59141987543802,425.35001120484401,396.36622326965301,583.43570064317998,483.10812561783598,616.93810780600904,397.33533073187198,277.71223024872,128.61128301565699,100.982382899168,144.68606160309099,190.666395090424,228.24613847297101,220.11467976719999,280.62519564409899,314.67952384375701,374.28051044894403,591.40369408205004,433.31750312899601,442.05891809422701,541.776335540736,490.51786191674302,481.10090764479799,435.21122716823999,245.45735292110001,340.70350040500398,469.77574157137502,592.39946972561802,607.59931849272903,533.66866756744196,872.62029157756103,787.94451567294198,860.00925877565999,447.99221550764003,510.00764742823901,573.71764832268798,570.44790309944597,468.61952143118702,607.50905442913995,339.67316458215203,484.78034342456698,598.137183752483,734.75604245623799,642.48148228917705,681.90306315287,698.77748466687399,642.106763689319,948.10792976560799,1012.59206014888,677.30536190932003,616.03663871793901,616.03663871793901,616.03663871793901,616.03663871793901,616.03663871793901,616.03663871793901,616.03663871793901,616.03663871793901,616.03663871793901,616.03663871793901,616.03663871793901,616.03663871793901,616.03663871793901,0.21806107195507499,15.6673773698933,3.9072536412967001,0,0,0,0,0,0,0,0,0,0,0,0,0,0,0,0,0,0,0,null,1983.5359214838347,5862.4982919466247,9203.0997781783208,11796.634898007984,10279.531460146412,11998.685296125639,14177.109288228117,12469.686902537222,11619.989591427213,17104.173793660018,14162.940890637105,18086.340284307196,11648.400232805951,8141.4939907903954,3770.4064631292572,2960.429444583528,4241.6594329954742,5589.6325073047774,6691.3313941360739,6452.947142459062,8226.89134704157,9225.2381182644694,10972.518293346155,17337.765849159769,12703.264255482964,12959.530165510387,15882.875508244466,14380.166914485117,14104.096694070538,12758.781230273422,7195.9004542676739,9988.16472254152,13772.084771337073,17366.958302841133,17812.561570970614,15645.188712726747,25581.994908030236,23099.614783555517,25212.286135455171,13133.472469720797,14951.535238744827,16819.276493679343,16723.419674328612,13738.18867927465,17809.915362949323,9957.9590924087279,14211.964123112679,17535.166826566423,21540.325750136693,18835.177415725462,19990.872155642999,20485.567694371297,18824.192054273251,27795.012865995293,29685.448730294695,19856.084584305983,18059.91254953717,18059.91254953717,18059.91254953717,18059.91254953717,18059.91254953717,18059.91254953717,18059.91254953717,18059.91254953717,18059.91254953717,18059.91254953717,18059.91254953717,18059.91254953717,18059.91254953717,6.3927429676307446,459.30947511455395,114.54620494250844,0,0,0,0,0,0,0,0,0,0,0,0,0,0,0,0,0,0,0]
[1,"OVERHEAD CONDUCTORS","> 22 kv & < = 66 kv",23.681549428886886,94.516679710734522,48.927148376043398,23.681549428886886,87.823934736782576,9.3714425109895743,2,5.0092360392128699,22.856699152689298,132.20596896607,68.949305512922294,60.676691770400801,41.164604972510901,86.214406715982506,134.780007144047,142.70856269595799,102.15865437428501,61.635620367442897,155.79667671169099,88.048912413363993,45.446615362344303,46.054526286339403,34.257253985454398,77.785645959949207,112.85607973528001,121.951924385989,367.95975074832,99.979914339544493,390.61473932542299,50.178583625925803,229.698231809216,99.756611919151993,78.937270189087897,91.794654667969297,44.342425495888797,453.70352552780702,201.58957909040799,41.3446649573645,364.116631767586,618.67383333264604,318.78862927719598,253.50466891328301,119.001694657708,335.31508556415002,171.86330003650599,96.447002806390202,98.447647825409902,87.892628746579504,160.963101336525,101.996283098996,108.033324893588,64.162642363651699,189.42090265449301,203.23354665929699,89.204800429640002,280.41472942334099,225.27288405344899,264.05376790955398,372.120984021124,221.03858264620999,480.66969372255198,316.48771410478798,377.51591234697901,50.2102850493199,52.198280892201097,71.412701867796997,131.71985724378399,373.99432537806399,160.51578482283901,71.560854621020596,125.351894036639,106.825203695846,190.35759294278199,121.529668498352,109.908733601677,749.35461546693602,16.563647407224099,24.756090572295602,4.6834146729962702,0,0,0,0,0,0,0,0,0,0,0,0,0,0,0,0,0,0,0,null,118.62647086358115,541.28205076560857,3130.8421888638723,1632.8263865916924,1436.9180753420808,974.84162737711972,2041.6907341266972,3191.7994012074769,3379.5598814097325,2419.2752231532018,1459.6269903117063,3689.5067004042207,2085.1346714768115,1076.2462680789668,1090.642540673917,811.26485355447062,1842.0846196584325,2672.6068306014331,2888.0105252946746,8713.8570251872388,2367.6792833277996,9250.3622569867712,1188.306608408896,5439.6100303178664,2362.3911360216844,1869.3568657642843,2173.839651827117,1050.0973411776247,10744.402465847004,4773.9535815779991,979.10572680859491,8622.8460130838921,14651.154964425985,7549.4086815950131,6003.3833473235163,2818.1445141578165,7940.780773038854,4069.9892348261337,2284.0144642275218,2331.3928381350929,2081.4336320969269,3811.8556405278455,2415.4300197716138,2558.3965234345005,1519.4707866228093,4485.7804690767471,4812.8852808201309,2112.5078906685098,6640.6552754267914,5334.8109386996566,6253.2023566339285,8812.4014766222754,5234.536120627321,11383.003110858535,7494.9194452079573,8940.1617384363126,1189.0573472339695,1236.1361690515821,1691.1634291325975,3119.3303100845947,8856.7651025638279,3801.2624923986332,1694.6719158810877,2968.5270746332576,2529.7863415740871,4507.9627464384212,2878.0108516199602,2602.809107454475,17745.878365944769,392.25283479683162,586.2625825538189,110.91051607453528,0,0,0,0,0,0,0,0,0,0,0,0,0,0,0,0,0,0,0]
[1,"OVERHEAD CONDUCTORS","> 66 kv & < = 132 kv",399.55399277038168,399.55399277038168,"",399.55399277038168,85.955294763932685,9.2712078373819597,2,0,0.15178562602572601,4.8058529003122397,1.86362265960096,14.8458501699696,3.7313150768560699,0.22827660014843101,83.233130163080702,62.1838047021945,5.3957201715641103,170.05811893464499,12.2928455545128,1.9408421536561,8.2853029977602993E-2,15.5517372940676,89.250982190095698,166.62268395148399,8.2866717895856006,0,5.3339026938957899,0,0.12503386703429301,163.05545878331,0,27.090095894814201,0.38699942508507801,2.51934583342784,0,104.85004373586899,23.953020220468201,2.4788652809240199,234.39226548319999,289.730413709299,236.69356278654101,119.146071582231,10.0820309496505,123.23677086491401,17.007515724552601,155.52738638218199,26.7652123839549,4.8492834309158201,1.9954285612019998E-3,58.787695556289798,9.9386296777372998E-2,9.4117710848216198,72.941754371390402,4.8890171172713597,5.6249162910825596,40.073082208725999,42.212112710871303,39.243974114806797,39.256980544734503,85.278143379380097,143.71652594757401,0,0,18.287939712234699,39.892501700624003,0,0,63.333026303842203,20.933768934721101,0,0,0,13.001452477470201,1.132115218555E-3,14.387247752802001,19.4811007295582,0,0,0,0,0,0,0,0,0,0,0,0,0,0,0,0,0,0,0,0,0,0,null,0,60.646552923730788,1920.1977149868744,744.61787466092142,5931.7187114822027,1490.8618372421663,91.208827045353516,33256.129487435785,24845.787454415447,2155.8815384201293,67947.40042335786,4911.6555238152259,775.47123183036138,33.1042589406754,6213.7587303607606,35660.586292730957,66574.758658932828,3310.9728003066107,0,2131.1821183947577,0,49.957780805072773,65149.459599877911,0,10823.95597930554,154.62716549258514,1006.6146869155184,0,41893.2536168156,9570.5248679977576,990.44052053306598,93652.365548307876,115762.94362456494,94571.858074409494,47605.288623586108,4028.3157211674202,49239.743855205037,6795.4208148500429,62141.588214142699,10694.147475356447,1937.5505568976712,0.79728144891631703,23488.858485285215,39.710191704061501,3760.5107159813047,29144.169198765478,1953.4263099285131,2247.457763101203,16011.359999112219,16866.018176902009,15680.086549748561,15685.283320757864,34073.222683276406,57422.511769441357,0,0,7307.0193315673996,15939.208336083562,0,0,25304.963533931761,8364.1709616003955,0,0,0,5194.7822491875895,0.45234115584976353,5748.4822846087409,7783.7515800569745,0,0,0,0,0,0,0,0,0,0,0,0,0,0,0,0,0,0,0,0,0,0]
[2,"POLES","˂ = 1 kv ; concrete",48.84736859397173,10.207460920272823,"",10.207460920272823,63.780848562696086,7.9862912896222413,2,0,1,2,8,3,49,43,62,77,63,79,52,103,65,51,57,128,87,170,114,89,106,86,184,164,103,186,61,96,196,215,60,66,40,33,29,33,33,27,2,5,4,3,1,3,5,7,15,18,9,5,9,3,4,0,0,0,0,0,0,0,0,0,0,0,0,0,0,0,0,0,0,0,0,0,0,0,0,0,0,0,0,0,0,0,0,0,0,0,0,0,null,0,10.207460920272823,20.414921840545645,81.659687362182581,30.622382760818468,500.16558509336829,438.92081957173139,632.86257705691503,785.97449086100733,643.07003797718778,806.38941270155294,530.78796785418672,1051.3684747881007,663.48495981773351,520.58050693391397,581.82527245555093,1306.5549977949213,888.04910006373552,1735.2683564463798,1163.6505449111019,908.46402190428125,1081.9908575489192,877.84163914346277,1878.1728093301995,1674.0235909247428,1051.3684747881007,1898.587731170745,622.65511613664216,979.91624834619097,2000.6623403734732,2194.604097858657,612.44765521636941,673.69242073800626,408.2984368109129,336.84621036900313,296.01636668791184,336.84621036900313,336.84621036900313,275.60144484736622,20.414921840545645,51.037304601364113,40.82984368109129,30.622382760818468,10.207460920272823,30.622382760818468,51.037304601364113,71.452226441909758,153.11191380409235,183.73429656491081,91.867148282455403,51.037304601364113,91.867148282455403,30.622382760818468,40.82984368109129,0,0,0,0,0,0,0,0,0,0,0,0,0,0,0,0,0,0,0,0,0,0,0,0,0,0,0,0,0,0,0,0,0,0,0,0,0]
[2,"POLES","˂ = 1 kv ; steel",4.4410773298420168,8.8309749950277112,"",4.4410773298420168,63.496355816296393,7.9684600655519633,2,11,732,976,1179,2062,3377,3613,3413,2813,3335,5439,4751,5067,3583,3434,2470,1953,2142,1810,1932,2007,1993,1951,1675,1464,1442,1386,1331,1327,45,47,25,54,49,48,36,39,43,46,40,50,44,42,34,41,32,30,39,53,54,46,20,20,14,19,13,1,0,1,0,1,0,0,0,0,0,0,0,0,0,0,0,0,0,0,0,0,0,0,0,0,0,0,0,0,0,0,0,0,0,0,null,48.851850628262184,3250.868605444356,4334.4914739258084,5236.0301718837381,9157.5014541342389,14997.51814287649,16045.612392719206,15157.396926750804,12492.750528845592,14810.992895023126,24155.019597010731,21099.55839407942,22502.9388303095,15912.380072823946,15250.659550677485,10969.461004709781,8673.424025181459,9512.7876405215993,8038.34996701405,8580.1614012547761,8913.2422009929269,8851.0671183751401,8664.5418705217744,7438.8045274853785,6501.7372108887121,6404.0335096321878,6155.3331791610353,5911.0739260197242,5893.3096167003559,199.84847984289075,208.73063450257479,111.02693324605042,239.8181758114689,217.61278916225882,213.1717118324168,159.8787838743126,173.20201586383865,190.96632518320672,204.28955717273277,177.64309319368067,222.05386649210084,195.40740251304874,186.5252478533647,150.99662921462857,182.08417052352269,142.11447455494454,133.2323198952605,173.20201586383865,235.37709848162689,239.8181758114689,204.28955717273277,88.821546596840335,88.821546596840335,62.175082617788235,84.380469266998318,57.734005287946218,4.4410773298420168,0,4.4410773298420168,0,4.4410773298420168,0,0,0,0,0,0,0,0,0,0,0,0,0,0,0,0,0,0,0,0,0,0,0,0,0,0,0,0,0,0]
[2,"POLES","˂ = 1 kv ; wood",4.4410773298420168,5.0985461172057036,5.2447540787186009,4.4410773298420168,63.496355816296393,7.9684600655519633,2,70,1219,1167,1776,2435,2147,2623,1880,2205,2112,2286,4549,4670,5541,5397,4705,4763,4343,4275,3858,4258,4298,4707,5617,5179,5051,5559,5162,5023,4738,3659,3235,4578,5240,4944,4344,5806,4843,4403,3314,4121,4128,4140,3941,4099,3231,3354,3394,3911,3238,2751,2123,2168,2031,1751,2757,1605,1604,1599,1559,1559,1574,1585,1551,1519,1527,1502,1519,1550,1,0,1,0,0,0,0,0,0,0,0,0,0,0,0,0,0,0,0,0,0,0,null,310.87541308894117,5413.6732650774184,5182.7372439256333,7887.3533377994218,10814.023298165312,9534.9930271708108,11648.94583617561,8349.225380102991,9792.5755123016461,9379.5553206263394,10152.302776018851,20202.460773451334,20739.831130362218,24608.009484654616,23968.494349157365,20895.268836906689,21152.851322037524,19287.598843503878,18985.605585074623,17133.676338530502,18910.107270467306,19087.750363660987,20904.150991566374,24945.531361722609,23000.339491251805,22431.881593032027,24687.94887659177,22924.841176644491,22307.53142779645,21041.824388791476,16249.901949891939,14366.885162038925,20331.252016016751,23271.245208372169,21956.686318738932,19292.039920833722,25784.894977062748,21508.137508424887,19554.063483294402,14717.730271096443,18301.679676278953,18332.767217587847,18386.060145545951,17502.285756907389,18203.975975022426,14349.120852719556,14895.373364290124,15073.016457483805,17369.053437012128,14380.20839402845,12217.403734395388,9428.4071712546011,9628.2556510974919,9019.8280569091366,7776.3264045533715,12244.05019837444,7127.9291143964365,7123.4880370665951,7101.2826504173845,6923.6395572237043,6923.6395572237043,6990.2557171713343,7039.1075677995968,6888.1109385849677,6745.9964640300232,6781.5250826687598,6670.4981494227095,6745.9964640300232,6883.6698612551263,4.4410773298420168,0,4.4410773298420168,0,0,0,0,0,0,0,0,0,0,0,0,0,0,0,0,0,0,0]
[2,"POLES","˃ 11 kv & < = 22 kv ; concrete",6.1451450192675416,13.537685474700925,"",6.1451450192675416,64.601738168903665,8.0375206481167858,2,0,0,0,0,10,34,1,62,2,40,4,1,13,16,6,2,14,7,3370,2416,19,11,54,203,156,124,184,215,277,748,118,28,66,72,1,0,2,2,2,1,1,1,0,3,1,0,2,0,0,0,1,0,0,0,0,0,0,0,0,0,0,0,0,0,0,0,0,0,0,0,0,0,0,0,0,0,0,0,0,0,0,0,0,0,0,0,0,0,0,0,0,null,0,0,0,0,61.451450192675416,208.93493065509642,6.1451450192675416,380.99899119458757,12.290290038535083,245.80580077070167,24.580580077070167,6.1451450192675416,79.886885250478045,98.322320308280666,36.87087011560525,12.290290038535083,86.032030269745576,43.016015134872788,20709.138714931614,14846.670366550381,116.75775536608329,67.596595211942955,331.83783104044727,1247.4644389113109,958.64262300573648,761.99798238917515,1130.7066835452276,1321.2061791425215,1702.2051703371089,4596.5684744121208,725.12711227356988,172.06406053949115,405.57957127165776,442.45044138726303,6.1451450192675416,0,12.290290038535083,12.290290038535083,12.290290038535083,6.1451450192675416,6.1451450192675416,6.1451450192675416,0,18.435435057802625,6.1451450192675416,0,12.290290038535083,0,0,0,6.1451450192675416,0,0,0,0,0,0,0,0,0,0,0,0,0,0,0,0,0,0,0,0,0,0,0,0,0,0,0,0,0,0,0,0,0,0,0,0,0,0,0,0]
[2,"POLES","˃ 11 kv & < = 22 kv ; steel",7.1278733735109938,12.790714548094623,"",7.1278733735109938,39.469917131452682,6.2825088246219503,2,0,2,0,1,5,0,15,39,30,4,142,4,1,2,8,2,3,4,2,2,1,3,2,3,1,0,0,0,1,2,5,0,0,0,1,0,1,0,0,0,0,0,4,1,0,3,0,0,0,0,0,0,0,1,0,0,0,0,0,0,0,0,0,0,0,0,0,0,0,0,0,0,0,0,0,0,0,0,0,0,0,0,0,0,0,0,0,0,0,0,0,null,0,14.255746747021988,0,7.1278733735109938,35.639366867554969,0,106.91810060266491,277.98706156692879,213.83620120532981,28.511493494043975,1012.1580190385612,28.511493494043975,7.1278733735109938,14.255746747021988,57.022986988087951,14.255746747021988,21.383620120532981,28.511493494043975,14.255746747021988,14.255746747021988,7.1278733735109938,21.383620120532981,14.255746747021988,21.383620120532981,7.1278733735109938,0,0,0,7.1278733735109938,14.255746747021988,35.639366867554969,0,0,0,7.1278733735109938,0,7.1278733735109938,0,0,0,0,0,28.511493494043975,7.1278733735109938,0,21.383620120532981,0,0,0,0,0,0,0,7.1278733735109938,0,0,0,0,0,0,0,0,0,0,0,0,0,0,0,0,0,0,0,0,0,0,0,0,0,0,0,0,0,0,0,0,0,0,0,0,0]
[2,"POLES","˃ 11 kv & < = 22 kv ; wood",6.1451450192675416,6.0939246304484245,7.6937387681216478,6.0939246304484245,64.601738168903665,8.0375206481167858,2,74,1784,1720,2504,2907,3278,4384,3587,2566,3658,4086,5282,5165,6250,5651,5246,6193,5920,5840,5882,3761,3154,3360,4004,3889,3903,4114,5323,5901,8026,7022,9959,13104,8547,9219,8673,12888,13917,8443,3880,2615,4644,5018,9601,8690,3409,3787,5249,6874,4798,4490,3647,4022,4200,3416,3178,1389,1218,1020,1025,949,952,922,935,924,927,958,952,950,0,0,0,0,0,0,0,0,0,0,0,0,0,0,0,0,0,0,0,0,0,0,null,450.95042265318341,10871.561540719989,10481.550364371291,15259.187274642854,17715.038900713571,19975.884938609935,26715.765579885894,21858.907649418499,15637.010601730657,22291.576298180338,24899.776040012261,32188.109898028579,31475.120716266112,38087.028940302655,34436.768086664044,31968.728611332434,37739.675236367089,36076.033812254675,35588.519841818801,35844.464676297634,22919.250535116524,19220.23828443433,20475.586758306705,24400.074220315491,23699.272887813924,23784.587832640202,25070.405929664819,32437.960807876963,35960.24924427615,48909.839083979052,42791.538755008834,60689.39539463586,79854.788357396159,52084.773816442685,56179.891168104026,52852.608319879182,78538.500637219287,84809.149081950716,51451.005654876048,23644.427566139886,15935.61290862263,28300.185983802483,30579.313795590195,58507.770376935325,52956.20503859681,20774.18906519868,23077.692575508183,31987.010385223781,41889.637909702469,29238.650376891539,27361.721590713427,22224.543127245404,24509.764863663564,25594.483447883384,20816.846537611818,19366.492475565094,8464.4613116928613,7422.4001998861813,6215.8031230573933,6246.2727462096354,5783.1344742955553,5801.4162481868998,5618.5985092734472,5697.8195294692769,5630.7863585343439,5649.0681324256893,5837.9797959695907,5801.4162481868998,5789.2283989260031,0,0,0,0,0,0,0,0,0,0,0,0,0,0,0,0,0,0,0,0,0,0]
[2,"POLES","> 1 kv & < = 11 kv ; concrete",6.0675852822681655,11.004314528537304,"",6.0675852822681655,68.299183899026687,8.2643320298150336,2,0,2,1,1,1,4,3,5,8,2,8,51,164,3,1,2,6,2,124,33,244,16,17,15,46,34,80,37,23,28,45,49,103,133,19,14,2,0,5,2,2,1,0,1,2,0,1,2,0,3,1,1,1,1,1,0,0,0,0,1,0,0,0,0,0,0,0,0,0,0,0,0,0,0,0,0,0,0,0,0,0,0,0,0,0,0,0,0,0,0,0,null,0,12.135170564536331,6.0675852822681655,6.0675852822681655,6.0675852822681655,24.270341129072662,18.202755846804497,30.337926411340828,48.540682258145324,12.135170564536331,48.540682258145324,309.44684939567645,995.08398629197916,18.202755846804497,6.0675852822681655,12.135170564536331,36.405511693608993,12.135170564536331,752.38057500125251,200.23031431484947,1480.4908088734323,97.081364516290648,103.14894979855882,91.013779234022479,279.10892298433561,206.29789959711763,485.40682258145324,224.50065544392211,139.5544614921678,169.89238790350862,273.04133770206744,297.31167883114011,624.96128407362107,806.98884254166603,115.28412036309514,84.94619395175431,12.135170564536331,0,30.337926411340828,12.135170564536331,12.135170564536331,6.0675852822681655,0,6.0675852822681655,12.135170564536331,0,6.0675852822681655,12.135170564536331,0,18.202755846804497,6.0675852822681655,6.0675852822681655,6.0675852822681655,6.0675852822681655,6.0675852822681655,0,0,0,0,6.0675852822681655,0,0,0,0,0,0,0,0,0,0,0,0,0,0,0,0,0,0,0,0,0,0,0,0,0,0,0,0,0,0,0]
[2,"POLES","> 1 kv & < = 11 kv ; steel",6.0675852822681655,9.123785694204372,"",6.0675852822681655,68.299183899026687,8.2643320298150336,2,0,0,3,1,8,30,37,28,21,47,49,71,84,31,52,34,23,43,60,42,57,26,38,39,27,31,39,30,28,21,15,10,16,15,6,6,20,17,9,8,5,4,5,8,12,8,8,19,18,11,12,3,4,9,3,2,0,0,0,0,0,0,0,0,0,0,0,0,0,0,0,0,0,0,0,0,0,0,0,0,0,0,0,0,0,0,0,0,0,0,0,null,0,0,18.202755846804497,6.0675852822681655,48.540682258145324,182.02755846804496,224.50065544392211,169.89238790350862,127.41929092763148,285.17650826660378,297.31167883114011,430.79855504103978,509.67716371052592,188.09514375031313,315.51443467794462,206.29789959711763,139.5544614921678,260.9061671375311,364.05511693608992,254.83858185526296,345.85236108928541,157.75721733897231,230.56824072619028,236.63582600845845,163.82480262124048,188.09514375031313,236.63582600845845,182.02755846804496,169.89238790350862,127.41929092763148,91.013779234022479,60.675852822681655,97.081364516290648,91.013779234022479,36.405511693608993,36.405511693608993,121.35170564536331,103.14894979855882,54.608267540413493,48.540682258145324,30.337926411340828,24.270341129072662,30.337926411340828,48.540682258145324,72.811023387217986,48.540682258145324,48.540682258145324,115.28412036309514,109.21653508082699,66.743438104949817,72.811023387217986,18.202755846804497,24.270341129072662,54.608267540413493,18.202755846804497,12.135170564536331,0,0,0,0,0,0,0,0,0,0,0,0,0,0,0,0,0,0,0,0,0,0,0,0,0,0,0,0,0,0,0,0,0,0,0]
[2,"POLES","> 1 kv & < = 11 kv ; wood",6.0675852822681655,6.0286051851250093,7.6550384501624249,6.0286051851250093,68.299183899026687,8.2643320298150336,2,143,1625,1764,3461,4606,4467,4960,3967,3425,3942,5298,7498,6351,5740,5316,4286,4472,4084,4326,3892,4506,4824,5259,6864,5591,5119,5434,5055,4823,4227,3002,3889,4863,5880,5905,4899,7141,5747,5654,3648,4213,4129,3861,3376,3867,2380,3015,3452,4070,3641,3372,2798,2592,3148,3580,3838,2122,2074,2150,2045,2064,2041,2045,2036,2074,2085,2082,2096,2066,1,0,3,0,0,0,0,0,0,0,0,0,0,0,0,0,0,0,0,0,0,0,null,862.09054147287634,9796.4834258281408,10634.459546560516,20865.002545717656,27767.755482685792,26929.779361953417,29901.881718220047,23915.476769390913,20647.972759053158,23764.761639762786,31939.550270792301,45202.481678067321,38287.671530728934,34604.193762617557,32048.065164124549,25838.601823445792,{"$f":"IFERROR($G21*AA21,\"\")","v":26959.92238787904},24620.823576050538,26079.746030850791,23463.331380506537,27164.894964173291,29081.991413043044,31704.434668572423,41380.345990698064,33705.931590033928,30860.429942654922,32759.4405759693,30474.599210806922,29075.962807857919,25482.914117523414,18097.872765745276,23445.245564951161,{"$f":"IFERROR($G21*AQ21,\"\")","v":29317.107015262922},35448.198488535054,35598.913618163177,29534.13680192742,43050.269626977693,34646.393998913431,34085.733716696799,21992.351715336034,25398.513644931663,24892.110809381164,23276.444619767663,20352.571104982031,23312.616250878411,14348.080340597522,18176.244633151902,20810.745099051532,{"$f":"IFERROR($G21*BG21,\"\")","v":24536.423103458786},21950.15147904016,20328.45668424153,16868.037307979776,15626.144639844024,18978.049122773529,21582.406562747532,23137.786700509787,12792.700202835269,12503.327153949269,12961.50114801877,12328.497603580645,12443.041102098019,12304.383182840143,12328.497603580645,12274.240156914519,{"$f":"IFERROR($G21*BW21,\"\")","v":12503.327153949269},12569.641810985644,12551.55599543027,12635.956468022019,12455.09831246827,6.0286051851250093,0,18.085815555375028,0,0,0,0,0,0,0,0,{"$f":"IFERROR($G21*CM21,\"\")","v":0},0,0,0,0,0,0,0,0,0,0]
[2,"POLES","> 22 kv & < = 66 kv ; concrete",41.883697182532785,21.918350125876927,18.032689323100051,18.032689323100051,51.219835217494946,7.1568034217445815,2,0,17,38,10,19,55,97,84,78,142,184,298,249,242,359,87,335,205,449,855,339,936,258,442,102,101,52,147,1359,239,484,1387,2234,660,735,127,215,2,3,1,3,5,5,2,5,3,6,3,2,2,2,2,5,4,3,3,0,0,0,0,1,0,0,0,0,0,0,0,0,0,0,0,0,0,0,0,0,0,0,0,0,0,0,0,0,0,0,0,0,0,0,null,0,306.55571849270086,685.2421942778019,180.3268932310005,342.62109713890095,991.79791277050276,1749.1708643407051,1514.7459031404044,1406.5497672018039,2560.6418838802074,3318.0148354504095,5373.7414182838156,4490.1396414519131,4363.9108161902122,6473.7354669929182,1568.8439711097044,6040.9509232385171,3696.7013112355103,8096.6775060719228,15417.949371250545,6113.0816805309178,16878.597206421648,4652.4338453598129,7970.4486808102229,1839.3343109562052,1821.3016216331052,937.69984480120263,2650.8053304957075,24506.424790092969,4309.812748220912,8727.8216323804245,25011.340091139769,40285.027947805516,11901.574953246034,13254.026652478538,2290.1515440337066,3877.0282044665109,36.065378646200102,54.098067969300153,18.032689323100051,54.098067969300153,90.163446615500249,90.163446615500249,36.065378646200102,90.163446615500249,54.098067969300153,108.19613593860031,54.098067969300153,36.065378646200102,36.065378646200102,36.065378646200102,36.065378646200102,90.163446615500249,72.130757292400205,54.098067969300153,54.098067969300153,0,0,0,0,18.032689323100051,0,0,0,0,0,0,0,0,0,0,0,0,0,0,0,0,0,0,0,0,0,0,0,0,0,0,0,0,0,0]
[2,"POLES","> 22 kv & < = 66 kv ; steel",14.732254592740356,22.154631661925073,"",14.732254592740356,69.483071053717012,8.3356506077040571,2,0,0,1,3,4,32,39,42,35,50,37,29,26,26,53,29,24,29,33,34,33,29,31,27,28,25,31,26,28,0,0,0,4,5,3,1,2,2,5,0,2,0,1,0,0,2,52,0,2,73,4,1,0,0,1,0,0,0,0,0,554,453,0,0,0,0,0,0,37,0,0,0,0,0,0,0,0,0,0,0,0,0,0,0,0,0,0,0,0,0,0,null,0,0,14.732254592740356,44.196763778221069,58.929018370961423,471.43214696769138,574.55792911687388,618.75469289509499,515.62891074591244,736.61272963701776,545.09341993139321,427.23538318947033,383.03861941124927,383.03861941124927,780.80949341523888,427.23538318947033,353.57411022576855,427.23538318947033,486.16440156043171,500.8966561531721,486.16440156043171,427.23538318947033,456.69989237495105,397.7708740039896,412.50312859672994,368.30636481850888,456.69989237495105,383.03861941124927,412.50312859672994,0,0,0,58.929018370961423,73.661272963701776,44.196763778221069,14.732254592740356,29.464509185480711,29.464509185480711,73.661272963701776,0,29.464509185480711,0,14.732254592740356,0,0,29.464509185480711,766.07723882249854,0,29.464509185480711,1075.454585270046,58.929018370961423,14.732254592740356,0,0,14.732254592740356,0,0,0,0,0,8161.6690443781572,6673.7113305113808,0,0,0,0,0,0,545.09341993139321,0,0,0,0,0,0,0,0,0,0,0,0,0,0,0,0,0,0,0,0,0,0]
[2,"POLES","> 22 kv & < = 66 kv ; wood",14.732254592740356,7.6889284822432371,14.03187415405511,7.6889284822432371,69.483071053717012,8.3356506077040571,2,6,213,248,483,686,759,593,640,414,400,421,851,805,770,757,870,954,1111,1334,825,875,678,488,689,878,564,752,882,893,624,632,908,961,929,1527,1094,1588,953,829,610,527,701,1045,913,565,1365,1183,528,1382,1189,1925,2136,580,1823,998,1636,256,501,270,339,788,212,261,423,354,624,353,272,472,45,56,38,0,0,0,0,0,0,0,0,0,0,0,0,0,0,0,0,0,0,0,null,46.133570893459421,1637.7417667178095,1906.8542635963229,3713.7524569234834,5274.6049388188603,5835.8967180226173,4559.5345899702397,4920.9142286356719,3183.2163916487002,3075.571392897295,3237.0388910244028,6543.2781383889951,6189.5874282058057,5920.4749313272923,5820.5188610581308,6689.367779551616,7335.237772060048,8542.3995437722369,10257.030595312479,6343.3659978506703,6727.8124219628326,5213.0935109609145,3752.1970993346995,5297.6717242655905,6750.8792074095618,4336.5556639851857,5782.0742186469142,6781.6349213385347,6866.2131346432107,4797.8913729197802,4859.402800777726,6981.5470618768595,7389.060271435751,7143.0145600039668,11740.993792385423,8411.6877595741007,12210.018429802261,7327.5488435778052,6374.1217117796432,4690.246374168375,4052.0653101421858,5389.9388660525092,8034.930263944183,7019.9917042880752,4344.2445924674294,10495.387378262019,9096.0023944937493,4059.754238624429,10626.099162460154,9142.1359653872096,14801.187328318232,16423.551238071555,4459.5785197010773,14016.916623129422,7673.5506252787509,12579.086996949936,1968.3656914542687,3852.1531696038619,2076.0106902056741,2606.5467554804573,6058.8756440076704,1630.0528382355662,2006.8103338654848,3252.4167479888893,2721.8806827141061,4797.8913729197802,2714.1917542318629,2091.3885471701606,3629.1742436188078,346.00178170094568,430.5799950056213,292.17928232524304,0,0,0,0,0,0,0,0,0,0,0,0,0,0,0,0,0,0,0]
[2,"POLES","> 66 kv & < = 132 kv ; concrete",173.48534505444022,24.348999154755077,"",24.348999154755077,52.995548446185431,7.2798041488892702,2,0,0,0,3,44,10,33,14,39,57,266,249,146,259,481,144,441,14,14,13,10,11,37,81,40,11,20,10,293,11,25,891,9,759,640,39,24,12,12,0,0,3,1,0,0,0,0,0,0,0,0,0,0,0,0,0,0,0,0,0,0,0,0,0,0,0,0,0,0,0,0,0,0,0,0,0,0,0,0,0,0,0,0,0,0,0,0,0,0,0,0,null,0,0,0,73.046997464265232,1071.3559628092235,243.48999154755077,803.51697210691759,340.88598816657111,949.61096703544797,1387.8929518210393,6476.8337751648505,6062.9007895340146,3554.9538765942411,6306.3907810815654,11711.868593437192,3506.2558782847309,10737.908627246989,340.88598816657111,340.88598816657111,316.53698901181599,243.48999154755077,267.83899070230586,900.91296872593784,1972.2689315351613,973.95996619020309,267.83899070230586,486.97998309510155,243.48999154755077,7134.2567523432381,267.83899070230586,608.72497886887697,21694.958246886774,219.14099239279568,18480.890358459103,15583.359459043249,949.61096703544797,584.37597971412185,292.18798985706093,292.18798985706093,0,0,73.046997464265232,24.348999154755077,0,0,0,0,0,0,0,0,0,0,0,0,0,0,0,0,0,0,0,0,0,0,0,0,0,0,0,0,0,0,0,0,0,0,0,0,0,0,0,0,0,0,0,0,0,0,0,0]
[2,"POLES","> 66 kv & < = 132 kv ; steel",111.95037053987653,17.704552799214063,"",17.704552799214063,72.467079551177051,8.5127598081454785,2,0,0,0,0,0,6,9,7,7,5,3,8,3,3,3,6,6,3,3,3,4,6,159,14,2,4,3,3,3,11,0,0,288,0,0,24,197,0,2,1,0,0,0,0,0,0,16,0,0,0,0,0,0,48,0,0,0,0,0,0,0,0,0,0,0,0,0,0,0,0,0,0,0,0,0,0,0,0,0,0,0,0,0,0,0,0,0,0,0,0,0,null,0,0,0,0,0,106.22731679528438,159.34097519292658,123.93186959449844,123.93186959449844,88.522763996070324,53.11365839764219,141.63642239371251,53.11365839764219,53.11365839764219,53.11365839764219,106.22731679528438,106.22731679528438,53.11365839764219,53.11365839764219,53.11365839764219,70.818211196856254,106.22731679528438,2815.0238950750363,247.86373918899687,35.409105598428127,70.818211196856254,53.11365839764219,53.11365839764219,53.11365839764219,194.75008079135469,0,0,5098.9112061736505,0,0,424.90926718113752,3487.7969014451705,0,35.409105598428127,17.704552799214063,0,0,0,0,0,0,283.27284478742502,0,0,0,0,0,0,849.81853436227505,0,0,0,0,0,0,0,0,0,0,0,0,0,0,0,0,0,0,0,0,0,0,0,0,0,0,0,0,0,0,0,0,0,0,0,0,0]
[2,"POLES","> 66 kv & < = 132 kv ; wood",111.95037053987653,22.241684212216938,"",22.241684212216938,72.467079551177051,8.5127598081454785,2,0,1,1,2,20,1,1,2,33,14,15,22,21,7,5,15,101,36,7,8,3,6,3,4,3,136,9,8,3,2,3,9,2,15,8,4,203,17,4,143,38,280,90,268,78,7,2,250,39,460,632,13,851,142,0,2,3,3,1,0,215,3,1,2,3,3,2,2,2,0,0,0,0,0,0,0,0,0,0,0,0,0,0,0,0,0,0,0,0,0,0,null,0,22.241684212216938,22.241684212216938,44.483368424433877,444.83368424433877,22.241684212216938,22.241684212216938,44.483368424433877,733.97557900315894,311.38357897103714,333.62526318325411,489.31705266877265,467.07536845655568,155.69178948551857,111.20842106108469,333.62526318325411,2246.4101054339108,800.70063163980979,155.69178948551857,177.93347369773551,66.725052636650815,133.45010527330163,66.725052636650815,88.966736848867754,66.725052636650815,3024.8690528615034,200.17515790995245,177.93347369773551,66.725052636650815,44.483368424433877,66.725052636650815,200.17515790995245,44.483368424433877,333.62526318325411,177.93347369773551,88.966736848867754,4515.0618950800381,378.10863160768793,88.966736848867754,3180.5608423470221,845.18400006424372,6227.671579420743,2001.7515790995244,5960.7713688741396,1734.8513685529213,155.69178948551857,44.483368424433877,5560.421053054235,867.42568427646063,10231.174737619791,14056.744422121104,289.14189475882017,18927.673264596615,3158.3191581348051,0,44.483368424433877,66.725052636650815,66.725052636650815,22.241684212216938,0,4781.9621056266415,66.725052636650815,22.241684212216938,44.483368424433877,66.725052636650815,66.725052636650815,44.483368424433877,44.483368424433877,44.483368424433877,0,0,0,0,0,0,0,0,0,0,0,0,0,0,0,0,0,0,0,0,0,0]
[2,"POLES","staking of a wooden pole",7.3006518950992731,9.2382742527782238,null,7.3006518950992731,25.787101523419004,5.0781001883991026,2,1563,1461,1873,1332,2428,4000,2595,2595,2840,2768,2616,2547,4195,2500,2000,1700,1500,1500,1500,1500,800,800,800,800,800,800,400,400,400,200,0,0,0,0,0,0,0,0,0,0,0,0,0,0,0,0,0,0,0,0,0,0,0,0,0,0,0,0,0,0,0,0,0,0,0,0,0,0,0,0,0,0,0,0,0,0,0,0,0,0,0,0,0,0,0,0,0,0,0,0,0,null,11410.918912040164,10666.252418740038,13674.120999520939,9724.4683242722313,17725.982801301034,29202.607580397093,18945.191667782612,18945.191667782612,20733.851382081935,20208.204445634787,19098.505357579699,18594.760376817849,30626.234699941451,18251.629737748182,14601.303790198546,12411.108221668765,10950.97784264891,10950.97784264891,10950.97784264891,10950.97784264891,5840.5215160794187,5840.5215160794187,5840.5215160794187,5840.5215160794187,5840.5215160794187,5840.5215160794187,2920.2607580397093,2920.2607580397093,2920.2607580397093,1460.1303790198547,0,0,0,0,0,0,0,0,0,0,0,0,0,0,0,0,0,0,0,0,0,0,0,0,0,0,0,0,0,0,0,0,0,0,0,0,0,0,0,0,0,0,0,0,0,0,0,0,0,0,0,0,0,0,0,0,0,0,0,0,0]
[3,"SERVICE LINES","˂ = 11 kv ; commercial and industrial ; simple type",1.0776881660346251,0.91548205142734551,1.1382878525304381,0.91548205142734551,53.776677330770539,7.3332583024717284,2,16.018033895526401,244.27501690677701,273.30770334241902,442.49818636391598,623.70219480705805,596.67176260835697,635.71572022870305,529.59624567083995,551.62104227718896,637.71797446564301,927.04371170358797,1345.5148472242099,1127.26913539767,1157.3029489517801,1082.2184150665,950.06963542840697,1044.1755845646201,1014.14177101051,1004.13049982581,950.06963542840697,1015.1428981289801,1023.15191507675,1205.3570506383601,1432.61290653114,1033.1631862614499,1019.14740660286,954.07414390228905,1073.2082710002701,1138.2815337008401,1049.1812201569801,741.83519478656501,873.98397442465705,978.10119474557905,1052.1846015123899,952.07188966534795,841.94790663360504,1157.3029489517801,1090.2274320142601,995.12035575957498,723.81490665409797,830.93550833043003,757.85322868209096,696.784474455397,695.783347336926,720.81152529868598,611.68866938541305,626.70557616246901,667.75178801975505,739.83294054962403,662.74615242740299,605.681906674591,452.50945754861999,449.50607619320903,431.48578806074102,399.44972026968901,490.55228805049501,282.31784740865203,269.30319486853699,268.30206775006701,273.30770334241902,252.28403385454001,255.28741520995101,301.33926265959002,257.28966944689199,261.29417792077402,268.30206775006701,242.272762669836,270.30432198700697,300.33813554111902,2.0022542369408001,0,5.0056355923519904,0,0,0,0,0,0,0,0,0,0,0,0,0,0,0,0,0,0,0,null,14.664222530509264,223.62939359026572,250.20829692681414,405.09914740531764,570.9881647817034,546.24228926146873,581.98633167958553,484.83585741496103,504.99916339441143,583.81935949589842,848.69187895322136,1231.7946925627712,1031.9946605845889,1059.4900778292922,990.75153471752992,869.77169884082832,955.92400620756609,928.42858896286293,919.26344988129836,869.77169884082832,929.34510287101944,936.67721413628033,1103.4827454208207,1311.5314025724201,945.8423532178449,933.01115850364522,873.43775447345604,982.50290954412185,1042.0763135743102,960.50657574835759,679.13680594420896,800.11664182090976,895.4340882692203,963.25611747282676,871.60472665714212,770.78819675989189,1059.4900778292922,998.08364598278172,911.01482470788562,662.63955559738622,760.70654377016626,693.80102847471778,637.89368007715166,636.97716616899424,659.89001387291501,559.98999788382127,573.73770650617371,611.31477674060329,677.30377812789516,606.73220719981907,554.49091443488055,414.26428648688596,411.51474476241566,395.01749441559201,365.68904935457419,449.0918149968453,258.45692210022509,246.54224129418643,245.62572738602998,250.20829692681414,230.96150485552019,233.71104657999047,275.87068635520518,235.5440743963043,239.21013002893201,245.62572738602998,221.79636577395186,247.45875520234287,274.95417244704777,1.833027816313658,0,4.582569540784136,0,0,0,0,0,0,0,0,0,0,0,0,0,0,0,0,0,0,0]
[3,"SERVICE LINES","˂ = 11 kv ; residential ; simple type",0.79762113527167322,0.75740966228147066,0.65007505009630639,0.65007505009630639,59.773345771270726,7.7313223817967085,2,82.056005668866504,1603.09415953078,1734.1836320017801,2803.9137546849302,4035.7545227138799,4214.8767789910398,4545.1021676584296,3737.5509899172698,3879.6479753438498,3774.5762607678598,4332.9573725145301,6596.5023093801001,7169.8936660662002,7651.2221871238198,7753.29185271192,6314.3097045188697,6336.3247304300303,5642.8514142285103,5757.9299587641199,5413.6950081532696,5646.8541462123603,5483.7428178705904,6034.1184656495698,6865.6860352938202,6346.3315603896499,6309.3062895390603,7684.2447259905603,7066.8233174821398,6798.64027456438,6128.1826672699799,4965.3890259623804,4358.9751304095398,6714.5829029035904,8974.1251077852994,8083.5172413793098,6806.64573853207,10017.837472573399,8116.5397802460502,6878.6949142413196,5002.41429681297,6694.5692429843502,7690.2488239663298,7640.21467416824,7695.2522389461401,8399.7330681032308,6831.6628134311204,6714.5829029035904,6848.6744243624698,7245.9455737592998,6460.4094219292901,5030.4334206999001,3925.6793931580901,3765.5701138042,3362.2948664316,2488.6986109569598,3890.6554882994301,2361.6118704698201,2242.5305939503601,2341.59821055058,2274.5524498211398,2236.52649597459,2262.5442538696002,2230.52239799882,2196.4991761361198,2194.4978101441998,2186.4923461765002,2216.5128360553599,2187.49302917246,2272.5510838292198,9.0061469636560805,0,73.049858705210397,0,0,0,0,0,0,0,0,0,0,0,0,0,0,0,0,0,0,0,null,53.342561995891195,1042.1315160660679,1127.3495114497518,1822.7543745425285,2623.5433235296205,2739.9862332523589,2954.6575193333842,2429.6886470079689,2522.0623519276869,2453.7578518109954,2816.7474810025433,4288.221569230669,4660.9689841531754,4973.8686465924884,5040.2215895629852,4104.7751974886978,4119.0866165607667,3668.2769157906123,3743.0866063946087,3519.3080536313605,3670.8789919855358,3564.8443870424844,3922.6298638441917,4463.2111933391416,4125.591807048072,4101.5226022450461,4995.3357752005913,4593.9655221339481,4419.6264170742052,3983.7786544248488,3227.8755198001445,2833.6609762695352,4364.9828169808543,5833.8548290140498,5254.8928756440109,4424.8305694640458,6512.3461968398078,5276.3600042521148,4471.6679409726339,3251.9447246031709,4351.9724360062437,4999.2388894929736,4966.7129370564535,5002.4914847366263,5460.4568950428093,4441.093545682309,4364.9828169808543,4452.1523695107253,4710.4084318566865,4199.7509786033334,3270.1592579676217,2551.9862281692831,2447.9031803724197,2185.7440037340762,1617.8408741924538,2529.2180614637214,1535.2249550037002,1457.8131882047801,1522.2145740290898,1478.6297977641539,1453.9100739123983,1470.8235691793905,1450.0069596200165,1427.8893119631839,1426.5882738657253,1421.3841214758788,1440.8996929377943,1422.034640524608,1477.3287596666955,5.8546714385734244,0,47.487890557317755,0,0,0,0,0,0,0,0,0,0,0,0,0,0,0,0,0,0,0]
[3,"SERVICE LINES","˂ = 11 kV ; residential ; complex type",1.9474852436097683,1.9474852436097683,1.5293520495182797,1.5293520495182797,59.773345771270726,7.7313223817967085,2,0,0,0,0,0,0,0,0,0,0,0,0,0,0,0,0,0,0,0,0,0,0,0,0,0,0,0,0,0,0,0,0,0,0,0,0,0,0,0,0,0,0,0,0,0,0,0,0,0,0,0,0,0,0,0,0,0,0,0,0,0,0,0,0,0,0,0,0,0,0,0,0,0,0,0,0,0,0,0,0,0,0,0,0,0,0,0,0,0,0,0,null,0,0,0,0,0,0,0,0,0,0,0,0,0,0,0,0,0,0,0,0,0,0,0,0,0,0,0,0,0,0,0,0,0,0,0,0,0,0,0,0,0,0,0,0,0,0,0,0,0,0,0,0,0,0,0,0,0,0,0,0,0,0,0,0,0,0,0,0,0,0,0,0,0,0,0,0,0,0,0,0,0,0,0,0,0,0,{"$f":"IFERROR($G31*CS31,\"\")","v":0},0,0,0,0]
[4,"SWITCHGEAR","˂ = 11 kv ; circuit breaker",229.48512503085638,81.121325034048596,415.66239263298957,81.121325034048596,57.59431194134126,7.5890916413851048,2,28.832535885167498,57.665071770334897,116.35987696514,423.22043745728001,119.449077238551,130.77614490772399,114.3004101162,89.586807928913203,129.74641148325401,107.092276144908,137.98427887901599,119.449077238551,111.211209842789,62.813738892686203,79.289473684210506,27.802802460697201,194.61961722487999,53.5461380724539,90.616541353383397,21.624401913875602,39.129870129870099,9.2676008202323992,30.892002734108001,38.100136705399898,6.1784005468216003,8.2378673957621302,23.6838687628161,23.6838687628161,23.6838687628161,9.2676008202323992,6.1784005468216003,26.7730690362269,29.8622693096377,31.921736158578302,43.248803827751203,42.219070403280902,74.140806561859193,49.427204374572803,37.070403280929597,19.564935064935099,11.3270676691729,1.0297334244702701,15.446001367054,15.446001367054,1.0297334244702701,14.416267942583699,0,15.446001367054,14.416267942583699,24.713602187286401,12.356801093643201,25.743335611756699,14.416267942583699,21.624401913875602,12.356801093643201,1.0297334244702701,6.1784005468216003,1.0297334244702701,5.1486671223513296,4.1189336978810704,1.0297334244702701,1.0297334244702701,0,0,1.0297334244702701,0,0,3.0892002734108002,1.0297334244702701,0,0,0,0,0,0,0,0,0,0,0,0,0,0,0,0,0,0,0,0,0,0,null,2338.9335150965426,4677.867030193077,9439.2674002110271,34332.202668024249,9689.8674196856718,10608.734157759316,9272.2007205613154,7267.4005647642498,10525.200817934463,8687.4673417871709,11193.467536533462,9689.8674196856718,9021.6007010866706,5095.5337293174571,6432.0671665154832,2255.4001752716636,15787.801226901613,4343.7336708935773,7350.9339045891202,1754.2001363224051,3174.2669133453014,751.80005842388778,2506.0001947462929,3090.7335735204306,501.20003894925861,668.26671859901126,1921.2668159721552,1921.2668159721552,1921.2668159721552,751.80005842388778,501.20003894925861,2171.8668354467845,2422.4668549214139,2589.5335345711724,3508.4002726448102,3424.8669328199312,6014.4004673911022,4009.6003115940689,3007.2002336955511,1587.1334566726548,918.86673807363798,83.533339824876705,1253.0000973731464,1253.0000973731464,83.533339824876705,1169.4667575482672,0,1253.0000973731464,1169.4667575482672,2004.8001557970344,1002.4000778985172,2088.3334956219132,1169.4667575482672,1754.2001363224051,1002.4000778985172,83.533339824876705,501.20003894925861,83.533339824876705,417.66669912438186,334.13335929950603,83.533339824876705,83.533339824876705,0,0,83.533339824876705,0,0,250.60001947462931,83.533339824876705,0,0,0,0,0,0,0,0,0,0,0,0,0,0,0,0,0,0,0,0,0,0]
[4,"SWITCHGEAR","˂ = 11 kv ; fuse",6.5324527386137081,3.1916028703095636,1.3373974533752329,1.3373974533752329,50.586233242715814,7.1123999636350463,2,1249.0511960973599,1795.4464169253599,2272.50739571648,2920.3168810163602,3150.0512352281298,3180.0615787963402,3687.13290115566,3659.1922364542302,4717.8329768084895,6902.3790206871399,6339.4263689249501,2871.6794276472001,1827.52643936034,1894.79100253046,1681.6140792528599,1351.5003000026099,1001.72457151801,914.798059113558,989.30649831737696,814.41863407507901,841.324459343125,733.70115827094105,781.30377220671505,915.83289854694397,912.72838024678504,777.16441447316902,892.03159157905702,835.115422742806,835.115422742806,805.105079174602,655.05336133357696,702.65597526935005,804.070239741215,869.26512404455696,953.08711814885305,725.42244280385,1108.31303315681,883.75287611196597,755.43278637205503,511.21068009287001,612.62494456473496,629.18237549891705,553.63909686171201,562.95265176218902,601.24171079748498,444.98095635614197,559.84813346202998,537.08166592753003,584.684279863303,455.32935069000598,436.70224088905098,402.552539587301,314.59118774945898,346.67121018443601,413.93577335455097,365.298319985391,147.98203897425199,180.06206140923001,158.330433308116,138.66848407377501,169.713667075366,141.77300237393399,136.59880520700199,133.494286906843,166.60914877520699,189.375616309707,139.703323507161,163.504630475048,129.35492917329699,0,0,0,0,0,0,0,0,0,0,0,0,0,1.03483943338638,0,0,0,0,0,0,0,0,null,1670.4778887958978,2401.2254656676628,3039.2456038076029,3905.6243597199832,4212.8704999956071,4253.0062570586479,4931.1621522616142,4893.7943784443105,6309.6178086333675,9231.224124497614,8478.3326816600274,3840.5767534454117,2444.1292059764255,2534.0886614625415,2248.9863871527118,1807.4930594593538,1339.7038909315829,1223.4485946110783,1323.095991457229,1089.2014071933463,1125.1851893877899,981.25006061001523,1044.9136752617237,1224.8325862339409,1220.6806113653515,1039.3777087702701,1193.0007789080867,1116.8812396506098,1116.8812396506098,1076.745482587578,876.06669727241206,939.73031192411941,1075.361490964714,1162.5529632050964,1274.6562846570157,970.17812762710946,1482.2550280864978,1181.9288459251809,1010.3138846901427,683.69186169442514,819.32304073501973,841.46690670083115,740.43551823181747,752.89144283758594,804.0991328835247,595.11639783117994,748.73946796899634,718.29165226600628,781.9552669177134,608.95631405981237,584.04446484827429,538.37274129378898,420.7334533504162,463.63719365917478,553.596649145284,488.54904287071287,197.91080206943906,240.81454237819901,211.75071829807149,185.45487746367073,226.9746261495666,189.60685233226016,182.68689421794394,178.53491934935451,222.82265128097711,253.27046698396737,186.83886908653344,218.67067641238768,172.998952857901,0,0,0,0,0,0,0,0,0,0,0,0,0,1.3839916228632134,0,0,0,0,0,0,0,0]
[4,"SWITCHGEAR","˂ = 11 kv ; switch",18.490176399255574,13.145759880363528,26.809462626517913,13.145759880363528,58.347472814502886,7.6385517484993768,2,478.898394577239,979.75501248662101,1722.1520870495899,2906.8505173028898,3176.62297538352,3907.5181234391698,4570.4473421334296,4188.7925080271098,4965.6953621120201,5954.86104174099,4488.8882268997504,2499.0549411345,1937.5518016410999,1542.3037816624999,1549.62318943989,981.84627185158797,631.56032821976498,359.69661077417101,512.35854441669596,437.07320727791699,464.25957902247598,467.39646806992499,414.06935426328897,406.74994648590803,451.712022832679,335.64712807706002,423.48002140563699,329.37334998216198,226.90164109882301,256.17927220834798,238.40356760613599,216.44534427399199,324.14520156974697,392.111130931145,305.32386728505202,237.357937923653,351.33157331430601,259.316161255797,257.22490189083101,149.52504459507699,207.034677131645,238.40356760613599,214.354084909026,225.85601141634001,230.038530146272,205.989047449162,185.076453799501,287.54816268283997,250.951123795933,249.90549411345,189.25897252943301,143.25126650017799,124.42993221548301,155.798822689975,141.160007135212,148.479414912594,88.878523011059599,81.559115233678199,88.878523011059599,102.47170888333901,73.194077773813802,94.106671423474793,84.696004281127401,81.559115233678199,78.422226186228997,93.061041740991797,80.513485551195103,77.376596503746001,82.604744916161295,0,1.04562968248305,8.3650374598644301,1.04562968248305,0,0,0,0,0,0,0,0,0,0,0,0,0,0,0,0,0,0,null,6295.4833022039711,12879.62413573169,22638.997813820817,38212.758908574295,41759.122864837693,51367.294978900019,60082.003305531754,55064.860499190101,65277.838869359432,78281.173375658473,59009.846760614913,32851.976183990148,25470.590740139643,20274.755176311843,20370.974353419875,12907.115329191107,8302.3404247406088,4728.4852750178325,6735.3423975544565,5745.6594330158532,6103.0449479881254,6144.2817381772329,5443.2563049623768,5347.0371278544617,5938.0977872316853,4412.3365502346542,5566.9666755297103,4329.86296985644,2982.7944903455518,3367.6711987772283,3133.9960543722764,2845.3385230485155,4261.1349862079287,5154.598773638616,4013.7142450732749,3120.2504576425745,4618.5205011802018,3408.9079889663353,3381.4167955069306,1965.6203323475304,2721.6281524811952,3133.9960543722764,2817.8473295891113,2969.0488936158495,3024.0312805346584,2707.8825557514929,2432.9706211574344,3780.0391006683226,3298.9432151287169,3285.197618399015,2487.9530080762433,1883.1467519693038,1635.7260108346497,2048.0939127257443,1855.6555585098993,1951.8747356178283,1168.3757220247539,1072.1565449168327,1168.3757220247539,1347.0684795108889,962.19177107920927,1237.1037056732678,1113.3933351059422,1072.1565449168327,1030.9197547277233,1223.3581089435656,1058.4109481871292,1017.174157998021,1085.9021416465362,0,13.745596729702934,109.96477383762387,13.745596729702934,0,0,0,0,0,0,0,0,0,0,0,0,0,0,0,0,0,0]
[4,"SWITCHGEAR","> 11 kv & < = 22 kv ; circuit breaker",19.127531117217625,55.083709591622132,21.152875891509954,19.127531117217625,40.650319689323879,6.3757603224496986,2,20.263736263736298,79.028571428571396,53.698901098901104,144.88571428571399,93.213186813186795,54.712087912087902,83.081318681318706,71.936263736263697,34.448351648351597,96.252747252747298,54.712087912087902,81.054945054944994,84.094505494505498,63.830769230769199,28.3692307692308,29.382417582417599,103.345054945055,74.975824175824201,49.646153846153801,32.421978021977999,35.461538461538503,20.263736263736298,51.672527472527499,17.224175824175799,7.0923076923076902,8.1054945054945104,15.197802197802201,28.3692307692308,41.540659340659303,5.0659340659340701,6.0791208791208797,20.263736263736298,35.461538461538503,36.474725274725301,27.356043956044001,28.3692307692308,16.210989010989,13.171428571428599,3.0395604395604399,10.131868131868099,3.0395604395604399,1.01318681318681,4.0527472527472499,15.197802197802201,6.0791208791208797,2.0263736263736298,4.0527472527472499,2.0263736263736298,5.0659340659340701,8.1054945054945104,4.0527472527472499,15.197802197802201,2.0263736263736298,0,4.0527472527472499,2.0263736263736298,0,0,2.0263736263736298,0,1.01318681318681,0,1.01318681318681,0,1.01318681318681,1.01318681318681,0,0,0,0,0,0,0,0,0,0,0,0,0,0,0,0,0,0,0,0,0,0,0,0,0,null,387.59524593570728,1511.6214591492551,1027.1274017296225,2771.3060084402964,1782.93813130425,1046.5071640264077,1589.1405083363975,1375.9631230717578,658.91191809070028,1841.0774181946072,1046.5071640264077,1550.3809837428253,1608.5202706331825,1220.9250246974752,542.63334430998987,562.01310660677484,1976.7357542721047,1434.102409962115,949.60835254248036,620.15239349713011,678.2916803874873,387.59524593570728,988.36787713605236,329.45595904535014,135.65833607749727,155.03809837428273,290.69643445178002,542.63334430998987,794.57025416819783,96.898811483926735,116.27857378071199,387.59524593570728,678.2916803874873,697.67144268427239,523.25358201320478,542.63334430998987,310.07619674856505,251.93690985820982,58.139286890355997,193.79762296785267,58.139286890355997,19.37976229678527,77.519049187141263,290.69643445178002,116.27857378071199,38.759524593570724,77.519049187141263,38.759524593570724,96.898811483926735,155.03809837428273,77.519049187141263,290.69643445178002,38.759524593570724,0,77.519049187141263,38.759524593570724,0,0,38.759524593570724,0,19.37976229678527,0,19.37976229678527,0,19.37976229678527,19.37976229678527,0,0,0,0,0,0,0,0,0,0,0,0,0,0,0,0,0,0,0,0,0,0,0,0,0]
[4,"SWITCHGEAR","> 11 kv & < = 22 kv ; switch",5.3919174192712189,14.172401188258965,5.7607060235649223,5.3919174192712189,48.10186909667047,6.9355511025923864,2,377.68485707536001,972.22722824069399,1032.40778239006,1642.5140899733401,1442.2581080625,1706.8450271674899,2083.4922884816601,1920.5897539738801,2398.9213998852601,2959.2231109311201,1823.0557524214501,750.18173534473999,734.61779892679999,598.69275421011798,618.40707367284301,317.50430292598998,405.699942627653,351.74496304545897,698.30194728493802,406.73753838885,223.08308865715,223.08308865715,146.301002328642,271.85008943336402,226.19587594073801,189.88002429887601,174.31608788093601,241.759812358678,223.08308865715,259.39894029901097,183.6544497317,305.05315379163699,319.57949444838198,214.78232256758099,258.361344537815,239.684620836286,336.18102662751801,344.48179271708699,212.70713104518899,128.66187438831,97.534001552428194,139.03783200026999,94.421214268840103,195.06800310485599,195.06800310485599,116.21072525395699,138.00023623907401,180.54166244811199,211.66953528399301,176.39127940332801,104.797171880801,132.812257433094,115.17312949276101,155.63936417940701,129.699470149506,93.383618507644002,44.616617731429898,37.353447403057601,47.729405015018102,47.729405015018102,26.977489791097199,37.353447403057601,30.0902770746853,38.391043164253603,45.654213492625999,31.127872835881298,25.939894029901101,44.616617731429898,44.616617731429898,0,0,0,0,0,0,0,0,0,0,0,0,0,0,0,0,0,0,0,0,0,0,null,2036.4455598595944,5242.1689274407727,5566.6575056601341,8856.3003331256659,7776.536615947346,9203.1674339808451,11234.018363181518,10355.661349725589,12934.786083503832,15955.886639339473,9829.7660677838157,4044.9179664244152,3960.9985065400947,3228.1018902169976,3334.3998727371422,1711.9569816402111,2187.5005876513765,1896.5797933857214,3765.1864334766697,2193.0952183103363,1202.8455916753128,1202.8455916753128,788.84292291264399,1465.7932326461942,1219.6294836521768,1023.8174105887518,939.89795070443154,1303.5489435364973,1202.8455916753128,1398.6576647387321,990.24962663502367,1644.8214137327495,1723.1462429581206,1158.0885464036699,1393.0630340797777,1292.3596822185877,1812.6603335013958,1857.4173787730388,1146.8992850857603,693.73420171041414,525.89528194176364,749.68050829996105,509.1113899648991,1051.7905638835252,1051.7905638835252,626.59863380295246,744.0858776410065,973.46573465815959,1141.3046544268059,951.08721202234085,565.0576965544509,716.11272434623299,621.00400314399781,839.19459884324169,699.32883236936891,503.51675930594388,240.569118335062,201.40670372237756,257.35301031192716,257.35301031192716,145.46039713282846,201.40670372237756,162.24428910969309,207.00133438133224,246.16374899401723,167.83891976864777,139.86576647387324,240.569118335062,240.569118335062,0,0,0,0,0,0,0,0,0,0,0,0,0,0,0,0,0,0,0,0,0,0]
[4,"SWITCHGEAR","> 132 kv ; circuit breaker",164.98936724995204,"","",164.98936724995204,45.070777807055016,6.7134773260252407,2,0,2.8571428571428599,0,0,0,0,0,0,0,0,0,0,0,0,0,0,0,0,0,0,1.4285714285714299,0,5.71428571428571,0,0,0,0,0,0,0,0,0,0,0,0,0,0,0,0,0,0,0,0,0,0,0,0,0,0,0,0,0,0,0,0,0,0,0,0,0,0,0,0,0,0,0,0,0,0,0,0,0,0,0,0,0,0,0,0,0,0,0,0,0,0,0,0,0,0,0,0,null,{"$f":"IFERROR($G37*K37,\"\")","v":0},471.39819214272057,0,0,0,0,0,0,0,0,0,0,0,0,0,0,0,0,0,0,235.69909607136029,0,942.79638428543956,0,0,0,0,0,0,0,{"$f":"IFERROR($G37*AO37,\"\")","v":0},0,0,0,0,0,0,0,0,0,0,0,0,0,0,0,{"$f":"IFERROR($G37*BE37,\"\")","v":0},0,0,0,0,0,0,0,0,0,0,0,0,0,0,0,{"$f":"IFERROR($G37*BU37,\"\")","v":0},0,0,0,0,0,0,0,0,0,0,0,0,0,0,0,{"$f":"IFERROR($G37*CK37,\"\")","v":0},0,0,0,0,0,0,0,0,0,0,0,0]
[4,"SWITCHGEAR","> 132 kv ; switch",28.573651092407154,"","",28.573651092407154,60.068588875076209,7.7503928206947172,2,0,7.6956521739130404,1.2826086956521701,0,0,0,0,0,6.4130434782608701,0,0,0,0,0,0,0,0,0,0,1.2826086956521701,2.5652173913043499,16.673913043478301,1.2826086956521701,2.5652173913043499,1.2826086956521701,0,8.9782608695652204,5.1304347826086998,0,1.2826086956521701,1.2826086956521701,0,0,0,0,0,0,0,0,0,0,0,0,0,0,0,0,0,0,0,0,0,0,0,0,0,1.2826086956521701,0,0,0,0,0,0,0,0,0,0,0,0,0,0,0,0,0,0,0,0,0,0,0,0,0,0,0,0,0,0,0,0,0,0,null,0,219.89288014591583,36.648813357652543,0,0,0,0,0,183.2440667882633,0,0,0,0,0,0,0,{"$f":"IFERROR($G38*AA38,\"\")","v":0},0,0,36.648813357652543,73.29762671530537,476.43457364948563,36.648813357652543,73.29762671530537,36.648813357652543,0,256.54169350356864,146.59525343061074,0,36.648813357652543,36.648813357652543,0,0,0,0,0,0,0,0,0,0,0,0,0,0,0,0,0,0,0,0,0,0,0,0,0,36.648813357652543,0,0,0,0,0,0,0,0,0,0,0,0,0,0,0,0,0,0,0,0,0,0,0,0,0,0,0,0,0,0,0,0,0,0]
[4,"SWITCHGEAR","> 22 kv & < = 33 kv ; circuit breaker",98.410567589935454,249.55159763028806,233.68525503862256,98.410567589935454,56.47472704144657,7.5149668689520226,2,9.0688775510204103,19.145408163265301,11.084183673469401,11.084183673469401,35.267857142857103,24.183673469387799,13.0994897959184,8.0612244897959204,3.0229591836734699,34.2602040816327,11.084183673469401,25.191326530612201,6.0459183673469399,7.0535714285714297,18.137755102040799,6.0459183673469399,21.160714285714299,18.137755102040799,7.0535714285714297,5.03826530612245,5.03826530612245,0,4.0306122448979602,16.122448979591798,2.0153061224489801,0,1.0076530612244901,0,0,1.0076530612244901,0,0,6.0459183673469399,0,3.0229591836734699,0,2.0153061224489801,1.0076530612244901,0,1.0076530612244901,3.0229591836734699,1.0076530612244901,0,1.0076530612244901,0,0,0,0,5.03826530612245,0,12.091836734693899,6.0459183673469399,0,13.0994897959184,1.0076530612244901,0,0,0,0,2.0153061224489801,0,0,0,1.0076530612244901,0,0,10.0765306122449,4.0306122448979602,0,0,0,0,0,0,0,0,0,0,0,0,0,0,0,0,0,0,0,0,0,0,0,null,892.47338719954234,1884.110484087922,1090.8008065772194,1090.8008065772194,3470.7298391093268,2379.9290325321167,1289.1282259548975,793.30967751070432,297.49112906651413,3371.5661294204974,1090.8008065772194,2479.0927422209461,594.98225813302827,694.14596782186629,1784.9467743990826,594.98225813302827,2082.4379034655999,1784.9467743990826,694.14596782186629,495.81854844419018,495.81854844419018,0,396.65483875535216,1586.6193550214045,198.32741937767608,0,99.16370968883804,0,0,99.16370968883804,0,0,594.98225813302827,0,297.49112906651413,0,198.32741937767608,99.16370968883804,0,99.16370968883804,297.49112906651413,99.16370968883804,0,99.16370968883804,0,0,0,0,495.81854844419018,0,1189.9645162660584,594.98225813302827,0,1289.1282259548975,99.16370968883804,0,0,0,0,198.32741937767608,0,0,0,99.16370968883804,0,0,991.63709688838037,396.65483875535216,0,0,0,0,0,0,0,0,0,0,0,0,0,0,0,0,0,0,0,0,0,0,0]
[4,"SWITCHGEAR","> 22 kv & < = 33 kv ; switch",6.7383942530261081,21.395336984941075,22.229436689740794,6.7383942530261081,54.231980612241621,7.3642365939886547,2,86.017204301075296,112.64157706093199,104.449462365591,266.24372759856601,196.610752688172,229.379211469534,233.47526881720401,198.65878136200701,100.35340501792101,169.98637992831499,86.017204301075296,78.849103942652306,34.816487455197098,39.936559139784897,36.864516129032303,20.4802867383513,38.912544802867401,31.744444444444401,23.552329749103901,14.3362007168459,29.696415770609299,19.456272401433701,18.432258064516098,18.432258064516098,8.1921146953405,9.2161290322580598,17.408243727598599,12.2881720430107,26.624372759856598,24.5763440860215,12.2881720430107,20.4802867383513,7.1681003584229401,18.432258064516098,76.8010752688172,22.528315412186402,32.768458781362,32.768458781362,25.600358422939099,6.1440860215053803,2.0480286738351299,5.1200716845878098,17.408243727598599,9.2161290322580598,6.1440860215053803,2.0480286738351299,6.1440860215053803,31.744444444444401,23.552329749103901,30.720430107526902,32.768458781362,27.648387096774201,8.1921146953405,39.936559139784897,17.408243727598599,10.2401433691756,6.1440860215053803,8.1921146953405,4.09605734767025,1.0240143369175601,5.1200716845878098,3.0720430107526902,2.0480286738351299,1.0240143369175601,3.0720430107526902,3.0720430107526902,1.0240143369175601,2.0480286738351299,2.0480286738351299,0,0,0,0,0,0,0,0,2.0480286738351299,0,0,0,0,0,0,0,0,0,0,0,0,0,null,579.61783512373836,759.02335551918168,703.82165693596517,1794.0552039544259,1324.8407659971156,1545.6475603299682,1573.2484096215733,1338.6411906429182,676.22080764436032,1145.4352456016702,579.61783512373836,531.31634886342658,234.60721897865571,269.10828059316384,248.40764362445955,138.00424645803321,262.20806827026263,213.90658200995071,158.70488342673755,96.602972520623183,200.10615736414758,131.10403413513131,124.20382181222941,124.20382181222941,55.201698583213151,62.101910906114774,117.3036094893282,82.802547874819396,179.40552039544255,165.60509574963945,82.802547874819396,138.00424645803321,48.301486260311528,124.20382181222941,517.51592421762336,151.80467110383634,220.8067943328526,220.8067943328526,172.50530807254134,41.401273937409897,13.800424645803322,34.501061614508203,117.3036094893282,62.101910906114774,41.401273937409897,13.800424645803322,41.401273937409897,213.90658200995071,158.70488342673755,207.0063696870495,220.8067943328526,186.30573271834447,55.201698583213151,269.10828059316384,117.3036094893282,69.002123229016277,41.401273937409897,55.201698583213151,27.600849291606576,6.900212322901627,34.501061614508203,20.700636968704949,13.800424645803322,6.900212322901627,20.700636968704949,20.700636968704949,6.900212322901627,13.800424645803322,13.800424645803322,0,0,0,0,0,0,0,0,13.800424645803322,0,0,0,0,0,0,0,0,0,0,0,0,0]
[4,"SWITCHGEAR","> 33 kv & < = 66 kv ; circuit breaker",164.98936724995204,153.98774832184276,308.98976762357483,153.98774832184276,45.070777807055016,6.7134773260252407,2,26.467320261437902,42.754901960784302,3.0539215686274499,9.1617647058823497,15.2696078431372,16.287581699346401,20.359477124183002,5.0898692810457504,19.341503267973799,27.485294117647001,24.431372549019599,24.431372549019599,21.377450980392201,35.629084967320303,16.287581699346401,21.377450980392201,19.341503267973799,6.1078431372548998,18.323529411764699,4.0718954248366002,10.179738562091501,11.1977124183006,3.0539215686274499,6.1078431372548998,5.0898692810457504,9.1617647058823497,3.0539215686274499,27.485294117647001,7.1258169934640501,1.01797385620915,2.0359477124183001,7.1258169934640501,8.1437908496732003,16.287581699346401,17.3055555555555,7.1258169934640501,8.1437908496732003,6.1078431372548998,13.233660130718899,7.1258169934640501,12.2156862745098,0,0,1.01797385620915,8.1437908496732003,2.0359477124183001,3.0539215686274499,9.1617647058823497,8.1437908496732003,1.01797385620915,2.0359477124183001,6.1078431372548998,0,2.0359477124183001,0,4.0718954248366002,0,0,0,1.01797385620915,0,0,7.1258169934640501,1.01797385620915,2.0359477124183001,0,0,0,0,0,0,0,0,0,0,0,0,0,0,0,0,0,0,0,0,0,0,0,0,0,0,null,4075.6430511719091,6583.7310826623143,470.26650590445098,1410.799517713353,2351.3325295222476,2508.0880314904057,3135.1100393630072,783.7775098407518,2978.3545373948486,4232.3985531400513,3762.1320472356078,3762.1320472356078,3291.8655413311649,5486.4425688852698,2508.0880314904057,3291.8655413311649,2978.3545373948486,940.53301180890196,2821.599035426706,627.02200787260142,1567.5550196815036,1724.310521649646,470.26650590445098,940.53301180890196,783.7775098407518,1410.799517713353,470.26650590445098,4232.3985531400513,1097.2885137770525,156.75550196815036,313.51100393630071,1097.2885137770525,1254.0440157452028,2508.0880314904057,2664.8435334585483,1097.2885137770525,1254.0440157452028,940.53301180890196,2037.8215255859466,1097.2885137770525,1881.0660236178039,0,0,156.75550196815036,1254.0440157452028,313.51100393630071,470.26650590445098,1410.799517713353,1254.0440157452028,156.75550196815036,313.51100393630071,940.53301180890196,0,313.51100393630071,0,627.02200787260142,0,0,0,156.75550196815036,0,0,1097.2885137770525,156.75550196815036,313.51100393630071,0,0,0,0,0,0,0,0,0,0,0,0,0,0,0,0,0,0,0,0,0,0,0,0,0,0]
[4,"SWITCHGEAR","> 33 kv & < = 66 kv ; switch",28.573651092407154,28.573651092407154,234.60110048805154,28.573651092407154,60.068588875076209,7.7503928206947172,2,3.07832898172324,4.1044386422976498,6.15665796344648,12.3133159268929,22.574412532637101,50.279373368146203,61.566579634464702,40.018276762402103,54.383812010443897,86.193211488250597,80.036553524804205,30.783289817232401,54.383812010443897,44.122715404699697,43.096605744125299,32.835509138381198,25.652741514360301,50.279373368146203,41.044386422976501,30.783289817232401,43.096605744125299,23.6005221932115,18.4699738903394,36.9399477806788,11.287206266318501,14.3655352480418,29.757180156657999,60.540469973890303,7.1827676240208902,27.704960835509102,33.861618798955597,37.966057441253298,53.357702349869399,50.279373368146203,103.63707571801601,31.809399477806799,62.5926892950392,42.0704960835509,35.913838120104401,71.827676240208902,69.775456919060005,18.4699738903394,8.2088772845952995,33.861618798955597,5.13054830287206,16.417754569190599,9.2349869451697106,52.331592689295,8.2088772845952995,14.3655352480418,15.3916449086162,11.287206266318501,4.1044386422976498,57.4621409921671,21.548302872062699,8.2088772845952995,10.2610966057441,9.2349869451697106,7.1827676240208902,3.07832898172324,0,0,9.2349869451697106,0,0,0,0,0,0,0,0,0,2.0522193211488302,0,0,0,0,0,0,0,0,0,0,0,0,0,0,0,0,0,0,null,87.959098271404855,117.27879769520638,175.91819654280971,351.83639308561771,645.03338732363591,1436.665271766278,1759.1819654280944,1143.4682775282627,1553.9440694614855,2462.8547515993323,2286.9365550565253,879.59098271404855,1553.9440694614855,1260.7470752234674,1231.4273757996662,938.23038156165103,732.99248559503951,1436.665271766278,1172.7879769520639,879.59098271404855,1231.4273757996662,674.35308674743703,527.75458962842799,1055.509179256856,322.51669366181653,410.47579193322304,850.27128329024731,1729.8622660042931,205.23789596661123,791.6318844426421,967.55008098545215,1084.82887868066,1524.6243700376815,1436.665271766278,2961.2896418039709,908.91068213784979,1788.5016648518983,1202.1076763758651,1026.1894798330547,2052.3789596661127,1993.7395608185072,527.75458962842799,234.55759539041276,967.55008098545215,146.5984971190079,469.11519078082551,263.87729481421428,1495.3046706138803,234.55759539041276,410.47579193322304,439.79549135702428,322.51669366181653,117.27879769520638,1641.9031677328894,615.71368789983455,234.55759539041276,293.19699423801524,263.87729481421428,205.23789596661123,87.959098271404855,0,0,263.87729481421428,0,0,0,0,0,0,0,0,0,58.639398847603339,0,0,0,0,0,0,0,0,0,0,0,0,0,0,0,0,0,0]
[4,"SWITCHGEAR","> 66 kv & < = 132 kv ; circuit breaker",164.98936724995204,194.48868378075002,230.37614545301082,164.98936724995204,50.977170172753119,7.1398298420027571,2,0,2.1259842519685002,0,15.944881889763799,8.5039370078740202,0,10.629921259842501,0,3.18897637795276,9.5669291338582703,4.2519685039370101,3.18897637795276,10.629921259842501,12.755905511810999,6.3779527559055103,3.18897637795276,3.18897637795276,0,0,0,0,0,2.1259842519685002,2.1259842519685002,0,0,2.1259842519685002,3.18897637795276,0,10.629921259842501,4.2519685039370101,0,0,0,4.2519685039370101,0,5.3149606299212602,0,0,0,1.0629921259842501,0,0,0,0,0,0,0,0,0,2.1259842519685002,1.0629921259842501,0,2.1259842519685002,0,0,1.0629921259842501,0,0,0,0,0,0,0,0,0,0,0,0,0,0,0,0,0,0,0,0,0,0,0,0,0,0,0,0,0,0,0,0,0,0,null,0,350.76479651564546,0,2630.7359738673485,1403.059186062585,0,1753.8239825782273,0,526.14719477346978,1578.4415843204076,701.52959303129251,526.14719477346978,1753.8239825782273,2104.5887790938723,1052.294389546938,526.14719477346978,526.14719477346978,0,0,0,0,0,350.76479651564546,350.76479651564546,0,0,350.76479651564546,526.14719477346978,0,1753.8239825782273,701.52959303129251,0,0,0,701.52959303129251,0,876.91199128911524,0,0,0,175.38239825782273,0,0,0,0,0,0,0,0,0,350.76479651564546,175.38239825782273,0,350.76479651564546,0,0,175.38239825782273,0,0,0,0,0,0,0,0,0,0,0,0,0,0,0,0,0,0,0,0,0,0,0,0,0,0,0,0,0,0,0,0,0,0]
[4,"SWITCHGEAR","> 66 kv & < = 132 kv ; switch",28.573651092407154,70.621230615654966,"",28.573651092407154,51.722023665549855,7.1918025324357906,2,1.0471698113207499,6.2830188679245298,0,19.896226415094301,17.801886792452802,2.0943396226415101,39.792452830188701,6.2830188679245298,4.1886792452830202,21.9905660377358,10.4716981132075,13.6132075471698,31.415094339622598,12.566037735848999,0,4.1886792452830202,8.3773584905660403,1.0471698113207499,0,1.0471698113207499,10.4716981132075,1.0471698113207499,2.0943396226415101,5.2358490566037696,12.566037735848999,0,7.3301886792452802,8.3773584905660403,3.14150943396226,3.14150943396226,0,4.1886792452830202,3.14150943396226,1.0471698113207499,26.179245283018901,0,10.4716981132075,1.0471698113207499,5.2358490566037696,0,0,2.0943396226415101,0,0,0,0,0,0,0,21.9905660377358,0,0,0,0,0,0,2.0943396226415101,0,0,0,0,0,0,0,0,0,0,0,0,0,0,0,0,0,0,0,0,0,0,0,0,0,0,0,0,0,0,0,0,0,0,null,29.921464823180941,179.5287889390865,0,568.50783164043935,508.66490199407747,59.842929646362172,1137.0156632808814,179.5287889390865,119.68585929272434,628.35076128680123,299.21464823180941,388.97904270135365,897.64394469543106,359.05757787817129,0,119.68585929272434,239.37171858544869,29.921464823180941,0,29.921464823180941,299.21464823180941,29.921464823180941,59.842929646362172,149.60732411590527,359.05757787817129,0,209.45025376226747,239.37171858544869,89.764394469543106,89.764394469543106,0,119.68585929272434,89.764394469543106,29.921464823180941,748.03662057952783,0,299.21464823180941,29.921464823180941,149.60732411590527,0,0,59.842929646362172,0,0,0,0,0,0,0,628.35076128680123,0,0,0,0,0,0,59.842929646362172,0,0,0,0,0,0,0,0,0,0,0,0,0,0,0,0,0,0,0,0,0,0,0,0,0,0,0,0,0,0,0,0,0,0]
[5,"TRANSFORMERS","ground outdoor / indoor chamber mounted ; ˂ 22 kv ; < = 60 kva ; single phase",66.227526320950901,"","",66.227526320950901,55.469229450105487,7.4477667424608223,2,0,0,0,0,0,0,0,0,0,0,0,0,0,0,0,0,0,0,0,0,0,0,0,0,0,0,0,0,0,0,2,0,0,0,0,0,0,0,0,0,0,0,0,0,0,0,0,0,0,0,0,0,0,0,0,0,0,0,0,0,0,0,0,0,0,0,0,0,0,0,0,0,0,0,0,0,0,0,0,0,0,0,0,0,0,0,0,0,0,0,0,null,0,0,0,0,0,0,0,0,0,0,0,0,0,0,0,0,0,0,0,0,0,0,0,0,0,0,0,0,0,0,132.4550526419018,0,0,0,0,0,0,0,0,0,0,0,0,0,0,0,0,0,0,0,0,0,0,0,0,0,0,0,0,0,0,0,0,0,0,0,0,0,0,0,0,0,0,0,0,0,0,0,0,0,0,0,0,0,0,0,0,0,0,0,0]
[5,"TRANSFORMERS","ground outdoor / indoor chamber mounted ; ˂ 22 kv ; > 60 kva and < = 600 kva ; multiple phase",66.227526320950901,63.356014516457599,74.742665906843769,63.356014516457599,55.469229450105487,7.4477667424608223,2,0,0,0,0,0,0,0,0,0,0,0,0,1,0,1,1,0,0,0,0,0,0,0,0,0,0,0,0,0,1,0,0,0,0,0,0,1,0,0,0,0,0,0,0,0,0,0,0,0,0,0,0,0,0,0,0,0,0,0,0,0,0,0,0,0,0,0,0,0,0,0,0,0,0,0,0,0,0,0,0,0,0,0,0,0,0,0,0,0,0,0,null,0,0,0,0,0,0,0,0,0,0,0,0,63.356014516457599,0,63.356014516457599,63.356014516457599,0,0,0,0,0,0,0,0,0,0,0,0,0,63.356014516457599,0,0,0,0,0,0,63.356014516457599,0,0,0,0,0,0,0,0,0,0,0,0,0,0,0,0,0,0,0,0,0,0,0,0,0,0,0,0,0,0,0,0,0,0,0,0,0,0,0,0,0,0,0,0,0,0,0,0,0,0,0,0,0,0]
[5,"TRANSFORMERS","ground outdoor / indoor chamber mounted ; ˂ 22 kv ; > 600 kva ; multiple phase",213.19840635572052,74.60643097605147,177.35844273930059,74.60643097605147,55.469229450105487,7.4477667424608223,2,0,0,0,0,0,0,5,2,0,0,1,1,1,0,0,0,0,2,1,0,2,2,0,3,0,0,0,0,0,0,0,1,0,2,2,0,3,0,0,2,3,0,2,0,0,2,0,0,0,0,0,2,0,0,2,0,1,0,0,0,0,0,0,0,0,0,0,0,0,0,0,0,2,0,0,0,0,0,0,0,0,0,0,0,0,0,0,0,0,0,0,null,0,0,0,0,0,0,373.03215488025734,149.21286195210294,0,0,74.60643097605147,74.60643097605147,74.60643097605147,0,0,0,0,149.21286195210294,74.60643097605147,0,149.21286195210294,149.21286195210294,0,223.81929292815443,0,0,0,0,0,0,0,74.60643097605147,0,149.21286195210294,149.21286195210294,0,223.81929292815443,0,0,149.21286195210294,223.81929292815443,0,149.21286195210294,0,0,149.21286195210294,0,0,0,0,0,149.21286195210294,0,0,149.21286195210294,0,74.60643097605147,0,0,0,0,0,0,0,0,0,0,0,0,0,0,0,149.21286195210294,0,0,0,0,0,0,0,0,0,0,0,0,0,0,0,0,0,0]
[5,"TRANSFORMERS","ground outdoor / indoor chamber mounted ; > = 22 kv & < = 33 kv ; < = 15 mva",193.75534560443614,193.75534560443614,866.97378980326175,193.75534560443614,75.583785280225683,8.6938935627384861,2,0,1,0,0,1,5,1,2,0,1,2,1,3,1,3,0,1,0,3,4,4,1,0,4,2,2,2,0,0,0,4,3,1,4,3,0,2,2,0,4,0,1,1,8,0,2,1,7,1,2,2,9,3,3,2,2,2,0,0,2,0,0,0,0,0,1,1,0,0,3,0,0,0,0,5,1,0,0,0,0,0,0,0,0,0,0,0,2,0,0,0,null,0,193.75534560443614,0,0,193.75534560443614,968.77672802218069,193.75534560443614,387.51069120887229,0,193.75534560443614,387.51069120887229,193.75534560443614,581.26603681330846,193.75534560443614,581.26603681330846,0,193.75534560443614,0,581.26603681330846,775.02138241774458,775.02138241774458,193.75534560443614,0,775.02138241774458,387.51069120887229,387.51069120887229,387.51069120887229,0,0,0,775.02138241774458,581.26603681330846,193.75534560443614,775.02138241774458,581.26603681330846,0,387.51069120887229,387.51069120887229,0,775.02138241774458,0,193.75534560443614,193.75534560443614,1550.0427648354892,0,387.51069120887229,193.75534560443614,1356.287419231053,193.75534560443614,387.51069120887229,387.51069120887229,1743.7981104399253,581.26603681330846,581.26603681330846,387.51069120887229,387.51069120887229,387.51069120887229,0,0,387.51069120887229,0,0,0,0,0,193.75534560443614,193.75534560443614,0,0,581.26603681330846,0,0,0,0,968.77672802218069,193.75534560443614,0,0,0,0,0,0,0,0,0,0,0,387.51069120887229,0,0,0]
[5,"TRANSFORMERS","ground outdoor / indoor chamber mounted ; > = 22 kv & < = 33 kv ; > 15 mva and < = 40 mva",1569.7480379418703,2176.7140302992625,"",1569.7480379418703,60.957944342117528,7.8075568740879193,2,0,0,0,0,0,2,2,0,0,0,0,2,0,0,5,0,0,0,0,1,2,0,0,0,0,0,0,0,0,0,0,0,0,2,0,0,0,0,0,0,0,2,0,0,0,0,0,0,0,0,0,0,0,0,0,0,2,0,0,0,0,0,0,0,0,2,0,0,0,0,0,0,0,0,0,0,0,0,0,0,0,0,0,0,0,0,0,0,0,0,0,null,0,0,0,0,0,3139.4960758837406,3139.4960758837406,0,0,0,0,3139.4960758837406,0,0,7848.7401897093514,0,0,0,0,1569.7480379418703,3139.4960758837406,0,0,0,0,0,0,0,0,0,0,0,0,3139.4960758837406,0,0,0,0,0,0,0,3139.4960758837406,0,0,0,0,0,0,0,0,0,0,0,0,0,0,3139.4960758837406,0,0,0,0,0,0,0,0,3139.4960758837406,0,0,0,0,0,0,0,0,0,0,0,0,0,0,0,0,0,0,0,0,0,0,0,0,0]
[5,"TRANSFORMERS","ground outdoor / indoor chamber mounted ; > = 22 kv & < = 33 kv ; > 40 mva",1569.7480379418703,"","",1569.7480379418703,60.957944342117528,7.8075568740879193,2,0,0,0,0,0,0,0,0,0,0,0,0,0,0,0,0,0,0,0,0,0,0,0,0,0,0,0,0,0,0,0,0,0,0,0,0,0,0,0,0,0,0,0,0,0,2,0,0,0,0,0,0,0,0,0,0,0,0,0,0,0,0,0,0,0,0,0,0,0,0,0,0,0,0,0,0,0,0,0,0,0,0,0,0,0,0,0,0,0,0,0,null,0,0,0,0,0,0,0,0,0,0,0,0,0,0,0,0,0,0,0,0,0,0,0,0,0,0,0,0,0,0,0,0,0,0,0,0,0,0,0,0,0,0,0,0,0,3139.4960758837406,0,0,0,0,0,0,0,0,0,0,0,0,0,0,0,0,0,0,0,0,0,0,0,0,0,0,0,0,0,0,0,0,0,0,0,0,0,0,0,0,0,0,0,0,0]
[5,"TRANSFORMERS","ground outdoor / indoor chamber mounted ; > 132 kv ; < = 100 mva",3651.7776980791186,"","",3651.7776980791186,78.071292875668348,8.8357961087650931,2,0,0,0,0,0,0,0,0,0,0,0,0,0,0,0,0,0,0,0,4,1,2,0,0,0,0,0,0,0,0,0,0,0,0,0,0,0,0,0,0,0,0,0,0,0,0,0,0,0,0,0,0,0,0,0,0,0,0,0,0,0,0,0,0,0,0,0,0,0,0,0,0,0,0,0,0,0,0,0,0,0,0,0,0,0,0,0,0,0,0,0,null,0,0,0,0,0,0,0,0,0,0,0,0,0,0,0,0,0,0,0,14607.110792316475,3651.7776980791186,7303.5553961582373,0,0,0,0,0,0,0,0,0,0,0,0,0,0,0,0,0,0,0,0,0,0,0,0,0,0,0,0,0,0,0,0,0,0,0,0,0,0,0,0,0,0,0,0,0,0,0,0,0,0,0,0,0,0,0,0,0,0,0,0,0,0,0,0,0,0,0,0,0]
[5,"TRANSFORMERS","ground outdoor / indoor chamber mounted ; > 33 kv & < = 66 kv ; < = 15 mva",3651.7776980791186,379.96118037708118,643.0781684330525,379.96118037708118,78.071292875668348,8.8357961087650931,2,0,1,1,1,1,4,2,2,1,5,2,6,2,1,3,3,2,3,9,4,5,6,4,3,0,0,5,10,5,1,3,6,11,8,5,8,6,5,12,3,0,5,6,4,1,1,5,3,2,3,2,4,2,3,5,1,1,0,0,0,2,3,1,0,1,0,4,0,1,0,0,0,3,0,0,0,0,0,0,0,0,0,0,0,0,0,0,0,0,1,0,null,0,379.96118037708118,379.96118037708118,379.96118037708118,379.96118037708118,1519.8447215083247,759.92236075416236,759.92236075416236,379.96118037708118,1899.805901885406,759.92236075416236,2279.7670822624868,759.92236075416236,379.96118037708118,1139.8835411312434,{"$f":"IFERROR($G52*Z52,\"\")","v":1139.8835411312434},759.92236075416236,1139.8835411312434,3419.6506233937307,1519.8447215083247,1899.805901885406,2279.7670822624868,1519.8447215083247,1139.8835411312434,0,0,1899.805901885406,3799.611803770812,1899.805901885406,379.96118037708118,1139.8835411312434,2279.7670822624868,4179.5729841478933,3039.6894430166494,1899.805901885406,3039.6894430166494,2279.7670822624868,1899.805901885406,4559.5341645249737,1139.8835411312434,0,1899.805901885406,2279.7670822624868,1519.8447215083247,379.96118037708118,379.96118037708118,1899.805901885406,1139.8835411312434,759.92236075416236,1139.8835411312434,759.92236075416236,1519.8447215083247,759.92236075416236,1139.8835411312434,1899.805901885406,379.96118037708118,379.96118037708118,0,0,0,759.92236075416236,1139.8835411312434,379.96118037708118,0,379.96118037708118,0,1519.8447215083247,0,379.96118037708118,0,0,0,1139.8835411312434,0,0,0,0,0,0,0,0,0,0,0,0,0,0,0,0,379.96118037708118,0]
[5,"TRANSFORMERS","ground outdoor / indoor chamber mounted ; > 33 kv & < = 66 kv ; > 15 mva and < = 40 mva",415.13292483712257,454.6893571817273,1857.9618321164855,415.13292483712257,56.386555189769098,7.5090981608825098,2,0,0,0,0,1,1,0,3,4,2,11,6,3,8,2,0,4,2,3,0,1,1,6,0,1,1,2,1,1,0,0,2,8,0,2,4,2,5,1,6,2,1,0,2,0,0,2,0,1,0,1,0,0,0,0,0,1,0,0,0,0,0,0,0,0,0,0,0,0,0,0,0,0,0,0,0,0,0,0,0,0,0,0,0,0,0,0,0,0,0,0,null,{"$f":"IFERROR($G53*K53,\"\")","v":0},0,0,0,415.13292483712257,415.13292483712257,0,1245.3987745113677,1660.5316993484903,830.26584967424515,4566.4621732083488,2490.7975490227354,1245.3987745113677,3321.0633986969806,830.26584967424515,0,1660.5316993484903,830.26584967424515,1245.3987745113677,0,415.13292483712257,415.13292483712257,2490.7975490227354,0,415.13292483712257,415.13292483712257,830.26584967424515,415.13292483712257,415.13292483712257,0,0,830.26584967424515,3321.0633986969806,0,830.26584967424515,1660.5316993484903,830.26584967424515,2075.6646241856129,415.13292483712257,2490.7975490227354,830.26584967424515,415.13292483712257,0,{"$f":"IFERROR($G53*BB53,\"\")","v":830.26584967424515},0,0,830.26584967424515,0,415.13292483712257,0,415.13292483712257,0,0,0,0,0,415.13292483712257,0,0,{"$f":"IFERROR($G53*BR53,\"\")","v":0},0,0,0,0,0,0,0,0,0,0,0,0,0,0,0,{"$f":"IFERROR($G53*CH53,\"\")","v":0},0,0,0,0,0,0,0,0,0,0,0,0,0,0,0]
[5,"TRANSFORMERS","ground outdoor / indoor chamber mounted ; > 33 kv & < = 66 kv ; > 40 mva",3651.7776980791186,"","",3651.7776980791186,78.071292875668348,8.8357961087650931,2,0,0,0,0,1,0,1,0,0,0,0,2,0,0,0,0,0,0,0,0,0,0,0,0,0,0,0,0,0,0,0,0,0,0,0,0,0,0,0,0,0,0,0,0,0,0,0,0,0,0,0,0,0,0,0,0,0,0,0,0,0,0,0,0,0,0,0,0,0,0,0,0,0,0,0,0,0,0,0,0,0,0,0,0,0,0,0,0,0,0,0,null,0,0,0,0,3651.7776980791186,0,3651.7776980791186,0,0,0,0,7303.5553961582373,0,0,0,0,0,0,0,0,0,0,0,0,0,0,0,0,0,0,0,0,{"$f":"IFERROR($G54*AQ54,\"\")","v":0},0,0,0,0,0,0,0,0,0,0,0,0,0,0,0,0,0,0,0,0,0,0,0,0,0,0,0,0,0,0,0,0,0,0,0,0,0,0,0,0,0,0,0,0,0,0,0,0,0,0,0,0,0,0,0,0,0,0]
[5,"TRANSFORMERS","ground outdoor / indoor chamber mounted ; > 66 kv & < = 132 kv ; < = 100 mva",3651.7776980791186,355.33553955098711,3686.035497340793,355.33553955098711,78.071292875668348,8.8357961087650931,2,0,0,0,1,1,1,6,0,2,4,5,6,3,4,3,3,0,0,2,1,2,3,0,0,0,1,1,3,0,2,0,0,0,1,3,1,0,1,0,0,0,0,0,0,0,0,1,2,0,1,0,3,0,3,0,1,0,0,0,0,0,2,0,0,0,3,0,0,0,0,0,0,0,0,0,0,0,0,0,0,0,0,0,0,0,0,0,0,0,0,0,null,0,0,0,355.33553955098711,355.33553955098711,355.33553955098711,2132.0132373059228,0,710.67107910197421,1421.3421582039484,1776.6776977549355,2132.0132373059228,1066.0066186529614,1421.3421582039484,1066.0066186529614,1066.0066186529614,0,0,710.67107910197421,355.33553955098711,710.67107910197421,1066.0066186529614,0,0,0,355.33553955098711,355.33553955098711,1066.0066186529614,0,710.67107910197421,0,{"$f":"IFERROR($G55*AP55,\"\")","v":0},0,355.33553955098711,1066.0066186529614,355.33553955098711,0,355.33553955098711,0,0,0,0,0,0,0,0,355.33553955098711,710.67107910197421,0,355.33553955098711,0,1066.0066186529614,0,1066.0066186529614,0,355.33553955098711,0,0,0,0,0,710.67107910197421,0,0,0,1066.0066186529614,0,0,0,0,0,0,0,0,0,0,0,0,0,0,0,0,0,0,0,0,0,0,0,0,0]
[5,"TRANSFORMERS","ground outdoor / indoor chamber mounted ; > 66 kv & < = 132 kv ; > 100 mva",3651.7776980791186,"","",3651.7776980791186,78.071292875668348,8.8357961087650931,2,0,0,0,0,0,0,0,0,0,0,0,0,0,0,1,0,0,0,0,0,0,0,0,1,0,0,0,0,0,0,0,0,0,0,0,0,0,0,0,0,0,0,0,0,0,0,0,0,0,0,0,0,0,0,0,0,0,0,0,0,0,0,0,0,0,0,0,0,0,0,0,0,0,0,0,0,0,0,0,0,0,0,0,0,0,0,0,0,0,0,0,null,0,0,0,0,0,0,0,0,0,0,0,0,0,0,3651.7776980791186,0,0,0,0,0,0,0,0,3651.7776980791186,0,0,0,0,0,0,0,0,0,0,0,0,0,0,0,0,0,0,0,0,0,0,0,0,0,0,0,0,0,0,0,0,0,0,0,0,0,0,0,0,0,0,0,0,0,0,0,0,0,0,0,0,0,0,0,0,0,0,0,0,0,0,0,0,0,0,0]
[5,"TRANSFORMERS","kiosk mounted ; < = 22 kv ; < = 60 kva ; multiple phase",223.5854407465645,45.064381484648131,"",45.064381484648131,54.020937152075632,7.3498936830457371,2,1.00501253132832,3.0150375939849599,11.055137844611499,12.0601503759398,7.0350877192982502,12.0601503759398,13.065162907268199,12.0601503759398,16.080200501253099,12.0601503759398,24.1203007518797,18.090225563909801,22.110275689222998,7.0350877192982502,10.0501253132832,11.055137844611499,10.0501253132832,7.0350877192982502,7.0350877192982502,5.0250626566415999,7.0350877192982502,0,6.0300751879699197,5.0250626566415999,2.01002506265664,2.01002506265664,5.0250626566415999,6.0300751879699197,9.0451127819548898,3.0150375939849599,7.0350877192982502,7.0350877192982502,8.0401002506265709,19.095238095238098,1.00501253132832,7.0350877192982502,6.0300751879699197,7.0350877192982502,0,3.0150375939849599,2.01002506265664,2.01002506265664,5.0250626566415999,2.01002506265664,2.01002506265664,4.0200501253132801,5.0250626566415999,3.0150375939849599,1.00501253132832,3.0150375939849599,2.01002506265664,5.0250626566415999,2.01002506265664,4.0200501253132801,3.0150375939849599,2.01002506265664,3.0150375939849599,2.01002506265664,4.0200501253132801,3.0150375939849599,0,2.01002506265664,1.00501253132832,1.00501253132832,1.00501253132832,0,1.00501253132832,0,3.0150375939849599,0,1.00501253132832,0,0,0,0,0,0,0,0,0,0,0,0,0,0,0,0,0,0,0,0,null,45.290268108631295,135.87080432589389,498.19294919494331,543.48321730357372,317.03187676041949,543.48321730357372,588.77348541220863,543.48321730357372,724.6442897380997,543.48321730357372,1086.966434607152,815.22482595536508,996.38589838988662,317.03187676041949,452.9026810863129,498.19294919494331,452.9026810863129,317.03187676041949,317.03187676041949,226.45134054315645,317.03187676041949,0,271.74160865178777,226.45134054315645,90.580536217262591,90.580536217262591,226.45134054315645,271.74160865178777,407.61241297768208,135.87080432589389,317.03187676041949,317.03187676041949,362.32214486905082,860.51509406399543,45.290268108631295,317.03187676041949,271.74160865178777,317.03187676041949,0,135.87080432589389,90.580536217262591,90.580536217262591,226.45134054315645,90.580536217262591,90.580536217262591,181.16107243452518,226.45134054315645,135.87080432589389,45.290268108631295,135.87080432589389,90.580536217262591,226.45134054315645,90.580536217262591,181.16107243452518,135.87080432589389,90.580536217262591,135.87080432589389,90.580536217262591,181.16107243452518,135.87080432589389,0,90.580536217262591,45.290268108631295,45.290268108631295,45.290268108631295,0,45.290268108631295,0,135.87080432589389,0,45.290268108631295,0,0,0,0,0,0,0,0,0,0,0,0,0,0,0,0,0,0,0,0]
[5,"TRANSFORMERS","kiosk mounted ; < = 22 kv ; < = 60 kva ; single phase",223.5854407465645,12.569748603220706,"",12.569748603220706,54.020937152075632,7.3498936830457371,2,0,1.0097087378640801,1.0097087378640801,1.0097087378640801,0,1.0097087378640801,1.0097087378640801,1.0097087378640801,17.165048543689299,3.0291262135922299,2.0194174757281602,6.0582524271844704,3.0291262135922299,2.0194174757281602,0,3.0291262135922299,5.0485436893203897,2.0194174757281602,2.0194174757281602,1.0097087378640801,6.0582524271844704,3.0291262135922299,5.0485436893203897,1.0097087378640801,1.0097087378640801,1.0097087378640801,2.0194174757281602,1.0097087378640801,6.0582524271844704,3.0291262135922299,3.0291262135922299,1.0097087378640801,0,0,3.0291262135922299,1.0097087378640801,2.0194174757281602,0,1.0097087378640801,0,2.0194174757281602,1.0097087378640801,1.0097087378640801,1.0097087378640801,1.0097087378640801,0,1.0097087378640801,1.0097087378640801,0,0,0,1.0097087378640801,0,0,1.0097087378640801,0,0,0,0,0,0,0,0,1.0097087378640801,0,0,0,0,0,0,0,0,0,0,0,0,0,0,0,0,0,0,0,0,0,0,0,0,0,0,0,null,0,12.691784997426764,12.691784997426764,12.691784997426764,0,12.691784997426764,12.691784997426764,12.691784997426764,215.76034495625419,38.075354992280154,25.383569994853527,76.15070998456045,38.075354992280154,25.383569994853527,0,38.075354992280154,63.458924987133678,25.383569994853527,25.383569994853527,12.691784997426764,76.15070998456045,38.075354992280154,63.458924987133678,12.691784997426764,12.691784997426764,12.691784997426764,25.383569994853527,12.691784997426764,76.15070998456045,38.075354992280154,38.075354992280154,12.691784997426764,0,0,38.075354992280154,12.691784997426764,25.383569994853527,0,12.691784997426764,0,25.383569994853527,12.691784997426764,12.691784997426764,12.691784997426764,12.691784997426764,0,12.691784997426764,12.691784997426764,0,0,0,12.691784997426764,0,0,12.691784997426764,0,0,0,0,0,0,0,0,12.691784997426764,0,0,0,0,0,0,0,0,0,0,0,0,0,0,0,0,0,0,0,0,0,0,0,0,0,0,0]
[5,"TRANSFORMERS","kiosk mounted ; < = 22 kv ; > 60 kva and < = 600 kva ; multiple phase",223.5854407465645,51.488117327447078,206.08553358126861,51.488117327447078,54.020937152075632,7.3498936830457371,2,16.018720748829899,84.098283931357201,93.1088143525741,129.150936037441,192.22464898595899,255.29836193447699,193.225819032761,220.25741029641199,225.26326053042101,270.315912636505,405.47386895475802,327.38260530421201,368.43057722308902,342.40015600624002,300.35101404056201,191.22347893915801,112.13104524181,90.105304212168505,99.115834633385305,71.083073322932904,67.078393135725406,61.071372854914202,63.073712948517901,101.118174726989,104.121684867395,89.104134165366602,71.083073322932904,63.073712948517901,55.064352574102998,49.057332293291701,29.0339313572543,24.028081123244899,27.031591263650501,18.021060842433702,31.036271450857999,28.0327613104524,42.049141965678601,43.050312012480497,19.022230889235601,10.011700468018701,16.018720748829899,5.00585023400936,13.015210608424301,10.011700468018701,9.0105304212168509,12.014040561622499,2.0023400936037401,10.011700468018701,12.014040561622499,7.0081903276131001,2.0023400936037401,12.014040561622499,2.0023400936037401,7.0081903276131001,3.0035101404056199,11.0128705148206,0,3.0035101404056199,1.0011700468018701,1.0011700468018701,0,0,0,0,0,0,0,0,0,0,0,0,4.00468018720749,0,0,0,0,0,1.0011700468018701,0,0,0,8.0093603744149799,0,0,0,0,0,0,0,0,null,824.77377335136475,4330.0623100946768,4793.9975576048237,6649.7385476453755,9897.285280216387,13144.832012787399,9948.8336410508546,11340.639383581311,11598.381187753595,13918.057425304303,20877.086137956481,16856.313992868567,18969.796787081457,17629.539405385469,15464.508250338162,9845.7369193819723,5773.4164134595894,4639.3524751014438,5103.2877226115852,3659.9336192466926,3453.7401759088502,3144.4500109020892,3247.5467325710079,5206.384444280503,5361.0295267839047,4587.8041142669817,3659.9336192466926,3247.5467325710079,2835.1598458953276,2525.8696808885616,1494.9024641993542,1237.1606600270497,1391.8057425304305,927.87049502028867,1597.9991858682729,1443.3541033648924,2165.0311550473384,2216.5795158818,979.41885585475063,515.48360834460368,824.77377335136475,257.74180417230235,670.12869084798433,515.48360834460368,463.93524751014434,618.58033001352749,103.09672166892074,515.48360834460368,618.58033001352749,360.83852584122309,103.09672166892074,618.58033001352749,103.09672166892074,360.83852584122309,154.64508250338162,567.03196917906553,0,154.64508250338162,51.548360834460368,51.548360834460368,0,0,0,0,0,0,0,0,0,0,0,0,206.19344333784198,0,0,0,0,0,51.548360834460368,0,0,0,412.38688667568397,0,0,0,0,0,0,0,0]
[5,"TRANSFORMERS","kiosk mounted ; < = 22 kv ; > 600 kva ; multiple phase",155.85099696918681,55.925977387526373,185.38297234128933,55.925977387526373,55.58828570053776,7.4557552065862351,2,36.191556967771199,55.838402178846998,68.246935996368606,73.417158420335895,69.280980481162004,85.825692237857496,77.5533363595098,92.029959146618197,147.868361325465,142.698138901498,194.400363141171,162.344984112574,85.825692237857496,137.52791647753099,98.234226055378997,78.587380844303198,56.872446663640503,45.497957330912399,45.497957330912399,36.191556967771199,41.361779391738501,47.566046300499302,57.906491148433901,21.714934180662699,32.0553790285974,5.1702224239673198,10.340444847934601,16.544711756695399,16.544711756695399,31.021334543803899,4.1361779391738498,17.5787562414889,16.544711756695399,20.6808896958693,14.4766227871085,11.3744893327281,7.2383113935542402,10.340444847934601,4.1361779391738498,5.1702224239673198,20.6808896958693,10.340444847934601,5.1702224239673198,6.20426690876078,0,7.2383113935542402,2.0680889695869298,3.10213345438039,1.03404448479346,2.0680889695869298,4.1361779391738498,11.3744893327281,2.0680889695869298,4.1361779391738498,3.10213345438039,3.10213345438039,0,0,2.0680889695869298,0,0,3.10213345438039,0,0,0,0,0,0,3.10213345438039,0,0,0,1.03404448479346,0,0,0,0,1.03404448479346,0,0,0,0,0,0,0,0,0,0,0,0,0,null,2024.0481965989445,3122.8172176098005,3816.7765993008702,4105.9263416721469,3874.6065477751222,4799.8857233632161,4337.2461355691721,5146.8654142087453,8269.6826318185358,7980.5328894472741,10872.030313160045,9079.3019104581417,4799.8857233632161,7691.3831470760142,5493.8451050542799,4395.0760840434241,3180.6471660840584,2544.5177328672467,2544.5177328672467,2024.0481965989445,2313.1979389702219,2660.1776298157565,3238.4771145583104,1214.4289179593657,1792.7284027019252,289.14974237127814,578.299484742554,925.27917558808861,925.27917558808861,1734.8984542276676,231.31979389702215,983.10912406234638,925.27917558808861,1156.5989694851137,809.61927863957897,636.12943321681166,404.80963931978897,578.299484742554,231.31979389702215,289.14974237127814,1156.5989694851137,578.299484742554,289.14974237127814,346.97969084553353,0,404.80963931978897,115.65989694851135,173.48984542276676,57.829948474255403,115.65989694851135,231.31979389702215,636.12943321681166,115.65989694851135,231.31979389702215,173.48984542276676,173.48984542276676,0,0,115.65989694851135,0,0,173.48984542276676,0,0,0,0,0,0,173.48984542276676,0,0,0,57.829948474255403,0,0,0,0,57.829948474255403,0,0,0,0,0,0,0,0,0,0,0,0,0]
[5,"TRANSFORMERS","kiosk mounted ; < = 22 kv ; > 600 kva ; single phase",155.85099696918681,"","",155.85099696918681,55.58828570053776,7.4557552065862351,2,0,0,0,1,0,0,0,0,0,0,0,1,0,0,0,0,0,0,1,0,0,0,0,0,0,0,0,0,0,0,0,0,0,0,0,0,0,0,0,0,0,1,1,0,0,0,0,0,0,0,0,0,0,0,0,0,0,0,0,0,0,0,0,0,0,0,0,0,0,0,0,0,0,0,0,0,0,0,0,0,0,0,0,0,0,0,0,0,0,0,0,null,0,0,0,155.85099696918681,0,0,0,0,0,0,0,155.85099696918681,0,0,0,0,0,0,155.85099696918681,0,0,0,0,0,0,0,0,0,0,0,0,0,0,0,0,0,0,0,0,0,0,155.85099696918681,155.85099696918681,0,0,0,0,0,0,0,0,0,0,0,0,0,0,0,0,0,0,0,0,0,0,0,0,0,0,0,0,0,0,0,0,0,0,0,0,0,0,0,0,0,0,0,0,0,0,0,0]
[5,"TRANSFORMERS","pole mounted ; < = 22 kv ; < = 60 kva ; multiple phase",18.671478756539521,10.718627548983903,16.885125792812815,10.718627548983903,54.871407250927604,7.4075236922285708,2,160.036029273785,274.06170013135699,374.08421842747202,505.11371739538401,422.09502720960802,337.07588665791002,365.08219178082197,441.09930568586998,1228.2765246762999,551.12407581159698,527.11867142052904,333.07498592606498,309.06958153499698,333.07498592606498,320.07205854757001,372.08376806155002,488.10988928504401,500.11259148057798,522.117545505723,471.106061174704,621.139838618878,589.13263276412101,772.17384124601199,817.18397447926395,866.19500844436095,750.16888722086696,719.16190654907098,733.16505911052695,778.17519234377903,609.13713642334403,463.104259711015,502.11304184649998,612.13781197222704,602.13556014261599,648.14591855882895,594.13375867892705,718.16168136610997,632.14231563145097,604.13601050853799,389.08759617189003,432.09727903921902,383.08624507412298,326.07340964533699,273.06147494839598,302.068005254269,241.05426909363899,327.073634828298,245.05516982548301,330.07431037718101,281.06327641208497,268.06034903359,272.06124976543401,267.060123850629,360.08106586601599,235.05291799587201,106.023869393883,22.004954025145398,24.0054043910677,16.003602927378498,18.0040532933008,13.002927378495,5.0011259148057796,3.00067554888347,33.007431037718099,1.0002251829611599,0,2.0004503659223101,1.0002251829611599,3.00067554888347,0,2.0004503659223101,0,2.0004503659223101,0,0,0,1.0002251829611599,0,0,0,0,0,1.0002251829611599,0,0,0,0,0,0,0,0,null,1715.3665922039863,2937.5652891493282,4009.6694092768134,5414.1258066438331,4524.2793869380148,3612.99088482965,3913.1800384653434,4727.9791697622377,13165.438595165595,5907.2937019024766,5649.9887130718771,3570.1067200245461,3312.8017311939452,3570.1067200245461,3430.7331844079727,3988.227326874267,5231.8681062221558,5360.5206006374556,5596.3835070654995,5049.6104058004785,6657.7665859917215,6314.6932675509242,8276.6438073842273,8759.0906614415981,9284.4216803040727,8040.7809009561834,7708.4286237166598,7858.523200534506,8340.9700545918786,6529.1140915764217,4963.8420761902817,5381.962683040002,6561.277215180241,6454.0668031674977,6947.2346984261412,6368.2984735573018,7697.7075825153861,6775.6980392057485,6475.5088855700442,4170.4850272959447,4631.4897989507581,4106.1587800882935,3495.0594316156225,2926.844247948055,3237.7544427850221,2583.7709295072582,3505.7804728168962,2626.6550943123511,3537.9435964207159,3012.6125775582518,2873.2390419416784,2916.1232067467713,2862.5180007404051,3859.5748324589663,2519.4446822996078,1136.4303673351458,235.86290642804769,257.30498883059738,171.5366592203986,192.97874162294832,139.37353561657355,53.605206006374551,32.163123603824758,353.79435964207158,10.721041201274954,0,21.442082402549804,10.721041201274954,32.163123603824758,0,21.442082402549804,0,21.442082402549804,0,0,0,10.721041201274954,0,0,0,0,0,10.721041201274954,0,0,0,0,0,0,0,0]
[5,"TRANSFORMERS","pole mounted ; < = 22 kv ; < = 60 kva ; single phase",11.548998518744352,11.548998518744352,9.9625446146883991,9.9625446146883991,48.366015056348857,6.9545679273660745,2,337.97194264974598,719.19624700764496,814.75379031635305,1137.63769981209,1065.2151406728599,852.97680763983601,895.22330047105504,1007.88061468764,1425.3161986151499,1846.7752580504,1534.95590620093,1082.31491158074,1078.2914360730001,1009.8923524415,933.446317794538,671.92040979175795,677.95562305336,677.95562305336,605.533063914129,654.82063888388404,553.22788231357299,583.40394862158598,700.08473834590302,842.91811887049903,721.20798476151299,657.83824551468501,693.04365620736701,716.17864037684399,783.57185513140598,817.77139694715402,689.02018069963196,823.80661020875698,744.34296893098895,828.83595459342598,825.81834796262501,689.02018069963196,943.50500656387601,895.22330047105504,683.99083631496296,452.64099462019601,367.14214008082598,404.35928852737499,312.82522072640199,407.37689515817698,501.928569589951,298.743056449329,330.93086051121003,330.93086051121003,364.12453345002399,286.67262992612399,255.49069474117701,217.26767741769399,191.11508661741601,664.87932765322103,250.461350356509,119.698396355119,28.164328554145499,11.064557646271499,12.070426523205199,14.082164277072801,5.0293443846688497,1.00586887693377,1.00586887693377,20.117377538675399,1.00586887693377,0,1.00586887693377,1.00586887693377,0,0,0,0,2.0117377538675401,0,0,0,0,0,0,0,0,0,0,0,0,0,0,0,0,0,0,null,3367.0605571610035,7165.0246975301206,8117.0209860131445,11333.766339729435,10612.253363194946,8497.8195014063513,8918.7020710514844,10041.055590105181,14199.776218741503,18398.58090162979,15292.066697106227,10782.610593765652,10742.526539513687,10061.097617231064,9299.5005864446903,6694.0370600701008,6754.1631414479698,6754.1631414479698,6032.6501649134725,6523.679829499456,5511.5574596385541,5812.1878665279291,6974.6254398335132,8397.6093657765668,7185.0667246560843,6553.74287018839,6904.4783448926628,7134.9616568411866,7806.3695655607871,8147.0840267020785,6864.3942906407465,8207.2101080799566,7415.5500366045981,8257.3151758948552,8227.2521352059211,6864.3942906407465,9399.7107220744856,8918.7020710514844,6814.2892228258488,4509.4561033406344,3657.6699504874068,4028.4474523176323,3116.5352180865261,4058.5104930065768,5000.4857679266179,2976.2410282048149,3296.9134622201532,3296.9134622201532,3627.6069097984623,2855.9888654490669,2545.3374449967109,2164.5389296035037,1903.9925769660449,6623.8899651292404,2495.2323771818233,1192.5006139945283,280.58837976341692,110.23114919277147,120.25216275574998,140.29418988170897,50.105067814895989,10.021013562979199,10.021013562979199,200.42027125958396,10.021013562979199,0,10.021013562979199,10.021013562979199,0,0,0,0,20.042027125958398,0,0,0,0,0,0,0,0,0,0,0,0,0,0,0,0,0,0]
[5,"TRANSFORMERS","pole mounted ; < = 22 kv ; > 60 kva and < = 600 kva ; multiple phase",32.174904505476086,19.794248256465004,36.469599985688632,19.794248256465004,47.679102411301997,6.9050056054504401,2,205,704,783,1052,928,907,778,805,1452,1691,1485,838,733,662,535,464,478,400,450,413,492,506,477,542,469,312,334,342,383,290,253,221,289,342,284,271,381,384,342,188,204,240,212,198,186,148,152,139,159,137,113,96,115,264,78,43,9,11,20,11,17,8,2,106,2,4,2,3,1,4,1,2,6,0,0,1,0,1,2,0,0,0,0,1,0,0,0,0,0,0,0,null,4057.8208925753256,13935.150772551362,15498.896384812098,20823.549165801185,18369.062381999523,17953.383168613756,15399.925143529772,15934.369846454329,28741.248468387184,33472.073801682323,29394.458660850531,16587.580038917673,14509.183971988847,13103.792345779832,10589.922817208777,9184.5311909997617,9461.6506665902725,7917.6993025860011,8907.411715409251,8175.024529920046,9738.7701421807815,10015.889617771292,9441.8564183338058,10728.482555004031,9283.5024322820864,6175.8054560170813,6611.2789176593114,6769.6329037110308,7581.1970822260964,5740.3319943748511,5007.9448088856461,4374.5288646787658,5720.5377461183862,6769.6329037110308,5621.5665048360606,5364.2412775020157,7541.6085857131666,7600.9913304825614,6769.6329037110308,3721.3186722154205,4038.0266443188607,4750.6195815516012,4196.3806303705805,3919.2611547800707,3681.7301757024907,2929.5487419568203,3008.7257349826805,2751.4005076486355,3147.2854727779354,2711.8120111357057,2236.7500529805452,1900.2478326206403,2276.3385494934755,5225.6815397067612,1543.9513640042703,851.1526750279952,178.14823430818504,217.73673082111503,395.8849651293001,217.73673082111503,336.50222035990504,158.35398605172003,39.588496512930007,2098.1903151852903,39.588496512930007,79.176993025860014,39.588496512930007,59.382744769395011,19.794248256465004,79.176993025860014,19.794248256465004,39.588496512930007,118.76548953879002,0,0,19.794248256465004,0,19.794248256465004,39.588496512930007,0,0,0,0,19.794248256465004,0,0,0,0,0,0,0]
[5,"TRANSFORMERS","pole mounted ; < = 22 kv ; > 60 kva and < = 600 kva ; single phase",59.280870408742487,20.098966669438997,35.068369452243289,20.098966669438997,41.225661834384859,6.4207212861472858,2,12,24,26,30,29,26,18,17,19,80,55,47,26,17,15,10,10,8,13,9,8,6,3,14,6,6,14,12,10,8,12,20,21,11,9,17,15,9,3,2,8,1,0,4,7,3,7,2,4,3,0,2,0,2,4,2,1,0,1,0,0,0,0,1,0,0,0,0,0,0,0,0,0,0,0,0,0,0,0,0,0,0,0,0,0,0,0,0,0,0,0,null,241.18760003326798,482.37520006653597,522.57313340541396,602.96900008316993,582.87003341373088,522.57313340541396,361.78140004990195,341.68243338046295,381.88036671934094,1607.9173335551197,1105.4431668191448,944.65143346363288,522.57313340541396,341.68243338046295,301.48450004158497,200.98966669438997,200.98966669438997,160.79173335551198,261.28656670270698,180.89070002495097,160.79173335551198,120.59380001663399,60.296900008316996,281.38553337214597,120.59380001663399,120.59380001663399,281.38553337214597,241.18760003326798,200.98966669438997,160.79173335551198,241.18760003326798,401.97933338877993,422.07830005821893,221.08863336382896,180.89070002495097,341.68243338046295,301.48450004158497,180.89070002495097,60.296900008316996,40.197933338877995,160.79173335551198,20.098966669438997,0,80.39586667775599,140.69276668607299,60.296900008316996,140.69276668607299,40.197933338877995,80.39586667775599,60.296900008316996,0,40.197933338877995,0,40.197933338877995,80.39586667775599,40.197933338877995,20.098966669438997,0,20.098966669438997,0,0,0,0,20.098966669438997,0,0,0,0,0,0,0,0,0,0,0,0,0,0,0,0,0,0,0,0,0,0,0,0,0,0,0]
[5,"TRANSFORMERS","pole mounted ; < = 22 kv ; > 600 kva ; multiple phase",46.441774390315075,15.41687399353124,50.441189338900713,15.41687399353124,21.791763588232286,4.6681649058524366,2,108.24197162061201,108.24197162061201,72.161314413741593,75.168035847647502,75.168035847647502,84.188200149365201,63.141150112023901,82.183719193427905,70.156833457804296,66.147871545929803,70.156833457804296,75.168035847647502,95.212845407020197,49.109783420463003,52.116504854368898,23.0515309932786,39.087378640776699,18.040328603435398,6.0134428678117997,11.024645257654999,33.073935772964902,14.031366691560899,7.0156833457804302,10.022404779686299,4.0089619118745299,1.00224047796863,1.00224047796863,1.00224047796863,2.0044809559372698,0,0,3.0067214339058999,0,3.0067214339058999,3.0067214339058999,3.0067214339058999,4.0089619118745299,3.0067214339058999,1.00224047796863,0,0,0,0,1.00224047796863,0,0,1.00224047796863,2.0044809559372698,0,0,1.00224047796863,0,0,0,0,0,0,0,0,0,0,0,0,0,0,0,0,0,0,0,0,0,0,0,0,0,0,0,0,0,0,0,0,0,0,0,0,0,0,0,0,null,{"$f":"IFERROR($G66*K66,\"\")","v":1668.7528372863599},1668.7528372863599,1112.5018915242438,1158.8561370044208,1158.8561370044208,1297.9188734449513,973.43915508371344,1267.016043124833,1081.5990612041255,1019.7934005638903,1081.5990612041255,1158.8561370044208,1467.8844402056,757.1193428428877,803.47358832306452,355.38254868135618,{"$f":"IFERROR($G66*AA66,\"\")","v":602.60519124229882},278.12547288106094,92.708490960353657,169.96556676064887,509.89670028194513,216.31981224082571,108.15990612041256,154.51415160058892,61.805660640235722,15.451415160058891,15.451415160058891,15.451415160058891,30.902830320117936,0,0,46.354245480176829,{"$f":"IFERROR($G66*AQ66,\"\")","v":0},46.354245480176829,46.354245480176829,46.354245480176829,61.805660640235722,46.354245480176829,15.451415160058891,0,0,0,0,15.451415160058891,0,0,15.451415160058891,30.902830320117936,{"$f":"IFERROR($G66*BG66,\"\")","v":0},0,15.451415160058891,0,0,0,0,0,0,0,0,0,0,0,0,0,{"$f":"IFERROR($G66*BW66,\"\")","v":0},0,0,0,0,0,0,0,0,0,0,0,0,0,{"$f":"IFERROR($G66*CK66,\"\")","v":0},{"$f":"IFERROR($G66*CL66,\"\")","v":0},0,0,0,0,0,0,0,0,0,0,0]
[5,"TRANSFORMERS","pole mounted ; < = 22 kv ; > 600 kva ; single phase",46.441774390315075,"","",46.441774390315075,21.791763588232286,4.6681649058524366,2,70.230452674897094,38.677640603566502,53.945130315500698,66.159122085047997,60.052126200274301,60.052126200274301,44.784636488340198,49.873799725651601,26.4636488340192,28.499314128943698,21.3744855967078,35.624142661179697,30.5349794238683,18.320987654321002,25.4458161865569,14.249657064471901,20.3566529492455,10.1783264746228,11.196159122085,2.03566529492455,7.1248285322359397,3.05349794238683,3.05349794238683,3.05349794238683,0,3.05349794238683,2.03566529492455,1.0178326474622801,4.0713305898491097,3.05349794238683,2.03566529492455,9.1604938271604901,1.0178326474622801,3.05349794238683,3.05349794238683,3.05349794238683,0,0,1.0178326474622801,0,0,0,0,0,0,0,0,1.0178326474622801,0,0,0,1.0178326474622801,0,0,0,0,0,0,0,0,0,0,0,0,0,0,0,0,0,0,0,0,0,0,0,0,0,0,0,0,0,0,0,0,0,0,0,0,0,0,0,null,3261.6268384572709,1796.2582588605253,2505.3075715686296,3072.5470217351108,2788.9272966518679,2788.9272966518679,2079.877983943768,2316.2277548464695,1229.0188086940443,1323.5587170551221,992.6690377913427,1654.4483963189059,1418.0986254162046,850.85917524972376,1181.7488545135031,661.77935852756343,945.39908361080154,472.69954180540304,519.9694959859396,94.539908361080151,330.8896792637812,141.80986254162045,141.80986254162045,141.80986254162045,0,141.80986254162045,94.539908361080151,47.26995418054031,189.07981672216076,141.80986254162045,94.539908361080151,425.42958762486137,47.26995418054031,141.80986254162045,141.80986254162045,141.80986254162045,0,0,47.26995418054031,0,0,0,0,0,0,0,0,47.26995418054031,0,0,0,47.26995418054031,0,0,0,0,0,0,0,0,0,0,0,0,0,0,0,0,0,0,0,0,0,0,0,0,0,0,0,0,0,0,0,0,0,0,0,0,0,0,0]
[6,"UNDERGROUND CABLES","˂ = 1 kv",216.92890230833856,278.52834646415965,180.44105895801255,180.44105895801255,25.83730556962951,5.083040976583753,2,90.838021704744804,84.060684318798295,164.88806107014199,250.265751789864,280.87553180584803,380.46564002662399,399.092885817114,355.31298799884399,519.15087073873997,1142.05177161809,1247.6042833675699,639.22016306138096,222.73705476544799,309.50671688907403,83.816864369257999,17.521103126609901,13.2223043200788,4.4606020818557299,6.1606578308530802,3.8147353965525999,2.13422256733132,3.5671193149662201,6.2233274823091003E-2,3.19359752248609,10.725162535364101,8.1257547506409704,1.6433762209768401,5.3403123997091999,0,1.2248835764739701,0.55106181834834,0,0.72374090956245596,0,0.51273954040696701,0,0,0.25763769231734202,0,0,0,3.7643552106549003E-2,0,0,0.19264538287171701,0,0,8.3831512743968994E-2,0.44816924166260302,0,0,0,0,0,0,0,0,0,0,0,0,0,0,0,0,0,0,0,0,0,0,0,0,0,0,0,0,0,0,0,0,0,0,0,0,0,0,0,0,0,0,null,16390.908830055079,15167.998895219163,29752.576349029863,45158.217273886185,50681.478394442151,68651.622983542038,72012.742939449236,64113.051816047016,93676.132875072522,206073.03105564247,225119.03805139667,115341.56313010903,40190.910031066269,55847.719750082302,15124.003765329024,3161.5264022780352,2385.8465933801226,804.87576324036331,1111.6356228771024,688.33489459856503,385.10138010135159,643.65478662208511,11.229438011503561,576.25611884307534,1935.259685377901,1466.219792038758,296.53254557947787,963.61162457013324,0,221.0192896392409,99.434178054102418,0,130.59257613268474,0,92.519265640677787,0,0,46.48841802923981,0,0,0,6.7924424050468257,0,0,34.761136888744389,0,0,15.126646933573889,80.86813255800952,0,0,0,0,0,0,0,0,0,0,0,0,0,0,0,0,0,0,0,0,0,0,0,0,0,0,0,0,0,0,0,0,0,0,0,0,0,0,0,0,0,0]
[6,"UNDERGROUND CABLES","> 1 kv & < = 11 kv",372.6575396913143,535.46278381524667,120.96249112003979,120.96249112003979,54.473535071740052,7.3806188813499949,2,19.117165335113999,16.416048218534499,24.147628831524699,33.707653101923,72.455802791765095,104.486689075022,91.539114924817298,109.32150717445499,143.72185610373899,175.48887542459801,164.43260136995301,87.065064133790401,46.256020217887396,58.076917553153898,45.991630357212202,64.198004608179403,40.8312851215032,14.720599591653301,32.498330611929099,106.90790670448899,17.680448592162399,15.282539405188601,12.247540925182699,11.1332189213717,23.215472623943,18.092382669469298,27.927570964187399,15.750362059945999,11.5247942823069,8.0515912894435093,3.7546593604992098,4.4089174482702704,20.2673307834513,20.4449864866491,10.829461191614801,6.4180800829529101,17.0291524992967,10.030213210565901,7.7901017769036702,2.89703407179061,4.5450270252038001,2.3694503440716499,2.62752634338647,26.088363820241099,1.52047481396659,0.62518155166634204,3.9299569372026499,2.4489768820179099,1.8945307148650199,1.5062183577994499,0.43222137656990101,0.54845261216993302,0.492823266127284,3.5328440227881202,0.133458806478258,0.45618423588122398,0,0,1.4814437587606999E-2,0.24145654270589001,0,0.34070946325752999,0,0.80598707781338896,0,0,0,0,3.3049564517901003E-2,0,0,0,0,0,0,0,0,0,0,0,0,0,0.40443216055912901,0,0,0,0,0,0,0,0,null,2312.4599420890595,1985.7260868606243,2920.9573381033233,4077.3616890187423,8764.4344017942385,12638.970199399706,11072.799376229514,13223.801840819378,17384.953742704161,21227.571535213705,19890.177083057981,10531.607047149315,5595.2434348545848,7025.1286238026614,5563.262178680433,7765.5505623411746,4939.053963929643,1780.6403973870238,3931.0790280615906,12931.846715403792,2138.6711058277642,1848.6140370917842,1481.4930604047361,1346.7018949138833,2808.2014011212318,2188.4996779960416,3378.1885547597994,1905.2030308136295,1394.0678260338336,973.94053985150015,454.17294955315992,533.31363768538108,2451.5868199201368,2473.076496340625,1309.9586032255208,776.34695504189563,2059.8887079779802,1213.2795764151836,942.31011701291641,350.43245818342439,549.77779117655552,286.61461620414218,317.83213197955649,3155.713476942281,183.92042118267779,75.6235178918526,475.37738111851428,296.23434434427412,229.1671547735026,182.19592473015686,52.28257442522802,66.342194229368147,59.613129952670597,427.34161373499364,16.143509693517391,55.181181581884694,0,0,1.7919912751392952,29.207184902936728,0,41.21306542380249,0,97.494204742868874,0,0,0,0,3.9977576545177822,0,0,0,0,0,0,0,0,0,0,0,0,0,48.921121630292149,0,0,0,0,0,0,0,0]
[6,"UNDERGROUND CABLES","> 11 kv & < = 22 kv",1758.6274518672669,285.93911633264162,"",285.93911633264162,59.397756716267864,7.7069940129902701,2,4.2225562338453502,5.4346554032136103,12.1132319601393,13.687795579529601,22.062256095492,17.3094147979903,23.696584989450098,21.3238496432026,35.052816969218703,74.728558208194997,97.690369787090304,32.668777666275098,16.107345179929901,23.2305239284638,15.318276373066301,3.8348112752266599,4.1231826846089001,5.7426547208191296,16.9344819075774,12.050351360612099,13.7180957036935,11.455645559353,7.26577555502171,22.157125613024,20.7953528232071,10.0777460272482,14.710809839448601,6.9488220828704197,7.5814108323527201,11.0591455892728,1.7159041199107401,13.7270002759545,5.3408171133021201,51.969318835300101,3.9361944462431402,3.02517742036689,5.1807775139793204,2.13318955263854,6.8651571395078799,1.1548056301138401,5.0402506134823999E-2,1.90176964688252,0.13130770225826299,4.3650618983715503,0,0.250455747956774,7.5104695918251002E-2,0.65133623067927104,1.860577673344,0.73524176685040099,0.34183043802843599,0.125393518353272,0,3.0514493331271502,0,1.16349770838247,7.4312866713298995E-2,0,0.23272882526698599,0.126073975403967,4.1643223701117997E-2,0.34040836559855803,0.67083654897418199,0,0,0.189520263433577,0,0,0,0,0,0,0,0,0,0,0,0,0,0,0,0,0,0,0,0,0,0,0,0,0,null,1207.3939981706267,1553.9805635673158,3463.6468426145439,3913.8761725525324,6308.4620122494189,4949.438771572497,6775.7805719847011,6097.3227237874662,10022.971509148221,21367.81789886365,27933.498011129592,9341.2814175622389,4605.7200472139903,6642.5154840492251,4380.0944098537602,1096.5225473407615,1178.9792133151179,1642.0496162744946,4842.230792203789,3445.6668195512693,3922.540163280727,3275.6171682613467,2077.5694416742163,6335.5889182594228,5946.2048100933425,2881.6217936561397,4206.3959660294622,1986.940045928714,2167.8219139576536,3162.2423171906958,490.64410775881612,3925.0863288043574,1527.1485258718581,14860.061104175018,1125.5119616722152,865.01655832916879,1481.3869442632667,609.96233565148725,1963.0169659556088,330.20410141071085,14.412048065142121,543.79033229782772,37.546008351397333,1248.1419419576441,0,71.615095251190766,21.475370383296447,186.24250623586437,532.01193578422567,210.23438110405377,97.742693385450806,35.854911831775475,0,872.52872584820591,0,332.68950658993703,21.248955440146091,0,66.546274641975728,36.049481119553519,11.907426586340197,97.336067251490476,191.81841001731647,0,0,54.191256653326462,0,0,0,0,0,0,0,0,0,0,0,0,0,0,0,0,0,0,0,0,0,0,0,0,0]
[6,"UNDERGROUND CABLES","> 22 kv & < = 33 kv",372.6575396913143,637.22892819910737,"",372.6575396913143,54.473535071740052,7.3806188813499949,2,0.16733503520749199,5.8113263574899997E-3,0.69293151046854096,6.0226095334949999E-3,0.60152302058329898,3.6830476738103202,2.3484394451239701,10.5154102300689,5.91556872815248,5.2113166473932599,0.51759023752129796,0.98962232790326798,0.75443089619590098,6.0205335934685102,1.487743665122,0.26267015386091003,2.4334446087822301,0,0.122012376486293,0.42603694919887602,0.26540267246356197,1.7712262207322998E-2,1.0490834305488E-2,3.1096066461491999E-2,0,0.62888288730671604,6.224120739504E-2,0.44658429599389199,0.55733164465955498,0.16177353732317101,0,0.129444667248831,0.62803617598334505,0.51577344403629899,0,0.29206429972067399,1.38414067765312,0.25175630840940999,0.12805941230477699,0,0,0.83922647824891805,0,4.29324706095632,1.2703419136877301,0.83917634238010896,0,0,0,0,0,0.53165514951391202,0,0.75401863234659505,0,0,0,0,0,0,0,0,0,0,0,0,0,0,5.0396967173205999E-2,0,0,0,0,0,0,0,0,0,0,0,0,0,0,0,0,0,0,0,0,0,0,null,62.358662524583423,2.1656345827255103,258.22615186579264,2.2443708512737008,224.16208891826,1372.5154846879723,875.16366573393395,3918.6469051823537,2204.4812881081803,1942.0364403699607,192.88390448292989,368.79022194002295,281.14436164347779,2243.5972365708826,554.41889393570307,97.886013288145719,906.84148088387872,0,45.468832033272314,158.76588130604659,98.904306947770735,6.6006080565484364,3.9094885015923961,11.588183621617203,0,234.35794953769087,23.194655215252443,166.42300500986147,207.69383949094359,60.286128406013916,0,48.238531223110208,234.04241617909466,192.20686269268296,0,108.83996336557298,515.81045952088027,93.818886493618464,47.722305523813816,0,0,312.74407462804811,0,1599.9108870229484,473.40249212162541,312.7253911185274,0,0,0,0,0,198.12529998207231,0,280.99072841169175,0,0,0,0,0,0,0,0,0,0,0,0,0,0,18.78080979467088,0,0,0,0,0,0,0,0,0,0,0,0,0,0,0,0,0,0,0,0,0,0]
[6,"UNDERGROUND CABLES","> 33 kv & < = 66 kv",372.6575396913143,2062.3518601144688,"",372.6575396913143,54.473535071740052,7.3806188813499949,2,0.10441356930825001,0,0,0,0,0,0,0.149177868000059,1.17444143715778,8.9123204673752205,3.5243288295832298,0.84439275703413197,0,0,0,0,0,0,0,2.5999667936901698,7.7207298759780002E-3,0,0,0.161020121170977,0,0,0,0,0.35475174781080399,0,0,0.64638511960175904,0,0,0,0,0,0,0,0,0,0,0,0,0,0,0.72048821440070099,0,0,0,0,0,0,0,0,0,0,0,0,0,0,0,0,0,0,0,0,0,0,0,0,0,0,0,0,0,0,0,0,0,0,0,0,0,0,0,0,0,0,0,0,null,38.910503848800971,0,0,0,0,0,0,55.592257265297633,437.66445648274964,3321.2434183125943,1313.3677106956557,314.66932736950537,0,0,0,0,0,0,0,968.89722861569362,2.8771882002031877,0,0,60.005362196373596,0,0,0,0,132.20091354036779,0,0,240.88028836386746,0,0,0,0,0,0,0,0,0,0,0,0,0,0,268.49536535515341,0,0,0,0,0,0,0,0,0,0,0,0,0,0,0,0,0,0,0,0,0,0,0,0,0,0,0,0,0,0,0,0,0,0,0,0,0,0,0,0,0,0,0,0]
[6,"UNDERGROUND CABLES","> 66 kv & < = 132 kv",1758.6274518672669,"","",1758.6274518672669,59.397756716267864,7.7069940129902701,2,0,0,0,6.1438109193959596,0,0,0,0,0,8.8804522499539509,4.3395143367189998E-2,0,0,0,0,0,0,0,0,0,0,0,0,0,0,0,0,0,0,0,0,0,0,0,0,0,0,0,0,0,0,0,0,0,0,0,0,0,0,0,0,0,0,0,0,0,0,0,0,0,0,0,0,0,0,0,0,0,0,0,0,0,0,0,0,0,0,0,0,0,0,0,0,0,0,0,0,0,0,0,0,null,0,0,0,10804.674541931607,0,0,0,0,0,15617.407111765455,76.315890403256077,0,0,0,0,0,0,0,0,0,0,0,0,0,0,0,0,0,0,0,0,0,0,0,0,0,0,0,0,0,0,0,0,0,0,0,0,0,0,0,0,0,0,0,0,0,0,0,0,0,0,0,0,0,0,0,0,0,0,0,0,0,0,0,0,0,0,0,0,0,0,0,0,0,0,0,0,0,0,0,0]
["","","","","","","","","","","","","","","","","","","","","","","","","","","","","","","","","","","","","","","","","","","","","","","","","","","","","","","","","","","","","","","","","","","","","","","","","","","","","","","","","","","","","","","","","","","","","","","","","","","","","",null,"","","","","","","","","","","","","","","","","","","","","","","","","","","","","","","","","","","","","","","","","","","","","","","","","","","","","","","","","","","","","","","","","","","","","","","","","","","","","","","","","","","","","","","","","","",""]
["","","","","","","","","","","","","","","","","","","","","","","","","","","","","","","","","","","","","","","","","","","","","","","","","","","","","","","","","","","","","","","","","","","","","","","","","","","","","","","","","","","","","","","","","","","","","","","","","","","","","",null,"","","","","","","","","","","","","","","","","","","","","","","","","","","","","","","","","","","","","","","","","","","","","","","","","","","","","","","","","","","","","","","","","","","","","","","","","","","","","","","","","","","","","","","","","","",""]
["","","","","","","","","","","","","","","","","","","","","","","","","","","","","","","","","","","","","","","","","","","","","","","","","","","","","","","","","","","","","","","","","","","","","","","","","","","","","","","","","","","","","","","","","","","","","","","","","","","","","",null,"","","","","","","","","","","","","","","","","","","","","","","","","","","","","","","","","","","","","","","","","","","","","","","","","","","","","","","","","","","","","","","","","","","","","","","","","","","","","","","","","","","","","","","","","","",""]
["","","","","","","","","","","","","","","","","","","","","","","","","","","","","","","","","","","","","","","","","","","","","","","","","","","","","","","","","","","","","","","","","","","","","","","","","","","","","","","","","","","","","","","","","","","","","","","","","","","","","",null,"","","","","","","","","","","","","","","","","","","","","","","","","","","","","","","","","","","","","","","","","","","","","","","","","","","","","","","","","","","","","","","","","","","","","","","","","","","","","","","","","","","","","","","","","","",""]
["","","","","","","","","","","","","","","","","","","","","","","","","","","","","","","","","","","","","","","","","","","","","","","","","","","","","","","","","","","","","","","","","","","","","","","","","","","","","","","","","","","","","","","","","","","","","","","","","","","","","",null,"","","","","","","","","","","","","","","","","","","","","","","","","","","","","","","","","","","","","","","","","","","","","","","","","","","","","","","","","","","","","","","","","","","","","","","","","","","","","","","","","","","","","","","","","","",""]
["","","","","","","","","","","","","","","","","","","","","","","","","","","","","","","","","","","","","","","","","","","","","","","","","","","","","","","","","","","","","","","","","","","","","","","","","","","","","","","","","","","","","","","","","","","","","","","","","","","","","",null,"","","","","","","","","","","","","","","","","","","","","","","","","","","","","","","","","","","","","","","","","","","","","","","","","","","","","","","","","","","","","","","","","","","","","","","","","","","","","","","","","","","","","","","","","","",""]
["","","","","","","","","","","","","","","","","","","","","","","","","","","","","","","","","","","","","","","","","","","","","","","","","","","","","","","","","","","","","","","","","","","","","","","","","","","","","","","","","","","","","","","","","","","","","","","","","","","","","",null,"","","","","","","","","","","","","","","","","","","","","","","","","","","","","","","","","","","","","","","","","","","","","","","","","","","","","","","","","","","","","","","","","","","","","","","","","","","","","","","","","","","","","","","","","","",""]
["","","","","","","","","","","","","","","","","","","","","","","","","","","","","","","","","","","","","","","","","","","","","","","","","","","","","","","","","","","","","","","","","","","","","","","","","","","","","","","","","","","","","","","","","","","","","","","","","","","","","",null,"","","","","","","","","","","","","","","",{"$f":"IFERROR($G81*Z81,\"\")","v":""},"","","","","","","","","","","","","","","","","","","","","","","","","","","","","","","",{"$f":"IFERROR($G81*BF81,\"\")","v":""},"","","","","","","","","","","","","","","","","","","","","","","","","","","","","","","","","","","","","","","","","","",""]
["","","","","","","","","","","","","","","","","","","","","","","","","","","","","","","","","","","","","","","","","","","","","","","","","","","","","","","","","","","","","","","","","","","","","","","","","","","","","","","","","","","","","","","","","","","","","","","","","","","","","",null,{"$f":"IFERROR($G82*K82,\"\")","v":""},"","","","","","","","","","","","","","","","","","","","","","","","","","","","","","","",{"$f":"IFERROR($G82*AQ82,\"\")","v":""},"","","","","","","","","","","","","","","","","","","","","","","","","","","","","","","","","","","","","","","","","","","","","","","","","","","","","","","","","",""]
["","","","","","","","","","","","","","","","","","","","","","","","","","","","","","","","","","","","","","","","","","","","","","","","","","","","","","","","","","","","","","","","","","","","","","","","","","","","","","","","","","","","","","","","","","","","","","","","","","","","","",null,"","","","","","","","","","","","","","","","","","","","","","","","","","","","","","","","","","","","","","","","","","","","","","","","","","","","","","","","","","","","","","","","","","","","","","","","","","","","","","","","","","","","","","","","","","",""]
["","","","","","","","","","","","","","","","","","","","","","","","","","","","","","","","","","","","","","","","","","","","","","","","","","","","","","","","","","","","","","","","","","","","","","","","","","","","","","","","","","","","","","","","","","","","","","","","","","","","","",null,"","","","","","","","","","","","","","","","","","","","","","","","","","","","","","","","","","","","","","","","","","","","","","","","","","","","","","","","","","","",{"$f":"IFERROR($G84*BR84,\"\")","v":""},"","","","","","","","","","","","","","","","","","","","","","","","","","","","","","",""]
["","","","","","","","","","","","","","","","","","","","","","","","","","","","","","","","","","","","","","","","","","","","","","","","","","","","","","","","","","","","","","","","","","","","","","","","","","","","","","","","","","","","","","","","","","","","","","","","","","","","","",null,"","","","","","","","","","","","","","","","","","","","","","","","","","","","","","","","","","","","","","","","","","","","","","","","","","","","","","","","","","","","","","","","","","","","","","","","","","","",{"$f":"IFERROR($G85*CH85,\"\")","v":""},"","","","","","","","","","","","","","",""]
["","","","","","","","","","","","","","","","","","","","","","","","","","","","","","","","","","","","","","","","","","","","","","","","","","","","","","","","","","","","","","","","","","","","","","","","","","","","","","","","","","","","","","","","","","","","","","","","","","","","","",null,{"$f":"IFERROR($G86*K86,\"\")","v":""},{"$f":"IFERROR($G86*L86,\"\")","v":""},"","","","","","","","","","","","","","",{"$f":"IFERROR($G86*AA86,\"\")","v":""},"","","","","","","","","",{"$f":"IFERROR($G86*AK86,\"\")","v":""},"","","","","","","","","","","","","","","","","","","","",{"$f":"IFERROR($G86*BF86,\"\")","v":""},{"$f":"IFERROR($G86*BG86,\"\")","v":""},"","","","","","","","","","","","","","","",{"$f":"IFERROR($G86*BW86,\"\")","v":""},"",{"$f":"IFERROR($G86*BY86,\"\")","v":""},"","","","",{"$f":"IFERROR($G86*CD86,\"\")","v":""},"","","","","","","","","","","","",{"$f":"IFERROR($G86*CQ86,\"\")","v":""},"","","","","",""]
["","","","","","","","","","","","","","","","","","","","","","","","","","","","","","","","","","","","","","","","","","","","","","","","","","","","","","","","","","","","","","","","","","","","","","","","","","","","","","","","","","","","","","","","","","","","","","","","","","","","","",null,{"$f":"IFERROR($G87*K87,\"\")","v":""},"","","","","","","","","","","","","","","","","","","","","","","","","","","","","","","","","","","","","","","","","","","","","","","","","","","","","","","","","","","","","","","","","","","","","","","","","","","","","","","","","","","","","","","","","",""]
["","","","","","","","","","","","","","","","","","","","","","","","","","","","","","","","","","","","","","","","","","","","","","","","","","","","","","","","","","","","","","","","","","","","","","","","","","","","","","","","","","","","","","","","","","","","","","","","","","","","","",null,"","","","","","","","","","","","","","","","","","","","","","","","","","","","","","","","","","","","","","","","","","","","","","","","","","","","","","","","","","","","","","","","","","","","","","","","","","","","","","","","","","","","","","","","","","",""]
["","","","","","","","","","","","","","","","","","","","","","","","","","","","","","","","","","","","","","","","","","","","","","","","","","","","","","","","","","","","","","","","","","","","","","","","","","","","","","","","","","","","","","","","","","","","","","","","","","","","","",null,"","","","","","","","","","","","","","","","","","","","","","","","","","","","","","","","","","","","","","","","","","",{"$f":"IFERROR($G89*BA89,\"\")","v":""},"","","","","","","","","","","","","","","","","","","","","","","","","","","","","","","","","","","","","","","","","","","","","","","",""]
["","","","","","","","","","","","","","","","","","","","","","","","","","","","","","","","","","","","","","","","","","","","","","","","","","","","","","","","","","","","","","","","","","","","","","","","","","","","","","","","","","","","","","","","","","","","","","","","","","","","","",null,"","","","","","","","","","","","","","","","","","","","","","","","","","","","","","","","","","","","","","","","","","","","","","","","","","","","","","","","","","","","","","","","","","","","","","","","","","","","","","","","","","","","","","","","","","",""]
["","","","","","","","","","","","","","","","","","","","","","","","","","","","","","","","","","","","","","","","","","","","","","","","","","","","","","","","","","","","","","","","","","","","","","","","","","","","","","","","","","","","","","","","","","","","","","","","","","","","","",null,"","","","","","","","","","","","","","","","","","","","","","","","","","","","","","","","","","","","","","","","","","","","","","","","","","","","","","","","","","","","","","","","","","","","","","","","","","","","","","","","","","","","","","","","","","",""]
["","","","","","","","","","","","","","","","","","","","","","","","","","","","","","","","","","","","","","","","","","","","","","","","","","","","","","","","","","","","","","","","","","","","","","","","","","","","","","","","","","","","","","","","","","","","","","","","","","","","","",null,"","","","","","","","","","","","","","","","","","","","","","","","","","","","","","","","","","","","","","","","","","","","","","","","","","","","","","","","","","","","","","","","","","","","","","","","","","","","","","","","","","","","","","","","","","",""]
["","","","","","","","","","","","","","","","","","","","","","","","","","","","","","","","","","","","","","","","","","","","","","","","","","","","","","","","","","","","","","","","","","","","","","","","","","","","","","","","","","","","","","","","","","","","","","","","","","","","","",null,"","","","","","","","","","","","","","","","","","","","","","","","","","","","","","","","","","","","","","","","","","","","","","","","","","","","","","","","","","","","","","","","","","","","","","","","","","","","","","","","","","","","","","","","","","",""]
["","","","","","","","","","","","","","","","","","","","","","","","","","","","","","","","","","","","","","","","","","","","","","","","","","","","","","","","","","","","","","","","","","","","","","","","","","","","","","","","","","","","","","","","","","","","","","","","","","","","","",null,"","","","","","","","","","","","","","","","","","","","","","","","","","","","","","","","","","","","","","","","","","","","","","","","","","","","","","","","","","","","","","","",{"$f":"IFERROR($G94*BV94,\"\")","v":""},"","","","","","","","","","","","","","","","","","","","","","","","","","",""]
["","","","","","","","","","","","","","","","","","","","","","","","","","","","","","","","","","","","","","","","","","","","","","","","","","","","","","","","","","","","","","","","","","","","","","","","","","","","","","","","","","","","","","","","","","","","","","","","","","","","","",null,"","","","","","","","","","","","","","","","","","","","","","","","","","","","","","","","","","","","","","","","","","","","","","","","","","","","","","","","","","","","","","","","","","","","","","","","","","","","","","","","","","","","","","","","","","",""]
["","","","","","","","","","","","","","","","","","","","","","","","","","","","","","","","","","","","","","","","","","","","","","","","","","","","","","","","","","","","","","","","","","","","","","","","","","","","","","","","","","","","","","","","","","","","","","","","","","","","","",null,"","","","","","","","","","","","","","","","","","","","","","","","","","","","","","","","","","","","","","","","","","","","","","","","","","","","","","","","","","","","","","","","","","","","","","","","","","","","","","","","","","","","","","","","","","",""]
["","","","","","","","","","","","","","","","","","","","","","","","","","","","","","","","","","","","","","","","","","","","","","","","","","","","","","","","","","","","","","","","","","","","","","","","","","","","","","","","","","","","","","","","","","","","","","","","","","","","","",null,"","","","","","","","","","","","","","","","","","","","","",{"$f":"IFERROR($G97*AF97,\"\")","v":""},"","","","","","","","","","","","","","","","","","","","","","","","","","","","","","","","","","","","","","","","","","","","","","","","","","","","","","","","","","","","","","","","","","","","",""]
["","","","","","","","","","","","","","","","","","","","","","","","","","","","","","","","","","","","","","","","","","","","","","","","","","","","","","","","","","","","","","","","","","","","","","","","","","","","","","","","","","","","","","","","","","","","","","","","","","","","","",null,"","","","","","","","","","","","","","","","","",{"$f":"IFERROR($G98*AB98,\"\")","v":""},"","","","","","","","","","","","","","","","","","","","","","","","","","","","","","","","","","","","","","","","","","","","","","","","","","","","","","","","","","","","","","","","","","","","","","","","",""]
["","","","","","","","","","","","","","","","","","","","","","","","","","","","","","","","","","","","","","","","","","","","","","","","","","","","","","","","","","","","","","","","","","","","","","","","","","","","","","","","","","","","","","","","","","","","","","","","","","","","","",null,"","","","","","","","","","","","","","","","","","","","","","","","","","","","","","","","","","","","","","","","","","","","","","","","","","","","","","","","","","","","","","","","","","","","","","","","","","","","","","","","","","","","","","","","","","",""]
["","","","","","","","","","","","","","","","","","","","","","","","","","","","","","","","","","","","","","","","","","","","","","","","","","","","","","","","","","","","","","","","","","","","","","","","","","","","","","","","","","","","","","","","","","","","","","","","","","","","","",null,"","","","","","","","","","","","","","","","","","","","","","","","","","","","","","","","","","","","","",{"$f":"IFERROR($G100*AV100,\"\")","v":""},"","","","","","","","","","","","","","","","","","","","","","","","","","","","","","","","","","","","","","","","","","","","","","","","","","","","",""]
["","","","","","","","","","","","","","","","","","","","","","","","","","","","","","","","","","","","","","","","","","","","","","","","","","","","","","","","","","","","","","","","","","","","","","","","","","","","","","","","","","","","","","","","","","","","","","","","","","","","","",null,"","","","","","","","","","","","","","","","","","","","","","","","","","","","","","","","","","","","","","","","","","","","","","","","","","","","","","","","","","","","","","","","","","","","","","","","","","","","","","","","","","","","","","","","","","",""]
["","","","","","","","","","","","","","","","","","","","","","","","","","","","","","","","","","","","","","","","","","","","","","","","","","","","","","","","","","","","","","","","","","","","","","","","","","","","","","","","","","","","","","","","","","","","","","","","","","","","","",null,"","","","","","","","","","","","",{"$f":"IFERROR($G102*W102,\"\")","v":""},"","","","","","","","","","","","","","","","","","","","","","","","","","","","","","","","","","","","","","","","","","","","","","","","","","","","","","","","","","","","","","","","","","","","","","","","","","","","","",""]
["","","","","","","","","","","","","","","","","","","","","","","","","","","","","","","","","","","","","","","","","","","","","","","","","","","","","","","","","","","","","","","","","","","","","","","","","","","","","","","","","","","","","","","","","","","","","","","","","","","","","",null,"","","","","","","","","","","","","","","","","","","","","","","","","","","","","","","","","","","","","","","","","","","","","","","","","","","","","","","","","","","","","","","","","","","","","","","","","","","","","","","","","","","","","","","","","","",""]
["","","","","","","","","","","","","","","","","","","","","","","","","","","","","","","","","","","","","","","","","","","","","","","","","","","","","","","","","","","","","","","","","","","","","","","","","","","","","","","","","","","","","","","","","","","","","","","","","","","","","",null,"","","","","","","","","","","","","","","","","","","","","","","","","","","","","","","","","","","","","","","","","","","","","","","","","","","","","","","","","","","","","","","","","","","","","","","","","","","","","","","","","","","","","","","","","","",""]
["","","","","","","","","","","","","","","","","","","","","","","","","","","","","","","","","","","","","","","","","","","","","","","","","","","","","","","","","","","","","","","","","","","","","","","","","","","","","","","","","","","","","","","","","","","","","","","","","","","","","",null,"","","","","","","","","","","","","","","","","","","","","","","","","","","","","","","","","","","","","","","","","","","","","","","","","","","","","","","","","","","","","","","","","","","","","","","","","","","","","","","","","","","","","","","","","","",""]
["","","","","","","","","","","","","","","","","","","","","","","","","","","","","","","","","","","","","","","","","","","","","","","","","","","","","","","","","","","","","","","","","","","","","","","","","","","","","","","","","","","","","","","","","","","","","","","","","","","","","",null,"","","","","","","","","","","","","","","","","","","","","","","","","","","","","","","","","","","","","","","","","","","","","","","","","","","","","","","","","","","","","","","","","","","","","","","","","","","","","","","","","","","","","","","","","","",""]
["","","","","","","","","","","","","","","","","","","","","","","","","","","","","","","","","","","","","","","","","","","","","","","","","","","","","","","","","","","","","","","","","","","","","","","","","","","","","","","","","","","","","","","","","","","","","","","","","","","","","",null,"","","","","","","","","","","","","","","","","","","","","","","","","","","","","","","","","","","","","","","","","","","","","","","","","","","","","","","","","","","","","","","","","","","","","","","","","","","","","","","","","","","","","","","","","","",""]
["","","","","","","","","","","","","","","","","","","","","","","","","","","","","","","","","","","","","","","","","","","","","","","","","","","","","","","","","","","","","","","","","","","","","","","","","","","","","","","","","","","","","","","","","","","","","","","","","","","","","",null,"","","","","","","","","","","","","","","","","","","","","","","","","","","","","","","","","","","","","","","","","","","","","","","","","","","","","","","","","","","","","","","","","","","","","","","","","","","","","","","","","","","","","","","","","","",""]
["","","","","","","","","","","","","","","","","","","","","","","","","","","","","","","","","","","","","","","","","","","","","","","","","","","","","","","","","","","","","","","","","","","","","","","","","","","","","","","","","","","","","","","","","","","","","","","","","","","","","",null,"","","","","","","","","","","","","","","","","","","","","","","","","","","","","","","","","","","","","","","","","","","","","","","","","","","","","","","","","",{"$f":"IFERROR($G109*BP109,\"\")","v":""},"","","","","","","","","","","","","","","","","","","","","","","","","","","","","","","","",""]
["","","","","","","","","","","","","","","","","","","","","","","","","","","","","","","","","","","","","","","","","","","","","","","","","","","","","","","","","","","","","","","","","","","","","","","","","","","","","","","","","","","","","","","","","","","","","","","","","","","","","",null,"","","","","","","","","","","","","","","","","","","","","","","","","","","","","","","","","","","","","","","","","","","","","","","","","","","","","","","","","","","","","","","","","","","","","","","","","","","","","","","","","","","","","","","","","","",""]
["","","","","","","","","","","","","","","","","","","","","","","","","","","","","","","","","","","","","","","","","","","","","","","","","","","","","","","","","","","","","","","","","","","","","","","","","","","","","","","","","","","","","","","","","","","","","","","","","","","","","",null,"","","","","","","","","","","","","","","","","","","","","","","","","","","","","","","","","","","","","","","","","","","","","","","","","","","","","","","","","","","","","","","","","","","","","","","","","","","","","","","","","","","","","","","","","","",""]
["","","","","","","","","","","","","","","","","","","","","","","","","","","","","","","","","","","","","","","","","","","","","","","","","","","","","","","","","","","","","","","","","","","","","","","","","","","","","","","","","","","","","","","","","","","","","","","","","","","","","",null,"","","","","","","","","","","","","","","","","","","","","","","","","","","","","","","","","","","","","","","","","","","","","","","","","","","","","","","","","","","","","","","","","","","","","","","","","","","","","","","","","","","","","","","","","","",""]
["","","","","","","","","","","","","","","","","","","","","","","","","","","","","","","","","","","","","","","","","","","","","","","","","","","","","","","","","","","","","","","","","","","","","","","","","","","","","","","","","","","","","","","","","","","","","","","","","","","","","",null,"","","","","","","","","","","","","","","","","","","","","","","","","","","","","","","","","","","","","","","","","","","","","","","","","","","","","","","","","","","","","","","","","","","","","","","","","","","","","","",{"$f":"IFERROR($G113*CK113,\"\")","v":""},"","","","","","","","","","","",""]
["","","","","","","","","","","","","","","","","","","","","","","","","","","","","","","","","","","","","","","","","","","","","","","","","","","","","","","","","","","","","","","","","","","","","","","","","","","","","","","","","","","","","","","","","","","","","","","","","","","","","",null,"","","","","","","","","","","","","","","","","","","","","","","","","","","","","","","","","","","","","","","","","","","","","","","","","","","","","","","","","","","","","","","","","","","","","","","","","","","","","","","","","","","","","","","","","","",""]
["","","","","","","","","","","","","","","","","","","","","","","","","","","","","","","","","","","","","","","","","","","","","","","","","","","","","","","","","","","","","","","","","","","","","","","","","","","","","","","","","","","","","","","","","","","","","","","","","","","","","",null,"","","","","","","","","","","","","","","","","","","","","","","","","","","","","","","","","",{"$f":"IFERROR($G115*AR115,\"\")","v":""},"","","","","","","","","","","","","","","","","","","","","","","","","","","","","","","","","","","","","","","","","","","","","","","","","","","","","","",{"$f":"IFERROR($G115*CU115,\"\")","v":""},"",""]
["","","","","","","","","","","","","","","","","","","","","","","","","","","","","","","","","","","","","","","","","","","","","","","","","","","","","","","","","","","","","","","","","","","","","","","","","","","","","","","","","","","","","","","","","","","","","","","","","","","","","",null,"","","","","","","","","","","","","","","","","","","","","","","","","","","","","","","","","","","","","","","","","","","","","","","","","","","","","","","","","","","","","","","","","","","","","","","","","","","","","","","","","","","","","","","","","","",""]
["","","","","","","","","","","","","","","","","","","","","","","","","","","","","","","","","","","","","","","","","","","","","","","","","","","","","","","","","","","","","","","","","","","","","","","","","","","","","","","","","","","","","","","","","","","","","","","","","","","","","",null,"","","","","","","","","","","","","","","","","","","","","","","","","","","","","","","","","","","","","","","","","","","","","","","","","","","","","","","","","","","","","","","","","","","","","","","","","","","","","","","","","","","","","","","","","","",""]
["","","","","","","","","","","","","","","","","","","","","","","","","","","","","","","","","","","","","","","","","","","","","","","","","","","","","","","","","","","","","","","","","","","","","","","","","","","","","","","","","","","","","","","","","","","","","","","","","","","","","",null,"","","","","","","","","","","","","","","","","","","","","","","","","","","","","","","","","","","","","","","","","","","","","","","","","","","","","","","","","","","","","","","","","","","","","","","","","","","","","","","","","","","","","","","","","","",""]
["","","","","","","","","","","","","","","","","","","","","","","","","","","","","","","","","","","","","","","","","","","","","","","","","","","","","","","","","","","","","","","","","","","","","","","","","","","","","","","","","","","","","","","","","","","","","","","","","","","","","",null,"","","","","","","","","","","","","","","","","","","","","","","","","","","","","","","","","","","","","","","","","","","","","","","","","","","","","","","","","","","","","","","","","","","","","","","","","","","","","","","","","","","","","","","","","","",""]
["","","","","","","","","","","","","","","","","","","","","","","","","","","","","","","","","","","","","","","","","","","","","","","","","","","","","","","","","","","","","","","","","","","","","","","","","","","","","","","","","","","","","","","","","","","","","","","","","","","","","",null,"","","","","","","","","","","","","","","","","","","","","","","","","","","","","","","","","","","","","","","","","","","","","","","","","","","","","",{"$f":"IFERROR($G120*BL120,\"\")","v":""},"","","","","","","","","","","","","","","","","","","","","","","","","","","","","","","","","","","","",""]
["","","","","","","","","","","","","","","","","","","","","","","","","","","","","","","","","","","","","","","","","","","","","","","","","","","","","","","","","","","","","","","","","","","","","","","","","","","","","","","","","","","","","","","","","","","","","","","","","","","","","",null,"","","","","","","","","","","","","","","","","","","","","","","","","","","","","","","","","","","","","","","","","","","","","","","","","","","","","","","","","","","","","","","","","","","","","","","","","","","","","","","","","","","","","","","","","","",""]
["","","","","","","","","","","","","","","","","","","","","","","","","","","","","","","","","","","","","","","","","","","","","","","","","","","","","","","","","","","","","","","","","","","","","","","","","","","","","","","","","","","","","","","","","","","","","","","","","","","","","",null,"","","","","","","","","","","",{"$f":"IFERROR($G122*V122,\"\")","v":""},"","","","","","","","","","","","","","","","","","","","","","","","","","","","","","","","","","","","","","","","","","","","","","","","","","","","","","","","","","","","","","","","","","","","","","","","","","","","","","",""]
["","","","","","","","","","","","","","","","","","","","","","","","","","","","","","","","","","","","","","","","","","","","","","","","","","","","","","","","","","","","","","","","","","","","","","","","","","","","","","","","","","","","","","","","","","","","","","","","","","","","","",null,{"$f":"IFERROR($G123*K123,\"\")","v":""},"","","","","","","","","","","","","","","","","","","","","","","","","","","","","","","","","","","","","","","","","","","","","","","","","","","","","","","","","","","","","","","","","","","","","","","","","","","","","","","","","","","","","","","","","",""]
["","","","","","","","","","","","","","","","","","","","","","","","","","","","","","","","","","","","","","","","","","","","","","","","","","","","","","","","","","","","","","","","","","","","","","","","","","","","","","","","","","","","","","","","","","","","","","","","","","","","","",null,"","","","","","","","","","","","","","","","","","","","","","","","","","","","","","","","","","","","","","","","","","","","","","","","","","","","","","","","","","","","","","","","","","","","","","","","","","","","",{"$f":"IFERROR($G124*CI124,\"\")","v":""},"","","","","","","","","","","","","",""]
["","","","","","","","","","","","","","","","","","","","","","","","","","","","","","","","","","","","","","","","","","","","","","","","","","","","","","","","","","","","","","","","","","","","","","","","","","","","","","","","","","","","","","","","","","","","","","","","","","","","","",null,"","","","","","","","","","","","","","","","","","","","","","","","","","","","","","","","","","","","","","","","","","","","","","","","","","","","","","","","","","","","","","","","","","","","","","","","","","","","","","","","","","","","","","","","","","",""]
["","","","","","","","","","","","","","","","","","","","","","","","","","","","","","","","","","","","","","","","","","","","","","","","","","","","","","","","","","","","","","","","","","","","","","","","","","","","","","","","","","","","","","","","","","","","","","","","","","","","","",null,"","","","","","","","","","","","","","","","","","","","","","","","","","","","",{"$f":"IFERROR($G126*AM126,\"\")","v":""},"","","","","","","","","","","","","","","","","","","","","","","","","","","","","","","","","","","","","","","","","","","","","","","","","","","","","","","","","","","","","",""]
["","","","","","","","","","","","","","","","","","","","","","","","","","","","","","","","","","","","","","","","","","","","","","","","","","","","","","","","","","","","","","","","","","","","","","","","","","","","","","","","","","","","","","","","","","","","","","","","","","","","","",null,"","","","","","","","","","","","","","","","","","","","","","","","","","","","","","","","","","","","","","","","","","","","","","","","","","","","","","","","","","","","","","","","","","","","","","","","","","","","","","","","","","","","","","","","","","",""]
["","","","","","","","","","","","","","","","","","","","","","","","","","","","","","","","","","","","","","","","","","","","","","","","","","","","","","","","","","","","","","","","","","","","","","","","","","","","","","","","","","","","","","","","","","","","","","","","","","","","","",null,"","","","","","","","","","","","","","","","","","","","","","","","","","","","","","","","","","","","","","","","","","","","","","","","","","","","","","","","","","","","","","","","","","","","","","","","","","","","","","","","","","","","","","","","","","",""]
["","","","","","","","","","","","","","","","","","","","","","","","","","","","","","","","","","","","","","","","","","","","","","","","","","","","","","","","","","","","","","","","","","","","","","","","","","","","","","","","","","","","","","","","","","","","","","","","","","","","","",null,"","","","","","","","","","","","","","","","","","","","","","","","","","","","","","","","","","","","","","","","","","","","","","","","",{"$f":"IFERROR($G129*BG129,\"\")","v":""},"","","","","","","","","","","","","","","","","","","","","","","","","","","","","","","","","","","","","","","","","",""]
["","","","","","","","","","","","","","","","","","","","","","","","","","","","","","","","","","","","","","","","","","","","","","","","","","","","","","","","","","","","","","","","","","","","","","","","","","","","","","","","","","","","","","","","","","","","","","","","","","","","","",null,"","","","","","","","","","","","","","","","","","","","","","","","","","","","","","","","","","","","","","","","","","","","","","","","","","","","","","","","","","","","","","","","","","","","","","","",{"$f":"IFERROR($G130*CD130,\"\")","v":""},"","","","","","","","","","","","","","","","","","",""]
["","","","","","","","","","","","","","","","","","","","","","","","","","","","","","","","","","","","","","","","","","","","","","","","","","","","","","","","","","","","","","","","","","","","","","","","","","","","","","","","","","","","","","","","","","","","","","","","","","","","","",null,"","","","","","","","","","","","","","","","","","","","","","","","","","","","","","","","","","","","","","","","","","","","","","","","","","","","","","","","","","","","","","","","","","","","","","","","","","","","","","","","","","","","","","","","","","",""]
["","","","","","","","","","","","","","","","","","","","","","","","","","","","","","","","","","","","","","","","","","","","","","","","","","","","","","","","","","","","","","","","","","","","","","","","","","","","","","","","","","","","","","","","","","","","","","","","","","","","","",null,"","","","","","","","","","","","","","","","","","","","","","","","","","","","","","","","","","","","","","","","","","","","","","","","","","","","","","","","","","","","","","","","","","","","","","","","","","","","","","","","","","","","","","","","","","",""]
["","","","","","","","","","","","","","","","","","","","","","","","","","","","","","","","","","","","","","","","","","","","","","","","","","","","","","","","","","","","","","","","","","","","","","","","","","","","","","","","","","","","","","","","","","","","","","","","","","","","","",null,"","","","","","","","","","","","","","","","","","","","","","","","","","","","","","","","","","","","","","","","","","","","","","","","","","","","","","","","","","","","","","","","","","","","","","","","","","","","","","","","","","","","","","","","","","",""]
["","","","","","","","","","","","","","","","","","","","","","","","","","","","","","","","","","","","","","","","","","","","","","","","","","","","","","","","","","","","","","","","","","","","","","","","","","","","","","","","","","","","","","","","","","","","","","","","","","","","","",null,"","","","","","","","","","","","","","","","","","","","","","","","","","","","","","","","","","","","","","","","","","","","","","","","","","","","","","","","","","","","","","","","","","","","","","","","","","","","","","","","","","","","","","","","","","",""]
["","","","","","","","","","","","","","","","","","","","","","","","","","","","","","","","","","","","","","","","","","","","","","","","","","","","","","","","","","","","","","","","","","","","","","","","","","","","","","","","","","","","","","","","","","","","","","","","","","","","","",null,"","","","","","","","","","","","","","",{"$f":"IFERROR($G135*Y135,\"\")","v":""},"","","","","","","","","","","","","","","","","","","","","","","","","","","","","","","","","","","","","","","","","","","","","","","","","","","","","","","","","","","","","","","","","","","","","","","","","","","",""]
["","","","","","","","","","","","","","","","","","","","","","","","","","","","","","","","","","","","","","","","","","","","","","","","","","","","","","","","","","","","","","","","","","","","","","","","","","","","","","","","","","","","","","","","","","","","","","","","","","","","","",null,"","","","","","","","","","","","","","","","","","","","","","","","","","","","","","","","","","","","","","","","","","","","","","","","","","","","","","","","","","","","","","","","","","","","","","","","","","","","","","","","","","","","","","","","","","",""]
["","","","","","","","","","","","","","","","","","","","","","","","","","","","","","","","","","","","","","","","","","","","","","","","","","","","","","","","","","","","","","","","","","","","","","","","","","","","","","","","","","","","","","","","","","","","","","","","","","","","","",null,"","","","","","","","","","","","","","","","","","","","","","","","","","","","","","","","","","","","","","","","","","","","","","","","","","","","","","","","","","","","","","","","","","","","","","","","","","","","","","","","","","","","","","","","","","",""]
["","","","","","","","","","","","","","","","","","","","","","","","","","","","","","","","","","","","","","","","","","","","","","","","","","","","","","","","","","","","","","","","","","","","","","","","","","","","","","","","","","","","","","","","","","","","","","","","","","","","","",null,"","","","","","","","","","","","","","","","","","","","","","","","","","","","","","","","","","","","","","","","","","","","","","","","","","","","","","","","","","","","","","","","","","","","","","","","","","","","","","","","","","","","","","","","","","",""]
["","","","","","","","","","","","","","","","","","","","","","","","","","","","","","","","","","","","","","","","","","","","","","","","","","","","","","","","","","","","","","","","","","","","","","","","","","","","","","","","","","","","","","","","","","","","","","","","","","","","","",null,"","","","","","","","","","","","","","","","","","","","","","","","","","","","","","","","","","","","","","","","","","","","","","","","","","","","","","","","","","","","","","","","","","","","","","","","","","","","","","","","","","","","","",{"$f":"IFERROR($G139*CR139,\"\")","v":""},"","","","",""]
["","","","","","","","","","","","","","","","","","","","","","","","","","","","","","","","","","","","","","","","","","","","","","","","","","","","","","","","","","","","","","","","","","","","","","","","","","","","","","","","","","","","","","","","","","","","","","","","","","","","","",null,"","","","","","","","","","","","","","","","","","","","","","","","","","","","","","","","","","","","","","","","","","","","","","","","","","","","","","","","","","","","","","","","","","","","","","","","","","","","","","","","","","","","","","","","","","",""]
["","","","","","","","","","","","","","","","","","","","","","","","","","","","","","","","","","","","","","","","","","","","","","","","","","","","","","","","","","","","","","","","","","","","","","","","","","","","","","","","","","","","","","","","","","","","","","","","","","","","","",null,"","","","","","","","","","","","","","","","","","","","","","","","","","","","","","","","","","","","","","","","","","","","","","","","","","","","","","","","","","","","","","","","","","","","","","","","","","","","","","","","","","","","","","","","","","",""]
["","","","","","","","","","","","","","","","","","","","","","","","","","","","","","","","","","","","","","","","","","","","","","","","","","","","","","","","","","","","","","","","","","","","","","","","","","","","","","","","","","","","","","","","","","","","","","","","","","","","","",null,"","","","","","","","","","","","","","","","","","","","","","","","","","","","","","","","","","","","","","","","","","","","","","","","","","","","","","","","","","","","","","","","","","","","","","","","","","","","","","","","","","","","","","","","","","",""]
["","","","","","","","","","","","","","","","","","","","","","","","","","","","","","","","","","","","","","","","","","","","","","","","","","","","","","","","","","","","","","","","","","","","","","","","","","","","","","","","","","","","","","","","","","","","","","","","","","","","","",null,"","","","","","","","","","","","","","","","","","","","","","","","","","","","","","","","","","","","","","","","","","","","",{"$f":"IFERROR($G143*BC143,\"\")","v":""},"","","","","","","","","","","","","","","","","","","","","","","","","","","","","","","","","","","","","","","","","","","","","",""]
["","","","","","","","","","","","","","","","","","","","","","","","","","","","","","","","","","","","","","","","","","","","","","","","","","","","","","","","","","","","","","","","","","","","","","","","","","","","","","","","","","","","","","","","","","","","","","","","","","","","","",null,"","","","","","","","","","","","","","","","","","","","","","","","","","","","","","","","","","","","","","","","","","","","","","","","","","","","","","","","","","","","","","","","","","","","","","","","","","","","","","","","","","","","","","","","","","",""]
["","","","","","","","","","","","","","","","","","","","","","","","","","","","","","","","","","","","","","","","","","","","","","","","","","","","","","","","","","","","","","","","","","","","","","","","","","","","","","","","","","","","","","","","","","","","","","","","","","","","","",null,"","","","","","","","","","","","","","","","","","","","","","","","","","","","","","","","","","","","","","","","","","","","","","","","","","","","","","","","","","","","","","","","","","","","","","","","","","","","","","","","","","","","","","","","","","",""]
["","","","","","","","","","","","","","","","","","","","","","","","","","","","","","","","","","","","","","","","","","","","","","","","","","","","","","","","","","","","","","","","","","","","","","","","","","","","","","","","","","","","","","","","","","","","","","","","","","","","","",null,"","",{"$f":"IFERROR($G146*M146,\"\")","v":""},"","","","","","","","","","","","","","","","","","","","","","","","","","","","","","","","","","","","","","","","","","","","","","","","","","","","","","","","","","","","","","","","","","","","","","","","","","","","","","","","","","","","","","","",""]
["","","","","","","","","","","","","","","","","","","","","","","","","","","","","","","","","","","","","","","","","","","","","","","","","","","","","","","","","","","","","","","","","","","","","","","","","","","","","","","","","","","","","","","","","","","","","","","","","","","","","",null,{"$f":"IFERROR($G147*K147,\"\")","v":""},"","","","","","","","","","","","","","","","","","","","","","","","","","","","","","","","","","","","","","","","","","","","","","","","","","","","","","","","","","","","","","","","","","","","","","","","","","","","","","","","","","","","","","","","","",""]
["","","","","","","","","","","","","","","","","","","","","","","","","","","","","","","","","","","","","","","","","","","","","","","","","","","","","","","","","","","","","","","","","","","","","","","","","","","","","","","","","","","","","","","","","","","","","","","","","","","","","",null,"","","","","","","","","","","","","","","","","","","","","","","","","","","","","","","","","","","","","","","","","","","","","","","","","","","","","","","","","","","","","","","","","","","","","","","","","","","","","","","","","","","","","","","","","","",""]
["","","","","","","","","","","","","","","","","","","","","","","","","","","","","","","","","","","","","","","","","","","","","","","","","","","","","","","","","","","","","","","","","","","","","","","","","","","","","","","","","","","","","","","","","","","","","","","","","","","","","",null,"","","","","","","","","","","","","","","","","","","","","","","","","","","","","","","","","","","","","","","","","","","","","","","","","","","","","","","","","","","","","","","","","","","","","","","","","","","","","","","","","","","","","","","","","","",""]
["","","","","","","","","","","","","","","","","","","","","","","","","","","","","","","","","","","","","","","","","","","","","","","","","","","","","","","","","","","","","","","","","","","","","","","","","","","","","","","","","","","","","","","","","","","","","","","","","","","","","",null,"","","","","","","","","","","","","","","","","","","","","","","","","","","","","","","","","","","","","","","","","","","","","","","","","","","","","","","","","","","","","","","","","","","","","","","","","","","","","","","","","","","","","","","","","","",""]
["","","","","","","","","","","","","","","","","","","","","","","","","","","","","","","","","","","","","","","","","","","","","","","","","","","","","","","","","","","","","","","","","","","","","","","","","","","","","","","","","","","","","","","","","","","","","","","","","","","","","",null,"","","","","","","","","","","","","","","","","","","","","","","","","","","","","","","","","","","","","","","","","","","","","","","","","","","","","","","","","","","","",{"$f":"IFERROR($G151*BS151,\"\")","v":""},"","","","","","","","","","","","","","","","","","","","","","","","","","","","","",""]
["","","","","","","","","","","","","","","","","","","","","","","","","","","","","","","","","","","","","","","","","","","","","","","","","","","","","","","","","","","","","","","","","","","","","","","","","","","","","","","","","","","","","","","","","","","","","","","","","","","","","",null,"","","","","","","","","","","","","","","","","","","","","","","","","","","","","","","","","","","","","","","","","","","","","","","","","","","","","","","","","","","","","","","","","","","","","","","","","","","","","","","","","","","","","","","","","","",""]
["","","","","","","","","","","","","","","","","","","","","","","","","","","","","","","","","","","","","","","","","","","","","","","","","","","","","","","","","","","","","","","","","","","","","","","","","","","","","","","","","","","","","","","","","","","","","","","","","","","","","",null,"","","","","","","","","","","","","","","","","",{"$f":"IFERROR($G153*AB153,\"\")","v":""},"","","","","","","","","","","","","","","","","","","","",{"$f":"IFERROR($G153*AW153,\"\")","v":""},"","","","","","","","","","","","","","","","","","","","","","","","","","","","","","","","","","","","","","","","","","","","","","","","","","","",""]
["","","","","","","","","","","","","","","","","","","","","","","","","","","","","","","","","","","","","","","","","","","","","","","","","","","","","","","","","","","","","","","","","","","","","","","","","","","","","","","","","","","","","","","","","","","","","","","","","","","","","",null,"","","","","","","","","","","","","","","","","","","","","","","","","","","","","","","","","",{"$f":"IFERROR($G154*AR154,\"\")","v":""},"","","","","","","","","","","","","","","","","","","","","","","","","","","","","","","","","","","","","","","","","","","","","","","","","","","","","","","","",""]
["","","","","","","","","","","","","","","","","","","","","","","","","","","","","","","","","","","","","","","","","","","","","","","","","","","","","","","","","","","","","","","","","","","","","","","","","","","","","","","","","","","","","","","","","","","","","","","","","","","","","",null,"","","","","","","","","","","","","","","","","","","","","","","","","","","","","","","","","","","","","","","","","","","","","","","","","","","","","","","","","","","","","","","","","","","","","","","","","","","","","","","","","","","","","","","","","","",""]
["","","","","","","","","","","","","","","","","","","","","","","","","","","","","","","","","","","","","","","","","","","","","","","","","","","","","","","","","","","","","","","","","","","","","","","","","","","","","","","","","","","","","","","","","","","","","","","","","","","","","",null,"","","","","","","","","","","","","","","","","","","","","","","","","","","","","","","","","","","","","","","","","","","","","","","","","","","","","","","","","","","","","","","","","","","","","","","","","","","","","","","","","","","","","","","","","","",""]
["","","","","","","","","","","","","","","","","","","","","","","","","","","","","","","","","","","","","","","","","","","","","","","","","","","","","","","","","","","","","","","","","","","","","","","","","","","","","","","","","","","","","","","","","","","","","","","","","","","","","",null,"","","","","","","","","","","","","","","","","","","","","","","","","","","","","","","","","","","","","","","","","","","","","","","","","","","","","","","","","","","","","","","","","","","","","","","","","","","","","","","","","","","","","","","","","","",""]
["","","","","","","","","","","","","","","","","","","","","","","","","","","","","","","","","","","","","","","","","","","","","","","","","","","","","","","","","","","","","","","","","","","","","","","","","","","","","","","","","","","","","","","","","","","","","","","","","","","","","",null,"","","","","","","","","","","","","","","","","","","","","","","","","","","","","","","","","","","","","","","","","","","","","","","","","","","","","","","","","","","","","","","","","","","","","","","","","","","","","","","","","","","","","","","","","","",""]
["","","","","","","","","","","","","","","","","","","","","","","","","","","","","","","","","","","","","","","","","","","","","","","","","","","","","","","","","","","","","","","","","","","","","","","","","","","","","","","","","","","","","","","","","","","","","","","","","","","","","",null,"","","","","","","","","","","","","","","","","","","","","","","","","","","","","","","","","","","","","","","","","","","","","","","","","","","","","","","","","","","","","","","","","","","","","","","","","","","","","","","","","","","","","","","","","","",""]
["","","","","","","","","","","","","","","","","","","","","","","","","","","","","","","","","","","","","","","","","","","","","","","","","","","","","","","","","","","","","","","","","","","","","","","","","","","","","","","","","","","","","","","","","","","","","","","","","","","","","",null,"","","","","","","","","","","","","","","","","","","","","","","","","","","","","","","","","","","","","","","","","","","","","","","","","","","","","","","","","","","","","","","","","","","","","","","","","","","","","","","","","","","","","","","","","","",""]
["","","","","","","","","","","","","","","","","","","","","","","","","","","","","","","","","","","","","","","","","","","","","","","","","","","","","","","","","","","","","","","","","","","","","","","","","","","","","","","","","","","","","","","","","","","","","","","","","","","","","",null,"","","","","","","","","","","","","","","","","","","","","","","","","","","","","","","","","","","","","","","","","","","","","","","","","","","","","","","","","","","","","","","","","","","","","","","","","","","","","","","","","","","","","","","","","","",""]
["","","","","","","","","","","","","","","","","","","","","","","","","","","","","","","","","","","","","","","","","","","","","","","","","","","","","","","","","","","","","","","","","","","","","","","","","","","","","","","","","","","","","","","","","","","","","","","","","","","","","",null,"","","","","","","","","","","","","","","","","","","","","","","","","","","","","","","","","","","","","","","","","","","","","","","","","","","","","","","","","","","","","","","","","","","","","","","","","","","","","","","","","","","","","","","","","","",""]
["","","","","","","","","","","","","","","","","","","","","","","","","","","","","","","","","","","","","","","","","","","","","","","","","","","","","","","","","","","","","","","","","","","","","","","","","","","","","","","","","","","","","","","","","","","","","","","","","","","","","",null,"","","","","","","","","","","","","","","","","","","","","","","","","","","","","","","","","","","","","","","","","","","","","","","","","","","","","","","","","","","","","","","","","","","","","","","","","","","","","","","","","","","","","","","","","","",""]
["","","","","","","","","","","","","","","","","","","","","","","","","","","","","","","","","","","","","","","","","","","","","","","","","","","","","","","","","","","","","","","","","","","","","","","","","","","","","","","","","","","","","","","","","","","","","","","","","","","","","",null,"","","","","","","","","","","","","","","","","","","","","","","","","","","","","","","","","","","","","","","","","","","","","","","","","","","","","","","","","","","","","","","","","","","","","","","","","","","","","","","","","","","",{"$f":"IFERROR($G164*CP164,\"\")","v":""},"","","","","","",""]
["","","","","","","","","","","","","","","","","","","","","","","","","","","","","","","","","","","","","","","","","","","","","","","","","","","","","","","","","","","","","","","","","","","","","","","","","","","","","","","","","","","","","","","","","","","","","","","","","","","","","",null,"","","","","","","","","","","","","","","","","","","","","","","","","","","","","","","","","","","","","","","","","","","","","","","","","","","","","","","","","","","","","","","","","","","","","","","","","","","","","","","","","","","","","","","","","","",""]
["","","","","","","","","","","","","","","","","","","","","","","","","","","","","","","","","","","","","","","","","","","","","","","","","","","","","","","","","","","","","","","","","","","","","","","","","","","","","","","","","","","","","","","","","","","","","","","","","","","","","",null,"","","","","","","","","","","","","","","","","","","","","","","","","","","","","","","","","","","","","","","","","","","","","","","","","","","","","","","","","","","","","","","","","","","","","","","","","","","","","","","","","","","","","","","","","","",""]
["","","","","","","","","","","","","","","","","","","","","","","","","","","","","","","","","","","","","","","","","","","","","","","","","","","","","","","","","","","","","","","","","","","","","","","","","","","","","","","","","","","","","","","","","","","","","","","","","","","","","",null,"","","","","","","","","","","","","","","","","","","","","","","","","","","","","","","","","","","","","","","","","","","","","","","","","","","","","","","","","","","","","","","","","","","","","","","","","","","","","","","","","","","","","","","","","","",""]
["","","","","","","","","","","","","","","","","","","","","","","","","","","","","","","","","","","","","","","","","","","","","","","","","","","","","","","","","","","","","","","","","","","","","","","","","","","","","","","","","","","","","","","","","","","","","","","","","","","","","",null,"","","","","","","","","","","","","","","","","","","","","","","","","","","","","","","","","","","","","","","","","","","","","","","","","","","","","","","","","","","","","","","","","","","","","","","","","","","","","","","","","","","","","","","","","","",""]
["","","","","","","","","","","","","","","","","","","","","","","","","","","","","","","","","","","","","","","","","","","","","","","","","","","","","","","","","","","","","","","","","","","","","","","","","","","","","","","","","","","","","","","","","","","","","","","","","","","","","",null,"","","","","","","","","","","","","","","","","","","","","",{"$f":"IFERROR($G169*AF169,\"\")","v":""},"","","","","","","","","","","","","","","","","","","","","","","","","","","","","","","","","","","","","","","","","","","","","","","","","","","","","","","","","","","","","","","","","","","","",""]
["","","","","","","","","","","","","","","","","","","","","","","","","","","","","","","","","","","","","","","","","","","","","","","","","","","","","","","","","","","","","","","","","","","","","","","","","","","","","","","","","","","","","","","","","","","","","","","","","","","","","",null,"","","","","","","","","","","","","","","","","","","","","","","","","","","","","","","","","","","","","","","","","","","","","","","","","","","","","","",{"$f":"IFERROR($G170*BM170,\"\")","v":""},"","","","","","","","","","","","","","","","","","","","","","","","","","","","","","","","","","","",""]
["","","","","","","","","","","","","","","","","","","","","","","","","","","","","","","","","","","","","","","","","","","","","","","","","","","","","","","","","","","","","","","","","","","","","","","","","","","","","","","","","","","","","","","","","","","","","","","","","","","","","",null,"","","","","","","","","","","","","","","","","","","","","","","","","","","","","","","","","","","","","","","","","","","","","","","","","","","","","","","","","","","","","","","","","","","","","","","","","","","","","","","",{"$f":"IFERROR($G171*CL171,\"\")","v":""},"","","","","","","","","","",""]
["","","","","","","","","","","","","","","","","","","","","","","","","","","","","","","","","","","","","","","","","","","","","","","","","","","","","","","","","","","","","","","","","","","","","","","","","","","","","","","","","","","","","","","","","","","","","","","","","","","","","",null,"","","","","","","","","","","","","","","","","","","","","","","","","","","","","","","","","","","","","","","","","","","","","","","","","","","","","","","","","","","","","","","","","","","","","","","","","","","","",{"$f":"IFERROR($G172*CI172,\"\")","v":""},"","","","","","","","","","","","","",""]
["","","","","","","","","","","","","","","","","","","","","","","","","","","","","","","","","","","","","","","","","","","","","","","","","","","","","","","","","","","","","","","","","","","","","","","","","","","","","","","","","","","","","","","","","","","","","","","","","","","","","",null,"","","","","","","","","","","","","","","","","","","","","","","","","","","","","","","","","","","","","","","","","","","","","","","","","","","","","","","","","","","","","","","","","","","","","","","","","","","","","","","","","","","","","","","","","","",""]
["","","","","","","","","","","","","","","","","","","","","","","","","","","","","","","","","","","","","","","","","","","","","","","","","","","","","","","","","","","","","","","","","","","","","","","","","","","","","","","","","","","","","","","","","","","","","","","","","","","","","",null,"","","","","",{"$f":"IFERROR($G174*P174,\"\")","v":""},"","","","","","","","","","","","","","","","","","","","","","","","","","","","","","","","","","","","","","","","","","","","","","","","","","","","","","","","","","","","","","","","","","","","","","","","","","","","","","","","","","","","",""]
["","","","","","","","","","","","","","","","","","","","","","","","","","","","","","","","","","","","","","","","","","","","","","","","","","","","","","","","","","","","","","","","","","","","","","","","","","","","","","","","","","","","","","","","","","","","","","","","","","","","","",null,"","","","","","","","","","","","","","","","","","","","","","","","","","","","","","","","","","","","","","","","","","","","","","","","","","","","","","","","","","","","","","","","","","","","","","","","","","","","","","","","","","","","","","","","","","",""]
["","","","","","","","","","","","","","","","","","","","","","","","","","","","","","","","","","","","","","","","","","","","","","","","","","","","","","","","","","","","","","","","","","","","","","","","","","","","","","","","","","","","","","","","","","","","","","","","","","","","","",null,"","","","","","","","","","","","","","","","","","","","","","","","","","","","","","","","","","","","","","","","","","","","","","","","","","","","","","","","","","","","","","","","","","","","","","","","","","","","","","","","","","","","","","","","","","",""]
["","","","","","","","","","","","","","","","","","","","","","","","","","","","","","","","","","","","","","","","","","","","","","","","","","","","","","","","","","","","","","","","","","","","","","","","","","","","","","","","","","","","","","","","","","","","","","","","","","","","","",null,"","","","","","","","","","","","","","","","","","","","","","","","","","","","","","","","","","","","","","","","","","","","","","","","","","","","","","","","","","","","","","","","","","","","","","",{"$f":"IFERROR($G177*CC177,\"\")","v":""},"","","","","","","","","","","","","","","","","","","",""]
["","","","","","","","","","","","","","","","","","","","","","","","","","","","","","","","","","","","","","","","","","","","","","","","","","","","","","","","","","","","","","","","","","","","","","","","","","","","","","","","","","","","","","","","","","","","","","","","","","","","","",null,"","","","","","","","","","","","","","","","","","","","","","","","","","","","","","","","","","","","","","","","","","","","","","","","","","","",{"$f":"IFERROR($G178*BJ178,\"\")","v":""},"","","","","","","","","","","","","","","","","","","","","","","","","","","","","","","","","","","","","","",""]
["","","","","","","","","","","","","","","","","","","","","","","","","","","","","","","","","","","","","","","","","","","","","","","","","","","","","","","","","","","","","","","","","","","","","","","","","","","","","","","","","","","","","","","","","","","","","","","","","","","","","",null,"","","","","","","","","","","","",{"$f":"IFERROR($G179*W179,\"\")","v":""},"","","","","","","","","","","","","","","","","","","","","","","","","","","","","","","","","","","","","","","","","","","","","","","","","","","","","","","","","","","","","","","","","","","","","","","","","","","","","",""]
["","","","","","","","","","","","","","","","","","","","","","","","","","","","","","","","","","","","","","","","","","","","","","","","","","","","","","","","","","","","","","","","","","","","","","","","","","","","","","","","","","","","","","","","","","","","","","","","","","","","","",null,"","","","","","","","","","","","","","","","","","","","","","","","","","","","","","","","","","","","","","","","","","","","","","","","","","","","","","","","","","","","","","","","","","","","","","","","","","","","","","","","","","","","","","","","","","",""]
["","","","","","","","","","","","","","","","","","","","","","","","","","","","","","","","","","","","","","","","","","","","","","","","","","","","","","","","","","","","","","","","","","","","","","","","","","","","","","","","","","","","","","","","","","","","","","","","","","","","","",null,"","","","","","","","","","","","","","","","","","","","","","","","","","","","","","","","","","","","","","","","","","","","","","","","","","","","","","","","","","","","","","","","","","","","","","","","","","","","","","","","","","","","","","","","","","",""]
["","","","","","","","","","","","","","","","","","","","","","","","","","","","","","","","","","","","","","","","","","","","","","","","","","","","","","","","","","","","","","","","","","","","","","","","","","","","","","","","","","","","","","","","","","","","","","","","","","","","","",null,"","","","","","","","","","","","","","","","","","","","","","","","","","","","","","","","","","","","","","","","","","","","","","","","","","","","","","","","","","","","","","","","","","","","","","","","","","","","","","","","","","","","","","","","","","",""]
["","","","","","","","","","","","","","","","","","","","","","","","","","","","","","","","","","","","","","","","","","","","","","","","","","","","","","","","","","","","","","","","","","","","","","","","","","","","","","","","","","","","","","","","","","","","","","","","","","","","","",null,"","","","","","","","","","","","","","","","","","","","","","","","","","","","","","","","","","","","","","","","","","","","","","","","","","","","","","","","","","","","","","","","","","","","","","","","","","","","","","","","","","","","","","","","","","",""]
["","","","","","","","","","","","","","","","","","","","","","","","","","","","","","","","","","","","","","","","","","","","","","","","","","","","","","","","","","","","","","","","","","","","","","","","","","","","","","","","","","","","","","","","","","","","","","","","","","","","","",null,"","","","","","","","","","","","","","","","","","","","","","","","","","","","","","","","","","","","","","","","","","","","","","","","","","","","","","","","","","","","","","","","","","","","","","","","","","","","","","","","","","","","","","","","","","",""]
["","","","","","","","","","","","","","","","","","","","","","","","","","","","","","","","","","","","","","","","","","","","","","","","","","","","","","","","","","","","","","","","","","","","","","","","","","","","","","","","","","","","","","","","","","","","","","","","","","","","","",null,"","","","","","","","","","","","","","","","","","","","","","","","","","","","","","","","","","","","","","","","","","","","","","","","","","","","","","","","","","","","","","","","","","","","","","","","","","","","","","","","","","","","","","","","","","",""]
["","","","","","","","","","","","","","","","","","","","","","","","","","","","","","","","","","","","","","","","","","","","","","","","","","","","","","","","","","","","","","","","","","","","","","","","","","","","","","","","","","","","","","","","","","","","","","","","","","","","","",null,"","","","","","","","","","","","","","","","","","","","","","","","","","","","","","","","","","","","","","","","","","","","","","","","","","","","","","","","","","","","","","","","","","","","","","","","","","","","","","","","","","","","","","","","","","",""]
["","","","","","","","","","","","","","","","","","","","","","","","","","","","","","","","","","","","","","","","","","","","","","","","","","","","","","","","","","","","","","","","","","","","","","","","","","","","","","","","","","","","","","","","","","","","","","","","","","","","","",null,"","","","","","","","","","","","","","","","","","","","","","","","","","","","","","","","","","","","","","","","","","","","","","","","","","","","","","","","","","","","","","","","","","","","","","","","","","","","","","","","","","","","","","","","","","",""]
["","","","","","","","","","","","","","","","","","","","","","","","","","","","","","","","","","","","","","","","","","","","","","","","","","","","","","","","","","","","","","","","","","","","","","","","","","","","","","","","","","","","","","","","","","","","","","","","","","","","","",null,"","","","","","","","","","","","","","","","","","","","","","","","","","","","","","","","","","","","","","","","","","","","","","","","","","","","","","","","","","","","","","","","","","","","","","","","","","","","","","","","","","","","","","","","","","",""]
["","","","","","","","","","","","","","","","","","","","","","","","","","","","","","","","","","","","","","","","","","","","","","","","","","","","","","","","","","","","","","","","","","","","","","","","","","","","","","","","","","","","","","","","","","","","","","","","","","","","","",null,"","","","","","","","","","","","","","","","","","","","","","","","","","","","","","","","","","","","","","","","","","","","","","","","","","","","","","","","","","","","","","","","","","","","","","","","","","","","","","","","","","","","","","","","","","",""]
["","","","","","","","","","","","","","","","","","","","","","","","","","","","","","","","","","","","","","","","","","","","","","","","","","","","","","","","","","","","","","","","","","","","","","","","","","","","","","","","","","","","","","","","","","","","","","","","","","","","","",null,"","","","","","","","","","","","","","","","","","","","","","","","",{"$f":"IFERROR($G190*AI190,\"\")","v":""},"","","","","","","","","","","","","","","","","","","","","","","","","","","","","","","","","","",{"$f":"IFERROR($G190*BR190,\"\")","v":""},"","","","","","","","","","","","","","","","","","","","","","","","","","","","","","",""]

{"sheet":"Cost scenario - output","index":3,"n_rows":175,"n_cols":43,"rows_kept":175,"cut":false,"hidden":false,"merged":[]}
[null,null,null,"Replacement expenditure forecast ($,000)",null,null,null,null,null,null,null,null,null,null,null,null,null,null,null,null,null,null,null,"Replacement quantity forecast (#)"]
[null,null,null,1,2,3,4,5,6,7,8,9,10,11,12,13,14,15,16,17,18,19,20,1,2,3,4,5,6,7,8,9,10,11,12,13,14,15,16,17,18,19,20]
[]
[]
["ID","Asset group",null,2019,2020,2021,2022,2023,2024,2025,2026,2027,2028,2029,2030,2031,2032,2033,2034,2035,2036,2037,2038,2019,2020,2021,2022,2023,2024,2025,2026,2027,2028,2029,2030,2031,2032,2033,2034,2035,2036,2037,2038]
[{"$f":"IFERROR(IF('Historical scenario - output'!A6=\"\",\"\",'Historical scenario - output'!A6),\"\")","v":1},{"$f":"IFERROR(IF('Historical scenario - output'!B6=\"\",\"\",'Historical scenario - output'!B6),\"\")","v":"OVERHEAD CONDUCTORS"},null,{"$f":"IFERROR(IF($A6=\"\",\"\",SUMIFS(D$21:D$175,$A$21:$A$175,$A6)),\"\")","v":13630.238850325415},{"$f":"IFERROR(IF($A6=\"\",\"\",SUMIFS(E$21:E$175,$A$21:$A$175,$A6)),\"\")","v":15415.948693826746},17304.937323014681,19287.364866508757,21352.715037960239,23490.256222816544,25689.4749133078,27940.448006623374,30234.125824443443,32562.505674934888,34918.685635353933,37296.799070350724,39691.841199694369,42099.408760654012,44515.381531713283,46935.579430949721,49355.430568739444,{"$f":"IFERROR(IF($A6=\"\",\"\",SUMIFS(U$21:U$175,$A$21:$A$175,$A6)),\"\")","v":51769.68383492998},54172.194501811871,56555.803440692245,{"$f":"IFERROR(IF($A6=\"\",\"\",SUMIFS(X$21:X$175,$A$21:$A$175,$A6)),\"\")","v":370.45502222841208},{"$f":"IFERROR(IF($A6=\"\",\"\",SUMIFS(Y$21:Y$175,$A$21:$A$175,$A6)),\"\")","v":425.6688893655791},485.32291036790303,549.22647648943541,617.13346395407257,688.75396096906115,763.76767650315026,841.83790437894129,922.62482749073649,1005.7969848943396,1091.0398952378953,1178.0611227594236,1266.5914586557697,1356.3823273827463,1447.1999599973851,1538.8172468651978,1631.0044364212422,{"$f":"IFERROR(IF($A6=\"\",\"\",SUMIFS(AO$21:AO$175,$A$21:$A$175,$A6)),\"\")","v":1723.5199448666156},1816.1024638551141,1908.4653047073496]
[{"$f":"IFERROR(IF('Historical scenario - output'!A7=\"\",\"\",'Historical scenario - output'!A7),\"\")","v":2},{"$f":"IFERROR(IF('Historical scenario - output'!B7=\"\",\"\",'Historical scenario - output'!B7),\"\")","v":"POLES"},null,{"$f":"IFERROR(IF($A7=\"\",\"\",SUMIFS(D$21:D$175,$A$21:$A$175,$A7)),\"\")","v":43521.492130792685},46816.249095572966,50151.842283102102,53557.807357494501,57066.941513638281,60709.758511040767,64509.054287334744,68475.297736538603,72603.420639969059,76871.37614173707,81240.595881706831,85658.233595823331,90060.872744281252,94379.230876822228,98543.334147641581,102487.65768299131,106155.80217368064,109504.36280336702,112505.71225715413,115149.46249518912,7380.253624939488,7884.247433007934,8385.659042534975,8888.3324859976055,9396.7181742195389,9915.1142522193277,10446.938383470304,10994.128215911122,11556.745231186511,12132.824441183597,12718.476341145404,13308.212789570925,13895.440437094529,14473.048732479378,15034.016883760392,15571.974162133145,16081.665490957228,16559.292406744047,17002.712709641699,17411.489167820811]
[{"$f":"IFERROR(IF('Historical scenario - output'!A8=\"\",\"\",'Historical scenario - output'!A8),\"\")","v":3},{"$f":"IFERROR(IF('Historical scenario - output'!B8=\"\",\"\",'Historical scenario - output'!B8),\"\")","v":"SERVICE LINES"},null,4907.6489330009535,4831.1342361419629,4766.8945955311083,4718.3144365917815,4687.5852641939946,4675.7122706391438,4682.5852944098006,4707.1040811806606,4747.3451826479077,4800.7562301482703,4864.3628223116875,4934.9738646304895,5009.3727952733716,5084.484538675244,5157.5109877343957,5226.0310230950827,5288.0642185304778,5342.100164057294,5387.0975313747267,5422.4584639984714,7019.6612446746467,6938.6723727741119,6871.0872118135321,6822.3083090343007,6796.0675601484618,6794.3750611866617,6817.5764155237102,6864.505051258473,6932.7102628535213,7018.7378840357997,7118.4389169269989,7227.2820497386338,7340.6485469434183,7454.0920740201582,7563.5510867579342,7665.5068797192343,7757.0856680831921,7836.1076659743503,7901.0896474179353,7951.2097258434587]
[{"$f":"IFERROR(IF('Historical scenario - output'!A9=\"\",\"\",'Historical scenario - output'!A9),\"\")","v":4},{"$f":"IFERROR(IF('Historical scenario - output'!B9=\"\",\"\",'Historical scenario - output'!B9),\"\")","v":"SWITCHGEAR"},null,12612.450682110035,11898.629716789186,11352.781929064322,10943.836452837775,10646.352863949507,10439.836031146007,10308.000254983041,10238.067419739062,10220.13998218324,10246.659427273735,10311.945152236527,10411.805166260265,10543.214190889452,10704.061874419313,10892.979665965539,11109.256572184306,11352.850372198451,11624.492343004404,11925.871843265222,12259.874609251106,2026.0850203270425,1870.9059493607538,1746.2190432884092,1647.3330684051139,1570.0855999714654,1510.8676968363459,1466.5998930662904,1434.6802679972245,1412.9221713413676,1399.4946731410664,1392.8740005826367,1391.8098720353007,1395.3072090243672,1402.6213925258253,1413.2639966248287,1427.0155755764913,1443.9422875782766,1464.4135557855718,1489.1182630182554,1519.0769049461528]
[{"$f":"IFERROR(IF('Historical scenario - output'!A10=\"\",\"\",'Historical scenario - output'!A10),\"\")","v":5},{"$f":"IFERROR(IF('Historical scenario - output'!B10=\"\",\"\",'Historical scenario - output'!B10),\"\")","v":"TRANSFORMERS"},null,22234.892339117061,21558.874809760575,21222.023042482539,21108.791323895082,21159.232385651587,21338.600439339698,21624.567276552894,22001.116584532112,22455.355865942518,22975.789043297729,23551.362802690572,24170.938955555772,24823.049487141223,25495.936999954924,26177.949060673258,26858.34093025274,27528.454597145072,28183.119646007901,28822.010325429506,29450.637567231865,1453.5002500145258,1433.9150527517643,1426.3394167609233,1426.8980884654329,1433.7874153653192,1446.0554377983433,1463.0764383636474,1484.3109846792565,1509.2022322065704,1537.14472859698,1567.4911764208782,1599.57586021935,1632.7425066981293,1666.3719238195872,1699.9100594064469,1732.8993820695096,1765.0154547949817,1796.1070622473489,1826.2338508858597,1855.6920212950399]
[{"$f":"IFERROR(IF('Historical scenario - output'!A11=\"\",\"\",'Historical scenario - output'!A11),\"\")","v":6},{"$f":"IFERROR(IF('Historical scenario - output'!B11=\"\",\"\",'Historical scenario - output'!B11),\"\")","v":"UNDERGROUND CABLES"},null,3060.5500140738541,3864.7977709698407,5103.6251889029281,6905.5325804769936,9420.7485701417081,12798.661017997527,17159.784353214767,22563.641267752908,28976.822720152151,36247.718039480162,44095.220660056861,52117.497745953959,59823.530111698419,66685.166552776573,72202.16755393715,75968.75388454448,77728.91649963487,77409.78726790259,75127.232396308318,71164.075641845193,17.051564178680241,21.500428485233027,28.372750994186958,38.377273765029116,52.344029699775717,71.098791119896589,95.307387163003497,125.29750304235124,160.88157394721429,201.216737994455,244.74232541277891,289.2286154809874,331.95184839544208,369.98297403921453,400.54841273335768,421.39915455029222,431.11754211559412,429.30240348896035,416.60015099159176,394.58407858257613]
[{"$f":"IFERROR(IF('Historical scenario - output'!A12=\"\",\"\",'Historical scenario - output'!A12),\"\")","v":""},{"$f":"IFERROR(IF('Historical scenario - output'!B12=\"\",\"\",'Historical scenario - output'!B12),\"\")","v":""},null,"","","","","","","","","","","","","","","","","","","","","","","","","","","","","","","","","","","","","","","",""]
[{"$f":"IFERROR(IF('Historical scenario - output'!A13=\"\",\"\",'Historical scenario - output'!A13),\"\")","v":""},{"$f":"IFERROR(IF('Historical scenario - output'!B13=\"\",\"\",'Historical scenario - output'!B13),\"\")","v":""},null,"","","","","","","","","","","","","","","","","","","","","","","","","","","","","","","","","","","","","","","",""]
[{"$f":"IFERROR(IF('Historical scenario - output'!A14=\"\",\"\",'Historical scenario - output'!A14),\"\")","v":""},{"$f":"IFERROR(IF('Historical scenario - output'!B14=\"\",\"\",'Historical scenario - output'!B14),\"\")","v":""},null,"","","","","","","","","","","","","","","","","","","","","","","","","","","","","","","","","","","","","","","",""]
[{"$f":"IFERROR(IF('Historical scenario - output'!A15=\"\",\"\",'Historical scenario - output'!A15),\"\")","v":""},{"$f":"IFERROR(IF('Historical scenario - output'!B15=\"\",\"\",'Historical scenario - output'!B15),\"\")","v":""},null,"","","","","","","","","","","","","","","","","","","","","","","","","","","","","","","","","","","","","","","",""]
[{"$f":"IFERROR(IF('Historical scenario - output'!A16=\"\",\"\",'Historical scenario - output'!A16),\"\")","v":""},{"$f":"IFERROR(IF('Historical scenario - output'!B16=\"\",\"\",'Historical scenario - output'!B16),\"\")","v":""},null,"","","","","","","","","","","","","","","","","","","","","","","","","","","","","","","","","","","","","","","",""]
[{"$f":"IFERROR(IF('Historical scenario - output'!A17=\"\",\"\",'Historical scenario - output'!A17),\"\")","v":""},{"$f":"IFERROR(IF('Historical scenario - output'!B17=\"\",\"\",'Historical scenario - output'!B17),\"\")","v":""},null,"","","","","","","","","","","","","","","","","","","","","","","","","","","","","","","","","","","","","","","",""]
[null,null,"Total",{"$f":"IFERROR(SUM(D$6:D$17),\"\")","v":99967.272949420018},{"$f":"IFERROR(SUM(E$6:E$17),\"\")","v":104385.63432306128},109902.10436209769,116521.64701780489,124333.57563553531,133452.82449297971,143973.46637980302,155925.67509636673,169237.21021533833,183704.80455687185,198982.17295435639,214590.24839857453,229951.88052897807,244448.28960330231,257489.3229476652,268585.61952401762,277409.51842992892,283833.54605926923,287940.11885534372,290002.31221820798]
[]
["ID","Asset group","Asset category"]
[{"$f":"IFERROR('Cost scenario - input'!A6,\"\")","v":1},{"$f":"IFERROR('Cost scenario - input'!B6,\"\")","v":"OVERHEAD CONDUCTORS"},{"$f":"IFERROR('Cost scenario - input'!C6,\"\")","v":"˂ = 1 kv"},{"$f":"IFERROR(repcalc('Cost scenario - input'!$CY6:$GK6,'Cost scenario - input'!$J6,'Cost scenario - input'!$H6,'Cost scenario - input'!$I6,20,TRUE,TRUE),\"\")","v":8108.5340984735039},8890.877755674288,9664.0906032834628,10418.438087629327,11145.401349683392,11838.05276127716,12491.312090766731,13102.064780286322,13669.136744424804,14193.133341824871,14676.162214587092,15121.469218962902,15533.022734174307,15915.083759902262,16271.797434762031,16606.836438919396,16923.119065366998,17222.615661640069,17506.247820895263,17773.876202624157,{"$f":"IFERROR(IF(OR(D21=\"\",'Cost scenario - input'!$G6=\"\"),\"\",D21/'Cost scenario - input'!$G6),\"\")","v":135.63149468888},{"$f":"IFERROR(IF(OR(E21=\"\",'Cost scenario - input'!$G6=\"\"),\"\",E21/'Cost scenario - input'!$G6),\"\")","v":148.71776136764791},{"$f":"IFERROR(IF(OR(F21=\"\",'Cost scenario - input'!$G6=\"\"),\"\",F21/'Cost scenario - input'!$G6),\"\")","v":161.65129694390214},{"$f":"IFERROR(IF(OR(G21=\"\",'Cost scenario - input'!$G6=\"\"),\"\",G21/'Cost scenario - input'!$G6),\"\")","v":174.26927148456386},{"$f":"IFERROR(IF(OR(H21=\"\",'Cost scenario - input'!$G6=\"\"),\"\",H21/'Cost scenario - input'!$G6),\"\")","v":186.42918998757153},{"$f":"IFERROR(IF(OR(I21=\"\",'Cost scenario - input'!$G6=\"\"),\"\",I21/'Cost scenario - input'!$G6),\"\")","v":198.01517397825506},{"$f":"IFERROR(IF(OR(J21=\"\",'Cost scenario - input'!$G6=\"\"),\"\",J21/'Cost scenario - input'!$G6),\"\")","v":208.9422463938235},{"$f":"IFERROR(IF(OR(K21=\"\",'Cost scenario - input'!$G6=\"\"),\"\",K21/'Cost scenario - input'!$G6),\"\")","v":219.15831000763879},{"$f":"IFERROR(IF(OR(L21=\"\",'Cost scenario - input'!$G6=\"\"),\"\",L21/'Cost scenario - input'!$G6),\"\")","v":228.64372588653862},{"$f":"IFERROR(IF(OR(M21=\"\",'Cost scenario - input'!$G6=\"\"),\"\",M21/'Cost scenario - input'!$G6),\"\")","v":237.40861986788573},{"$f":"IFERROR(IF(OR(N21=\"\",'Cost scenario - input'!$G6=\"\"),\"\",N21/'Cost scenario - input'!$G6),\"\")","v":245.48824649274735},{"$f":"IFERROR(IF(OR(O21=\"\",'Cost scenario - input'!$G6=\"\"),\"\",O21/'Cost scenario - input'!$G6),\"\")","v":252.93689921658424},{"$f":"IFERROR(IF(OR(P21=\"\",'Cost scenario - input'!$G6=\"\"),\"\",P21/'Cost scenario - input'!$G6),\"\")","v":259.82095714057988},{"$f":"IFERROR(IF(OR(Q21=\"\",'Cost scenario - input'!$G6=\"\"),\"\",Q21/'Cost scenario - input'!$G6),\"\")","v":266.21169402995235},{"$f":"IFERROR(IF(OR(R21=\"\",'Cost scenario - input'!$G6=\"\"),\"\",R21/'Cost scenario - input'!$G6),\"\")","v":272.17844564123334},{"$f":"IFERROR(IF(OR(S21=\"\",'Cost scenario - input'!$G6=\"\"),\"\",S21/'Cost scenario - input'!$G6),\"\")","v":277.78264491585833},{"$f":"IFERROR(IF(OR(T21=\"\",'Cost scenario - input'!$G6=\"\"),\"\",T21/'Cost scenario - input'!$G6),\"\")","v":283.07310615684747},{"$f":"IFERROR(IF(OR(U21=\"\",'Cost scenario - input'!$G6=\"\"),\"\",U21/'Cost scenario - input'!$G6),\"\")","v":288.08278737831466},{"$f":"IFERROR(IF(OR(V21=\"\",'Cost scenario - input'!$G6=\"\"),\"\",V21/'Cost scenario - input'!$G6),\"\")","v":292.82710407408564},{"$f":"IFERROR(IF(OR(W21=\"\",'Cost scenario - input'!$G6=\"\"),\"\",W21/'Cost scenario - input'!$G6),\"\")","v":297.30372549470587}]
[{"$f":"IFERROR('Cost scenario - input'!A7,\"\")","v":1},{"$f":"IFERROR('Cost scenario - input'!B7,\"\")","v":"OVERHEAD CONDUCTORS"},{"$f":"IFERROR('Cost scenario - input'!C7,\"\")","v":"˃ 11 kv & < = 22 kv ; multiple-phase"},{"$f":"IFERROR(repcalc('Cost scenario - input'!$CY7:$GK7,'Cost scenario - input'!$J7,'Cost scenario - input'!$H7,'Cost scenario - input'!$I7,20,TRUE,TRUE),\"\")","v":511.8943482285128},598.54875805035624,693.65953669753799,797.00362425730555,908.20986190038559,1026.7694163088302,1152.0501452975241,1283.3130215385318,1419.7286236787504,1560.391907403467,1704.3339755829841,1850.530317758476,1997.9058790908298,2145.338207628934,2291.6606625603431,2435.6681019023285,2576.127498589854,2711.7955088336289,2841.4441559654997,2963.8945895702732,{"$f":"IFERROR(IF(OR(D22=\"\",'Cost scenario - input'!$G7=\"\"),\"\",D22/'Cost scenario - input'!$G7),\"\")","v":32.030987229398214},{"$f":"IFERROR(IF(OR(E22=\"\",'Cost scenario - input'!$G7=\"\"),\"\",E22/'Cost scenario - input'!$G7),\"\")","v":37.453251225826342},{"$f":"IFERROR(IF(OR(F22=\"\",'Cost scenario - input'!$G7=\"\"),\"\",F22/'Cost scenario - input'!$G7),\"\")","v":43.404659259083289},{"$f":"IFERROR(IF(OR(G22=\"\",'Cost scenario - input'!$G7=\"\"),\"\",G22/'Cost scenario - input'!$G7),\"\")","v":49.871253704433613},{"$f":"IFERROR(IF(OR(H22=\"\",'Cost scenario - input'!$G7=\"\"),\"\",H22/'Cost scenario - input'!$G7),\"\")","v":56.82980987935899},{"$f":"IFERROR(IF(OR(I22=\"\",'Cost scenario - input'!$G7=\"\"),\"\",I22/'Cost scenario - input'!$G7),\"\")","v":64.248488335806357},{"$f":"IFERROR(IF(OR(J22=\"\",'Cost scenario - input'!$G7=\"\"),\"\",J22/'Cost scenario - input'!$G7),\"\")","v":72.087733766457575},{"$f":"IFERROR(IF(OR(K22=\"\",'Cost scenario - input'!$G7=\"\"),\"\",K22/'Cost scenario - input'!$G7),\"\")","v":80.301302693561439},{"$f":"IFERROR(IF(OR(L22=\"\",'Cost scenario - input'!$G7=\"\"),\"\",L22/'Cost scenario - input'!$G7),\"\")","v":88.83729537479617},{"$f":"IFERROR(IF(OR(M22=\"\",'Cost scenario - input'!$G7=\"\"),\"\",M22/'Cost scenario - input'!$G7),\"\")","v":97.639080079440532},{"$f":"IFERROR(IF(OR(N22=\"\",'Cost scenario - input'!$G7=\"\"),\"\",N22/'Cost scenario - input'!$G7),\"\")","v":106.64602958686716},{"$f":"IFERROR(IF(OR(O22=\"\",'Cost scenario - input'!$G7=\"\"),\"\",O22/'Cost scenario - input'!$G7),\"\")","v":115.7940367594673},{"$f":"IFERROR(IF(OR(P22=\"\",'Cost scenario - input'!$G7=\"\"),\"\",P22/'Cost scenario - input'!$G7),\"\")","v":125.01583172418671},{"$f":"IFERROR(IF(OR(Q22=\"\",'Cost scenario - input'!$G7=\"\"),\"\",Q22/'Cost scenario - input'!$G7),\"\")","v":134.24117880791022},{"$f":"IFERROR(IF(OR(R22=\"\",'Cost scenario - input'!$G7=\"\"),\"\",R22/'Cost scenario - input'!$G7),\"\")","v":143.39707728872315},{"$f":"IFERROR(IF(OR(S22=\"\",'Cost scenario - input'!$G7=\"\"),\"\",S22/'Cost scenario - input'!$G7),\"\")","v":152.40811729427196},{"$f":"IFERROR(IF(OR(T22=\"\",'Cost scenario - input'!$G7=\"\"),\"\",T22/'Cost scenario - input'!$G7),\"\")","v":161.19714408684499},{"$f":"IFERROR(IF(OR(U22=\"\",'Cost scenario - input'!$G7=\"\"),\"\",U22/'Cost scenario - input'!$G7),\"\")","v":169.68635737586598},{"$f":"IFERROR(IF(OR(V22=\"\",'Cost scenario - input'!$G7=\"\"),\"\",V22/'Cost scenario - input'!$G7),\"\")","v":177.79891844429935},{"$f":"IFERROR(IF(OR(W22=\"\",'Cost scenario - input'!$G7=\"\"),\"\",W22/'Cost scenario - input'!$G7),\"\")","v":185.46106257345835}]
[{"$f":"IFERROR('Cost scenario - input'!A8,\"\")","v":1},{"$f":"IFERROR('Cost scenario - input'!B8,\"\")","v":"OVERHEAD CONDUCTORS"},{"$f":"IFERROR('Cost scenario - input'!C8,\"\")","v":"˃ 11 kv & < = 22 kv ; single-phase"},{"$f":"IFERROR(repcalc('Cost scenario - input'!$CY8:$GK8,'Cost scenario - input'!$J8,'Cost scenario - input'!$H8,'Cost scenario - input'!$I8,20,TRUE,TRUE),\"\")","v":83.714950592821509},98.123335445761768,114.05202334899272,131.51489148338055,150.51399799292523,171.04264235297529,193.08867670061716,216.63755590818172,241.67458508474297,268.18586418400378,296.15754412947916,325.57319074162626,356.40928461969935,388.62914061782305,422.1757769725599,456.96446670832734,492.87583077595434,529.75035948483765,567.38516435713632,605.53356967843035,{"$f":"IFERROR(IF(OR(D23=\"\",'Cost scenario - input'!$G8=\"\"),\"\",D23/'Cost scenario - input'!$G8),\"\")","v":5.2383319382759481},{"$f":"IFERROR(IF(OR(E23=\"\",'Cost scenario - input'!$G8=\"\"),\"\",E23/'Cost scenario - input'!$G8),\"\")","v":6.1399140573556474},{"$f":"IFERROR(IF(OR(F23=\"\",'Cost scenario - input'!$G8=\"\"),\"\",F23/'Cost scenario - input'!$G8),\"\")","v":7.1366267590588883},{"$f":"IFERROR(IF(OR(G23=\"\",'Cost scenario - input'!$G8=\"\"),\"\",G23/'Cost scenario - input'!$G8),\"\")","v":8.229338386247127},{"$f":"IFERROR(IF(OR(H23=\"\",'Cost scenario - input'!$G8=\"\"),\"\",H23/'Cost scenario - input'!$G8),\"\")","v":9.4181777240581734},{"$f":"IFERROR(IF(OR(I23=\"\",'Cost scenario - input'!$G8=\"\"),\"\",I23/'Cost scenario - input'!$G8),\"\")","v":10.702725497654779},{"$f":"IFERROR(IF(OR(J23=\"\",'Cost scenario - input'!$G8=\"\"),\"\",J23/'Cost scenario - input'!$G8),\"\")","v":12.082221573538309},{"$f":"IFERROR(IF(OR(K23=\"\",'Cost scenario - input'!$G8=\"\"),\"\",K23/'Cost scenario - input'!$G8),\"\")","v":13.555755813122101},{"$f":"IFERROR(IF(OR(L23=\"\",'Cost scenario - input'!$G8=\"\"),\"\",L23/'Cost scenario - input'!$G8),\"\")","v":15.122408706618208},{"$f":"IFERROR(IF(OR(M23=\"\",'Cost scenario - input'!$G8=\"\"),\"\",M23/'Cost scenario - input'!$G8),\"\")","v":16.781310480396641},{"$f":"IFERROR(IF(OR(N23=\"\",'Cost scenario - input'!$G8=\"\"),\"\",N23/'Cost scenario - input'!$G8),\"\")","v":18.531594550183584},{"$f":"IFERROR(IF(OR(O23=\"\",'Cost scenario - input'!$G8=\"\"),\"\",O23/'Cost scenario - input'!$G8),\"\")","v":20.372232572929569},{"$f":"IFERROR(IF(OR(P23=\"\",'Cost scenario - input'!$G8=\"\"),\"\",P23/'Cost scenario - input'!$G8),\"\")","v":22.301752858963599},{"$f":"IFERROR(IF(OR(Q23=\"\",'Cost scenario - input'!$G8=\"\"),\"\",Q23/'Cost scenario - input'!$G8),\"\")","v":24.31785989273035},{"$f":"IFERROR(IF(OR(R23=\"\",'Cost scenario - input'!$G8=\"\"),\"\",R23/'Cost scenario - input'!$G8),\"\")","v":26.416988129614428},{"$f":"IFERROR(IF(OR(S23=\"\",'Cost scenario - input'!$G8=\"\"),\"\",S23/'Cost scenario - input'!$G8),\"\")","v":28.593835911798624},{"$f":"IFERROR(IF(OR(T23=\"\",'Cost scenario - input'!$G8=\"\"),\"\",T23/'Cost scenario - input'!$G8),\"\")","v":30.840933282225031},{"$f":"IFERROR(IF(OR(U23=\"\",'Cost scenario - input'!$G8=\"\"),\"\",U23/'Cost scenario - input'!$G8),\"\")","v":33.148299171791479},{"$f":"IFERROR(IF(OR(V23=\"\",'Cost scenario - input'!$G8=\"\"),\"\",V23/'Cost scenario - input'!$G8),\"\")","v":35.503238151714264},{"$f":"IFERROR(IF(OR(W23=\"\",'Cost scenario - input'!$G8=\"\"),\"\",W23/'Cost scenario - input'!$G8),\"\")","v":37.89031487545023}]
[{"$f":"IFERROR('Cost scenario - input'!A9,\"\")","v":1},{"$f":"IFERROR('Cost scenario - input'!B9,\"\")","v":"OVERHEAD CONDUCTORS"},{"$f":"IFERROR('Cost scenario - input'!C9,\"\")","v":"˃ 11 kv & < = 22 kv ; swer"},{"$f":"IFERROR(repcalc('Cost scenario - input'!$CY9:$GK9,'Cost scenario - input'!$J9,'Cost scenario - input'!$H9,'Cost scenario - input'!$I9,20,TRUE,TRUE),\"\")","v":1093.3214631048891},1294.2760792233496,1519.3579654259963,1769.4925270079038,2045.538537466819,2348.3507533249899,2678.8507578099229,3038.0972511192663,3427.345570360847,3848.085909465085,4302.0507248588392,4791.1841946801278,5317.5701880134948,5883.3196371059803,6490.4229632367696,7140.5776546112775,7835.0045837187399,8574.2686157892549,9358.1191121631491,10185.363941802154,{"$f":"IFERROR(IF(OR(D24=\"\",'Cost scenario - input'!$G9=\"\"),\"\",D24/'Cost scenario - input'!$G9),\"\")","v":71.374284716646741},{"$f":"IFERROR(IF(OR(E24=\"\",'Cost scenario - input'!$G9=\"\"),\"\",E24/'Cost scenario - input'!$G9),\"\")","v":84.493017376692791},{"$f":"IFERROR(IF(OR(F24=\"\",'Cost scenario - input'!$G9=\"\"),\"\",F24/'Cost scenario - input'!$G9),\"\")","v":99.186828092495389},{"$f":"IFERROR(IF(OR(G24=\"\",'Cost scenario - input'!$G9=\"\"),\"\",G24/'Cost scenario - input'!$G9),\"\")","v":115.51612923428401},{"$f":"IFERROR(IF(OR(H24=\"\",'Cost scenario - input'!$G9=\"\"),\"\",H24/'Cost scenario - input'!$G9),\"\")","v":133.53698331084837},{"$f":"IFERROR(IF(OR(I24=\"\",'Cost scenario - input'!$G9=\"\"),\"\",I24/'Cost scenario - input'!$G9),\"\")","v":153.30519059451561},{"$f":"IFERROR(IF(OR(J24=\"\",'Cost scenario - input'!$G9=\"\"),\"\",J24/'Cost scenario - input'!$G9),\"\")","v":174.88091394304516},{"$f":"IFERROR(IF(OR(K24=\"\",'Cost scenario - input'!$G9=\"\"),\"\",K24/'Cost scenario - input'!$G9),\"\")","v":198.33326749339167},{"$f":"IFERROR(IF(OR(L24=\"\",'Cost scenario - input'!$G9=\"\"),\"\",L24/'Cost scenario - input'!$G9),\"\")","v":223.74420224640261},{"$f":"IFERROR(IF(OR(M24=\"\",'Cost scenario - input'!$G9=\"\"),\"\",M24/'Cost scenario - input'!$G9),\"\")","v":251.21100114169093},{"$f":"IFERROR(IF(OR(N24=\"\",'Cost scenario - input'!$G9=\"\"),\"\",N24/'Cost scenario - input'!$G9),\"\")","v":280.84676251532943},{"$f":"IFERROR(IF(OR(O24=\"\",'Cost scenario - input'!$G9=\"\"),\"\",O24/'Cost scenario - input'!$G9),\"\")","v":312.77840633426786},{"$f":"IFERROR(IF(OR(P24=\"\",'Cost scenario - input'!$G9=\"\"),\"\",P24/'Cost scenario - input'!$G9),\"\")","v":347.14197187914942},{"$f":"IFERROR(IF(OR(Q24=\"\",'Cost scenario - input'!$G9=\"\"),\"\",Q24/'Cost scenario - input'!$G9),\"\")","v":384.07526516979726},{"$f":"IFERROR(IF(OR(R24=\"\",'Cost scenario - input'!$G9=\"\"),\"\",R24/'Cost scenario - input'!$G9),\"\")","v":423.70822502098895},{"$f":"IFERROR(IF(OR(S24=\"\",'Cost scenario - input'!$G9=\"\"),\"\",S24/'Cost scenario - input'!$G9),\"\")","v":466.15166697103126},{"$f":"IFERROR(IF(OR(T24=\"\",'Cost scenario - input'!$G9=\"\"),\"\",T24/'Cost scenario - input'!$G9),\"\")","v":511.48529209924089},{"$f":"IFERROR(IF(OR(U24=\"\",'Cost scenario - input'!$G9=\"\"),\"\",U24/'Cost scenario - input'!$G9),\"\")","v":559.74597597526497},{"$f":"IFERROR(IF(OR(V24=\"\",'Cost scenario - input'!$G9=\"\"),\"\",V24/'Cost scenario - input'!$G9),\"\")","v":610.91735638939656},{"$f":"IFERROR(IF(OR(W24=\"\",'Cost scenario - input'!$G9=\"\"),\"\",W24/'Cost scenario - input'!$G9),\"\")","v":664.9216085636391}]
[{"$f":"IFERROR('Cost scenario - input'!A10,\"\")","v":1},{"$f":"IFERROR('Cost scenario - input'!B10,\"\")","v":"OVERHEAD CONDUCTORS"},{"$f":"IFERROR('Cost scenario - input'!C10,\"\")","v":"> 1 kv & < = 11 kv"},{"$f":"IFERROR(repcalc('Cost scenario - input'!$CY10:$GK10,'Cost scenario - input'!$J10,'Cost scenario - input'!$H10,'Cost scenario - input'!$I10,20,TRUE,TRUE),\"\")","v":3467.1330429803015},4073.0373021235259,4737.6486593973505,5457.4958665794848,6227.3826987989814,7040.4554398102964,7888.3556033953091,8761.4519610087573,9649.139812465517,10540.190317914241,11423.12916501168,12286.622240432836,13119.846425559161,13912.825992001139,14656.718942457834,15344.042459268203,15968.831736973176,16526.731258690219,17015.021522254156,17432.587018824197,{"$f":"IFERROR(IF(OR(D25=\"\",'Cost scenario - input'!$G10=\"\"),\"\",D25/'Cost scenario - input'!$G10),\"\")","v":118.26640798657809},{"$f":"IFERROR(IF(OR(E25=\"\",'Cost scenario - input'!$G10=\"\"),\"\",E25/'Cost scenario - input'!$G10),\"\")","v":138.9342391382323},{"$f":"IFERROR(IF(OR(F25=\"\",'Cost scenario - input'!$G10=\"\"),\"\",F25/'Cost scenario - input'!$G10),\"\")","v":161.60461173642224},{"$f":"IFERROR(IF(OR(G25=\"\",'Cost scenario - input'!$G10=\"\"),\"\",G25/'Cost scenario - input'!$G10),\"\")","v":186.15911900142794},{"$f":"IFERROR(IF(OR(H25=\"\",'Cost scenario - input'!$G10=\"\"),\"\",H25/'Cost scenario - input'!$G10),\"\")","v":212.42051395629193},{"$f":"IFERROR(IF(OR(I25=\"\",'Cost scenario - input'!$G10=\"\"),\"\",I25/'Cost scenario - input'!$G10),\"\")","v":240.15501139817619},{"$f":"IFERROR(IF(OR(J25=\"\",'Cost scenario - input'!$G10=\"\"),\"\",J25/'Cost scenario - input'!$G10),\"\")","v":269.07749733550082},{"$f":"IFERROR(IF(OR(K25=\"\",'Cost scenario - input'!$G10=\"\"),\"\",K25/'Cost scenario - input'!$G10),\"\")","v":298.85944361822789},{"$f":"IFERROR(IF(OR(L25=\"\",'Cost scenario - input'!$G10=\"\"),\"\",L25/'Cost scenario - input'!$G10),\"\")","v":329.13911627678601},{"$f":"IFERROR(IF(OR(M25=\"\",'Cost scenario - input'!$G10=\"\"),\"\",M25/'Cost scenario - input'!$G10),\"\")","v":359.53349148756854},{"$f":"IFERROR(IF(OR(N25=\"\",'Cost scenario - input'!$G10=\"\"),\"\",N25/'Cost scenario - input'!$G10),\"\")","v":389.65117218327811},{"$f":"IFERROR(IF(OR(O25=\"\",'Cost scenario - input'!$G10=\"\"),\"\",O25/'Cost scenario - input'!$G10),\"\")","v":419.10554358621698},{"$f":"IFERROR(IF(OR(P25=\"\",'Cost scenario - input'!$G10=\"\"),\"\",P25/'Cost scenario - input'!$G10),\"\")","v":447.52742131656453},{"$f":"IFERROR(IF(OR(Q25=\"\",'Cost scenario - input'!$G10=\"\"),\"\",Q25/'Cost scenario - input'!$G10),\"\")","v":474.57652608620219},{"$f":"IFERROR(IF(OR(R25=\"\",'Cost scenario - input'!$G10=\"\"),\"\",R25/'Cost scenario - input'!$G10),\"\")","v":499.95125099189158},{"$f":"IFERROR(IF(OR(S25=\"\",'Cost scenario - input'!$G10=\"\"),\"\",S25/'Cost scenario - input'!$G10),\"\")","v":523.39635172791384},{"$f":"IFERROR(IF(OR(T25=\"\",'Cost scenario - input'!$G10=\"\"),\"\",T25/'Cost scenario - input'!$G10),\"\")","v":544.7083644792848},{"$f":"IFERROR(IF(OR(U25=\"\",'Cost scenario - input'!$G10=\"\"),\"\",U25/'Cost scenario - input'!$G10),\"\")","v":563.7387194247035},{"$f":"IFERROR(IF(OR(V25=\"\",'Cost scenario - input'!$G10=\"\"),\"\",V25/'Cost scenario - input'!$G10),\"\")","v":580.39465238448588},{"$f":"IFERROR(IF(OR(W25=\"\",'Cost scenario - input'!$G10=\"\"),\"\",W25/'Cost scenario - input'!$G10),\"\")","v":594.63811254776272}]
[{"$f":"IFERROR('Cost scenario - input'!A11,\"\")","v":1},{"$f":"IFERROR('Cost scenario - input'!B11,\"\")","v":"OVERHEAD CONDUCTORS"},{"$f":"IFERROR('Cost scenario - input'!C11,\"\")","v":"> 22 kv & < = 66 kv"},{"$f":"IFERROR(repcalc('Cost scenario - input'!$CY11:$GK11,'Cost scenario - input'!$J11,'Cost scenario - input'!$H11,'Cost scenario - input'!$I11,20,TRUE,TRUE),\"\")","v":176.17465265605287},220.94116672617304,274.31553120028309,337.22094242410594,410.51006048441349,494.9236560194509,591.04891362988587,699.27999538339509,819.78362251865008,952.47234294389079,1096.9877921194825,1252.6956315077744,1418.6930024529399,1593.8283383841583,1776.7323368924874,1965.8579250035689,2159.5262777413695,2355.9754791170781,2553.4083218215042,2750.0360576519997,{"$f":"IFERROR(IF(OR(D26=\"\",'Cost scenario - input'!$G11=\"\"),\"\",D26/'Cost scenario - input'!$G11),\"\")","v":7.439321197503828},{"$f":"IFERROR(IF(OR(E26=\"\",'Cost scenario - input'!$G11=\"\"),\"\",E26/'Cost scenario - input'!$G11),\"\")","v":9.3296752980473379},{"$f":"IFERROR(IF(OR(F26=\"\",'Cost scenario - input'!$G11=\"\"),\"\",F26/'Cost scenario - input'!$G11),\"\")","v":11.583512811272032},{"$f":"IFERROR(IF(OR(G26=\"\",'Cost scenario - input'!$G11=\"\"),\"\",G26/'Cost scenario - input'!$G11),\"\")","v":14.239817518559912},{"$f":"IFERROR(IF(OR(H26=\"\",'Cost scenario - input'!$G11=\"\"),\"\",H26/'Cost scenario - input'!$G11),\"\")","v":17.334594669032551},{"$f":"IFERROR(IF(OR(I26=\"\",'Cost scenario - input'!$G11=\"\"),\"\",I26/'Cost scenario - input'!$G11),\"\")","v":20.899124759790432},{"$f":"IFERROR(IF(OR(J26=\"\",'Cost scenario - input'!$G11=\"\"),\"\",J26/'Cost scenario - input'!$G11),\"\")","v":24.958202815434074},{"$f":"IFERROR(IF(OR(K26=\"\",'Cost scenario - input'!$G11=\"\"),\"\",K26/'Cost scenario - input'!$G11),\"\")","v":29.528473104484011},{"$f":"IFERROR(IF(OR(L26=\"\",'Cost scenario - input'!$G11=\"\"),\"\",L26/'Cost scenario - input'!$G11),\"\")","v":34.616975759139876},{"$f":"IFERROR(IF(OR(M26=\"\",'Cost scenario - input'!$G11=\"\"),\"\",M26/'Cost scenario - input'!$G11),\"\")","v":40.220017942831888},{"$f":"IFERROR(IF(OR(N26=\"\",'Cost scenario - input'!$G11=\"\"),\"\",N26/'Cost scenario - input'!$G11),\"\")","v":46.322467008065388},{"$f":"IFERROR(IF(OR(O26=\"\",'Cost scenario - input'!$G11=\"\"),\"\",O26/'Cost scenario - input'!$G11),\"\")","v":52.897536762511379},{"$f":"IFERROR(IF(OR(P26=\"\",'Cost scenario - input'!$G11=\"\"),\"\",P26/'Cost scenario - input'!$G11),\"\")","v":59.907102223742605},{"$f":"IFERROR(IF(OR(Q26=\"\",'Cost scenario - input'!$G11=\"\"),\"\",Q26/'Cost scenario - input'!$G11),\"\")","v":67.30253622847826},{"$f":"IFERROR(IF(OR(R26=\"\",'Cost scenario - input'!$G11=\"\"),\"\",R26/'Cost scenario - input'!$G11),\"\")","v":75.026017289443885},{"$f":"IFERROR(IF(OR(S26=\"\",'Cost scenario - input'!$G11=\"\"),\"\",S26/'Cost scenario - input'!$G11),\"\")","v":83.012217207612451},{"$f":"IFERROR(IF(OR(T26=\"\",'Cost scenario - input'!$G11=\"\"),\"\",T26/'Cost scenario - input'!$G11),\"\")","v":91.190244296564799},{"$f":"IFERROR(IF(OR(U26=\"\",'Cost scenario - input'!$G11=\"\"),\"\",U26/'Cost scenario - input'!$G11),\"\")","v":99.485698188449021},{"$f":"IFERROR(IF(OR(V26=\"\",'Cost scenario - input'!$G11=\"\"),\"\",V26/'Cost scenario - input'!$G11),\"\")","v":107.82268827000156},{"$f":"IFERROR(IF(OR(W26=\"\",'Cost scenario - input'!$G11=\"\"),\"\",W26/'Cost scenario - input'!$G11),\"\")","v":116.12568113036939}]
[{"$f":"IFERROR('Cost scenario - input'!A12,\"\")","v":1},{"$f":"IFERROR('Cost scenario - input'!B12,\"\")","v":"OVERHEAD CONDUCTORS"},{"$f":"IFERROR('Cost scenario - input'!C12,\"\")","v":"> 66 kv & < = 132 kv"},{"$f":"IFERROR(repcalc('Cost scenario - input'!$CY12:$GK12,'Cost scenario - input'!$J12,'Cost scenario - input'!$H12,'Cost scenario - input'!$I12,20,TRUE,TRUE),\"\")","v":189.46629428933343},240.1442965832895,301.81300366105836,376.19892712724925,465.15853163332167,570.66155372284027,694.76872570781097,839.60344137891843,1007.3168659101331,1200.0459911993303,1419.8642190643695,1668.7242762669766,1948.3936857839333,2260.3836850137154,2605.8734148312665,2985.6323845366219,3399.9455755733597,3848.5469513748926,4330.5684043551655,4844.5120605410248,{"$f":"IFERROR(IF(OR(D27=\"\",'Cost scenario - input'!$G12=\"\"),\"\",D27/'Cost scenario - input'!$G12),\"\")","v":0.47419447112925528},{"$f":"IFERROR(IF(OR(E27=\"\",'Cost scenario - input'!$G12=\"\"),\"\",E27/'Cost scenario - input'!$G12),\"\")","v":0.60103090177676488},{"$f":"IFERROR(IF(OR(F27=\"\",'Cost scenario - input'!$G12=\"\"),\"\",F27/'Cost scenario - input'!$G12),\"\")","v":0.75537476566904505},{"$f":"IFERROR(IF(OR(G27=\"\",'Cost scenario - input'!$G12=\"\"),\"\",G27/'Cost scenario - input'!$G12),\"\")","v":0.94154715991899929},{"$f":"IFERROR(IF(OR(H27=\"\",'Cost scenario - input'!$G12=\"\"),\"\",H27/'Cost scenario - input'!$G12),\"\")","v":1.1641944269110134},{"$f":"IFERROR(IF(OR(I27=\"\",'Cost scenario - input'!$G12=\"\"),\"\",I27/'Cost scenario - input'!$G12),\"\")","v":1.4282464048627135},{"$f":"IFERROR(IF(OR(J27=\"\",'Cost scenario - input'!$G12=\"\"),\"\",J27/'Cost scenario - input'!$G12),\"\")","v":1.7388606753507911},{"$f":"IFERROR(IF(OR(K27=\"\",'Cost scenario - input'!$G12=\"\"),\"\",K27/'Cost scenario - input'!$G12),\"\")","v":2.1013516485153168},{"$f":"IFERROR(IF(OR(L27=\"\",'Cost scenario - input'!$G12=\"\"),\"\",L27/'Cost scenario - input'!$G12),\"\")","v":2.5211032404549756},{"$f":"IFERROR(IF(OR(M27=\"\",'Cost scenario - input'!$G12=\"\"),\"\",M27/'Cost scenario - input'!$G12),\"\")","v":3.0034638945254657},{"$f":"IFERROR(IF(OR(N27=\"\",'Cost scenario - input'!$G12=\"\"),\"\",N27/'Cost scenario - input'!$G12),\"\")","v":3.553622901424355},{"$f":"IFERROR(IF(OR(O27=\"\",'Cost scenario - input'!$G12=\"\"),\"\",O27/'Cost scenario - input'!$G12),\"\")","v":4.1764675274462091},{"$f":"IFERROR(IF(OR(P27=\"\",'Cost scenario - input'!$G12=\"\"),\"\",P27/'Cost scenario - input'!$G12),\"\")","v":4.876421512583029},{"$f":"IFERROR(IF(OR(Q27=\"\",'Cost scenario - input'!$G12=\"\"),\"\",Q27/'Cost scenario - input'!$G12),\"\")","v":5.6572671676759532},{"$f":"IFERROR(IF(OR(R27=\"\",'Cost scenario - input'!$G12=\"\"),\"\",R27/'Cost scenario - input'!$G12),\"\")","v":6.5219556354898618},{"$f":"IFERROR(IF(OR(S27=\"\",'Cost scenario - input'!$G12=\"\"),\"\",S27/'Cost scenario - input'!$G12),\"\")","v":7.4724128367112197},{"$f":"IFERROR(IF(OR(T27=\"\",'Cost scenario - input'!$G12=\"\"),\"\",T27/'Cost scenario - input'!$G12),\"\")","v":8.5093520202343793},{"$f":"IFERROR(IF(OR(U27=\"\",'Cost scenario - input'!$G12=\"\"),\"\",U27/'Cost scenario - input'!$G12),\"\")","v":9.6321073522261127},{"$f":"IFERROR(IF(OR(V27=\"\",'Cost scenario - input'!$G12=\"\"),\"\",V27/'Cost scenario - input'!$G12),\"\")","v":10.838506141130932},{"$f":"IFERROR(IF(OR(W27=\"\",'Cost scenario - input'!$G12=\"\"),\"\",W27/'Cost scenario - input'!$G12),\"\")","v":12.124799521963734}]
[{"$f":"IFERROR('Cost scenario - input'!A13,\"\")","v":2},{"$f":"IFERROR('Cost scenario - input'!B13,\"\")","v":"POLES"},{"$f":"IFERROR('Cost scenario - input'!C13,\"\")","v":"˂ = 1 kv ; concrete"},{"$f":"IFERROR(repcalc('Cost scenario - input'!$CY13:$GK13,'Cost scenario - input'!$J13,'Cost scenario - input'!$H13,'Cost scenario - input'!$I13,20,TRUE,TRUE),\"\")","v":9.346145909881324},11.594406148979788,14.219409010836046,17.250355233421637,20.716322144011265,24.648640727333223,29.084539307958227,34.072059305798874,39.676084538677301,45.985135234353564,53.118379638559894,61.232133171755606,70.524973413757337,81.240524295133156,93.666976525346129,108.13252832043928,124.99615610796106,144.63345284005777,167.41768343065471,193.69667257315763,{"$f":"IFERROR(IF(OR(D28=\"\",'Cost scenario - input'!$G13=\"\"),\"\",D28/'Cost scenario - input'!$G13),\"\")","v":0.91561907342884274},{"$f":"IFERROR(IF(OR(E28=\"\",'Cost scenario - input'!$G13=\"\"),\"\",E28/'Cost scenario - input'!$G13),\"\")","v":1.1358756344540475},{"$f":"IFERROR(IF(OR(F28=\"\",'Cost scenario - input'!$G13=\"\"),\"\",F28/'Cost scenario - input'!$G13),\"\")","v":1.3930407494967898},{"$f":"IFERROR(IF(OR(G28=\"\",'Cost scenario - input'!$G13=\"\"),\"\",G28/'Cost scenario - input'!$G13),\"\")","v":1.68997514349147},{"$f":"IFERROR(IF(OR(H28=\"\",'Cost scenario - input'!$G13=\"\"),\"\",H28/'Cost scenario - input'!$G13),\"\")","v":2.0295274511281267},{"$f":"IFERROR(IF(OR(I28=\"\",'Cost scenario - input'!$G13=\"\"),\"\",I28/'Cost scenario - input'!$G13),\"\")","v":2.4147670924097371},{"$f":"IFERROR(IF(OR(J28=\"\",'Cost scenario - input'!$G13=\"\"),\"\",J28/'Cost scenario - input'!$G13),\"\")","v":2.849341235310932},{"$f":"IFERROR(IF(OR(K28=\"\",'Cost scenario - input'!$G13=\"\"),\"\",K28/'Cost scenario - input'!$G13),\"\")","v":3.337956380330497},{"$f":"IFERROR(IF(OR(L28=\"\",'Cost scenario - input'!$G13=\"\"),\"\",L28/'Cost scenario - input'!$G13),\"\")","v":3.8869690365287091},{"$f":"IFERROR(IF(OR(M28=\"\",'Cost scenario - input'!$G13=\"\"),\"\",M28/'Cost scenario - input'!$G13),\"\")","v":4.5050513142816406},{"$f":"IFERROR(IF(OR(N28=\"\",'Cost scenario - input'!$G13=\"\"),\"\",N28/'Cost scenario - input'!$G13),\"\")","v":5.2038778353843709},{"$f":"IFERROR(IF(OR(O28=\"\",'Cost scenario - input'!$G13=\"\"),\"\",O28/'Cost scenario - input'!$G13),\"\")","v":5.9987624395547536},{"$f":"IFERROR(IF(OR(P28=\"\",'Cost scenario - input'!$G13=\"\"),\"\",P28/'Cost scenario - input'!$G13),\"\")","v":6.9091592869769576},{"$f":"IFERROR(IF(OR(Q28=\"\",'Cost scenario - input'!$G13=\"\"),\"\",Q28/'Cost scenario - input'!$G13),\"\")","v":7.9589356187279705},{"$f":"IFERROR(IF(OR(R28=\"\",'Cost scenario - input'!$G13=\"\"),\"\",R28/'Cost scenario - input'!$G13),\"\")","v":9.1763247742948622},{"$f":"IFERROR(IF(OR(S28=\"\",'Cost scenario - input'!$G13=\"\"),\"\",S28/'Cost scenario - input'!$G13),\"\")","v":10.59347953080864},{"$f":"IFERROR(IF(OR(T28=\"\",'Cost scenario - input'!$G13=\"\"),\"\",T28/'Cost scenario - input'!$G13),\"\")","v":12.245567931561592},{"$f":"IFERROR(IF(OR(U28=\"\",'Cost scenario - input'!$G13=\"\"),\"\",U28/'Cost scenario - input'!$G13),\"\")","v":14.169385900151166},{"$f":"IFERROR(IF(OR(V28=\"\",'Cost scenario - input'!$G13=\"\"),\"\",V28/'Cost scenario - input'!$G13),\"\")","v":16.401501287959867},{"$f":"IFERROR(IF(OR(W28=\"\",'Cost scenario - input'!$G13=\"\"),\"\",W28/'Cost scenario - input'!$G13),\"\")","v":18.975989630140123}]
[{"$f":"IFERROR('Cost scenario - input'!A14,\"\")","v":2},{"$f":"IFERROR('Cost scenario - input'!B14,\"\")","v":"POLES"},{"$f":"IFERROR('Cost scenario - input'!C14,\"\")","v":"˂ = 1 kv ; steel"},{"$f":"IFERROR(repcalc('Cost scenario - input'!$CY14:$GK14,'Cost scenario - input'!$J14,'Cost scenario - input'!$H14,'Cost scenario - input'!$I14,20,TRUE,TRUE),\"\")","v":24.659788279637354},29.815161317521522,35.651454479312498,42.176670566206255,49.388350379605143,57.277787735534488,65.837382430113607,75.071693261855046,85.012659404725355,95.739308029195698,107.40204949685626,120.2513683928028,134.67034029909814,151.20993729252714,170.62553762012598,193.91245245028395,222.33767389238031,257.46450862583566,301.16638939744081,355.62606611908808,{"$f":"IFERROR(IF(OR(D29=\"\",'Cost scenario - input'!$G14=\"\"),\"\",D29/'Cost scenario - input'!$G14),\"\")","v":5.5526590617854836},{"$f":"IFERROR(IF(OR(E29=\"\",'Cost scenario - input'!$G14=\"\"),\"\",E29/'Cost scenario - input'!$G14),\"\")","v":6.7134974473822417},{"$f":"IFERROR(IF(OR(F29=\"\",'Cost scenario - input'!$G14=\"\"),\"\",F29/'Cost scenario - input'!$G14),\"\")","v":8.0276590186239183},{"$f":"IFERROR(IF(OR(G29=\"\",'Cost scenario - input'!$G14=\"\"),\"\",G29/'Cost scenario - input'!$G14),\"\")","v":9.4969457709727862},{"$f":"IFERROR(IF(OR(H29=\"\",'Cost scenario - input'!$G14=\"\"),\"\",H29/'Cost scenario - input'!$G14),\"\")","v":11.120803965231122},{"$f":"IFERROR(IF(OR(I29=\"\",'Cost scenario - input'!$G14=\"\"),\"\",I29/'Cost scenario - input'!$G14),\"\")","v":12.89727322482179},{"$f":"IFERROR(IF(OR(J29=\"\",'Cost scenario - input'!$G14=\"\"),\"\",J29/'Cost scenario - input'!$G14),\"\")","v":14.824642207357297},{"$f":"IFERROR(IF(OR(K29=\"\",'Cost scenario - input'!$G14=\"\"),\"\",K29/'Cost scenario - input'!$G14),\"\")","v":16.903937420185741},{"$f":"IFERROR(IF(OR(L29=\"\",'Cost scenario - input'!$G14=\"\"),\"\",L29/'Cost scenario - input'!$G14),\"\")","v":19.142350625934615},{"$f":"IFERROR(IF(OR(M29=\"\",'Cost scenario - input'!$G14=\"\"),\"\",M29/'Cost scenario - input'!$G14),\"\")","v":21.557676419158739},{"$f":"IFERROR(IF(OR(N29=\"\",'Cost scenario - input'!$G14=\"\"),\"\",N29/'Cost scenario - input'!$G14),\"\")","v":24.183782789631564},{"$f":"IFERROR(IF(OR(O29=\"\",'Cost scenario - input'!$G14=\"\"),\"\",O29/'Cost scenario - input'!$G14),\"\")","v":27.077071499018579},{"$f":"IFERROR(IF(OR(P29=\"\",'Cost scenario - input'!$G14=\"\"),\"\",P29/'Cost scenario - input'!$G14),\"\")","v":30.323799901923525},{"$f":"IFERROR(IF(OR(Q29=\"\",'Cost scenario - input'!$G14=\"\"),\"\",Q29/'Cost scenario - input'!$G14),\"\")","v":34.04803070562749},{"$f":"IFERROR(IF(OR(R29=\"\",'Cost scenario - input'!$G14=\"\"),\"\",R29/'Cost scenario - input'!$G14),\"\")","v":38.419852875247201},{"$f":"IFERROR(IF(OR(S29=\"\",'Cost scenario - input'!$G14=\"\"),\"\",S29/'Cost scenario - input'!$G14),\"\")","v":43.663381213220632},{"$f":"IFERROR(IF(OR(T29=\"\",'Cost scenario - input'!$G14=\"\"),\"\",T29/'Cost scenario - input'!$G14),\"\")","v":50.06390507960139},{"$f":"IFERROR(IF(OR(U29=\"\",'Cost scenario - input'!$G14=\"\"),\"\",U29/'Cost scenario - input'!$G14),\"\")","v":57.973435160831684},{"$f":"IFERROR(IF(OR(V29=\"\",'Cost scenario - input'!$G14=\"\"),\"\",V29/'Cost scenario - input'!$G14),\"\")","v":67.81381341273655},{"$f":"IFERROR(IF(OR(W29=\"\",'Cost scenario - input'!$G14=\"\"),\"\",W29/'Cost scenario - input'!$G14),\"\")","v":80.076530919523265}]
[{"$f":"IFERROR('Cost scenario - input'!A15,\"\")","v":2},{"$f":"IFERROR('Cost scenario - input'!B15,\"\")","v":"POLES"},{"$f":"IFERROR('Cost scenario - input'!C15,\"\")","v":"˂ = 1 kv ; wood"},{"$f":"IFERROR(repcalc('Cost scenario - input'!$CY15:$GK15,'Cost scenario - input'!$J15,'Cost scenario - input'!$H15,'Cost scenario - input'!$I15,20,TRUE,TRUE),\"\")","v":10717.874224407491},11045.344338283427,11332.595360088499,11587.764937887623,11820.147597783256,12039.506684047903,12255.404961356435,12476.606161871978,12710.58827418558,12963.194959719747,13238.43611720531,13538.434139645749,13863.500303464147,14212.31697271544,14582.196308832457,14969.38483746854,15369.385001128088,15777.268899782943,16187.964851083249,16596.503279016029,{"$f":"IFERROR(IF(OR(D30=\"\",'Cost scenario - input'!$G15=\"\"),\"\",D30/'Cost scenario - input'!$G15),\"\")","v":2413.3500563902048},{"$f":"IFERROR(IF(OR(E30=\"\",'Cost scenario - input'!$G15=\"\"),\"\",E30/'Cost scenario - input'!$G15),\"\")","v":2487.0866949475849},{"$f":"IFERROR(IF(OR(F30=\"\",'Cost scenario - input'!$G15=\"\"),\"\",F30/'Cost scenario - input'!$G15),\"\")","v":2551.7671768376154},{"$f":"IFERROR(IF(OR(G30=\"\",'Cost scenario - input'!$G15=\"\"),\"\",G30/'Cost scenario - input'!$G15),\"\")","v":2609.223861071529},{"$f":"IFERROR(IF(OR(H30=\"\",'Cost scenario - input'!$G15=\"\"),\"\",H30/'Cost scenario - input'!$G15),\"\")","v":2661.5496015701524},{"$f":"IFERROR(IF(OR(I30=\"\",'Cost scenario - input'!$G15=\"\"),\"\",I30/'Cost scenario - input'!$G15),\"\")","v":2710.9428163179914},{"$f":"IFERROR(IF(OR(J30=\"\",'Cost scenario - input'!$G15=\"\"),\"\",J30/'Cost scenario - input'!$G15),\"\")","v":2759.5567586733282},{"$f":"IFERROR(IF(OR(K30=\"\",'Cost scenario - input'!$G15=\"\"),\"\",K30/'Cost scenario - input'!$G15),\"\")","v":2809.3647633728119},{"$f":"IFERROR(IF(OR(L30=\"\",'Cost scenario - input'!$G15=\"\"),\"\",L30/'Cost scenario - input'!$G15),\"\")","v":2862.0506535151317},{"$f":"IFERROR(IF(OR(M30=\"\",'Cost scenario - input'!$G15=\"\"),\"\",M30/'Cost scenario - input'!$G15),\"\")","v":2918.9302497871363},{"$f":"IFERROR(IF(OR(N30=\"\",'Cost scenario - input'!$G15=\"\"),\"\",N30/'Cost scenario - input'!$G15),\"\")","v":2980.9064634495439},{"$f":"IFERROR(IF(OR(O30=\"\",'Cost scenario - input'!$G15=\"\"),\"\",O30/'Cost scenario - input'!$G15),\"\")","v":3048.4571949859192},{"$f":"IFERROR(IF(OR(P30=\"\",'Cost scenario - input'!$G15=\"\"),\"\",P30/'Cost scenario - input'!$G15),\"\")","v":3121.6525346919179},{"$f":"IFERROR(IF(OR(Q30=\"\",'Cost scenario - input'!$G15=\"\"),\"\",Q30/'Cost scenario - input'!$G15),\"\")","v":3200.1957897051566},{"$f":"IFERROR(IF(OR(R30=\"\",'Cost scenario - input'!$G15=\"\"),\"\",R30/'Cost scenario - input'!$G15),\"\")","v":3283.4817378312105},{"$f":"IFERROR(IF(OR(S30=\"\",'Cost scenario - input'!$G15=\"\"),\"\",S30/'Cost scenario - input'!$G15),\"\")","v":3370.6652070390878},{"$f":"IFERROR(IF(OR(T30=\"\",'Cost scenario - input'!$G15=\"\"),\"\",T30/'Cost scenario - input'!$G15),\"\")","v":3460.7334796565738},{"$f":"IFERROR(IF(OR(U30=\"\",'Cost scenario - input'!$G15=\"\"),\"\",U30/'Cost scenario - input'!$G15),\"\")","v":3552.5769375297482},{"$f":"IFERROR(IF(OR(V30=\"\",'Cost scenario - input'!$G15=\"\"),\"\",V30/'Cost scenario - input'!$G15),\"\")","v":3645.0535869545656},{"$f":"IFERROR(IF(OR(W30=\"\",'Cost scenario - input'!$G15=\"\"),\"\",W30/'Cost scenario - input'!$G15),\"\")","v":3737.0444255710404}]
[{"$f":"IFERROR('Cost scenario - input'!A16,\"\")","v":2},{"$f":"IFERROR('Cost scenario - input'!B16,\"\")","v":"POLES"},{"$f":"IFERROR('Cost scenario - input'!C16,\"\")","v":"˃ 11 kv & < = 22 kv ; concrete"},{"$f":"IFERROR(repcalc('Cost scenario - input'!$CY16:$GK16,'Cost scenario - input'!$J16,'Cost scenario - input'!$H16,'Cost scenario - input'!$I16,20,TRUE,TRUE),\"\")","v":0.26733190945393231},0.37108599963923,0.51467946760540317,0.71387867253987791,0.99080531616894518,1.3763189089635182,1.9131021153023617,2.6595502266649733,3.6945325541802054,5.1230362215266423,7.0826192303886906,9.7504906126620874,13.350906366869415,18.16243141227136,24.524485912426375,32.842488808744704,43.590853099085002,57.313094041825238,74.618392824391691,96.174111480901942,{"$f":"IFERROR(IF(OR(D31=\"\",'Cost scenario - input'!$G16=\"\"),\"\",D31/'Cost scenario - input'!$G16),\"\")","v":4.3502945596196267E-2},{"$f":"IFERROR(IF(OR(E31=\"\",'Cost scenario - input'!$G16=\"\"),\"\",E31/'Cost scenario - input'!$G16),\"\")","v":6.0386857995331875E-2},{"$f":"IFERROR(IF(OR(F31=\"\",'Cost scenario - input'!$G16=\"\"),\"\",F31/'Cost scenario - input'!$G16),\"\")","v":8.3753835913013067E-2},{"$f":"IFERROR(IF(OR(G31=\"\",'Cost scenario - input'!$G16=\"\"),\"\",G31/'Cost scenario - input'!$G16),\"\")","v":0.11616954039352635},{"$f":"IFERROR(IF(OR(H31=\"\",'Cost scenario - input'!$G16=\"\"),\"\",H31/'Cost scenario - input'!$G16),\"\")","v":0.16123383794237003},{"$f":"IFERROR(IF(OR(I31=\"\",'Cost scenario - input'!$G16=\"\"),\"\",I31/'Cost scenario - input'!$G16),\"\")","v":0.22396849946554487},{"$f":"IFERROR(IF(OR(J31=\"\",'Cost scenario - input'!$G16=\"\"),\"\",J31/'Cost scenario - input'!$G16),\"\")","v":0.31131927876461901},{"$f":"IFERROR(IF(OR(K31=\"\",'Cost scenario - input'!$G16=\"\"),\"\",K31/'Cost scenario - input'!$G16),\"\")","v":0.43278884685816138},{"$f":"IFERROR(IF(OR(L31=\"\",'Cost scenario - input'!$G16=\"\"),\"\",L31/'Cost scenario - input'!$G16),\"\")","v":0.6012116138181175},{"$f":"IFERROR(IF(OR(M31=\"\",'Cost scenario - input'!$G16=\"\"),\"\",M31/'Cost scenario - input'!$G16),\"\")","v":0.83367214369454745},{"$f":"IFERROR(IF(OR(N31=\"\",'Cost scenario - input'!$G16=\"\"),\"\",N31/'Cost scenario - input'!$G16),\"\")","v":1.1525552624359203},{"$f":"IFERROR(IF(OR(O31=\"\",'Cost scenario - input'!$G16=\"\"),\"\",O31/'Cost scenario - input'!$G16),\"\")","v":1.5866982116923707},{"$f":"IFERROR(IF(OR(P31=\"\",'Cost scenario - input'!$G16=\"\"),\"\",P31/'Cost scenario - input'!$G16),\"\")","v":2.1725941902117634},{"$f":"IFERROR(IF(OR(Q31=\"\",'Cost scenario - input'!$G16=\"\"),\"\",Q31/'Cost scenario - input'!$G16),\"\")","v":2.9555740922833738},{"$f":"IFERROR(IF(OR(R31=\"\",'Cost scenario - input'!$G16=\"\"),\"\",R31/'Cost scenario - input'!$G16),\"\")","v":3.9908717915577396},{"$f":"IFERROR(IF(OR(S31=\"\",'Cost scenario - input'!$G16=\"\"),\"\",S31/'Cost scenario - input'!$G16),\"\")","v":5.3444611487231102},{"$f":"IFERROR(IF(OR(T31=\"\",'Cost scenario - input'!$G16=\"\"),\"\",T31/'Cost scenario - input'!$G16),\"\")","v":7.0935434334600505},{"$f":"IFERROR(IF(OR(U31=\"\",'Cost scenario - input'!$G16=\"\"),\"\",U31/'Cost scenario - input'!$G16),\"\")","v":9.3265649324996005},{"$f":"IFERROR(IF(OR(V31=\"\",'Cost scenario - input'!$G16=\"\"),\"\",V31/'Cost scenario - input'!$G16),\"\")","v":12.142657755094881},{"$f":"IFERROR(IF(OR(W31=\"\",'Cost scenario - input'!$G16=\"\"),\"\",W31/'Cost scenario - input'!$G16),\"\")","v":15.650421784897963}]
[{"$f":"IFERROR('Cost scenario - input'!A17,\"\")","v":2},{"$f":"IFERROR('Cost scenario - input'!B17,\"\")","v":"POLES"},{"$f":"IFERROR('Cost scenario - input'!C17,\"\")","v":"˃ 11 kv & < = 22 kv ; steel"},{"$f":"IFERROR(repcalc('Cost scenario - input'!$CY17:$GK17,'Cost scenario - input'!$J17,'Cost scenario - input'!$H17,'Cost scenario - input'!$I17,20,TRUE,TRUE),\"\")","v":16.059337034938284},14.391029104238255,12.962230863014378,11.783531693537771,10.859684516355353,10.190449308113804,9.7726672843683104,9.6035512483208105,9.6849112513269091,10.02784714678109,10.657332326481901,11.616058900371337,12.966878895050392,14.793138944119313,17.196180338184991,20.289312830754483,24.187746281503571,28.994355357498861,34.781797773280921,41.572371202264556,{"$f":"IFERROR(IF(OR(D32=\"\",'Cost scenario - input'!$G17=\"\"),\"\",D32/'Cost scenario - input'!$G17),\"\")","v":2.2530334355572168},{"$f":"IFERROR(IF(OR(E32=\"\",'Cost scenario - input'!$G17=\"\"),\"\",E32/'Cost scenario - input'!$G17),\"\")","v":2.0189793435050363},{"$f":"IFERROR(IF(OR(F32=\"\",'Cost scenario - input'!$G17=\"\"),\"\",F32/'Cost scenario - input'!$G17),\"\")","v":1.8185270954988277},{"$f":"IFERROR(IF(OR(G32=\"\",'Cost scenario - input'!$G17=\"\"),\"\",G32/'Cost scenario - input'!$G17),\"\")","v":1.6531623215036897},{"$f":"IFERROR(IF(OR(H32=\"\",'Cost scenario - input'!$G17=\"\"),\"\",H32/'Cost scenario - input'!$G17),\"\")","v":1.5235518291770904},{"$f":"IFERROR(IF(OR(I32=\"\",'Cost scenario - input'!$G17=\"\"),\"\",I32/'Cost scenario - input'!$G17),\"\")","v":1.4296619446108749},{"$f":"IFERROR(IF(OR(J32=\"\",'Cost scenario - input'!$G17=\"\"),\"\",J32/'Cost scenario - input'!$G17),\"\")","v":1.3710495083549112},{"$f":"IFERROR(IF(OR(K32=\"\",'Cost scenario - input'!$G17=\"\"),\"\",K32/'Cost scenario - input'!$G17),\"\")","v":1.3473234925875748},{"$f":"IFERROR(IF(OR(L32=\"\",'Cost scenario - input'!$G17=\"\"),\"\",L32/'Cost scenario - input'!$G17),\"\")","v":1.3587378371953862},{"$f":"IFERROR(IF(OR(M32=\"\",'Cost scenario - input'!$G17=\"\"),\"\",M32/'Cost scenario - input'!$G17),\"\")","v":1.4068497883319788},{"$f":"IFERROR(IF(OR(N32=\"\",'Cost scenario - input'!$G17=\"\"),\"\",N32/'Cost scenario - input'!$G17),\"\")","v":1.4951629704993474},{"$f":"IFERROR(IF(OR(O32=\"\",'Cost scenario - input'!$G17=\"\"),\"\",O32/'Cost scenario - input'!$G17),\"\")","v":1.6296668433448316},{"$f":"IFERROR(IF(OR(P32=\"\",'Cost scenario - input'!$G17=\"\"),\"\",P32/'Cost scenario - input'!$G17),\"\")","v":1.8191791878961601},{"$f":"IFERROR(IF(OR(Q32=\"\",'Cost scenario - input'!$G17=\"\"),\"\",Q32/'Cost scenario - input'!$G17),\"\")","v":2.0753930617081964},{"$f":"IFERROR(IF(OR(R32=\"\",'Cost scenario - input'!$G17=\"\"),\"\",R32/'Cost scenario - input'!$G17),\"\")","v":2.4125260701305957},{"$f":"IFERROR(IF(OR(S32=\"\",'Cost scenario - input'!$G17=\"\"),\"\",S32/'Cost scenario - input'!$G17),\"\")","v":2.8464749256285575},{"$f":"IFERROR(IF(OR(T32=\"\",'Cost scenario - input'!$G17=\"\"),\"\",T32/'Cost scenario - input'!$G17),\"\")","v":3.3934029147307023},{"$f":"IFERROR(IF(OR(U32=\"\",'Cost scenario - input'!$G17=\"\"),\"\",U32/'Cost scenario - input'!$G17),\"\")","v":4.0677427667625699},{"$f":"IFERROR(IF(OR(V32=\"\",'Cost scenario - input'!$G17=\"\"),\"\",V32/'Cost scenario - input'!$G17),\"\")","v":4.8796879448699251},{"$f":"IFERROR(IF(OR(W32=\"\",'Cost scenario - input'!$G17=\"\"),\"\",W32/'Cost scenario - input'!$G17),\"\")","v":5.8323666855191556}]
[{"$f":"IFERROR('Cost scenario - input'!A18,\"\")","v":2},{"$f":"IFERROR('Cost scenario - input'!B18,\"\")","v":"POLES"},{"$f":"IFERROR('Cost scenario - input'!C18,\"\")","v":"˃ 11 kv & < = 22 kv ; wood"},{"$f":"IFERROR(repcalc('Cost scenario - input'!$CY18:$GK18,'Cost scenario - input'!$J18,'Cost scenario - input'!$H18,'Cost scenario - input'!$I18,20,TRUE,TRUE),\"\")","v":10706.651772760637},11626.113757387418,12591.481304978308,13606.623177112289,14674.866636043946,15798.598887497239,16978.956059645974,18215.630747321684,19506.810901015051,20849.242351311979,22238.387649033128,23668.638285533991,25133.528384418572,26625.897395908029,28137.957774438644,29661.240356402875,31186.413168123632,32702.995593674998,34199.015414213944,35660.677168082737,{"$f":"IFERROR(IF(OR(D33=\"\",'Cost scenario - input'!$G18=\"\"),\"\",D33/'Cost scenario - input'!$G18),\"\")","v":1756.9386597373757},{"$f":"IFERROR(IF(OR(E33=\"\",'Cost scenario - input'!$G18=\"\"),\"\",E33/'Cost scenario - input'!$G18),\"\")","v":1907.8204051453629},{"$f":"IFERROR(IF(OR(F33=\"\",'Cost scenario - input'!$G18=\"\"),\"\",F33/'Cost scenario - input'!$G18),\"\")","v":2066.2351552667228},{"$f":"IFERROR(IF(OR(G33=\"\",'Cost scenario - input'!$G18=\"\"),\"\",G33/'Cost scenario - input'!$G18),\"\")","v":2232.8177656032217},{"$f":"IFERROR(IF(OR(H33=\"\",'Cost scenario - input'!$G18=\"\"),\"\",H33/'Cost scenario - input'!$G18),\"\")","v":2408.114232775486},{"$f":"IFERROR(IF(OR(I33=\"\",'Cost scenario - input'!$G18=\"\"),\"\",I33/'Cost scenario - input'!$G18),\"\")","v":2592.5162921377796},{"$f":"IFERROR(IF(OR(J33=\"\",'Cost scenario - input'!$G18=\"\"),\"\",J33/'Cost scenario - input'!$G18),\"\")","v":2786.2103798938138},{"$f":"IFERROR(IF(OR(K33=\"\",'Cost scenario - input'!$G18=\"\"),\"\",K33/'Cost scenario - input'!$G18),\"\")","v":2989.1460515128292},{"$f":"IFERROR(IF(OR(L33=\"\",'Cost scenario - input'!$G18=\"\"),\"\",L33/'Cost scenario - input'!$G18),\"\")","v":3201.0259535454138},{"$f":"IFERROR(IF(OR(M33=\"\",'Cost scenario - input'!$G18=\"\"),\"\",M33/'Cost scenario - input'!$G18),\"\")","v":3421.3160837497553},{"$f":"IFERROR(IF(OR(N33=\"\",'Cost scenario - input'!$G18=\"\"),\"\",N33/'Cost scenario - input'!$G18),\"\")","v":3649.2718564188585},{"$f":"IFERROR(IF(OR(O33=\"\",'Cost scenario - input'!$G18=\"\"),\"\",O33/'Cost scenario - input'!$G18),\"\")","v":3883.9729272779541},{"$f":"IFERROR(IF(OR(P33=\"\",'Cost scenario - input'!$G18=\"\"),\"\",P33/'Cost scenario - input'!$G18),\"\")","v":4124.3582598377343},{"$f":"IFERROR(IF(OR(Q33=\"\",'Cost scenario - input'!$G18=\"\"),\"\",Q33/'Cost scenario - input'!$G18),\"\")","v":4369.2528231923261},{"$f":"IFERROR(IF(OR(R33=\"\",'Cost scenario - input'!$G18=\"\"),\"\",R33/'Cost scenario - input'!$G18),\"\")","v":4617.3786977683867},{"$f":"IFERROR(IF(OR(S33=\"\",'Cost scenario - input'!$G18=\"\"),\"\",S33/'Cost scenario - input'!$G18),\"\")","v":4867.3461119292242},{"$f":"IFERROR(IF(OR(T33=\"\",'Cost scenario - input'!$G18=\"\"),\"\",T33/'Cost scenario - input'!$G18),\"\")","v":5117.6237087508525},{"$f":"IFERROR(IF(OR(U33=\"\",'Cost scenario - input'!$G18=\"\"),\"\",U33/'Cost scenario - input'!$G18),\"\")","v":5366.491641572622},{"$f":"IFERROR(IF(OR(V33=\"\",'Cost scenario - input'!$G18=\"\"),\"\",V33/'Cost scenario - input'!$G18),\"\")","v":5611.9852948849802},{"$f":"IFERROR(IF(OR(W33=\"\",'Cost scenario - input'!$G18=\"\"),\"\",W33/'Cost scenario - input'!$G18),\"\")","v":5851.8408629314845}]
[{"$f":"IFERROR('Cost scenario - input'!A19,\"\")","v":2},{"$f":"IFERROR('Cost scenario - input'!B19,\"\")","v":"POLES"},{"$f":"IFERROR('Cost scenario - input'!C19,\"\")","v":"> 1 kv & < = 11 kv ; concrete"},{"$f":"IFERROR(repcalc('Cost scenario - input'!$CY19:$GK19,'Cost scenario - input'!$J19,'Cost scenario - input'!$H19,'Cost scenario - input'!$I19,20,TRUE,TRUE),\"\")","v":0.64630648913633637},0.79473917436331376,0.97034642546154681,1.1773811722997409,1.4211129296697995,1.7082689909325468,2.0476262830390954,2.4507707440641728,2.9330290628055451,3.5145592702791673,4.2215617746232974,5.087541711750343,6.1545189107370515,7.4740467335838181,9.1078703433819364,11.128034513971867,13.616247377155245,16.662325571954337,20.361592597374404,24.811177395716079,{"$f":"IFERROR(IF(OR(D34=\"\",'Cost scenario - input'!$G19=\"\"),\"\",D34/'Cost scenario - input'!$G19),\"\")","v":0.10651790771282511},{"$f":"IFERROR(IF(OR(E34=\"\",'Cost scenario - input'!$G19=\"\"),\"\",E34/'Cost scenario - input'!$G19),\"\")","v":0.13098112962430861},{"$f":"IFERROR(IF(OR(F34=\"\",'Cost scenario - input'!$G19=\"\"),\"\",F34/'Cost scenario - input'!$G19),\"\")","v":0.15992299742325417},{"$f":"IFERROR(IF(OR(G34=\"\",'Cost scenario - input'!$G19=\"\"),\"\",G34/'Cost scenario - input'!$G19),\"\")","v":0.19404443737123972},{"$f":"IFERROR(IF(OR(H34=\"\",'Cost scenario - input'!$G19=\"\"),\"\",H34/'Cost scenario - input'!$G19),\"\")","v":0.23421391930375365},{"$f":"IFERROR(IF(OR(I34=\"\",'Cost scenario - input'!$G19=\"\"),\"\",I34/'Cost scenario - input'!$G19),\"\")","v":0.28154016984726538},{"$f":"IFERROR(IF(OR(J34=\"\",'Cost scenario - input'!$G19=\"\"),\"\",J34/'Cost scenario - input'!$G19),\"\")","v":0.33746971616914107},{"$f":"IFERROR(IF(OR(K34=\"\",'Cost scenario - input'!$G19=\"\"),\"\",K34/'Cost scenario - input'!$G19),\"\")","v":0.40391203914780965},{"$f":"IFERROR(IF(OR(L34=\"\",'Cost scenario - input'!$G19=\"\"),\"\",L34/'Cost scenario - input'!$G19),\"\")","v":0.48339313357110814},{"$f":"IFERROR(IF(OR(M34=\"\",'Cost scenario - input'!$G19=\"\"),\"\",M34/'Cost scenario - input'!$G19),\"\")","v":0.57923524874880139},{"$f":"IFERROR(IF(OR(N34=\"\",'Cost scenario - input'!$G19=\"\"),\"\",N34/'Cost scenario - input'!$G19),\"\")","v":0.6957564794285358},{"$f":"IFERROR(IF(OR(O34=\"\",'Cost scenario - input'!$G19=\"\"),\"\",O34/'Cost scenario - input'!$G19),\"\")","v":0.83847881407091396},{"$f":"IFERROR(IF(OR(P34=\"\",'Cost scenario - input'!$G19=\"\"),\"\",P34/'Cost scenario - input'!$G19),\"\")","v":1.014327549498635},{"$f":"IFERROR(IF(OR(Q34=\"\",'Cost scenario - input'!$G19=\"\"),\"\",Q34/'Cost scenario - input'!$G19),\"\")","v":1.2317992060904159},{"$f":"IFERROR(IF(OR(R34=\"\",'Cost scenario - input'!$G19=\"\"),\"\",R34/'Cost scenario - input'!$G19),\"\")","v":1.5010700170953775},{"$f":"IFERROR(IF(OR(S34=\"\",'Cost scenario - input'!$G19=\"\"),\"\",S34/'Cost scenario - input'!$G19),\"\")","v":1.8340136967653828},{"$f":"IFERROR(IF(OR(T34=\"\",'Cost scenario - input'!$G19=\"\"),\"\",T34/'Cost scenario - input'!$G19),\"\")","v":2.2440965793999128},{"$f":"IFERROR(IF(OR(U34=\"\",'Cost scenario - input'!$G19=\"\"),\"\",U34/'Cost scenario - input'!$G19),\"\")","v":2.7461213640701692},{"$f":"IFERROR(IF(OR(V34=\"\",'Cost scenario - input'!$G19=\"\"),\"\",V34/'Cost scenario - input'!$G19),\"\")","v":3.3557983365934492},{"$f":"IFERROR(IF(OR(W34=\"\",'Cost scenario - input'!$G19=\"\"),\"\",W34/'Cost scenario - input'!$G19),\"\")","v":4.0891353382743461}]
[{"$f":"IFERROR('Cost scenario - input'!A20,\"\")","v":2},{"$f":"IFERROR('Cost scenario - input'!B20,\"\")","v":"POLES"},{"$f":"IFERROR('Cost scenario - input'!C20,\"\")","v":"> 1 kv & < = 11 kv ; steel"},{"$f":"IFERROR(repcalc('Cost scenario - input'!$CY20:$GK20,'Cost scenario - input'!$J20,'Cost scenario - input'!$H20,'Cost scenario - input'!$I20,20,TRUE,TRUE),\"\")","v":3.0219963526816231},3.8531867962024342,4.8535311597774182,6.0402761602438808,7.4280013405700851,9.0274447375491871,10.844377706928297,12.878636045392156,15.123421241091435,17.564981200837487,20.182762570170965,22.950096643010951,25.835439415188613,28.804136879315546,31.820634002639192,34.850995783816948,37.865567413911805,40.841573334165815,43.765445909198903,46.634685428121557,{"$f":"IFERROR(IF(OR(D35=\"\",'Cost scenario - input'!$G20=\"\"),\"\",D35/'Cost scenario - input'!$G20),\"\")","v":0.49805585123180174},{"$f":"IFERROR(IF(OR(E35=\"\",'Cost scenario - input'!$G20=\"\"),\"\",E35/'Cost scenario - input'!$G20),\"\")","v":0.63504452215330842},{"$f":"IFERROR(IF(OR(F35=\"\",'Cost scenario - input'!$G20=\"\"),\"\",F35/'Cost scenario - input'!$G20),\"\")","v":0.79991148603404327},{"$f":"IFERROR(IF(OR(G35=\"\",'Cost scenario - input'!$G20=\"\"),\"\",G35/'Cost scenario - input'!$G20),\"\")","v":0.99549917788480158},{"$f":"IFERROR(IF(OR(H35=\"\",'Cost scenario - input'!$G20=\"\"),\"\",H35/'Cost scenario - input'!$G20),\"\")","v":1.2242104552329214},{"$f":"IFERROR(IF(OR(I35=\"\",'Cost scenario - input'!$G20=\"\"),\"\",I35/'Cost scenario - input'!$G20),\"\")","v":1.4878150561691943},{"$f":"IFERROR(IF(OR(J35=\"\",'Cost scenario - input'!$G20=\"\"),\"\",J35/'Cost scenario - input'!$G20),\"\")","v":1.7872641590419454},{"$f":"IFERROR(IF(OR(K35=\"\",'Cost scenario - input'!$G20=\"\"),\"\",K35/'Cost scenario - input'!$G20),\"\")","v":2.1225307014684276},{"$f":"IFERROR(IF(OR(L35=\"\",'Cost scenario - input'!$G20=\"\"),\"\",L35/'Cost scenario - input'!$G20),\"\")","v":2.4924942192881789},{"$f":"IFERROR(IF(OR(M35=\"\",'Cost scenario - input'!$G20=\"\"),\"\",M35/'Cost scenario - input'!$G20),\"\")","v":2.8948882271451817},{"$f":"IFERROR(IF(OR(N35=\"\",'Cost scenario - input'!$G20=\"\"),\"\",N35/'Cost scenario - input'!$G20),\"\")","v":3.3263253223902458},{"$f":"IFERROR(IF(OR(O35=\"\",'Cost scenario - input'!$G20=\"\"),\"\",O35/'Cost scenario - input'!$G20),\"\")","v":3.7824102299938041},{"$f":"IFERROR(IF(OR(P35=\"\",'Cost scenario - input'!$G20=\"\"),\"\",P35/'Cost scenario - input'!$G20),\"\")","v":4.2579441760282748},{"$f":"IFERROR(IF(OR(Q35=\"\",'Cost scenario - input'!$G20=\"\"),\"\",Q35/'Cost scenario - input'!$G20),\"\")","v":4.7472158262846991},{"$f":"IFERROR(IF(OR(R35=\"\",'Cost scenario - input'!$G20=\"\"),\"\",R35/'Cost scenario - input'!$G20),\"\")","v":5.2443653483753101},{"$f":"IFERROR(IF(OR(S35=\"\",'Cost scenario - input'!$G20=\"\"),\"\",S35/'Cost scenario - input'!$G20),\"\")","v":5.7437999076280075},{"$f":"IFERROR(IF(OR(T35=\"\",'Cost scenario - input'!$G20=\"\"),\"\",T35/'Cost scenario - input'!$G20),\"\")","v":6.2406320887766773},{"$f":"IFERROR(IF(OR(U35=\"\",'Cost scenario - input'!$G20=\"\"),\"\",U35/'Cost scenario - input'!$G20),\"\")","v":6.7311082472166834},{"$f":"IFERROR(IF(OR(V35=\"\",'Cost scenario - input'!$G20=\"\"),\"\",V35/'Cost scenario - input'!$G20),\"\")","v":7.2129922981220371},{"$f":"IFERROR(IF(OR(W35=\"\",'Cost scenario - input'!$G20=\"\"),\"\",W35/'Cost scenario - input'!$G20),\"\")","v":7.6858722636179788}]
[{"$f":"IFERROR('Cost scenario - input'!A21,\"\")","v":2},{"$f":"IFERROR('Cost scenario - input'!B21,\"\")","v":"POLES"},{"$f":"IFERROR('Cost scenario - input'!C21,\"\")","v":"> 1 kv & < = 11 kv ; wood"},{"$f":"IFERROR(repcalc('Cost scenario - input'!$CY21:$GK21,'Cost scenario - input'!$J21,'Cost scenario - input'!$H21,'Cost scenario - input'!$I21,20,TRUE,TRUE),\"\")","v":10512.244880503069},11338.903280286808,12137.392815650133,12900.76507471337,13624.133502779228,14304.786076716247,14942.157557267377,15537.675989349973,16094.507981148754,16617.233160708824,17111.479680234621,17583.550029112226,18040.060671133924,18487.611514587777,18932.493495525301,19380.43602506254,19836.391771906747,20304.354730152747,20787.208659469954,21286.60611839742,{"$f":"IFERROR(IF(OR(D36=\"\",'Cost scenario - input'!$G21=\"\"),\"\",D36/'Cost scenario - input'!$G21),\"\")","v":1743.7275385757555},{"$f":"IFERROR(IF(OR(E36=\"\",'Cost scenario - input'!$G21=\"\"),\"\",E36/'Cost scenario - input'!$G21),\"\")","v":1880.8502020109788},{"$f":"IFERROR(IF(OR(F36=\"\",'Cost scenario - input'!$G21=\"\"),\"\",F36/'Cost scenario - input'!$G21),\"\")","v":2013.3003311608391},{"$f":"IFERROR(IF(OR(G36=\"\",'Cost scenario - input'!$G21=\"\"),\"\",G36/'Cost scenario - input'!$G21),\"\")","v":2139.9253523094762},{"$f":"IFERROR(IF(OR(H36=\"\",'Cost scenario - input'!$G21=\"\"),\"\",H36/'Cost scenario - input'!$G21),\"\")","v":2259.9147040505222},{"$f":"IFERROR(IF(OR(I36=\"\",'Cost scenario - input'!$G21=\"\"),\"\",I36/'Cost scenario - input'!$G21),\"\")","v":2372.8185272460537},{"$f":"IFERROR(IF(OR(J36=\"\",'Cost scenario - input'!$G21=\"\"),\"\",J36/'Cost scenario - input'!$G21),\"\")","v":2478.5430623547354},{"$f":"IFERROR(IF(OR(K36=\"\",'Cost scenario - input'!$G21=\"\"),\"\",K36/'Cost scenario - input'!$G21),\"\")","v":2577.325187538846},{"$f":"IFERROR(IF(OR(L36=\"\",'Cost scenario - input'!$G21=\"\"),\"\",L36/'Cost scenario - input'!$G21),\"\")","v":2669.6901666177064},{"$f":"IFERROR(IF(OR(M36=\"\",'Cost scenario - input'!$G21=\"\"),\"\",M36/'Cost scenario - input'!$G21),\"\")","v":2756.3976492788438},{"$f":"IFERROR(IF(OR(N36=\"\",'Cost scenario - input'!$G21=\"\"),\"\",N36/'Cost scenario - input'!$G21),\"\")","v":2838.3812100443261},{"$f":"IFERROR(IF(OR(O36=\"\",'Cost scenario - input'!$G21=\"\"),\"\",O36/'Cost scenario - input'!$G21),\"\")","v":2916.6862796883611},{"$f":"IFERROR(IF(OR(P36=\"\",'Cost scenario - input'!$G21=\"\"),\"\",P36/'Cost scenario - input'!$G21),\"\")","v":2992.410369756175},{"$f":"IFERROR(IF(OR(Q36=\"\",'Cost scenario - input'!$G21=\"\"),\"\",Q36/'Cost scenario - input'!$G21),\"\")","v":3066.6482456346853},{"$f":"IFERROR(IF(OR(R36=\"\",'Cost scenario - input'!$G21=\"\"),\"\",R36/'Cost scenario - input'!$G21),\"\")","v":3140.4434216789264},{"$f":"IFERROR(IF(OR(S36=\"\",'Cost scenario - input'!$G21=\"\"),\"\",S36/'Cost scenario - input'!$G21),\"\")","v":3214.7462688188407},{"$f":"IFERROR(IF(OR(T36=\"\",'Cost scenario - input'!$G21=\"\"),\"\",T36/'Cost scenario - input'!$G21),\"\")","v":3290.3783151782927},{"$f":"IFERROR(IF(OR(U36=\"\",'Cost scenario - input'!$G21=\"\"),\"\",U36/'Cost scenario - input'!$G21),\"\")","v":3368.0020679164304},{"$f":"IFERROR(IF(OR(V36=\"\",'Cost scenario - input'!$G21=\"\"),\"\",V36/'Cost scenario - input'!$G21),\"\")","v":3448.095873115119},{"$f":"IFERROR(IF(OR(W36=\"\",'Cost scenario - input'!$G21=\"\"),\"\",W36/'Cost scenario - input'!$G21),\"\")","v":3530.9338503241229}]
[{"$f":"IFERROR('Cost scenario - input'!A22,\"\")","v":2},{"$f":"IFERROR('Cost scenario - input'!B22,\"\")","v":"POLES"},{"$f":"IFERROR('Cost scenario - input'!C22,\"\")","v":"> 22 kv & < = 66 kv ; concrete"},{"$f":"IFERROR(repcalc('Cost scenario - input'!$CY22:$GK22,'Cost scenario - input'!$J22,'Cost scenario - input'!$H22,'Cost scenario - input'!$I22,20,TRUE,TRUE),\"\")","v":374.27799040878421},489.26453744122756,638.91735022183161,830.14559339605785,1069.7386163867002,1363.7952440145982,1717.0509577885894,2132.1541052769912,2608.9641140983372,3143.9607874207873,3729.8595872285596,4355.5197151330758,5006.2080424662272,5664.2435441366861,6309.9980049111764,6923.1763756735554,7484.253058596867,7975.9075943970274,8384.2920188506523,8699.9764147452497,{"$f":"IFERROR(IF(OR(D37=\"\",'Cost scenario - input'!$G22=\"\"),\"\",D37/'Cost scenario - input'!$G22),\"\")","v":20.755528124655839},{"$f":"IFERROR(IF(OR(E37=\"\",'Cost scenario - input'!$G22=\"\"),\"\",E37/'Cost scenario - input'!$G22),\"\")","v":27.132089322610074},{"$f":"IFERROR(IF(OR(F37=\"\",'Cost scenario - input'!$G22=\"\"),\"\",F37/'Cost scenario - input'!$G22),\"\")","v":35.431062930994557},{"$f":"IFERROR(IF(OR(G37=\"\",'Cost scenario - input'!$G22=\"\"),\"\",G37/'Cost scenario - input'!$G22),\"\")","v":46.035595607618731},{"$f":"IFERROR(IF(OR(H37=\"\",'Cost scenario - input'!$G22=\"\"),\"\",H37/'Cost scenario - input'!$G22),\"\")","v":59.322189675632828},{"$f":"IFERROR(IF(OR(I37=\"\",'Cost scenario - input'!$G22=\"\"),\"\",I37/'Cost scenario - input'!$G22),\"\")","v":75.629054523085642},{"$f":"IFERROR(IF(OR(J37=\"\",'Cost scenario - input'!$G22=\"\"),\"\",J37/'Cost scenario - input'!$G22),\"\")","v":95.218795545322806},{"$f":"IFERROR(IF(OR(K37=\"\",'Cost scenario - input'!$G22=\"\"),\"\",K37/'Cost scenario - input'!$G22),\"\")","v":118.23827644752249},{"$f":"IFERROR(IF(OR(L37=\"\",'Cost scenario - input'!$G22=\"\"),\"\",L37/'Cost scenario - input'!$G22),\"\")","v":144.67970180999174},{"$f":"IFERROR(IF(OR(M37=\"\",'Cost scenario - input'!$G22=\"\"),\"\",M37/'Cost scenario - input'!$G22),\"\")","v":174.34785966136192},{"$f":"IFERROR(IF(OR(N37=\"\",'Cost scenario - input'!$G22=\"\"),\"\",N37/'Cost scenario - input'!$G22),\"\")","v":206.83878707157524},{"$f":"IFERROR(IF(OR(O37=\"\",'Cost scenario - input'!$G22=\"\"),\"\",O37/'Cost scenario - input'!$G22),\"\")","v":241.53467278747007},{"$f":"IFERROR(IF(OR(P37=\"\",'Cost scenario - input'!$G22=\"\"),\"\",P37/'Cost scenario - input'!$G22),\"\")","v":277.6184934353206},{"$f":"IFERROR(IF(OR(Q37=\"\",'Cost scenario - input'!$G22=\"\"),\"\",Q37/'Cost scenario - input'!$G22),\"\")","v":314.10975050076058},{"$f":"IFERROR(IF(OR(R37=\"\",'Cost scenario - input'!$G22=\"\"),\"\",R37/'Cost scenario - input'!$G22),\"\")","v":349.91996434098201},{"$f":"IFERROR(IF(OR(S37=\"\",'Cost scenario - input'!$G22=\"\"),\"\",S37/'Cost scenario - input'!$G22),\"\")","v":383.92367614324166},{"$f":"IFERROR(IF(OR(T37=\"\",'Cost scenario - input'!$G22=\"\"),\"\",T37/'Cost scenario - input'!$G22),\"\")","v":415.03809689714257},{"$f":"IFERROR(IF(OR(U37=\"\",'Cost scenario - input'!$G22=\"\"),\"\",U37/'Cost scenario - input'!$G22),\"\")","v":442.30272320944454},{"$f":"IFERROR(IF(OR(V37=\"\",'Cost scenario - input'!$G22=\"\"),\"\",V37/'Cost scenario - input'!$G22),\"\")","v":464.94961836392827},{"$f":"IFERROR(IF(OR(W37=\"\",'Cost scenario - input'!$G22=\"\"),\"\",W37/'Cost scenario - input'!$G22),\"\")","v":482.4558477586865}]
[{"$f":"IFERROR('Cost scenario - input'!A23,\"\")","v":2},{"$f":"IFERROR('Cost scenario - input'!B23,\"\")","v":"POLES"},{"$f":"IFERROR('Cost scenario - input'!C23,\"\")","v":"> 22 kv & < = 66 kv ; steel"},{"$f":"IFERROR(repcalc('Cost scenario - input'!$CY23:$GK23,'Cost scenario - input'!$J23,'Cost scenario - input'!$H23,'Cost scenario - input'!$I23,20,TRUE,TRUE),\"\")","v":580.24528469663039},641.88519851825185,700.7668698162696,755.01702315799253,802.80650590673395,842.45810867438763,872.55096214487526,892.01222774550877,900.18754971248347,896.88352160061459,882.37805818439836,857.39773921408232,823.06450305530871,780.81708882063401,732.31496949181167,679.33390136577532,623.66249616004404,567.0084212080244,510.92112059576738,456.73561156148179,{"$f":"IFERROR(IF(OR(D38=\"\",'Cost scenario - input'!$G23=\"\"),\"\",D38/'Cost scenario - input'!$G23),\"\")","v":39.386047875018335},{"$f":"IFERROR(IF(OR(E38=\"\",'Cost scenario - input'!$G23=\"\"),\"\",E38/'Cost scenario - input'!$G23),\"\")","v":43.570058776648821},{"$f":"IFERROR(IF(OR(F38=\"\",'Cost scenario - input'!$G23=\"\"),\"\",F38/'Cost scenario - input'!$G23),\"\")","v":47.566844939103071},{"$f":"IFERROR(IF(OR(G38=\"\",'Cost scenario - input'!$G23=\"\"),\"\",G38/'Cost scenario - input'!$G23),\"\")","v":51.249251661048802},{"$f":"IFERROR(IF(OR(H38=\"\",'Cost scenario - input'!$G23=\"\"),\"\",H38/'Cost scenario - input'!$G23),\"\")","v":54.493119220348973},{"$f":"IFERROR(IF(OR(I38=\"\",'Cost scenario - input'!$G23=\"\"),\"\",I38/'Cost scenario - input'!$G23),\"\")","v":57.18460154018296},{"$f":"IFERROR(IF(OR(J38=\"\",'Cost scenario - input'!$G23=\"\"),\"\",J38/'Cost scenario - input'!$G23),\"\")","v":59.227252465134839},{"$f":"IFERROR(IF(OR(K38=\"\",'Cost scenario - input'!$G23=\"\"),\"\",K38/'Cost scenario - input'!$G23),\"\")","v":60.548249565620971},{"$f":"IFERROR(IF(OR(L38=\"\",'Cost scenario - input'!$G23=\"\"),\"\",L38/'Cost scenario - input'!$G23),\"\")","v":61.103176302429013},{"$f":"IFERROR(IF(OR(M38=\"\",'Cost scenario - input'!$G23=\"\"),\"\",M38/'Cost scenario - input'!$G23),\"\")","v":60.878904580061615},{"$f":"IFERROR(IF(OR(N38=\"\",'Cost scenario - input'!$G23=\"\"),\"\",N38/'Cost scenario - input'!$G23),\"\")","v":59.894298773468769},{"$f":"IFERROR(IF(OR(O38=\"\",'Cost scenario - input'!$G23=\"\"),\"\",O38/'Cost scenario - input'!$G23),\"\")","v":58.198677861335902},{"$f":"IFERROR(IF(OR(P38=\"\",'Cost scenario - input'!$G23=\"\"),\"\",P38/'Cost scenario - input'!$G23),\"\")","v":55.86819708239986},{"$f":"IFERROR(IF(OR(Q38=\"\",'Cost scenario - input'!$G23=\"\"),\"\",Q38/'Cost scenario - input'!$G23),\"\")","v":53.000515563001393},{"$f":"IFERROR(IF(OR(R38=\"\",'Cost scenario - input'!$G23=\"\"),\"\",R38/'Cost scenario - input'!$G23),\"\")","v":49.708275463327659},{"$f":"IFERROR(IF(OR(S38=\"\",'Cost scenario - input'!$G23=\"\"),\"\",S38/'Cost scenario - input'!$G23),\"\")","v":46.112012054185662},{"$f":"IFERROR(IF(OR(T38=\"\",'Cost scenario - input'!$G23=\"\"),\"\",T38/'Cost scenario - input'!$G23),\"\")","v":42.333133210131159},{"$f":"IFERROR(IF(OR(U38=\"\",'Cost scenario - input'!$G23=\"\"),\"\",U38/'Cost scenario - input'!$G23),\"\")","v":38.487552440712662},{"$f":"IFERROR(IF(OR(V38=\"\",'Cost scenario - input'!$G23=\"\"),\"\",V38/'Cost scenario - input'!$G23),\"\")","v":34.680443334690608},{"$f":"IFERROR(IF(OR(W38=\"\",'Cost scenario - input'!$G23=\"\"),\"\",W38/'Cost scenario - input'!$G23),\"\")","v":31.002424556696731}]
[{"$f":"IFERROR('Cost scenario - input'!A24,\"\")","v":2},{"$f":"IFERROR('Cost scenario - input'!B24,\"\")","v":"POLES"},{"$f":"IFERROR('Cost scenario - input'!C24,\"\")","v":"> 22 kv & < = 66 kv ; wood"},{"$f":"IFERROR(repcalc('Cost scenario - input'!$CY24:$GK24,'Cost scenario - input'!$J24,'Cost scenario - input'!$H24,'Cost scenario - input'!$I24,20,TRUE,TRUE),\"\")","v":2654.2915012722256},2937.4840296870989,3231.3519488670545,3534.6647001144997,3846.069658379784,4164.0235306737704,4486.7141497540588,4811.9855837776768,5137.2811426345679,5459.618508378313,5775.6086920371727,6081.5259888314176,6373.4300592703885,6647.3344646014102,6899.4093577659905,7126.2005325442733,7324.8435057146216,7493.2503426614821,7630.2487814331771,7735.6577154228589,{"$f":"IFERROR(IF(OR(D39=\"\",'Cost scenario - input'!$G24=\"\"),\"\",D39/'Cost scenario - input'!$G24),\"\")","v":345.20954478924205},{"$f":"IFERROR(IF(OR(E39=\"\",'Cost scenario - input'!$G24=\"\"),\"\",E39/'Cost scenario - input'!$G24),\"\")","v":382.0407533339536},{"$f":"IFERROR(IF(OR(F39=\"\",'Cost scenario - input'!$G24=\"\"),\"\",F39/'Cost scenario - input'!$G24),\"\")","v":420.26037260322011},{"$f":"IFERROR(IF(OR(G39=\"\",'Cost scenario - input'!$G24=\"\"),\"\",G39/'Cost scenario - input'!$G24),\"\")","v":459.70835965992296},{"$f":"IFERROR(IF(OR(H39=\"\",'Cost scenario - input'!$G24=\"\"),\"\",H39/'Cost scenario - input'!$G24),\"\")","v":500.20879596706783},{"$f":"IFERROR(IF(OR(I39=\"\",'Cost scenario - input'!$G24=\"\"),\"\",I39/'Cost scenario - input'!$G24),\"\")","v":541.56096526195302},{"$f":"IFERROR(IF(OR(J39=\"\",'Cost scenario - input'!$G24=\"\"),\"\",J39/'Cost scenario - input'!$G24),\"\")","v":583.52918226715826},{"$f":"IFERROR(IF(OR(K39=\"\",'Cost scenario - input'!$G24=\"\"),\"\",K39/'Cost scenario - input'!$G24),\"\")","v":625.8330526666291},{"$f":"IFERROR(IF(OR(L39=\"\",'Cost scenario - input'!$G24=\"\"),\"\",L39/'Cost scenario - input'!$G24),\"\")","v":668.14006067276773},{"$f":"IFERROR(IF(OR(M39=\"\",'Cost scenario - input'!$G24=\"\"),\"\",M39/'Cost scenario - input'!$G24),\"\")","v":710.06233456153495},{"$f":"IFERROR(IF(OR(N39=\"\",'Cost scenario - input'!$G24=\"\"),\"\",N39/'Cost scenario - input'!$G24),\"\")","v":751.15911214096047},{"$f":"IFERROR(IF(OR(O39=\"\",'Cost scenario - input'!$G24=\"\"),\"\",O39/'Cost scenario - input'!$G24),\"\")","v":790.94583892619823},{"$f":"IFERROR(IF(OR(P39=\"\",'Cost scenario - input'!$G24=\"\"),\"\",P39/'Cost scenario - input'!$G24),\"\")","v":828.91004565709613},{"$f":"IFERROR(IF(OR(Q39=\"\",'Cost scenario - input'!$G24=\"\"),\"\",Q39/'Cost scenario - input'!$G24),\"\")","v":864.53326753561601},{"$f":"IFERROR(IF(OR(R39=\"\",'Cost scenario - input'!$G24=\"\"),\"\",R39/'Cost scenario - input'!$G24),\"\")","v":897.31740563063408},{"$f":"IFERROR(IF(OR(S39=\"\",'Cost scenario - input'!$G24=\"\"),\"\",S39/'Cost scenario - input'!$G24),\"\")","v":926.81321578181871},{"$f":"IFERROR(IF(OR(T39=\"\",'Cost scenario - input'!$G24=\"\"),\"\",T39/'Cost scenario - input'!$G24),\"\")","v":952.64815151169228},{"$f":"IFERROR(IF(OR(U39=\"\",'Cost scenario - input'!$G24=\"\"),\"\",U39/'Cost scenario - input'!$G24),\"\")","v":974.55066202870103},{"$f":"IFERROR(IF(OR(V39=\"\",'Cost scenario - input'!$G24=\"\"),\"\",V39/'Cost scenario - input'!$G24),\"\")","v":992.36828630340699},{"$f":"IFERROR(IF(OR(W39=\"\",'Cost scenario - input'!$G24=\"\"),\"\",W39/'Cost scenario - input'!$G24),\"\")","v":1006.0774701296206}]
[{"$f":"IFERROR('Cost scenario - input'!A25,\"\")","v":2},{"$f":"IFERROR('Cost scenario - input'!B25,\"\")","v":"POLES"},{"$f":"IFERROR('Cost scenario - input'!C25,\"\")","v":"> 66 kv & < = 132 kv ; concrete"},{"$f":"IFERROR(repcalc('Cost scenario - input'!$CY25:$GK25,'Cost scenario - input'!$J25,'Cost scenario - input'!$H25,'Cost scenario - input'!$I25,20,TRUE,TRUE),\"\")","v":108.72324821654371},152.99514366893354,211.56509600771273,287.48166501462686,383.85631600748206,503.63557701687353,649.31336802401188,822.59904313751065,1024.06793149754,1252.8315800056439,1506.2723934016187,1779.889820116472,2067.3009581238302,2360.4266506767945,2649.8752498213903,2925.5120895815921,3177.1764497639219,3395.4833757342849,3572.6293052947658,3703.1116010858718,{"$f":"IFERROR(IF(OR(D40=\"\",'Cost scenario - input'!$G25=\"\"),\"\",D40/'Cost scenario - input'!$G25),\"\")","v":4.4652039915698678},{"$f":"IFERROR(IF(OR(E40=\"\",'Cost scenario - input'!$G25=\"\"),\"\",E40/'Cost scenario - input'!$G25),\"\")","v":6.2834263821909637},{"$f":"IFERROR(IF(OR(F40=\"\",'Cost scenario - input'!$G25=\"\"),\"\",F40/'Cost scenario - input'!$G25),\"\")","v":8.6888621032456896},{"$f":"IFERROR(IF(OR(G40=\"\",'Cost scenario - input'!$G25=\"\"),\"\",G40/'Cost scenario - input'!$G25),\"\")","v":11.806713827844748},{"$f":"IFERROR(IF(OR(H40=\"\",'Cost scenario - input'!$G25=\"\"),\"\",H40/'Cost scenario - input'!$G25),\"\")","v":15.764767724858185},{"$f":"IFERROR(IF(OR(I40=\"\",'Cost scenario - input'!$G25=\"\"),\"\",I40/'Cost scenario - input'!$G25),\"\")","v":20.684036079508399},{"$f":"IFERROR(IF(OR(J40=\"\",'Cost scenario - input'!$G25=\"\"),\"\",J40/'Cost scenario - input'!$G25),\"\")","v":26.666942813426008},{"$f":"IFERROR(IF(OR(K40=\"\",'Cost scenario - input'!$G25=\"\"),\"\",K40/'Cost scenario - input'!$G25),\"\")","v":33.783690159472798},{"$f":"IFERROR(IF(OR(L40=\"\",'Cost scenario - input'!$G25=\"\"),\"\",L40/'Cost scenario - input'!$G25),\"\")","v":42.057906568925709},{"$f":"IFERROR(IF(OR(M40=\"\",'Cost scenario - input'!$G25=\"\"),\"\",M40/'Cost scenario - input'!$G25),\"\")","v":51.453103761802069},{"$f":"IFERROR(IF(OR(N40=\"\",'Cost scenario - input'!$G25=\"\"),\"\",N40/'Cost scenario - input'!$G25),\"\")","v":61.861778540801389},{"$f":"IFERROR(IF(OR(O40=\"\",'Cost scenario - input'!$G25=\"\"),\"\",O40/'Cost scenario - input'!$G25),\"\")","v":73.099095728905155},{"$f":"IFERROR(IF(OR(P40=\"\",'Cost scenario - input'!$G25=\"\"),\"\",P40/'Cost scenario - input'!$G25),\"\")","v":84.902913051360898},{"$f":"IFERROR(IF(OR(Q40=\"\",'Cost scenario - input'!$G25=\"\"),\"\",Q40/'Cost scenario - input'!$G25),\"\")","v":96.941423985216673},{"$f":"IFERROR(IF(OR(R40=\"\",'Cost scenario - input'!$G25=\"\"),\"\",R40/'Cost scenario - input'!$G25),\"\")","v":108.82891871569598},{"$f":"IFERROR(IF(OR(S40=\"\",'Cost scenario - input'!$G25=\"\"),\"\",S40/'Cost scenario - input'!$G25),\"\")","v":120.14917208661834},{"$f":"IFERROR(IF(OR(T40=\"\",'Cost scenario - input'!$G25=\"\"),\"\",T40/'Cost scenario - input'!$G25),\"\")","v":130.48488890942593},{"$f":"IFERROR(IF(OR(U40=\"\",'Cost scenario - input'!$G25=\"\"),\"\",U40/'Cost scenario - input'!$G25),\"\")","v":139.45063426030742},{"$f":"IFERROR(IF(OR(V40=\"\",'Cost scenario - input'!$G25=\"\"),\"\",V40/'Cost scenario - input'!$G25),\"\")","v":146.72592013282289},{"$f":"IFERROR(IF(OR(W40=\"\",'Cost scenario - input'!$G25=\"\"),\"\",W40/'Cost scenario - input'!$G25),\"\")","v":152.08475623782249}]
[{"$f":"IFERROR('Cost scenario - input'!A26,\"\")","v":2},{"$f":"IFERROR('Cost scenario - input'!B26,\"\")","v":"POLES"},{"$f":"IFERROR('Cost scenario - input'!C26,\"\")","v":"> 66 kv & < = 132 kv ; steel"},{"$f":"IFERROR(repcalc('Cost scenario - input'!$CY26:$GK26,'Cost scenario - input'!$J26,'Cost scenario - input'!$H26,'Cost scenario - input'!$I26,20,TRUE,TRUE),\"\")","v":4.0333181131353122},5.199343416594715,6.6174838991489624,8.317340747399431,10.325994956297967,12.66682374399471,15.358663247317033,18.415554566399301,21.84730801570792,25.66108411494119,29.864114128524726,34.467566872894565,39.491416735627865,44.969991479796285,50.95769491276117,57.534231738330881,64.808536106849544,72.92054815878214,82.040017606980385,92.361656296663654,{"$f":"IFERROR(IF(OR(D41=\"\",'Cost scenario - input'!$G26=\"\"),\"\",D41/'Cost scenario - input'!$G26),\"\")","v":0.22781248184446423},{"$f":"IFERROR(IF(OR(E41=\"\",'Cost scenario - input'!$G26=\"\"),\"\",E41/'Cost scenario - input'!$G26),\"\")","v":0.2936726770543181},{"$f":"IFERROR(IF(OR(F41=\"\",'Cost scenario - input'!$G26=\"\"),\"\",F41/'Cost scenario - input'!$G26),\"\")","v":0.37377300484216264},{"$f":"IFERROR(IF(OR(G41=\"\",'Cost scenario - input'!$G26=\"\"),\"\",G41/'Cost scenario - input'!$G26),\"\")","v":0.46978541857146783},{"$f":"IFERROR(IF(OR(H41=\"\",'Cost scenario - input'!$G26=\"\"),\"\",H41/'Cost scenario - input'!$G26),\"\")","v":0.58323952451125205},{"$f":"IFERROR(IF(OR(I41=\"\",'Cost scenario - input'!$G26=\"\"),\"\",I41/'Cost scenario - input'!$G26),\"\")","v":0.71545572981414207},{"$f":"IFERROR(IF(OR(J41=\"\",'Cost scenario - input'!$G26=\"\"),\"\",J41/'Cost scenario - input'!$G26),\"\")","v":0.86749794934096447},{"$f":"IFERROR(IF(OR(K41=\"\",'Cost scenario - input'!$G26=\"\"),\"\",K41/'Cost scenario - input'!$G26),\"\")","v":1.0401592615893014},{"$f":"IFERROR(IF(OR(L41=\"\",'Cost scenario - input'!$G26=\"\"),\"\",L41/'Cost scenario - input'!$G26),\"\")","v":1.2339937790847653},{"$f":"IFERROR(IF(OR(M41=\"\",'Cost scenario - input'!$G26=\"\"),\"\",M41/'Cost scenario - input'!$G26),\"\")","v":1.449405946931364},{"$f":"IFERROR(IF(OR(N41=\"\",'Cost scenario - input'!$G26=\"\"),\"\",N41/'Cost scenario - input'!$G26),\"\")","v":1.6868042060825421},{"$f":"IFERROR(IF(OR(O41=\"\",'Cost scenario - input'!$G26=\"\"),\"\",O41/'Cost scenario - input'!$G26),\"\")","v":1.9468194008506468},{"$f":"IFERROR(IF(OR(P41=\"\",'Cost scenario - input'!$G26=\"\"),\"\",P41/'Cost scenario - input'!$G26),\"\")","v":2.2305797375114134},{"$f":"IFERROR(IF(OR(Q41=\"\",'Cost scenario - input'!$G26=\"\"),\"\",Q41/'Cost scenario - input'!$G26),\"\")","v":2.5400241389769858},{"$f":"IFERROR(IF(OR(R41=\"\",'Cost scenario - input'!$G26=\"\"),\"\",R41/'Cost scenario - input'!$G26),\"\")","v":2.8782254762754174},{"$f":"IFERROR(IF(OR(S41=\"\",'Cost scenario - input'!$G26=\"\"),\"\",S41/'Cost scenario - input'!$G26),\"\")","v":3.2496856820289146},{"$f":"IFERROR(IF(OR(T41=\"\",'Cost scenario - input'!$G26=\"\"),\"\",T41/'Cost scenario - input'!$G26),\"\")","v":3.6605576453603792},{"$f":"IFERROR(IF(OR(U41=\"\",'Cost scenario - input'!$G26=\"\"),\"\",U41/'Cost scenario - input'!$G26),\"\")","v":4.1187455557769983},{"$f":"IFERROR(IF(OR(V41=\"\",'Cost scenario - input'!$G26=\"\"),\"\",V41/'Cost scenario - input'!$G26),\"\")","v":4.6338373263301111},{"$f":"IFERROR(IF(OR(W41=\"\",'Cost scenario - input'!$G26=\"\"),\"\",W41/'Cost scenario - input'!$G26),\"\")","v":5.216830797373416}]
[{"$f":"IFERROR('Cost scenario - input'!A27,\"\")","v":2},{"$f":"IFERROR('Cost scenario - input'!B27,\"\")","v":"POLES"},{"$f":"IFERROR('Cost scenario - input'!C27,\"\")","v":"> 66 kv & < = 132 kv ; wood"},{"$f":"IFERROR(repcalc('Cost scenario - input'!$CY27:$GK27,'Cost scenario - input'!$J27,'Cost scenario - input'!$H27,'Cost scenario - input'!$I27,20,TRUE,TRUE),\"\")","v":248.08410943521326},307.59214206527002,378.09203182633286,460.71387662350941,556.45971151150354,666.12424619730007,790.20768852649553,928.82535155316111,1081.6203180143352,1247.6867158185064,1425.5118941500182,1612.9457547168986,1807.2045223661951,2004.9142738251032,2202.1966575727292,2394.7956534210257,2578.240293272303,2748.0344469621014,2899.8615573952993,3029.7900382460084,{"$f":"IFERROR(IF(OR(D42=\"\",'Cost scenario - input'!$G27=\"\"),\"\",D42/'Cost scenario - input'!$G27),\"\")","v":11.154016353624217},{"$f":"IFERROR(IF(OR(E42=\"\",'Cost scenario - input'!$G27=\"\"),\"\",E42/'Cost scenario - input'!$G27),\"\")","v":13.829534631029221},{"$f":"IFERROR(IF(OR(F42=\"\",'Cost scenario - input'!$G27=\"\"),\"\",F42/'Cost scenario - input'!$G27),\"\")","v":16.99925366347275},{"$f":"IFERROR(IF(OR(G42=\"\",'Cost scenario - input'!$G27=\"\"),\"\",G42/'Cost scenario - input'!$G27),\"\")","v":20.713983357899128},{"$f":"IFERROR(IF(OR(H42=\"\",'Cost scenario - input'!$G27=\"\"),\"\",H42/'Cost scenario - input'!$G27),\"\")","v":25.018775835593004},{"$f":"IFERROR(IF(OR(I42=\"\",'Cost scenario - input'!$G27=\"\"),\"\",I42/'Cost scenario - input'!$G27),\"\")","v":29.949361740843823},{"$f":"IFERROR(IF(OR(J42=\"\",'Cost scenario - input'!$G27=\"\"),\"\",J42/'Cost scenario - input'!$G27),\"\")","v":35.528230730496986},{"$f":"IFERROR(IF(OR(K42=\"\",'Cost scenario - input'!$G27=\"\"),\"\",K42/'Cost scenario - input'!$G27),\"\")","v":41.760567351413741},{"$f":"IFERROR(IF(OR(L42=\"\",'Cost scenario - input'!$G27=\"\"),\"\",L42/'Cost scenario - input'!$G27),\"\")","v":48.630324380750878},{"$f":"IFERROR(IF(OR(M42=\"\",'Cost scenario - input'!$G27=\"\"),\"\",M42/'Cost scenario - input'!$G27),\"\")","v":56.096773244050269},{"$f":"IFERROR(IF(OR(N42=\"\",'Cost scenario - input'!$G27=\"\"),\"\",N42/'Cost scenario - input'!$G27),\"\")","v":64.091904216813376},{"$f":"IFERROR(IF(OR(O42=\"\",'Cost scenario - input'!$G27=\"\"),\"\",O42/'Cost scenario - input'!$G27),\"\")","v":72.519047538267714},{"$f":"IFERROR(IF(OR(P42=\"\",'Cost scenario - input'!$G27=\"\"),\"\",P42/'Cost scenario - input'!$G27),\"\")","v":81.253042940585033},{"$f":"IFERROR(IF(OR(Q42=\"\",'Cost scenario - input'!$G27=\"\"),\"\",Q42/'Cost scenario - input'!$G27),\"\")","v":90.142196728242439},{"$f":"IFERROR(IF(OR(R42=\"\",'Cost scenario - input'!$G27=\"\"),\"\",R42/'Cost scenario - input'!$G27),\"\")","v":99.012135796942218},{"$f":"IFERROR(IF(OR(S42=\"\",'Cost scenario - input'!$G27=\"\"),\"\",S42/'Cost scenario - input'!$G27),\"\")","v":107.67150682346302},{"$f":"IFERROR(IF(OR(T42=\"\",'Cost scenario - input'!$G27=\"\"),\"\",T42/'Cost scenario - input'!$G27),\"\")","v":115.91929229244808},{"$f":"IFERROR(IF(OR(U42=\"\",'Cost scenario - input'!$G27=\"\"),\"\",U42/'Cost scenario - input'!$G27),\"\")","v":123.55334338631864},{"$f":"IFERROR(IF(OR(V42=\"\",'Cost scenario - input'!$G27=\"\"),\"\",V42/'Cost scenario - input'!$G27),\"\")","v":130.37958500473897},{"$f":"IFERROR(IF(OR(W42=\"\",'Cost scenario - input'!$G27=\"\"),\"\",W42/'Cost scenario - input'!$G27),\"\")","v":136.22125057336268}]
[{"$f":"IFERROR('Cost scenario - input'!A28,\"\")","v":2},{"$f":"IFERROR('Cost scenario - input'!B28,\"\")","v":"POLES"},{"$f":"IFERROR('Cost scenario - input'!C28,\"\")","v":"staking of a wooden pole"},{"$f":"IFERROR(repcalc('Cost scenario - input'!$CY28:$GK28,'Cost scenario - input'!$J28,'Cost scenario - input'!$H28,'Cost scenario - input'!$I28,20,TRUE,TRUE),\"\")","v":7561.0648950032255},8210.6477162770097,8853.8903703408105,9507.1718752288798,10187.73269725697,10909.934422050024,11681.840224451902,12502.656711105625,13361.420481593901,14237.108605554751,15100.132991066408,15914.976867214182,16643.580825946319,17249.014764513606,17698.992949627205,17968.887867024776,18044.033648735553,17921.229540863289,17609.419229277992,17129.52780813555,{"$f":"IFERROR(IF(OR(D43=\"\",'Cost scenario - input'!$G28=\"\"),\"\",D43/'Cost scenario - input'!$G28),\"\")","v":1035.6698283448852},{"$f":"IFERROR(IF(OR(E43=\"\",'Cost scenario - input'!$G28=\"\"),\"\",E43/'Cost scenario - input'!$G28),\"\")","v":1124.645830845406},{"$f":"IFERROR(IF(OR(F43=\"\",'Cost scenario - input'!$G28=\"\"),\"\",F43/'Cost scenario - input'!$G28),\"\")","v":1212.7533948419295},{"$f":"IFERROR(IF(OR(G43=\"\",'Cost scenario - input'!$G28=\"\"),\"\",G43/'Cost scenario - input'!$G28),\"\")","v":1302.2360210888542},{"$f":"IFERROR(IF(OR(H43=\"\",'Cost scenario - input'!$G28=\"\"),\"\",H43/'Cost scenario - input'!$G28),\"\")","v":1395.4552064173495},{"$f":"IFERROR(IF(OR(I43=\"\",'Cost scenario - input'!$G28=\"\"),\"\",I43/'Cost scenario - input'!$G28),\"\")","v":1494.3781156547902},{"$f":"IFERROR(IF(OR(J43=\"\",'Cost scenario - input'!$G28=\"\"),\"\",J43/'Cost scenario - input'!$G28),\"\")","v":1600.1091946725469},{"$f":"IFERROR(IF(OR(K43=\"\",'Cost scenario - input'!$G28=\"\"),\"\",K43/'Cost scenario - input'!$G28),\"\")","v":1712.5397691538087},{"$f":"IFERROR(IF(OR(L43=\"\",'Cost scenario - input'!$G28=\"\"),\"\",L43/'Cost scenario - input'!$G28),\"\")","v":1830.1681375279727},{"$f":"IFERROR(IF(OR(M43=\"\",'Cost scenario - input'!$G28=\"\"),\"\",M43/'Cost scenario - input'!$G28),\"\")","v":1950.1147034707587},{"$f":"IFERROR(IF(OR(N43=\"\",'Cost scenario - input'!$G28=\"\"),\"\",N43/'Cost scenario - input'!$G28),\"\")","v":2068.3266656232045},{"$f":"IFERROR(IF(OR(O43=\"\",'Cost scenario - input'!$G28=\"\"),\"\",O43/'Cost scenario - input'!$G28),\"\")","v":2179.9391473379887},{"$f":"IFERROR(IF(OR(P43=\"\",'Cost scenario - input'!$G28=\"\"),\"\",P43/'Cost scenario - input'!$G28),\"\")","v":2279.7389966118913},{"$f":"IFERROR(IF(OR(Q43=\"\",'Cost scenario - input'!$G28=\"\"),\"\",Q43/'Cost scenario - input'!$G28),\"\")","v":2362.6677469846763},{"$f":"IFERROR(IF(OR(R43=\"\",'Cost scenario - input'!$G28=\"\"),\"\",R43/'Cost scenario - input'!$G28),\"\")","v":2424.3030901813099},{"$f":"IFERROR(IF(OR(S43=\"\",'Cost scenario - input'!$G28=\"\"),\"\",S43/'Cost scenario - input'!$G28),\"\")","v":2461.2716953518625},{"$f":"IFERROR(IF(OR(T43=\"\",'Cost scenario - input'!$G28=\"\"),\"\",T43/'Cost scenario - input'!$G28),\"\")","v":2471.564718877778},{"$f":"IFERROR(IF(OR(U43=\"\",'Cost scenario - input'!$G28=\"\"),\"\",U43/'Cost scenario - input'!$G28),\"\")","v":2454.7437404724524},{"$f":"IFERROR(IF(OR(V43=\"\",'Cost scenario - input'!$G28=\"\"),\"\",V43/'Cost scenario - input'!$G28),\"\")","v":2412.0338131857388},{"$f":"IFERROR(IF(OR(W43=\"\",'Cost scenario - input'!$G28=\"\"),\"\",W43/'Cost scenario - input'!$G28),\"\")","v":2346.3011323186265}]
[{"$f":"IFERROR('Cost scenario - input'!A29,\"\")","v":3},{"$f":"IFERROR('Cost scenario - input'!B29,\"\")","v":"SERVICE LINES"},{"$f":"IFERROR('Cost scenario - input'!C29,\"\")","v":"˂ = 11 kv ; commercial and industrial ; simple type"},{"$f":"IFERROR(repcalc('Cost scenario - input'!$CY29:$GK29,'Cost scenario - input'!$J29,'Cost scenario - input'!$H29,'Cost scenario - input'!$I29,20,TRUE,TRUE),\"\")","v":1187.7576383433311},1105.4359250960479,1035.3995540509736,977.20826465254663,930.05315836138141,892.89418333007393,864.57639439117111,843.92047536459006,829.78708550024669,821.11761414987086,816.9557583762994,816.45504120460362,818.87717342515919,823.5853204794189,830.03517971046665,837.76558405342678,846.38934236382715,855.5843349772415,865.08454755392256,874.67070988355545,{"$f":"IFERROR(IF(OR(D44=\"\",'Cost scenario - input'!$G29=\"\"),\"\",D44/'Cost scenario - input'!$G29),\"\")","v":1297.4122611049288},{"$f":"IFERROR(IF(OR(E44=\"\",'Cost scenario - input'!$G29=\"\"),\"\",E44/'Cost scenario - input'!$G29),\"\")","v":1207.4905492385587},{"$f":"IFERROR(IF(OR(F44=\"\",'Cost scenario - input'!$G29=\"\"),\"\",F44/'Cost scenario - input'!$G29),\"\")","v":1130.9883710299534},{"$f":"IFERROR(IF(OR(G44=\"\",'Cost scenario - input'!$G29=\"\"),\"\",G44/'Cost scenario - input'!$G29),\"\")","v":1067.4248207585965},{"$f":"IFERROR(IF(OR(H44=\"\",'Cost scenario - input'!$G29=\"\"),\"\",H44/'Cost scenario - input'!$G29),\"\")","v":1015.9163218015228},{"$f":"IFERROR(IF(OR(I44=\"\",'Cost scenario - input'!$G29=\"\"),\"\",I44/'Cost scenario - input'!$G29),\"\")","v":975.32680399134597},{"$f":"IFERROR(IF(OR(J44=\"\",'Cost scenario - input'!$G29=\"\"),\"\",J44/'Cost scenario - input'!$G29),\"\")","v":944.39469680830291},{"$f":"IFERROR(IF(OR(K44=\"\",'Cost scenario - input'!$G29=\"\"),\"\",K44/'Cost scenario - input'!$G29),\"\")","v":921.83180877092843},{"$f":"IFERROR(IF(OR(L44=\"\",'Cost scenario - input'!$G29=\"\"),\"\",L44/'Cost scenario - input'!$G29),\"\")","v":906.39361438764399},{"$f":"IFERROR(IF(OR(M44=\"\",'Cost scenario - input'!$G29=\"\"),\"\",M44/'Cost scenario - input'!$G29),\"\")","v":896.92377132861395},{"$f":"IFERROR(IF(OR(N44=\"\",'Cost scenario - input'!$G29=\"\"),\"\",N44/'Cost scenario - input'!$G29),\"\")","v":892.37769009514511},{"$f":"IFERROR(IF(OR(O44=\"\",'Cost scenario - input'!$G29=\"\"),\"\",O44/'Cost scenario - input'!$G29),\"\")","v":891.83074636105971},{"$f":"IFERROR(IF(OR(P44=\"\",'Cost scenario - input'!$G29=\"\"),\"\",P44/'Cost scenario - input'!$G29),\"\")","v":894.47649153627003},{"$f":"IFERROR(IF(OR(Q44=\"\",'Cost scenario - input'!$G29=\"\"),\"\",Q44/'Cost scenario - input'!$G29),\"\")","v":899.61929804669717},{"$f":"IFERROR(IF(OR(R44=\"\",'Cost scenario - input'!$G29=\"\"),\"\",R44/'Cost scenario - input'!$G29),\"\")","v":906.66461283030401},{"$f":"IFERROR(IF(OR(S44=\"\",'Cost scenario - input'!$G29=\"\"),\"\",S44/'Cost scenario - input'!$G29),\"\")","v":915.10869355357704},{"$f":"IFERROR(IF(OR(T44=\"\",'Cost scenario - input'!$G29=\"\"),\"\",T44/'Cost scenario - input'!$G29),\"\")","v":924.52860331254487},{"$f":"IFERROR(IF(OR(U44=\"\",'Cost scenario - input'!$G29=\"\"),\"\",U44/'Cost scenario - input'!$G29),\"\")","v":934.57248412820729},{"$f":"IFERROR(IF(OR(V44=\"\",'Cost scenario - input'!$G29=\"\"),\"\",V44/'Cost scenario - input'!$G29),\"\")","v":944.94976302938187},{"$f":"IFERROR(IF(OR(W44=\"\",'Cost scenario - input'!$G29=\"\"),\"\",W44/'Cost scenario - input'!$G29),\"\")","v":955.42092662531138}]
[{"$f":"IFERROR('Cost scenario - input'!A30,\"\")","v":3},{"$f":"IFERROR('Cost scenario - input'!B30,\"\")","v":"SERVICE LINES"},{"$f":"IFERROR('Cost scenario - input'!C30,\"\")","v":"˂ = 11 kv ; residential ; simple type"},{"$f":"IFERROR(repcalc('Cost scenario - input'!$CY30:$GK30,'Cost scenario - input'!$J30,'Cost scenario - input'!$H30,'Cost scenario - input'!$I30,20,TRUE,TRUE),\"\")","v":3719.8912946576229},3725.6983110459155,3731.4950414801351,3741.1061719392346,3757.5321058326135,3782.8180873090696,3818.0089000186294,3863.1836058160702,3917.5580971476606,3979.638615998399,4047.4070639353881,4118.5188234258858,4190.4956218482121,4260.8992181958247,4327.4758080239289,4388.2654390416556,4441.6748761666504,4486.5158290800528,4522.012983820804,4547.7877541149164,{"$f":"IFERROR(IF(OR(D45=\"\",'Cost scenario - input'!$G30=\"\"),\"\",D45/'Cost scenario - input'!$G30),\"\")","v":5722.2489835697179},{"$f":"IFERROR(IF(OR(E45=\"\",'Cost scenario - input'!$G30=\"\"),\"\",E45/'Cost scenario - input'!$G30),\"\")","v":5731.1818235355531},{"$f":"IFERROR(IF(OR(F45=\"\",'Cost scenario - input'!$G30=\"\"),\"\",F45/'Cost scenario - input'!$G30),\"\")","v":5740.0988407835785},{"$f":"IFERROR(IF(OR(G45=\"\",'Cost scenario - input'!$G30=\"\"),\"\",G45/'Cost scenario - input'!$G30),\"\")","v":5754.8834882757037},{"$f":"IFERROR(IF(OR(H45=\"\",'Cost scenario - input'!$G30=\"\"),\"\",H45/'Cost scenario - input'!$G30),\"\")","v":5780.151238346939},{"$f":"IFERROR(IF(OR(I45=\"\",'Cost scenario - input'!$G30=\"\"),\"\",I45/'Cost scenario - input'!$G30),\"\")","v":5819.0482571953162},{"$f":"IFERROR(IF(OR(J45=\"\",'Cost scenario - input'!$G30=\"\"),\"\",J45/'Cost scenario - input'!$G30),\"\")","v":5873.1817187154074},{"$f":"IFERROR(IF(OR(K45=\"\",'Cost scenario - input'!$G30=\"\"),\"\",K45/'Cost scenario - input'!$G30),\"\")","v":5942.6732424875445},{"$f":"IFERROR(IF(OR(L45=\"\",'Cost scenario - input'!$G30=\"\"),\"\",L45/'Cost scenario - input'!$G30),\"\")","v":6026.3166484658777},{"$f":"IFERROR(IF(OR(M45=\"\",'Cost scenario - input'!$G30=\"\"),\"\",M45/'Cost scenario - input'!$G30),\"\")","v":6121.8141127071858},{"$f":"IFERROR(IF(OR(N45=\"\",'Cost scenario - input'!$G30=\"\"),\"\",N45/'Cost scenario - input'!$G30),\"\")","v":6226.0612268318537},{"$f":"IFERROR(IF(OR(O45=\"\",'Cost scenario - input'!$G30=\"\"),\"\",O45/'Cost scenario - input'!$G30),\"\")","v":6335.4513033775738},{"$f":"IFERROR(IF(OR(P45=\"\",'Cost scenario - input'!$G30=\"\"),\"\",P45/'Cost scenario - input'!$G30),\"\")","v":6446.172055407148},{"$f":"IFERROR(IF(OR(Q45=\"\",'Cost scenario - input'!$G30=\"\"),\"\",Q45/'Cost scenario - input'!$G30),\"\")","v":6554.4727759734615},{"$f":"IFERROR(IF(OR(R45=\"\",'Cost scenario - input'!$G30=\"\"),\"\",R45/'Cost scenario - input'!$G30),\"\")","v":6656.8864739276305},{"$f":"IFERROR(IF(OR(S45=\"\",'Cost scenario - input'!$G30=\"\"),\"\",S45/'Cost scenario - input'!$G30),\"\")","v":6750.3981861656575},{"$f":"IFERROR(IF(OR(T45=\"\",'Cost scenario - input'!$G30=\"\"),\"\",T45/'Cost scenario - input'!$G30),\"\")","v":6832.5570647706472},{"$f":"IFERROR(IF(OR(U45=\"\",'Cost scenario - input'!$G30=\"\"),\"\",U45/'Cost scenario - input'!$G30),\"\")","v":6901.5351818461431},{"$f":"IFERROR(IF(OR(V45=\"\",'Cost scenario - input'!$G30=\"\"),\"\",V45/'Cost scenario - input'!$G30),\"\")","v":6956.1398843885536},{"$f":"IFERROR(IF(OR(W45=\"\",'Cost scenario - input'!$G30=\"\"),\"\",W45/'Cost scenario - input'!$G30),\"\")","v":6995.7887992181477}]
[{"$f":"IFERROR('Cost scenario - input'!A31,\"\")","v":3},{"$f":"IFERROR('Cost scenario - input'!B31,\"\")","v":"SERVICE LINES"},{"$f":"IFERROR('Cost scenario - input'!C31,\"\")","v":"˂ = 11 kV ; residential ; complex type"},{"$f":"IFERROR(repcalc('Cost scenario - input'!$CY31:$GK31,'Cost scenario - input'!$J31,'Cost scenario - input'!$H31,'Cost scenario - input'!$I31,20,TRUE,TRUE),\"\")","v":""},"","","","","","","","","","","","","","","","","","","",{"$f":"IFERROR(IF(OR(D46=\"\",'Cost scenario - input'!$G31=\"\"),\"\",D46/'Cost scenario - input'!$G31),\"\")","v":""},{"$f":"IFERROR(IF(OR(E46=\"\",'Cost scenario - input'!$G31=\"\"),\"\",E46/'Cost scenario - input'!$G31),\"\")","v":""},{"$f":"IFERROR(IF(OR(F46=\"\",'Cost scenario - input'!$G31=\"\"),\"\",F46/'Cost scenario - input'!$G31),\"\")","v":""},{"$f":"IFERROR(IF(OR(G46=\"\",'Cost scenario - input'!$G31=\"\"),\"\",G46/'Cost scenario - input'!$G31),\"\")","v":""},{"$f":"IFERROR(IF(OR(H46=\"\",'Cost scenario - input'!$G31=\"\"),\"\",H46/'Cost scenario - input'!$G31),\"\")","v":""},{"$f":"IFERROR(IF(OR(I46=\"\",'Cost scenario - input'!$G31=\"\"),\"\",I46/'Cost scenario - input'!$G31),\"\")","v":""},{"$f":"IFERROR(IF(OR(J46=\"\",'Cost scenario - input'!$G31=\"\"),\"\",J46/'Cost scenario - input'!$G31),\"\")","v":""},{"$f":"IFERROR(IF(OR(K46=\"\",'Cost scenario - input'!$G31=\"\"),\"\",K46/'Cost scenario - input'!$G31),\"\")","v":""},{"$f":"IFERROR(IF(OR(L46=\"\",'Cost scenario - input'!$G31=\"\"),\"\",L46/'Cost scenario - input'!$G31),\"\")","v":""},{"$f":"IFERROR(IF(OR(M46=\"\",'Cost scenario - input'!$G31=\"\"),\"\",M46/'Cost scenario - input'!$G31),\"\")","v":""},{"$f":"IFERROR(IF(OR(N46=\"\",'Cost scenario - input'!$G31=\"\"),\"\",N46/'Cost scenario - input'!$G31),\"\")","v":""},{"$f":"IFERROR(IF(OR(O46=\"\",'Cost scenario - input'!$G31=\"\"),\"\",O46/'Cost scenario - input'!$G31),\"\")","v":""},{"$f":"IFERROR(IF(OR(P46=\"\",'Cost scenario - input'!$G31=\"\"),\"\",P46/'Cost scenario - input'!$G31),\"\")","v":""},{"$f":"IFERROR(IF(OR(Q46=\"\",'Cost scenario - input'!$G31=\"\"),\"\",Q46/'Cost scenario - input'!$G31),\"\")","v":""},{"$f":"IFERROR(IF(OR(R46=\"\",'Cost scenario - input'!$G31=\"\"),\"\",R46/'Cost scenario - input'!$G31),\"\")","v":""},{"$f":"IFERROR(IF(OR(S46=\"\",'Cost scenario - input'!$G31=\"\"),\"\",S46/'Cost scenario - input'!$G31),\"\")","v":""},{"$f":"IFERROR(IF(OR(T46=\"\",'Cost scenario - input'!$G31=\"\"),\"\",T46/'Cost scenario - input'!$G31),\"\")","v":""},{"$f":"IFERROR(IF(OR(U46=\"\",'Cost scenario - input'!$G31=\"\"),\"\",U46/'Cost scenario - input'!$G31),\"\")","v":""},{"$f":"IFERROR(IF(OR(V46=\"\",'Cost scenario - input'!$G31=\"\"),\"\",V46/'Cost scenario - input'!$G31),\"\")","v":""},{"$f":"IFERROR(IF(OR(W46=\"\",'Cost scenario - input'!$G31=\"\"),\"\",W46/'Cost scenario - input'!$G31),\"\")","v":""}]
[{"$f":"IFERROR('Cost scenario - input'!A32,\"\")","v":4},{"$f":"IFERROR('Cost scenario - input'!B32,\"\")","v":"SWITCHGEAR"},{"$f":"IFERROR('Cost scenario - input'!C32,\"\")","v":"˂ = 11 kv ; circuit breaker"},{"$f":"IFERROR(repcalc('Cost scenario - input'!$CY32:$GK32,'Cost scenario - input'!$J32,'Cost scenario - input'!$H32,'Cost scenario - input'!$I32,20,TRUE,TRUE),\"\")","v":905.28488604330562},962.65757756343942,1019.612739222056,1075.7763457463775,1130.9875130953096,1185.3359001915135,1239.1652661626945,1293.0386746306403,1347.6662043684612,1403.8018506345254,1462.1217376057621,1523.0999426565727,1586.9004063307302,1653.3030623725406,1721.6793124226072,1791.0265318005065,1860.0640561269975,1927.385003512434,1991.650449103146,2051.8060079259435,{"$f":"IFERROR(IF(OR(D47=\"\",'Cost scenario - input'!$G32=\"\"),\"\",D47/'Cost scenario - input'!$G32),\"\")","v":11.1596412615713},{"$f":"IFERROR(IF(OR(E47=\"\",'Cost scenario - input'!$G32=\"\"),\"\",E47/'Cost scenario - input'!$G32),\"\")","v":11.866886754615862},{"$f":"IFERROR(IF(OR(F47=\"\",'Cost scenario - input'!$G32=\"\"),\"\",F47/'Cost scenario - input'!$G32),\"\")","v":12.568985267364651},{"$f":"IFERROR(IF(OR(G47=\"\",'Cost scenario - input'!$G32=\"\"),\"\",G47/'Cost scenario - input'!$G32),\"\")","v":13.261326109932844},{"$f":"IFERROR(IF(OR(H47=\"\",'Cost scenario - input'!$G32=\"\"),\"\",H47/'Cost scenario - input'!$G32),\"\")","v":13.941926030185115},{"$f":"IFERROR(IF(OR(I47=\"\",'Cost scenario - input'!$G32=\"\"),\"\",I47/'Cost scenario - input'!$G32),\"\")","v":14.611890272921444},{"$f":"IFERROR(IF(OR(J47=\"\",'Cost scenario - input'!$G32=\"\"),\"\",J47/'Cost scenario - input'!$G32),\"\")","v":15.275456430754634},{"$f":"IFERROR(IF(OR(K47=\"\",'Cost scenario - input'!$G32=\"\"),\"\",K47/'Cost scenario - input'!$G32),\"\")","v":15.939565509906556},{"$f":"IFERROR(IF(OR(L47=\"\",'Cost scenario - input'!$G32=\"\"),\"\",L47/'Cost scenario - input'!$G32),\"\")","v":16.612970803950908},{"$f":"IFERROR(IF(OR(M47=\"\",'Cost scenario - input'!$G32=\"\"),\"\",M47/'Cost scenario - input'!$G32),\"\")","v":17.304966974409201},{"$f":"IFERROR(IF(OR(N47=\"\",'Cost scenario - input'!$G32=\"\"),\"\",N47/'Cost scenario - input'!$G32),\"\")","v":18.02388874925396},{"$f":"IFERROR(IF(OR(O47=\"\",'Cost scenario - input'!$G32=\"\"),\"\",O47/'Cost scenario - input'!$G32),\"\")","v":18.77558018211969},{"$f":"IFERROR(IF(OR(P47=\"\",'Cost scenario - input'!$G32=\"\"),\"\",P47/'Cost scenario - input'!$G32),\"\")","v":19.56206220330683},{"$f":"IFERROR(IF(OR(Q47=\"\",'Cost scenario - input'!$G32=\"\"),\"\",Q47/'Cost scenario - input'!$G32),\"\")","v":20.38062200880729},{"$f":"IFERROR(IF(OR(R47=\"\",'Cost scenario - input'!$G32=\"\"),\"\",R47/'Cost scenario - input'!$G32),\"\")","v":21.223510731610663},{"$f":"IFERROR(IF(OR(S47=\"\",'Cost scenario - input'!$G32=\"\"),\"\",S47/'Cost scenario - input'!$G32),\"\")","v":22.078368801899735},{"$f":"IFERROR(IF(OR(T47=\"\",'Cost scenario - input'!$G32=\"\"),\"\",T47/'Cost scenario - input'!$G32),\"\")","v":22.929409194762084},{"$f":"IFERROR(IF(OR(U47=\"\",'Cost scenario - input'!$G32=\"\"),\"\",U47/'Cost scenario - input'!$G32),\"\")","v":23.759288974920757},{"$f":"IFERROR(IF(OR(V47=\"\",'Cost scenario - input'!$G32=\"\"),\"\",V47/'Cost scenario - input'!$G32),\"\")","v":24.55150292807966},{"$f":"IFERROR(IF(OR(W47=\"\",'Cost scenario - input'!$G32=\"\"),\"\",W47/'Cost scenario - input'!$G32),\"\")","v":25.293053424173614}]
[{"$f":"IFERROR('Cost scenario - input'!A33,\"\")","v":4},{"$f":"IFERROR('Cost scenario - input'!B33,\"\")","v":"SWITCHGEAR"},{"$f":"IFERROR('Cost scenario - input'!C33,\"\")","v":"˂ = 11 kv ; fuse"},{"$f":"IFERROR(repcalc('Cost scenario - input'!$CY33:$GK33,'Cost scenario - input'!$J33,'Cost scenario - input'!$H33,'Cost scenario - input'!$I33,20,TRUE,TRUE),\"\")","v":1623.3912646106069},1488.7870286833422,1380.2455461063516,1294.030384499104,1226.638268900384,1174.9123485328696,1136.08921898107,1107.7981263893221,1088.0311272354802,1075.100609690651,1067.5966786827207,1064.3525059518076,1064.4216430648808,1067.0679977222385,1071.7669096887139,1078.214517697809,1086.3421835429099,1096.3328215143426,1108.6362218882241,1123.9805503811829,{"$f":"IFERROR(IF(OR(D48=\"\",'Cost scenario - input'!$G33=\"\"),\"\",D48/'Cost scenario - input'!$G33),\"\")","v":1213.8435440516223},{"$f":"IFERROR(IF(OR(E48=\"\",'Cost scenario - input'!$G33=\"\"),\"\",E48/'Cost scenario - input'!$G33),\"\")","v":1113.1971463875923},{"$f":"IFERROR(IF(OR(F48=\"\",'Cost scenario - input'!$G33=\"\"),\"\",F48/'Cost scenario - input'!$G33),\"\")","v":1032.0384135792854},{"$f":"IFERROR(IF(OR(G48=\"\",'Cost scenario - input'!$G33=\"\"),\"\",G48/'Cost scenario - input'!$G33),\"\")","v":967.57353712115867},{"$f":"IFERROR(IF(OR(H48=\"\",'Cost scenario - input'!$G33=\"\"),\"\",H48/'Cost scenario - input'!$G33),\"\")","v":917.18304517828835},{"$f":"IFERROR(IF(OR(I48=\"\",'Cost scenario - input'!$G33=\"\"),\"\",I48/'Cost scenario - input'!$G33),\"\")","v":878.50649451119079},{"$f":"IFERROR(IF(OR(J48=\"\",'Cost scenario - input'!$G33=\"\"),\"\",J48/'Cost scenario - input'!$G33),\"\")","v":849.47762994006393},{"$f":"IFERROR(IF(OR(K48=\"\",'Cost scenario - input'!$G33=\"\"),\"\",K48/'Cost scenario - input'!$G33),\"\")","v":828.32378930701293},{"$f":"IFERROR(IF(OR(L48=\"\",'Cost scenario - input'!$G33=\"\"),\"\",L48/'Cost scenario - input'!$G33),\"\")","v":813.5435913157911},{"$f":"IFERROR(IF(OR(M48=\"\",'Cost scenario - input'!$G33=\"\"),\"\",M48/'Cost scenario - input'!$G33),\"\")","v":803.87517336554299},{"$f":"IFERROR(IF(OR(N48=\"\",'Cost scenario - input'!$G33=\"\"),\"\",N48/'Cost scenario - input'!$G33),\"\")","v":798.26432747302806},{"$f":"IFERROR(IF(OR(O48=\"\",'Cost scenario - input'!$G33=\"\"),\"\",O48/'Cost scenario - input'!$G33),\"\")","v":795.83859178561102},{"$f":"IFERROR(IF(OR(P48=\"\",'Cost scenario - input'!$G33=\"\"),\"\",P48/'Cost scenario - input'!$G33),\"\")","v":795.89028704860004},{"$f":"IFERROR(IF(OR(Q48=\"\",'Cost scenario - input'!$G33=\"\"),\"\",Q48/'Cost scenario - input'!$G33),\"\")","v":797.86902168031258},{"$f":"IFERROR(IF(OR(R48=\"\",'Cost scenario - input'!$G33=\"\"),\"\",R48/'Cost scenario - input'!$G33),\"\")","v":801.38249626830179},{"$f":"IFERROR(IF(OR(S48=\"\",'Cost scenario - input'!$G33=\"\"),\"\",S48/'Cost scenario - input'!$G33),\"\")","v":806.20350739915386},{"$f":"IFERROR(IF(OR(T48=\"\",'Cost scenario - input'!$G33=\"\"),\"\",T48/'Cost scenario - input'!$G33),\"\")","v":812.28073285265589},{"$f":"IFERROR(IF(OR(U48=\"\",'Cost scenario - input'!$G33=\"\"),\"\",U48/'Cost scenario - input'!$G33),\"\")","v":819.75094146283311},{"$f":"IFERROR(IF(OR(V48=\"\",'Cost scenario - input'!$G33=\"\"),\"\",V48/'Cost scenario - input'!$G33),\"\")","v":828.95045081050762},{"$f":"IFERROR(IF(OR(W48=\"\",'Cost scenario - input'!$G33=\"\"),\"\",W48/'Cost scenario - input'!$G33),\"\")","v":840.42372560569572}]
[{"$f":"IFERROR('Cost scenario - input'!A34,\"\")","v":4},{"$f":"IFERROR('Cost scenario - input'!B34,\"\")","v":"SWITCHGEAR"},{"$f":"IFERROR('Cost scenario - input'!C34,\"\")","v":"˂ = 11 kv ; switch"},{"$f":"IFERROR(repcalc('Cost scenario - input'!$CY34:$GK34,'Cost scenario - input'!$J34,'Cost scenario - input'!$H34,'Cost scenario - input'!$I34,20,TRUE,TRUE),\"\")","v":3363.8072075110304},3304.4008125092246,3247.2492833855913,3195.4050726867144,3151.0906625992056,3115.7220181787893,3089.9947444572008,3074.0145111165471,3067.451657645277,3069.7008675227048,3080.0299419172948,3097.7063460781451,3122.0955846709803,3152.7308367782794,3189.3580000360967,3231.96387760786,3280.7974175882796,3336.3946169741407,3399.6170462861792,3471.7121734140633,{"$f":"IFERROR(IF(OR(D49=\"\",'Cost scenario - input'!$G34=\"\"),\"\",D49/'Cost scenario - input'!$G34),\"\")","v":255.88533779136768},{"$f":"IFERROR(IF(OR(E49=\"\",'Cost scenario - input'!$G34=\"\"),\"\",E49/'Cost scenario - input'!$G34),\"\")","v":251.36628407804494},{"$f":"IFERROR(IF(OR(F49=\"\",'Cost scenario - input'!$G34=\"\"),\"\",F49/'Cost scenario - input'!$G34),\"\")","v":247.01875836300405},{"$f":"IFERROR(IF(OR(G49=\"\",'Cost scenario - input'!$G34=\"\"),\"\",G49/'Cost scenario - input'!$G34),\"\")","v":243.0749611865229},{"$f":"IFERROR(IF(OR(H49=\"\",'Cost scenario - input'!$G34=\"\"),\"\",H49/'Cost scenario - input'!$G34),\"\")","v":239.70395711442634},{"$f":"IFERROR(IF(OR(I49=\"\",'Cost scenario - input'!$G34=\"\"),\"\",I49/'Cost scenario - input'!$G34),\"\")","v":237.01345882887284},{"$f":"IFERROR(IF(OR(J49=\"\",'Cost scenario - input'!$G34=\"\"),\"\",J49/'Cost scenario - input'!$G34),\"\")","v":235.05638111288485},{"$f":"IFERROR(IF(OR(K49=\"\",'Cost scenario - input'!$G34=\"\"),\"\",K49/'Cost scenario - input'!$G34),\"\")","v":233.84076227562582},{"$f":"IFERROR(IF(OR(L49=\"\",'Cost scenario - input'!$G34=\"\"),\"\",L49/'Cost scenario - input'!$G34),\"\")","v":233.34152499067636},{"$f":"IFERROR(IF(OR(M49=\"\",'Cost scenario - input'!$G34=\"\"),\"\",M49/'Cost scenario - input'!$G34),\"\")","v":233.51262273610132},{"$f":"IFERROR(IF(OR(N49=\"\",'Cost scenario - input'!$G34=\"\"),\"\",N49/'Cost scenario - input'!$G34),\"\")","v":234.29835703283214},{"$f":"IFERROR(IF(OR(O49=\"\",'Cost scenario - input'!$G34=\"\"),\"\",O49/'Cost scenario - input'!$G34),\"\")","v":235.64300384836196},{"$f":"IFERROR(IF(OR(P49=\"\",'Cost scenario - input'!$G34=\"\"),\"\",P49/'Cost scenario - input'!$G34),\"\")","v":237.49829702386464},{"$f":"IFERROR(IF(OR(Q49=\"\",'Cost scenario - input'!$G34=\"\"),\"\",Q49/'Cost scenario - input'!$G34),\"\")","v":239.82872541949206},{"$f":"IFERROR(IF(OR(R49=\"\",'Cost scenario - input'!$G34=\"\"),\"\",R49/'Cost scenario - input'!$G34),\"\")","v":242.61495942887245},{"$f":"IFERROR(IF(OR(S49=\"\",'Cost scenario - input'!$G34=\"\"),\"\",S49/'Cost scenario - input'!$G34),\"\")","v":245.85599516659394},{"$f":"IFERROR(IF(OR(T49=\"\",'Cost scenario - input'!$G34=\"\"),\"\",T49/'Cost scenario - input'!$G34),\"\")","v":249.57077015296537},{"$f":"IFERROR(IF(OR(U49=\"\",'Cost scenario - input'!$G34=\"\"),\"\",U49/'Cost scenario - input'!$G34),\"\")","v":253.8000577629505},{"$f":"IFERROR(IF(OR(V49=\"\",'Cost scenario - input'!$G34=\"\"),\"\",V49/'Cost scenario - input'!$G34),\"\")","v":258.60939780014962},{"$f":"IFERROR(IF(OR(W49=\"\",'Cost scenario - input'!$G34=\"\"),\"\",W49/'Cost scenario - input'!$G34),\"\")","v":264.09368534107574}]
[{"$f":"IFERROR('Cost scenario - input'!A35,\"\")","v":4},{"$f":"IFERROR('Cost scenario - input'!B35,\"\")","v":"SWITCHGEAR"},{"$f":"IFERROR('Cost scenario - input'!C35,\"\")","v":"> 11 kv & < = 22 kv ; circuit breaker"},{"$f":"IFERROR(repcalc('Cost scenario - input'!$CY35:$GK35,'Cost scenario - input'!$J35,'Cost scenario - input'!$H35,'Cost scenario - input'!$I35,20,TRUE,TRUE),\"\")","v":611.60684101177571},553.34262430196509,513.41660307061511,487.2181271952424,471.15959469689142,462.48184087947931,459.13825899109833,459.71847441004849,463.38210554420488,469.78378031233791,478.9805377468586,491.32109257941056,507.32268327836977,527.54516274117725,552.47364003045732,582.4205281242688,617.45563509811871,657.36942498858832,701.67034463689606,749.61280169163774,{"$f":"IFERROR(IF(OR(D50=\"\",'Cost scenario - input'!$G35=\"\"),\"\",D50/'Cost scenario - input'!$G35),\"\")","v":31.975210876077913},{"$f":"IFERROR(IF(OR(E50=\"\",'Cost scenario - input'!$G35=\"\"),\"\",E50/'Cost scenario - input'!$G35),\"\")","v":28.929119022782526},{"$f":"IFERROR(IF(OR(F50=\"\",'Cost scenario - input'!$G35=\"\"),\"\",F50/'Cost scenario - input'!$G35),\"\")","v":26.841760179308437},{"$f":"IFERROR(IF(OR(G50=\"\",'Cost scenario - input'!$G35=\"\"),\"\",G50/'Cost scenario - input'!$G35),\"\")","v":25.472086502406658},{"$f":"IFERROR(IF(OR(H50=\"\",'Cost scenario - input'!$G35=\"\"),\"\",H50/'Cost scenario - input'!$G35),\"\")","v":24.63253578360553},{"$f":"IFERROR(IF(OR(I50=\"\",'Cost scenario - input'!$G35=\"\"),\"\",I50/'Cost scenario - input'!$G35),\"\")","v":24.178857064473775},{"$f":"IFERROR(IF(OR(J50=\"\",'Cost scenario - input'!$G35=\"\"),\"\",J50/'Cost scenario - input'!$G35),\"\")","v":24.004052388016014},{"$f":"IFERROR(IF(OR(K50=\"\",'Cost scenario - input'!$G35=\"\"),\"\",K50/'Cost scenario - input'!$G35),\"\")","v":24.034386434547919},{"$f":"IFERROR(IF(OR(L50=\"\",'Cost scenario - input'!$G35=\"\"),\"\",L50/'Cost scenario - input'!$G35),\"\")","v":24.225923497627562},{"$f":"IFERROR(IF(OR(M50=\"\",'Cost scenario - input'!$G35=\"\"),\"\",M50/'Cost scenario - input'!$G35),\"\")","v":24.560607296017547},{"$f":"IFERROR(IF(OR(N50=\"\",'Cost scenario - input'!$G35=\"\"),\"\",N50/'Cost scenario - input'!$G35),\"\")","v":25.041419868124269},{"$f":"IFERROR(IF(OR(O50=\"\",'Cost scenario - input'!$G35=\"\"),\"\",O50/'Cost scenario - input'!$G35),\"\")","v":25.686592251163479},{"$f":"IFERROR(IF(OR(P50=\"\",'Cost scenario - input'!$G35=\"\"),\"\",P50/'Cost scenario - input'!$G35),\"\")","v":26.523166014964882},{"$f":"IFERROR(IF(OR(Q50=\"\",'Cost scenario - input'!$G35=\"\"),\"\",Q50/'Cost scenario - input'!$G35),\"\")","v":27.580410639944436},{"$f":"IFERROR(IF(OR(R50=\"\",'Cost scenario - input'!$G35=\"\"),\"\",R50/'Cost scenario - input'!$G35),\"\")","v":28.883687949311387},{"$f":"IFERROR(IF(OR(S50=\"\",'Cost scenario - input'!$G35=\"\"),\"\",S50/'Cost scenario - input'!$G35),\"\")","v":30.449331100551895},{"$f":"IFERROR(IF(OR(T50=\"\",'Cost scenario - input'!$G35=\"\"),\"\",T50/'Cost scenario - input'!$G35),\"\")","v":32.280989706105707},{"$f":"IFERROR(IF(OR(U50=\"\",'Cost scenario - input'!$G35=\"\"),\"\",U50/'Cost scenario - input'!$G35),\"\")","v":34.367709086974536},{"$f":"IFERROR(IF(OR(V50=\"\",'Cost scenario - input'!$G35=\"\"),\"\",V50/'Cost scenario - input'!$G35),\"\")","v":36.683790518332408},{"$f":"IFERROR(IF(OR(W50=\"\",'Cost scenario - input'!$G35=\"\"),\"\",W50/'Cost scenario - input'!$G35),\"\")","v":39.190253938046119}]
[{"$f":"IFERROR('Cost scenario - input'!A36,\"\")","v":4},{"$f":"IFERROR('Cost scenario - input'!B36,\"\")","v":"SWITCHGEAR"},{"$f":"IFERROR('Cost scenario - input'!C36,\"\")","v":"> 11 kv & < = 22 kv ; switch"},{"$f":"IFERROR(repcalc('Cost scenario - input'!$CY36:$GK36,'Cost scenario - input'!$J36,'Cost scenario - input'!$H36,'Cost scenario - input'!$I36,20,TRUE,TRUE),\"\")","v":2421.2360462467},2171.4688942657131,1972.4394074862514,1814.6873469433156,1690.4979436979258,1593.6448348891156,1519.0994166111714,1462.7597747839438,1421.2319797916432,1391.6783763385413,1371.7330989164345,1359.4750033886123,1353.4424495611463,1352.6723582394598,1356.7468759505907,1365.8338442807044,1380.7110901562135,1402.7683974693168,1433.9841198644483,1476.8752302933888,{"$f":"IFERROR(IF(OR(D51=\"\",'Cost scenario - input'!$G36=\"\"),\"\",D51/'Cost scenario - input'!$G36),\"\")","v":449.04917081871008},{"$f":"IFERROR(IF(OR(E51=\"\",'Cost scenario - input'!$G36=\"\"),\"\",E51/'Cost scenario - input'!$G36),\"\")","v":402.72666018672305},{"$f":"IFERROR(IF(OR(F51=\"\",'Cost scenario - input'!$G36=\"\"),\"\",F51/'Cost scenario - input'!$G36),\"\")","v":365.81409804915927},{"$f":"IFERROR(IF(OR(G51=\"\",'Cost scenario - input'!$G36=\"\"),\"\",G51/'Cost scenario - input'!$G36),\"\")","v":336.55696217776864},{"$f":"IFERROR(IF(OR(H51=\"\",'Cost scenario - input'!$G36=\"\"),\"\",H51/'Cost scenario - input'!$G36),\"\")","v":313.52445006964081},{"$f":"IFERROR(IF(OR(I51=\"\",'Cost scenario - input'!$G36=\"\"),\"\",I51/'Cost scenario - input'!$G36),\"\")","v":295.56180315248884},{"$f":"IFERROR(IF(OR(J51=\"\",'Cost scenario - input'!$G36=\"\"),\"\",J51/'Cost scenario - input'!$G36),\"\")","v":281.73640256094563},{"$f":"IFERROR(IF(OR(K51=\"\",'Cost scenario - input'!$G36=\"\"),\"\",K51/'Cost scenario - input'!$G36),\"\")","v":271.2874959019037},{"$f":"IFERROR(IF(OR(L51=\"\",'Cost scenario - input'!$G36=\"\"),\"\",L51/'Cost scenario - input'!$G36),\"\")","v":263.58563554998574},{"$f":"IFERROR(IF(OR(M51=\"\",'Cost scenario - input'!$G36=\"\"),\"\",M51/'Cost scenario - input'!$G36),\"\")","v":258.10454206226382},{"$f":"IFERROR(IF(OR(N51=\"\",'Cost scenario - input'!$G36=\"\"),\"\",N51/'Cost scenario - input'!$G36),\"\")","v":254.40543544189524},{"$f":"IFERROR(IF(OR(O51=\"\",'Cost scenario - input'!$G36=\"\"),\"\",O51/'Cost scenario - input'!$G36),\"\")","v":252.13201495440583},{"$f":"IFERROR(IF(OR(P51=\"\",'Cost scenario - input'!$G36=\"\"),\"\",P51/'Cost scenario - input'!$G36),\"\")","v":251.01320074447281},{"$f":"IFERROR(IF(OR(Q51=\"\",'Cost scenario - input'!$G36=\"\"),\"\",Q51/'Cost scenario - input'!$G36),\"\")","v":250.87037746625751},{"$f":"IFERROR(IF(OR(R51=\"\",'Cost scenario - input'!$G36=\"\"),\"\",R51/'Cost scenario - input'!$G36),\"\")","v":251.62604885257517},{"$f":"IFERROR(IF(OR(S51=\"\",'Cost scenario - input'!$G36=\"\"),\"\",S51/'Cost scenario - input'!$G36),\"\")","v":253.31134327077896},{"$f":"IFERROR(IF(OR(T51=\"\",'Cost scenario - input'!$G36=\"\"),\"\",T51/'Cost scenario - input'!$G36),\"\")","v":256.07051866585022},{"$f":"IFERROR(IF(OR(U51=\"\",'Cost scenario - input'!$G36=\"\"),\"\",U51/'Cost scenario - input'!$G36),\"\")","v":260.16132822355382},{"$f":"IFERROR(IF(OR(V51=\"\",'Cost scenario - input'!$G36=\"\"),\"\",V51/'Cost scenario - input'!$G36),\"\")","v":265.95068291277136},{"$f":"IFERROR(IF(OR(W51=\"\",'Cost scenario - input'!$G36=\"\"),\"\",W51/'Cost scenario - input'!$G36),\"\")","v":273.90538753707506}]
[{"$f":"IFERROR('Cost scenario - input'!A37,\"\")","v":4},{"$f":"IFERROR('Cost scenario - input'!B37,\"\")","v":"SWITCHGEAR"},{"$f":"IFERROR('Cost scenario - input'!C37,\"\")","v":"> 132 kv ; circuit breaker"},{"$f":"IFERROR(repcalc('Cost scenario - input'!$CY37:$GK37,'Cost scenario - input'!$J37,'Cost scenario - input'!$H37,'Cost scenario - input'!$I37,20,TRUE,TRUE),\"\")","v":0.27732183005875954},0.44882208717850913,0.71058023158545724,1.1005335231425923,1.667428723750928,2.4714270751317988,3.5835015485561468,5.0831100887186267,7.053692323382176,9.5757250690505327,12.717397013930693,16.523409156624556,21.002921932801957,26.118162617586577,31.775561834344977,37.8213866130817,44.043587124868019,50.180941063357338,55.939611268392447,61.016063459992765,{"$f":"IFERROR(IF(OR(D52=\"\",'Cost scenario - input'!$G37=\"\"),\"\",D52/'Cost scenario - input'!$G37),\"\")","v":1.6808466792810259E-3},{"$f":"IFERROR(IF(OR(E52=\"\",'Cost scenario - input'!$G37=\"\"),\"\",E52/'Cost scenario - input'!$G37),\"\")","v":2.7203091608840606E-3},{"$f":"IFERROR(IF(OR(F52=\"\",'Cost scenario - input'!$G37=\"\"),\"\",F52/'Cost scenario - input'!$G37),\"\")","v":4.3068243937741616E-3},{"$f":"IFERROR(IF(OR(G52=\"\",'Cost scenario - input'!$G37=\"\"),\"\",G52/'Cost scenario - input'!$G37),\"\")","v":6.6703299823880754E-3},{"$f":"IFERROR(IF(OR(H52=\"\",'Cost scenario - input'!$G37=\"\"),\"\",H52/'Cost scenario - input'!$G37),\"\")","v":1.0106279886659865E-2},{"$f":"IFERROR(IF(OR(I52=\"\",'Cost scenario - input'!$G37=\"\"),\"\",I52/'Cost scenario - input'!$G37),\"\")","v":1.4979311190324704E-2},{"$f":"IFERROR(IF(OR(J52=\"\",'Cost scenario - input'!$G37=\"\"),\"\",J52/'Cost scenario - input'!$G37),\"\")","v":2.1719590833555298E-2},{"$f":"IFERROR(IF(OR(K52=\"\",'Cost scenario - input'!$G37=\"\"),\"\",K52/'Cost scenario - input'!$G37),\"\")","v":3.0808713151908303E-2},{"$f":"IFERROR(IF(OR(L52=\"\",'Cost scenario - input'!$G37=\"\"),\"\",L52/'Cost scenario - input'!$G37),\"\")","v":4.2752405448625817E-2},{"$f":"IFERROR(IF(OR(M52=\"\",'Cost scenario - input'!$G37=\"\"),\"\",M52/'Cost scenario - input'!$G37),\"\")","v":5.8038437437872632E-2},{"$f":"IFERROR(IF(OR(N52=\"\",'Cost scenario - input'!$G37=\"\"),\"\",N52/'Cost scenario - input'!$G37),\"\")","v":7.7080100529535123E-2},{"$f":"IFERROR(IF(OR(O52=\"\",'Cost scenario - input'!$G37=\"\"),\"\",O52/'Cost scenario - input'!$G37),\"\")","v":0.10014832732579838},{"$f":"IFERROR(IF(OR(P52=\"\",'Cost scenario - input'!$G37=\"\"),\"\",P52/'Cost scenario - input'!$G37),\"\")","v":0.12729863919644835},{"$f":"IFERROR(IF(OR(Q52=\"\",'Cost scenario - input'!$G37=\"\"),\"\",Q52/'Cost scenario - input'!$G37),\"\")","v":0.15830209578304913},{"$f":"IFERROR(IF(OR(R52=\"\",'Cost scenario - input'!$G37=\"\"),\"\",R52/'Cost scenario - input'!$G37),\"\")","v":0.19259157340852348},{"$f":"IFERROR(IF(OR(S52=\"\",'Cost scenario - input'!$G37=\"\"),\"\",S52/'Cost scenario - input'!$G37),\"\")","v":0.22923529705877271},{"$f":"IFERROR(IF(OR(T52=\"\",'Cost scenario - input'!$G37=\"\"),\"\",T52/'Cost scenario - input'!$G37),\"\")","v":0.26694803343383827},{"$f":"IFERROR(IF(OR(U52=\"\",'Cost scenario - input'!$G37=\"\"),\"\",U52/'Cost scenario - input'!$G37),\"\")","v":0.30414651501351175},{"$f":"IFERROR(IF(OR(V52=\"\",'Cost scenario - input'!$G37=\"\"),\"\",V52/'Cost scenario - input'!$G37),\"\")","v":0.33904979575833066},{"$f":"IFERROR(IF(OR(W52=\"\",'Cost scenario - input'!$G37=\"\"),\"\",W52/'Cost scenario - input'!$G37),\"\")","v":0.36981815541819713}]
[{"$f":"IFERROR('Cost scenario - input'!A38,\"\")","v":4},{"$f":"IFERROR('Cost scenario - input'!B38,\"\")","v":"SWITCHGEAR"},{"$f":"IFERROR('Cost scenario - input'!C38,\"\")","v":"> 132 kv ; switch"},{"$f":"IFERROR(repcalc('Cost scenario - input'!$CY38:$GK38,'Cost scenario - input'!$J38,'Cost scenario - input'!$H38,'Cost scenario - input'!$I38,20,TRUE,TRUE),\"\")","v":2.5793821707780089},2.6956713222098165,2.7730959420784544,2.8095175807330182,2.8055823872643986,2.7650578471653708,2.6950427818817846,2.6060626397851148,2.5120758447677729,2.4304236598478095,2.3817534694888041,2.3899329326924432,2.4819512842270792,2.6877771616060242,3.0401142309778684,3.5739720566916016,4.3259557937086122,5.3331794165127517,6.6317268667763729,8.2546249895837072,{"$f":"IFERROR(IF(OR(D53=\"\",'Cost scenario - input'!$G38=\"\"),\"\",D53/'Cost scenario - input'!$G38),\"\")","v":9.0271353928004866E-2},{"$f":"IFERROR(IF(OR(E53=\"\",'Cost scenario - input'!$G38=\"\"),\"\",E53/'Cost scenario - input'!$G38),\"\")","v":9.4341157645273219E-2},{"$f":"IFERROR(IF(OR(F53=\"\",'Cost scenario - input'!$G38=\"\"),\"\",F53/'Cost scenario - input'!$G38),\"\")","v":9.7050808561715315E-2},{"$f":"IFERROR(IF(OR(G53=\"\",'Cost scenario - input'!$G38=\"\"),\"\",G53/'Cost scenario - input'!$G38),\"\")","v":9.8325466761214439E-2},{"$f":"IFERROR(IF(OR(H53=\"\",'Cost scenario - input'!$G38=\"\"),\"\",H53/'Cost scenario - input'!$G38),\"\")","v":9.8187745702890697E-2},{"$f":"IFERROR(IF(OR(I53=\"\",'Cost scenario - input'!$G38=\"\"),\"\",I53/'Cost scenario - input'!$G38),\"\")","v":9.6769497122477524E-2},{"$f":"IFERROR(IF(OR(J53=\"\",'Cost scenario - input'!$G38=\"\"),\"\",J53/'Cost scenario - input'!$G38),\"\")","v":9.4319160444915479E-2},{"$f":"IFERROR(IF(OR(K53=\"\",'Cost scenario - input'!$G38=\"\"),\"\",K53/'Cost scenario - input'!$G38),\"\")","v":9.1205097708973601E-2},{"$f":"IFERROR(IF(OR(L53=\"\",'Cost scenario - input'!$G38=\"\"),\"\",L53/'Cost scenario - input'!$G38),\"\")","v":8.7915815750802109E-2},{"$f":"IFERROR(IF(OR(M53=\"\",'Cost scenario - input'!$G38=\"\"),\"\",M53/'Cost scenario - input'!$G38),\"\")","v":8.5058211566587077E-2},{"$f":"IFERROR(IF(OR(N53=\"\",'Cost scenario - input'!$G38=\"\"),\"\",N53/'Cost scenario - input'!$G38),\"\")","v":8.3354887402600955E-2},{"$f":"IFERROR(IF(OR(O53=\"\",'Cost scenario - input'!$G38=\"\"),\"\",O53/'Cost scenario - input'!$G38),\"\")","v":8.3641146347150488E-2},{"$f":"IFERROR(IF(OR(P53=\"\",'Cost scenario - input'!$G38=\"\"),\"\",P53/'Cost scenario - input'!$G38),\"\")","v":8.6861538142271419E-2},{"$f":"IFERROR(IF(OR(Q53=\"\",'Cost scenario - input'!$G38=\"\"),\"\",Q53/'Cost scenario - input'!$G38),\"\")","v":9.4064883515017239E-2},{"$f":"IFERROR(IF(OR(R53=\"\",'Cost scenario - input'!$G38=\"\"),\"\",R53/'Cost scenario - input'!$G38),\"\")","v":0.10639572174889875},{"$f":"IFERROR(IF(OR(S53=\"\",'Cost scenario - input'!$G38=\"\"),\"\",S53/'Cost scenario - input'!$G38),\"\")","v":0.12507929228691778},{"$f":"IFERROR(IF(OR(T53=\"\",'Cost scenario - input'!$G38=\"\"),\"\",T53/'Cost scenario - input'!$G38),\"\")","v":0.15139667589971181},{"$f":"IFERROR(IF(OR(U53=\"\",'Cost scenario - input'!$G38=\"\"),\"\",U53/'Cost scenario - input'!$G38),\"\")","v":0.18664676065600633},{"$f":"IFERROR(IF(OR(V53=\"\",'Cost scenario - input'!$G38=\"\"),\"\",V53/'Cost scenario - input'!$G38),\"\")","v":0.23209238628026135},{"$f":"IFERROR(IF(OR(W53=\"\",'Cost scenario - input'!$G38=\"\"),\"\",W53/'Cost scenario - input'!$G38),\"\")","v":0.28888940243892036}]
[{"$f":"IFERROR('Cost scenario - input'!A39,\"\")","v":4},{"$f":"IFERROR('Cost scenario - input'!B39,\"\")","v":"SWITCHGEAR"},{"$f":"IFERROR('Cost scenario - input'!C39,\"\")","v":"> 22 kv & < = 33 kv ; circuit breaker"},{"$f":"IFERROR(repcalc('Cost scenario - input'!$CY39:$GK39,'Cost scenario - input'!$J39,'Cost scenario - input'!$H39,'Cost scenario - input'!$I39,20,TRUE,TRUE),\"\")","v":583.0768678591819},539.05325964756821,498.49332218006793,461.35898461392583,427.38806158190766,396.19701155219553,367.37468840145993,340.55709715169246,315.47749416136173,291.99060645576697,270.07360565524311,249.80927335580071,231.35829140625719,214.92777718099921,200.74225653360836,189.02155751712641,179.96800899197453,173.76322280553848,170.57294338242218,170.5571805893502,{"$f":"IFERROR(IF(OR(D54=\"\",'Cost scenario - input'!$G39=\"\"),\"\",D54/'Cost scenario - input'!$G39),\"\")","v":5.9249416209932901},{"$f":"IFERROR(IF(OR(E54=\"\",'Cost scenario - input'!$G39=\"\"),\"\",E54/'Cost scenario - input'!$G39),\"\")","v":5.4775952710052014},{"$f":"IFERROR(IF(OR(F54=\"\",'Cost scenario - input'!$G39=\"\"),\"\",F54/'Cost scenario - input'!$G39),\"\")","v":5.0654450470931875},{"$f":"IFERROR(IF(OR(G54=\"\",'Cost scenario - input'!$G39=\"\"),\"\",G54/'Cost scenario - input'!$G39),\"\")","v":4.6881040919949886},{"$f":"IFERROR(IF(OR(H54=\"\",'Cost scenario - input'!$G39=\"\"),\"\",H54/'Cost scenario - input'!$G39),\"\")","v":4.3429082063908053},{"$f":"IFERROR(IF(OR(I54=\"\",'Cost scenario - input'!$G39=\"\"),\"\",I54/'Cost scenario - input'!$G39),\"\")","v":4.0259600290397577},{"$f":"IFERROR(IF(OR(J54=\"\",'Cost scenario - input'!$G39=\"\"),\"\",J54/'Cost scenario - input'!$G39),\"\")","v":3.7330816943589267},{"$f":"IFERROR(IF(OR(K54=\"\",'Cost scenario - input'!$G39=\"\"),\"\",K54/'Cost scenario - input'!$G39),\"\")","v":3.4605744636160556},{"$f":"IFERROR(IF(OR(L54=\"\",'Cost scenario - input'!$G39=\"\"),\"\",L54/'Cost scenario - input'!$G39),\"\")","v":3.2057278185399465},{"$f":"IFERROR(IF(OR(M54=\"\",'Cost scenario - input'!$G39=\"\"),\"\",M54/'Cost scenario - input'!$G39),\"\")","v":2.9670655662962475},{"$f":"IFERROR(IF(OR(N54=\"\",'Cost scenario - input'!$G39=\"\"),\"\",N54/'Cost scenario - input'!$G39),\"\")","v":2.744355736068977},{"$f":"IFERROR(IF(OR(O54=\"\",'Cost scenario - input'!$G39=\"\"),\"\",O54/'Cost scenario - input'!$G39),\"\")","v":2.5384395139018481},{"$f":"IFERROR(IF(OR(P54=\"\",'Cost scenario - input'!$G39=\"\"),\"\",P54/'Cost scenario - input'!$G39),\"\")","v":2.3509496700628567},{"$f":"IFERROR(IF(OR(Q54=\"\",'Cost scenario - input'!$G39=\"\"),\"\",Q54/'Cost scenario - input'!$G39),\"\")","v":2.1839908298931516},{"$f":"IFERROR(IF(OR(R54=\"\",'Cost scenario - input'!$G39=\"\"),\"\",R54/'Cost scenario - input'!$G39),\"\")","v":2.039844515175202},{"$f":"IFERROR(IF(OR(S54=\"\",'Cost scenario - input'!$G39=\"\"),\"\",S54/'Cost scenario - input'!$G39),\"\")","v":1.9207445109427235},{"$f":"IFERROR(IF(OR(T54=\"\",'Cost scenario - input'!$G39=\"\"),\"\",T54/'Cost scenario - input'!$G39),\"\")","v":1.8287467840026972},{"$f":"IFERROR(IF(OR(U54=\"\",'Cost scenario - input'!$G39=\"\"),\"\",U54/'Cost scenario - input'!$G39),\"\")","v":1.7656967850199596},{"$f":"IFERROR(IF(OR(V54=\"\",'Cost scenario - input'!$G39=\"\"),\"\",V54/'Cost scenario - input'!$G39),\"\")","v":1.7332787276787016},{"$f":"IFERROR(IF(OR(W54=\"\",'Cost scenario - input'!$G39=\"\"),\"\",W54/'Cost scenario - input'!$G39),\"\")","v":1.7331185538939342}]
[{"$f":"IFERROR('Cost scenario - input'!A40,\"\")","v":4},{"$f":"IFERROR('Cost scenario - input'!B40,\"\")","v":"SWITCHGEAR"},{"$f":"IFERROR('Cost scenario - input'!C40,\"\")","v":"> 22 kv & < = 33 kv ; switch"},{"$f":"IFERROR(repcalc('Cost scenario - input'!$CY40:$GK40,'Cost scenario - input'!$J40,'Cost scenario - input'!$H40,'Cost scenario - input'!$I40,20,TRUE,TRUE),\"\")","v":185.15756239561154},182.31559310116549,179.37487513673577,176.18027548839123,172.67984386731317,168.9090608230002,164.97087874811646,161.01274621129627,157.20228371945691,153.70362271942093,150.65652943861477,148.16026106851672,146.26365020810653,144.96224294286074,144.20252414263379,143.89246855757622,143.91697519902408,144.15627144277227,144.50517173566351,144.89115760684837,{"$f":"IFERROR(IF(OR(D55=\"\",'Cost scenario - input'!$G40=\"\"),\"\",D55/'Cost scenario - input'!$G40),\"\")","v":27.477994822351061},{"$f":"IFERROR(IF(OR(E55=\"\",'Cost scenario - input'!$G40=\"\"),\"\",E55/'Cost scenario - input'!$G40),\"\")","v":27.056237176874948},{"$f":"IFERROR(IF(OR(F55=\"\",'Cost scenario - input'!$G40=\"\"),\"\",F55/'Cost scenario - input'!$G40),\"\")","v":26.619824902079795},{"$f":"IFERROR(IF(OR(G55=\"\",'Cost scenario - input'!$G40=\"\"),\"\",G55/'Cost scenario - input'!$G40),\"\")","v":26.14573574546657},{"$f":"IFERROR(IF(OR(H55=\"\",'Cost scenario - input'!$G40=\"\"),\"\",H55/'Cost scenario - input'!$G40),\"\")","v":25.626260112305737},{"$f":"IFERROR(IF(OR(I55=\"\",'Cost scenario - input'!$G40=\"\"),\"\",I55/'Cost scenario - input'!$G40),\"\")","v":25.066663433524354},{"$f":"IFERROR(IF(OR(J55=\"\",'Cost scenario - input'!$G40=\"\"),\"\",J55/'Cost scenario - input'!$G40),\"\")","v":24.482224184794561},{"$f":"IFERROR(IF(OR(K55=\"\",'Cost scenario - input'!$G40=\"\"),\"\",K55/'Cost scenario - input'!$G40),\"\")","v":23.894824221510628},{"$f":"IFERROR(IF(OR(L55=\"\",'Cost scenario - input'!$G40=\"\"),\"\",L55/'Cost scenario - input'!$G40),\"\")","v":23.329338981443513},{"$f":"IFERROR(IF(OR(M55=\"\",'Cost scenario - input'!$G40=\"\"),\"\",M55/'Cost scenario - input'!$G40),\"\")","v":22.810126114303127},{"$f":"IFERROR(IF(OR(N55=\"\",'Cost scenario - input'!$G40=\"\"),\"\",N55/'Cost scenario - input'!$G40),\"\")","v":22.357927390632756},{"$f":"IFERROR(IF(OR(O55=\"\",'Cost scenario - input'!$G40=\"\"),\"\",O55/'Cost scenario - input'!$G40),\"\")","v":21.987472906023605},{"$f":"IFERROR(IF(OR(P55=\"\",'Cost scenario - input'!$G40=\"\"),\"\",P55/'Cost scenario - input'!$G40),\"\")","v":21.706009579718756},{"$f":"IFERROR(IF(OR(Q55=\"\",'Cost scenario - input'!$G40=\"\"),\"\",Q55/'Cost scenario - input'!$G40),\"\")","v":21.512876436067902},{"$f":"IFERROR(IF(OR(R55=\"\",'Cost scenario - input'!$G40=\"\"),\"\",R55/'Cost scenario - input'!$G40),\"\")","v":21.400131652711575},{"$f":"IFERROR(IF(OR(S55=\"\",'Cost scenario - input'!$G40=\"\"),\"\",S55/'Cost scenario - input'!$G40),\"\")","v":21.35411837812196},{"$f":"IFERROR(IF(OR(T55=\"\",'Cost scenario - input'!$G40=\"\"),\"\",T55/'Cost scenario - input'!$G40),\"\")","v":21.357755244788951},{"$f":"IFERROR(IF(OR(U55=\"\",'Cost scenario - input'!$G40=\"\"),\"\",U55/'Cost scenario - input'!$G40),\"\")","v":21.3932675990328},{"$f":"IFERROR(IF(OR(V55=\"\",'Cost scenario - input'!$G40=\"\"),\"\",V55/'Cost scenario - input'!$G40),\"\")","v":21.445045556776154},{"$f":"IFERROR(IF(OR(W55=\"\",'Cost scenario - input'!$G40=\"\"),\"\",W55/'Cost scenario - input'!$G40),\"\")","v":21.502327137029717}]
[{"$f":"IFERROR('Cost scenario - input'!A41,\"\")","v":4},{"$f":"IFERROR('Cost scenario - input'!B41,\"\")","v":"SWITCHGEAR"},{"$f":"IFERROR('Cost scenario - input'!C41,\"\")","v":"> 33 kv & < = 66 kv ; circuit breaker"},{"$f":"IFERROR(repcalc('Cost scenario - input'!$CY41:$GK41,'Cost scenario - input'!$J41,'Cost scenario - input'!$H41,'Cost scenario - input'!$I41,20,TRUE,TRUE),\"\")","v":2346.285445409248},2092.8423376710216,1907.0508414280105,1772.6433766185005,1676.6031347031465,1608.7132089831368,1561.0714805267951,1527.6518051342505,1503.9491447118114,1486.7138453178486,1473.7600802505078,1463.8244889823548,1456.4504914339316,1451.8782972368303,1450.9272134107412,1454.8632817315479,1465.2504001791503,1483.7867015445868,1512.1305115897796,1551.722349623192,{"$f":"IFERROR(IF(OR(D56=\"\",'Cost scenario - input'!$G41=\"\"),\"\",D56/'Cost scenario - input'!$G41),\"\")","v":15.236831962146651},{"$f":"IFERROR(IF(OR(E56=\"\",'Cost scenario - input'!$G41=\"\"),\"\",E56/'Cost scenario - input'!$G41),\"\")","v":13.590966557267059},{"$f":"IFERROR(IF(OR(F56=\"\",'Cost scenario - input'!$G41=\"\"),\"\",F56/'Cost scenario - input'!$G41),\"\")","v":12.384432282509714},{"$f":"IFERROR(IF(OR(G56=\"\",'Cost scenario - input'!$G41=\"\"),\"\",G56/'Cost scenario - input'!$G41),\"\")","v":11.511587096614852},{"$f":"IFERROR(IF(OR(H56=\"\",'Cost scenario - input'!$G41=\"\"),\"\",H56/'Cost scenario - input'!$G41),\"\")","v":10.887899543793282},{"$f":"IFERROR(IF(OR(I56=\"\",'Cost scenario - input'!$G41=\"\"),\"\",I56/'Cost scenario - input'!$G41),\"\")","v":10.44702079558199},{"$f":"IFERROR(IF(OR(J56=\"\",'Cost scenario - input'!$G41=\"\"),\"\",J56/'Cost scenario - input'!$G41),\"\")","v":10.137634308828719},{"$f":"IFERROR(IF(OR(K56=\"\",'Cost scenario - input'!$G41=\"\"),\"\",K56/'Cost scenario - input'!$G41),\"\")","v":9.9206061636889142},{"$f":"IFERROR(IF(OR(L56=\"\",'Cost scenario - input'!$G41=\"\"),\"\",L56/'Cost scenario - input'!$G41),\"\")","v":9.7666805385612623},{"$f":"IFERROR(IF(OR(M56=\"\",'Cost scenario - input'!$G41=\"\"),\"\",M56/'Cost scenario - input'!$G41),\"\")","v":9.6547541055703725},{"$f":"IFERROR(IF(OR(N56=\"\",'Cost scenario - input'!$G41=\"\"),\"\",N56/'Cost scenario - input'!$G41),\"\")","v":9.5706320555468434},{"$f":"IFERROR(IF(OR(O56=\"\",'Cost scenario - input'!$G41=\"\"),\"\",O56/'Cost scenario - input'!$G41),\"\")","v":9.5061100959985598},{"$f":"IFERROR(IF(OR(P56=\"\",'Cost scenario - input'!$G41=\"\"),\"\",P56/'Cost scenario - input'!$G41),\"\")","v":9.458223185326867},{"$f":"IFERROR(IF(OR(Q56=\"\",'Cost scenario - input'!$G41=\"\"),\"\",Q56/'Cost scenario - input'!$G41),\"\")","v":9.4285312504364036},{"$f":"IFERROR(IF(OR(R56=\"\",'Cost scenario - input'!$G41=\"\"),\"\",R56/'Cost scenario - input'!$G41),\"\")","v":9.4223548900671279},{"$f":"IFERROR(IF(OR(S56=\"\",'Cost scenario - input'!$G41=\"\"),\"\",S56/'Cost scenario - input'!$G41),\"\")","v":9.4479158088006105},{"$f":"IFERROR(IF(OR(T56=\"\",'Cost scenario - input'!$G41=\"\"),\"\",T56/'Cost scenario - input'!$G41),\"\")","v":9.5153699962980003},{"$f":"IFERROR(IF(OR(U56=\"\",'Cost scenario - input'!$G41=\"\"),\"\",U56/'Cost scenario - input'!$G41),\"\")","v":9.6357451661894036},{"$f":"IFERROR(IF(OR(V56=\"\",'Cost scenario - input'!$G41=\"\"),\"\",V56/'Cost scenario - input'!$G41),\"\")","v":9.8198105243369405},{"$f":"IFERROR(IF(OR(W56=\"\",'Cost scenario - input'!$G41=\"\"),\"\",W56/'Cost scenario - input'!$G41),\"\")","v":10.076920836455171}]
[{"$f":"IFERROR('Cost scenario - input'!A42,\"\")","v":4},{"$f":"IFERROR('Cost scenario - input'!B42,\"\")","v":"SWITCHGEAR"},{"$f":"IFERROR('Cost scenario - input'!C42,\"\")","v":"> 33 kv & < = 66 kv ; switch"},{"$f":"IFERROR(repcalc('Cost scenario - input'!$CY42:$GK42,'Cost scenario - input'!$J42,'Cost scenario - input'!$H42,'Cost scenario - input'!$I42,20,TRUE,TRUE),\"\")","v":340.75159068092171},371.22494977489532,402.53804183038017,434.47813038490631,466.89379870760331,499.710573014825,532.93681233886468,566.65815868836864,601.02007257250591,636.19938773262595,672.36724654822444,709.64704779471685,748.07197937192518,787.54717658686673,827.8214477855156,868.47281608312198,908.91088548083565,948.39737104606604,986.08421561992259,1021.0667684062909,{"$f":"IFERROR(IF(OR(D57=\"\",'Cost scenario - input'!$G42=\"\"),\"\",D57/'Cost scenario - input'!$G42),\"\")","v":11.925378019733337},{"$f":"IFERROR(IF(OR(E57=\"\",'Cost scenario - input'!$G42=\"\"),\"\",E57/'Cost scenario - input'!$G42),\"\")","v":12.991862628067876},{"$f":"IFERROR(IF(OR(F57=\"\",'Cost scenario - input'!$G42=\"\"),\"\",F57/'Cost scenario - input'!$G42),\"\")","v":14.087735603986085},{"$f":"IFERROR(IF(OR(G57=\"\",'Cost scenario - input'!$G42=\"\"),\"\",G57/'Cost scenario - input'!$G42),\"\")","v":15.205551750450251},{"$f":"IFERROR(IF(OR(H57=\"\",'Cost scenario - input'!$G42=\"\"),\"\",H57/'Cost scenario - input'!$G42),\"\")","v":16.340011894093244},{"$f":"IFERROR(IF(OR(I57=\"\",'Cost scenario - input'!$G42=\"\"),\"\",I57/'Cost scenario - input'!$G42),\"\")","v":17.488509655233123},{"$f":"IFERROR(IF(OR(J57=\"\",'Cost scenario - input'!$G42=\"\"),\"\",J57/'Cost scenario - input'!$G42),\"\")","v":18.651337577243723},{"$f":"IFERROR(IF(OR(K57=\"\",'Cost scenario - input'!$G42=\"\"),\"\",K57/'Cost scenario - input'!$G42),\"\")","v":19.831492897277876},{"$f":"IFERROR(IF(OR(L57=\"\",'Cost scenario - input'!$G42=\"\"),\"\",L57/'Cost scenario - input'!$G42),\"\")","v":21.034066337158233},{"$f":"IFERROR(IF(OR(M57=\"\",'Cost scenario - input'!$G42=\"\"),\"\",M57/'Cost scenario - input'!$G42),\"\")","v":22.265246596424024},{"$f":"IFERROR(IF(OR(N57=\"\",'Cost scenario - input'!$G42=\"\"),\"\",N57/'Cost scenario - input'!$G42),\"\")","v":23.531023192443609},{"$f":"IFERROR(IF(OR(O57=\"\",'Cost scenario - input'!$G42=\"\"),\"\",O57/'Cost scenario - input'!$G42),\"\")","v":24.835714746418621},{"$f":"IFERROR(IF(OR(P57=\"\",'Cost scenario - input'!$G42=\"\"),\"\",P57/'Cost scenario - input'!$G42),\"\")","v":26.180482744492863},{"$f":"IFERROR(IF(OR(Q57=\"\",'Cost scenario - input'!$G42=\"\"),\"\",Q57/'Cost scenario - input'!$G42),\"\")","v":27.562007180669355},{"$f":"IFERROR(IF(OR(R57=\"\",'Cost scenario - input'!$G42=\"\"),\"\",R57/'Cost scenario - input'!$G42),\"\")","v":28.971497030895421},{"$f":"IFERROR(IF(OR(S57=\"\",'Cost scenario - input'!$G42=\"\"),\"\",S57/'Cost scenario - input'!$G42),\"\")","v":30.394184252984751},{"$f":"IFERROR(IF(OR(T57=\"\",'Cost scenario - input'!$G42=\"\"),\"\",T57/'Cost scenario - input'!$G42),\"\")","v":31.809406594257727},{"$f":"IFERROR(IF(OR(U57=\"\",'Cost scenario - input'!$G42=\"\"),\"\",U57/'Cost scenario - input'!$G42),\"\")","v":33.191326091963191},{"$f":"IFERROR(IF(OR(V57=\"\",'Cost scenario - input'!$G42=\"\"),\"\",V57/'Cost scenario - input'!$G42),\"\")","v":34.51026305427078},{"$f":"IFERROR(IF(OR(W57=\"\",'Cost scenario - input'!$G42=\"\"),\"\",W57/'Cost scenario - input'!$G42),\"\")","v":35.73455716611651}]
[{"$f":"IFERROR('Cost scenario - input'!A43,\"\")","v":4},{"$f":"IFERROR('Cost scenario - input'!B43,\"\")","v":"SWITCHGEAR"},{"$f":"IFERROR('Cost scenario - input'!C43,\"\")","v":"> 66 kv & < = 132 kv ; circuit breaker"},{"$f":"IFERROR(repcalc('Cost scenario - input'!$CY43:$GK43,'Cost scenario - input'!$J43,'Cost scenario - input'!$H43,'Cost scenario - input'!$I43,20,TRUE,TRUE),\"\")","v":155.48746599734434},152.81752290209093,149.70342200869464,146.74831864804804,144.55912741778218,143.69962015603514,144.6470507995966,147.75596335319247,153.23200452792099,161.11756261565174,171.29003790653968,183.47263349470532,197.25680151029502,212.13489292696073,227.54109530934016,242.8983339764718,257.668396228137,271.40208979860569,283.7857964105184,294.68042126019975,{"$f":"IFERROR(IF(OR(D58=\"\",'Cost scenario - input'!$G43=\"\"),\"\",D58/'Cost scenario - input'!$G43),\"\")","v":0.94240900846529885},{"$f":"IFERROR(IF(OR(E58=\"\",'Cost scenario - input'!$G43=\"\"),\"\",E58/'Cost scenario - input'!$G43),\"\")","v":0.9262264923446778},{"$f":"IFERROR(IF(OR(F58=\"\",'Cost scenario - input'!$G43=\"\"),\"\",F58/'Cost scenario - input'!$G43),\"\")","v":0.90735193730333041},{"$f":"IFERROR(IF(OR(G58=\"\",'Cost scenario - input'!$G43=\"\"),\"\",G58/'Cost scenario - input'!$G43),\"\")","v":0.88944106577322912},{"$f":"IFERROR(IF(OR(H58=\"\",'Cost scenario - input'!$G43=\"\"),\"\",H58/'Cost scenario - input'!$G43),\"\")","v":0.87617238508940465},{"$f":"IFERROR(IF(OR(I58=\"\",'Cost scenario - input'!$G43=\"\"),\"\",I58/'Cost scenario - input'!$G43),\"\")","v":0.87096291446670127},{"$f":"IFERROR(IF(OR(J58=\"\",'Cost scenario - input'!$G43=\"\"),\"\",J58/'Cost scenario - input'!$G43),\"\")","v":0.8767052884108727},{"$f":"IFERROR(IF(OR(K58=\"\",'Cost scenario - input'!$G43=\"\"),\"\",K58/'Cost scenario - input'!$G43),\"\")","v":0.89554839694213939},{"$f":"IFERROR(IF(OR(L58=\"\",'Cost scenario - input'!$G43=\"\"),\"\",L58/'Cost scenario - input'!$G43),\"\")","v":0.92873866408482475},{"$f":"IFERROR(IF(OR(M58=\"\",'Cost scenario - input'!$G43=\"\"),\"\",M58/'Cost scenario - input'!$G43),\"\")","v":0.97653300513338726},{"$f":"IFERROR(IF(OR(N58=\"\",'Cost scenario - input'!$G43=\"\"),\"\",N58/'Cost scenario - input'!$G43),\"\")","v":1.0381883436587909},{"$f":"IFERROR(IF(OR(O58=\"\",'Cost scenario - input'!$G43=\"\"),\"\",O58/'Cost scenario - input'!$G43),\"\")","v":1.1120270145454398},{"$f":"IFERROR(IF(OR(P58=\"\",'Cost scenario - input'!$G43=\"\"),\"\",P58/'Cost scenario - input'!$G43),\"\")","v":1.1955728105282031},{"$f":"IFERROR(IF(OR(Q58=\"\",'Cost scenario - input'!$G43=\"\"),\"\",Q58/'Cost scenario - input'!$G43),\"\")","v":1.2857488725657404},{"$f":"IFERROR(IF(OR(R58=\"\",'Cost scenario - input'!$G43=\"\"),\"\",R58/'Cost scenario - input'!$G43),\"\")","v":1.3791258133902948},{"$f":"IFERROR(IF(OR(S58=\"\",'Cost scenario - input'!$G43=\"\"),\"\",S58/'Cost scenario - input'!$G43),\"\")","v":1.4722059853014098},{"$f":"IFERROR(IF(OR(T58=\"\",'Cost scenario - input'!$G43=\"\"),\"\",T58/'Cost scenario - input'!$G43),\"\")","v":1.5617272829332092},{"$f":"IFERROR(IF(OR(U58=\"\",'Cost scenario - input'!$G43=\"\"),\"\",U58/'Cost scenario - input'!$G43),\"\")","v":1.6449671534738526},{"$f":"IFERROR(IF(OR(V58=\"\",'Cost scenario - input'!$G43=\"\"),\"\",V58/'Cost scenario - input'!$G43),\"\")","v":1.7200247575990439},{"$f":"IFERROR(IF(OR(W58=\"\",'Cost scenario - input'!$G43=\"\"),\"\",W58/'Cost scenario - input'!$G43),\"\")","v":1.7860570421715185}]
[{"$f":"IFERROR('Cost scenario - input'!A44,\"\")","v":4},{"$f":"IFERROR('Cost scenario - input'!B44,\"\")","v":"SWITCHGEAR"},{"$f":"IFERROR('Cost scenario - input'!C44,\"\")","v":"> 66 kv & < = 132 kv ; switch"},{"$f":"IFERROR(repcalc('Cost scenario - input'!$CY44:$GK44,'Cost scenario - input'!$J44,'Cost scenario - input'!$H44,'Cost scenario - input'!$I44,20,TRUE,TRUE),\"\")","v":73.508800343470824},76.574622959372846,79.174171035901963,81.400038909372682,83.381903571024765,85.273129022749472,87.23389463453573,89.412915141254871,91.930139736967945,94.862769204762373,98.236507084906137,102.02322882030685,106.14533683580035,110.48612991190552,114.90471458991152,119.25345613754052,123.39578068823175,127.22230142813959,130.66368461285222,133.69927960943406,{"$f":"IFERROR(IF(OR(D59=\"\",'Cost scenario - input'!$G44=\"\"),\"\",D59/'Cost scenario - input'!$G44),\"\")","v":2.5726078933960328},{"$f":"IFERROR(IF(OR(E59=\"\",'Cost scenario - input'!$G44=\"\"),\"\",E59/'Cost scenario - input'!$G44),\"\")","v":2.679903338629376},{"$f":"IFERROR(IF(OR(F59=\"\",'Cost scenario - input'!$G44=\"\"),\"\",F59/'Cost scenario - input'!$G44),\"\")","v":2.770880444359483},{"$f":"IFERROR(IF(OR(G59=\"\",'Cost scenario - input'!$G44=\"\"),\"\",G59/'Cost scenario - input'!$G44),\"\")","v":2.8487797602807232},{"$f":"IFERROR(IF(OR(H59=\"\",'Cost scenario - input'!$G44=\"\"),\"\",H59/'Cost scenario - input'!$G44),\"\")","v":2.9181396280569043},{"$f":"IFERROR(IF(OR(I59=\"\",'Cost scenario - input'!$G44=\"\"),\"\",I59/'Cost scenario - input'!$G44),\"\")","v":2.9843273702396753},{"$f":"IFERROR(IF(OR(J59=\"\",'Cost scenario - input'!$G44=\"\"),\"\",J59/'Cost scenario - input'!$G44),\"\")","v":3.0529488287101083},{"$f":"IFERROR(IF(OR(K59=\"\",'Cost scenario - input'!$G44=\"\"),\"\",K59/'Cost scenario - input'!$G44),\"\")","v":3.1292086143312106},{"$f":"IFERROR(IF(OR(L59=\"\",'Cost scenario - input'!$G44=\"\"),\"\",L59/'Cost scenario - input'!$G44),\"\")","v":3.21730462234826},{"$f":"IFERROR(IF(OR(M59=\"\",'Cost scenario - input'!$G44=\"\"),\"\",M59/'Cost scenario - input'!$G44),\"\")","v":3.3199386699997242},{"$f":"IFERROR(IF(OR(N59=\"\",'Cost scenario - input'!$G44=\"\"),\"\",N59/'Cost scenario - input'!$G44),\"\")","v":3.4380103112202702},{"$f":"IFERROR(IF(OR(O59=\"\",'Cost scenario - input'!$G44=\"\"),\"\",O59/'Cost scenario - input'!$G44),\"\")","v":3.5705352630772964},{"$f":"IFERROR(IF(OR(P59=\"\",'Cost scenario - input'!$G44=\"\"),\"\",P59/'Cost scenario - input'!$G44),\"\")","v":3.7147978216898658},{"$f":"IFERROR(IF(OR(Q59=\"\",'Cost scenario - input'!$G44=\"\"),\"\",Q59/'Cost scenario - input'!$G44),\"\")","v":3.8667137620807894},{"$f":"IFERROR(IF(OR(R59=\"\",'Cost scenario - input'!$G44=\"\"),\"\",R59/'Cost scenario - input'!$G44),\"\")","v":4.0213521967602182},{"$f":"IFERROR(IF(OR(S59=\"\",'Cost scenario - input'!$G44=\"\"),\"\",S59/'Cost scenario - input'!$G44),\"\")","v":4.1735463120157448},{"$f":"IFERROR(IF(OR(T59=\"\",'Cost scenario - input'!$G44=\"\"),\"\",T59/'Cost scenario - input'!$G44),\"\")","v":4.3185163943232157},{"$f":"IFERROR(IF(OR(U59=\"\",'Cost scenario - input'!$G44=\"\"),\"\",U59/'Cost scenario - input'!$G44),\"\")","v":4.4524342029901192},{"$f":"IFERROR(IF(OR(V59=\"\",'Cost scenario - input'!$G44=\"\"),\"\",V59/'Cost scenario - input'!$G44),\"\")","v":4.5728732457145931},{"$f":"IFERROR(IF(OR(W59=\"\",'Cost scenario - input'!$G44=\"\"),\"\",W59/'Cost scenario - input'!$G44),\"\")","v":4.6791108065626874}]
[{"$f":"IFERROR('Cost scenario - input'!A45,\"\")","v":5},{"$f":"IFERROR('Cost scenario - input'!B45,\"\")","v":"TRANSFORMERS"},{"$f":"IFERROR('Cost scenario - input'!C45,\"\")","v":"ground outdoor / indoor chamber mounted ; ˂ 22 kv ; < = 60 kva ; single phase"},{"$f":"IFERROR(repcalc('Cost scenario - input'!$CY45:$GK45,'Cost scenario - input'!$J45,'Cost scenario - input'!$H45,'Cost scenario - input'!$I45,20,TRUE,TRUE),\"\")","v":3.2388730235300478E-2},4.9863103895308764E-2,7.5395752532476573E-2,0.11196870221654666,0.16331595319777106,0.23396063139134568,0.32918434718467343,0.45490194277073243,0.61741707750779229,0.82304147523051596,1.0775738596671918,1.385653435616901,1.7500258045206694,2.1707836468098929,2.6446663760380353,3.1645175900162275,3.7190019507143957,4.2926706943749204,4.8664360352067808,5.4184709158378146,{"$f":"IFERROR(IF(OR(D60=\"\",'Cost scenario - input'!$G45=\"\"),\"\",D60/'Cost scenario - input'!$G45),\"\")","v":4.8905239308408819E-4},{"$f":"IFERROR(IF(OR(E60=\"\",'Cost scenario - input'!$G45=\"\"),\"\",E60/'Cost scenario - input'!$G45),\"\")","v":7.5290602964185756E-4},{"$f":"IFERROR(IF(OR(F60=\"\",'Cost scenario - input'!$G45=\"\"),\"\",F60/'Cost scenario - input'!$G45),\"\")","v":1.1384352809297865E-3},{"$f":"IFERROR(IF(OR(G60=\"\",'Cost scenario - input'!$G45=\"\"),\"\",G60/'Cost scenario - input'!$G45),\"\")","v":1.6906671355038313E-3},{"$f":"IFERROR(IF(OR(H60=\"\",'Cost scenario - input'!$G45=\"\"),\"\",H60/'Cost scenario - input'!$G45),\"\")","v":2.4659829872900824E-3},{"$f":"IFERROR(IF(OR(I60=\"\",'Cost scenario - input'!$G45=\"\"),\"\",I60/'Cost scenario - input'!$G45),\"\")","v":3.5326796030026694E-3},{"$f":"IFERROR(IF(OR(J60=\"\",'Cost scenario - input'!$G45=\"\"),\"\",J60/'Cost scenario - input'!$G45),\"\")","v":4.9705064566262815E-3},{"$f":"IFERROR(IF(OR(K60=\"\",'Cost scenario - input'!$G45=\"\"),\"\",K60/'Cost scenario - input'!$G45),\"\")","v":6.8687744815681788E-3},{"$f":"IFERROR(IF(OR(L60=\"\",'Cost scenario - input'!$G45=\"\"),\"\",L60/'Cost scenario - input'!$G45),\"\")","v":9.3226655411478669E-3},{"$f":"IFERROR(IF(OR(M60=\"\",'Cost scenario - input'!$G45=\"\"),\"\",M60/'Cost scenario - input'!$G45),\"\")","v":1.2427483267937625E-2},{"$f":"IFERROR(IF(OR(N60=\"\",'Cost scenario - input'!$G45=\"\"),\"\",N60/'Cost scenario - input'!$G45),\"\")","v":1.6270785269029506E-2},{"$f":"IFERROR(IF(OR(O60=\"\",'Cost scenario - input'!$G45=\"\"),\"\",O60/'Cost scenario - input'!$G45),\"\")","v":2.0922621039804006E-2},{"$f":"IFERROR(IF(OR(P60=\"\",'Cost scenario - input'!$G45=\"\"),\"\",P60/'Cost scenario - input'!$G45),\"\")","v":2.642444768418073E-2},{"$f":"IFERROR(IF(OR(Q60=\"\",'Cost scenario - input'!$G45=\"\"),\"\",Q60/'Cost scenario - input'!$G45),\"\")","v":3.2777664626787842E-2},{"$f":"IFERROR(IF(OR(R60=\"\",'Cost scenario - input'!$G45=\"\"),\"\",R60/'Cost scenario - input'!$G45),\"\")","v":3.9933038767316943E-2},{"$f":"IFERROR(IF(OR(S60=\"\",'Cost scenario - input'!$G45=\"\"),\"\",S60/'Cost scenario - input'!$G45),\"\")","v":4.7782512284701484E-2},{"$f":"IFERROR(IF(OR(T60=\"\",'Cost scenario - input'!$G45=\"\"),\"\",T60/'Cost scenario - input'!$G45),\"\")","v":5.6154927676015272E-2},{"$f":"IFERROR(IF(OR(U60=\"\",'Cost scenario - input'!$G45=\"\"),\"\",U60/'Cost scenario - input'!$G45),\"\")","v":6.4817016923927384E-2},{"$f":"IFERROR(IF(OR(V60=\"\",'Cost scenario - input'!$G45=\"\"),\"\",V60/'Cost scenario - input'!$G45),\"\")","v":7.348056473713252E-2},{"$f":"IFERROR(IF(OR(W60=\"\",'Cost scenario - input'!$G45=\"\"),\"\",W60/'Cost scenario - input'!$G45),\"\")","v":8.1815994297882985E-2}]
[{"$f":"IFERROR('Cost scenario - input'!A46,\"\")","v":5},{"$f":"IFERROR('Cost scenario - input'!B46,\"\")","v":"TRANSFORMERS"},{"$f":"IFERROR('Cost scenario - input'!C46,\"\")","v":"ground outdoor / indoor chamber mounted ; ˂ 22 kv ; > 60 kva and < = 600 kva ; multiple phase"},{"$f":"IFERROR(repcalc('Cost scenario - input'!$CY46:$GK46,'Cost scenario - input'!$J46,'Cost scenario - input'!$H46,'Cost scenario - input'!$I46,20,TRUE,TRUE),\"\")","v":0.1681388680438963},0.23418892279233133,0.3206826865678461,0.43176302874262434,0.57165091342602736,0.74437506454477931,0.95344070199274944,1.2014560705552997,1.4897455866151657,1.817986963645309,2.1839150313872837,2.5831357794225567,3.0090896273370542,3.4531929982320384,3.9051727074380271,4.3535899260496409,4.7865314224197881,5.1924273968933541,5.5609392480451865,5.8838483496399414,{"$f":"IFERROR(IF(OR(D61=\"\",'Cost scenario - input'!$G46=\"\"),\"\",D61/'Cost scenario - input'!$G46),\"\")","v":2.6538738165138198E-3},{"$f":"IFERROR(IF(OR(E61=\"\",'Cost scenario - input'!$G46=\"\"),\"\",E61/'Cost scenario - input'!$G46),\"\")","v":3.6963960656252698E-3},{"$f":"IFERROR(IF(OR(F61=\"\",'Cost scenario - input'!$G46=\"\"),\"\",F61/'Cost scenario - input'!$G46),\"\")","v":5.0615981610482195E-3},{"$f":"IFERROR(IF(OR(G61=\"\",'Cost scenario - input'!$G46=\"\"),\"\",G61/'Cost scenario - input'!$G46),\"\")","v":6.814870411876491E-3},{"$f":"IFERROR(IF(OR(H61=\"\",'Cost scenario - input'!$G46=\"\"),\"\",H61/'Cost scenario - input'!$G46),\"\")","v":9.0228357605659226E-3},{"$f":"IFERROR(IF(OR(I61=\"\",'Cost scenario - input'!$G46=\"\"),\"\",I61/'Cost scenario - input'!$G46),\"\")","v":1.1749082864917547E-2},{"$f":"IFERROR(IF(OR(J61=\"\",'Cost scenario - input'!$G46=\"\"),\"\",J61/'Cost scenario - input'!$G46),\"\")","v":1.5048937488722243E-2},{"$f":"IFERROR(IF(OR(K61=\"\",'Cost scenario - input'!$G46=\"\"),\"\",K61/'Cost scenario - input'!$G46),\"\")","v":1.8963567701109182E-2},{"$f":"IFERROR(IF(OR(L61=\"\",'Cost scenario - input'!$G46=\"\"),\"\",L61/'Cost scenario - input'!$G46),\"\")","v":2.351387785335177E-2},{"$f":"IFERROR(IF(OR(M61=\"\",'Cost scenario - input'!$G46=\"\"),\"\",M61/'Cost scenario - input'!$G46),\"\")","v":2.8694781032557876E-2},{"$f":"IFERROR(IF(OR(N61=\"\",'Cost scenario - input'!$G46=\"\"),\"\",N61/'Cost scenario - input'!$G46),\"\")","v":3.4470524196561977E-2},{"$f":"IFERROR(IF(OR(O61=\"\",'Cost scenario - input'!$G46=\"\"),\"\",O61/'Cost scenario - input'!$G46),\"\")","v":4.0771753070918806E-2},{"$f":"IFERROR(IF(OR(P61=\"\",'Cost scenario - input'!$G46=\"\"),\"\",P61/'Cost scenario - input'!$G46),\"\")","v":4.7494932411750769E-2},{"$f":"IFERROR(IF(OR(Q61=\"\",'Cost scenario - input'!$G46=\"\"),\"\",Q61/'Cost scenario - input'!$G46),\"\")","v":5.4504580576718947E-2},{"$f":"IFERROR(IF(OR(R61=\"\",'Cost scenario - input'!$G46=\"\"),\"\",R61/'Cost scenario - input'!$G46),\"\")","v":6.1638547456668136E-2},{"$f":"IFERROR(IF(OR(S61=\"\",'Cost scenario - input'!$G46=\"\"),\"\",S61/'Cost scenario - input'!$G46),\"\")","v":6.8716284622334256E-2},{"$f":"IFERROR(IF(OR(T61=\"\",'Cost scenario - input'!$G46=\"\"),\"\",T61/'Cost scenario - input'!$G46),\"\")","v":7.5549755756439199E-2},{"$f":"IFERROR(IF(OR(U61=\"\",'Cost scenario - input'!$G46=\"\"),\"\",U61/'Cost scenario - input'!$G46),\"\")","v":8.1956345210833129E-2},{"$f":"IFERROR(IF(OR(V61=\"\",'Cost scenario - input'!$G46=\"\"),\"\",V61/'Cost scenario - input'!$G46),\"\")","v":8.7772870349991094E-2},{"$f":"IFERROR(IF(OR(W61=\"\",'Cost scenario - input'!$G46=\"\"),\"\",W61/'Cost scenario - input'!$G46),\"\")","v":9.286960984756279E-2}]
[{"$f":"IFERROR('Cost scenario - input'!A47,\"\")","v":5},{"$f":"IFERROR('Cost scenario - input'!B47,\"\")","v":"TRANSFORMERS"},{"$f":"IFERROR('Cost scenario - input'!C47,\"\")","v":"ground outdoor / indoor chamber mounted ; ˂ 22 kv ; > 600 kva ; multiple phase"},{"$f":"IFERROR(repcalc('Cost scenario - input'!$CY47:$GK47,'Cost scenario - input'!$J47,'Cost scenario - input'!$H47,'Cost scenario - input'!$I47,20,TRUE,TRUE),\"\")","v":88.33814855574164},78.408126745118864,71.331923873928105,66.527273022468066,63.487891851272494,61.790259258576043,61.090233646126286,61.113040350250785,61.63998984884725,62.494768159215816,63.531413167404089,64.625288352184427,65.66759589620726,66.563311771178746,67.231923499507516,67.6100280825938,67.654702940948582,67.346580663524534,66.691712004117946,65.721557063796268,{"$f":"IFERROR(IF(OR(D62=\"\",'Cost scenario - input'!$G47=\"\"),\"\",D62/'Cost scenario - input'!$G47),\"\")","v":1.1840554145271742},{"$f":"IFERROR(IF(OR(E62=\"\",'Cost scenario - input'!$G47=\"\"),\"\",E62/'Cost scenario - input'!$G47),\"\")","v":1.0509566765134193},{"$f":"IFERROR(IF(OR(F62=\"\",'Cost scenario - input'!$G47=\"\"),\"\",F62/'Cost scenario - input'!$G47),\"\")","v":0.95610958654255318},{"$f":"IFERROR(IF(OR(G62=\"\",'Cost scenario - input'!$G47=\"\"),\"\",G62/'Cost scenario - input'!$G47),\"\")","v":0.89170963082020638},{"$f":"IFERROR(IF(OR(H62=\"\",'Cost scenario - input'!$G47=\"\"),\"\",H62/'Cost scenario - input'!$G47),\"\")","v":0.85097076781024406},{"$f":"IFERROR(IF(OR(I62=\"\",'Cost scenario - input'!$G47=\"\"),\"\",I62/'Cost scenario - input'!$G47),\"\")","v":0.82821626031689688},{"$f":"IFERROR(IF(OR(J62=\"\",'Cost scenario - input'!$G47=\"\"),\"\",J62/'Cost scenario - input'!$G47),\"\")","v":0.81883334783480177},{"$f":"IFERROR(IF(OR(K62=\"\",'Cost scenario - input'!$G47=\"\"),\"\",K62/'Cost scenario - input'!$G47),\"\")","v":0.81913904137658},{"$f":"IFERROR(IF(OR(L62=\"\",'Cost scenario - input'!$G47=\"\"),\"\",L62/'Cost scenario - input'!$G47),\"\")","v":0.82620209869888528},{"$f":"IFERROR(IF(OR(M62=\"\",'Cost scenario - input'!$G47=\"\"),\"\",M62/'Cost scenario - input'!$G47),\"\")","v":0.83765926531556678},{"$f":"IFERROR(IF(OR(N62=\"\",'Cost scenario - input'!$G47=\"\"),\"\",N62/'Cost scenario - input'!$G47),\"\")","v":0.85155411318090735},{"$f":"IFERROR(IF(OR(O62=\"\",'Cost scenario - input'!$G47=\"\"),\"\",O62/'Cost scenario - input'!$G47),\"\")","v":0.86621605546214953},{"$f":"IFERROR(IF(OR(P62=\"\",'Cost scenario - input'!$G47=\"\"),\"\",P62/'Cost scenario - input'!$G47),\"\")","v":0.88018680209064604},{"$f":"IFERROR(IF(OR(Q62=\"\",'Cost scenario - input'!$G47=\"\"),\"\",Q62/'Cost scenario - input'!$G47),\"\")","v":0.89219268232446947},{"$f":"IFERROR(IF(OR(R62=\"\",'Cost scenario - input'!$G47=\"\"),\"\",R62/'Cost scenario - input'!$G47),\"\")","v":0.90115453346225394},{"$f":"IFERROR(IF(OR(S62=\"\",'Cost scenario - input'!$G47=\"\"),\"\",S62/'Cost scenario - input'!$G47),\"\")","v":0.90622252261733971},{"$f":"IFERROR(IF(OR(T62=\"\",'Cost scenario - input'!$G47=\"\"),\"\",T62/'Cost scenario - input'!$G47),\"\")","v":0.90682132968759244},{"$f":"IFERROR(IF(OR(U62=\"\",'Cost scenario - input'!$G47=\"\"),\"\",U62/'Cost scenario - input'!$G47),\"\")","v":0.90269136028156427},{"$f":"IFERROR(IF(OR(V62=\"\",'Cost scenario - input'!$G47=\"\"),\"\",V62/'Cost scenario - input'!$G47),\"\")","v":0.89391371670795872},{"$f":"IFERROR(IF(OR(W62=\"\",'Cost scenario - input'!$G47=\"\"),\"\",W62/'Cost scenario - input'!$G47),\"\")","v":0.88091007978779701}]
[{"$f":"IFERROR('Cost scenario - input'!A48,\"\")","v":5},{"$f":"IFERROR('Cost scenario - input'!B48,\"\")","v":"TRANSFORMERS"},{"$f":"IFERROR('Cost scenario - input'!C48,\"\")","v":"ground outdoor / indoor chamber mounted ; > = 22 kv & < = 33 kv ; < = 15 mva"},{"$f":"IFERROR(repcalc('Cost scenario - input'!$CY48:$GK48,'Cost scenario - input'!$J48,'Cost scenario - input'!$H48,'Cost scenario - input'!$I48,20,TRUE,TRUE),\"\")","v":227.61122322961074},223.10881697583733,219.10651174406544,215.76767011543944,213.25986359136337,211.75682191009426,211.43703276660617,212.47870558367262,215.05130991125466,219.30436461397497,225.35453633935325,233.27236554890231,243.0700519074457,254.69169082998019,268.00716796659844,282.8106104828729,298.82389593466263,315.70527124421722,333.06267901236117,350.47096892877823,{"$f":"IFERROR(IF(OR(D63=\"\",'Cost scenario - input'!$G48=\"\"),\"\",D63/'Cost scenario - input'!$G48),\"\")","v":1.1747351925675049},{"$f":"IFERROR(IF(OR(E63=\"\",'Cost scenario - input'!$G48=\"\"),\"\",E63/'Cost scenario - input'!$G48),\"\")","v":1.1514976078715689},{"$f":"IFERROR(IF(OR(F63=\"\",'Cost scenario - input'!$G48=\"\"),\"\",F63/'Cost scenario - input'!$G48),\"\")","v":1.1308411185278229},{"$f":"IFERROR(IF(OR(G63=\"\",'Cost scenario - input'!$G48=\"\"),\"\",G63/'Cost scenario - input'!$G48),\"\")","v":1.1136088629830263},{"$f":"IFERROR(IF(OR(H63=\"\",'Cost scenario - input'!$G48=\"\"),\"\",H63/'Cost scenario - input'!$G48),\"\")","v":1.1006657025440059},{"$f":"IFERROR(IF(OR(I63=\"\",'Cost scenario - input'!$G48=\"\"),\"\",I63/'Cost scenario - input'!$G48),\"\")","v":1.0929082820889457},{"$f":"IFERROR(IF(OR(J63=\"\",'Cost scenario - input'!$G48=\"\"),\"\",J63/'Cost scenario - input'!$G48),\"\")","v":1.0912578030144691},{"$f":"IFERROR(IF(OR(K63=\"\",'Cost scenario - input'!$G48=\"\"),\"\",K63/'Cost scenario - input'!$G48),\"\")","v":1.0966340305132092},{"$f":"IFERROR(IF(OR(L63=\"\",'Cost scenario - input'!$G48=\"\"),\"\",L63/'Cost scenario - input'!$G48),\"\")","v":1.1099116220013645},{"$f":"IFERROR(IF(OR(M63=\"\",'Cost scenario - input'!$G48=\"\"),\"\",M63/'Cost scenario - input'!$G48),\"\")","v":1.1318622664568891},{"$f":"IFERROR(IF(OR(N63=\"\",'Cost scenario - input'!$G48=\"\"),\"\",N63/'Cost scenario - input'!$G48),\"\")","v":1.1630880977055924},{"$f":"IFERROR(IF(OR(O63=\"\",'Cost scenario - input'!$G48=\"\"),\"\",O63/'Cost scenario - input'!$G48),\"\")","v":1.203953185504067},{"$f":"IFERROR(IF(OR(P63=\"\",'Cost scenario - input'!$G48=\"\"),\"\",P63/'Cost scenario - input'!$G48),\"\")","v":1.2545204941271073},{"$f":"IFERROR(IF(OR(Q63=\"\",'Cost scenario - input'!$G48=\"\"),\"\",Q63/'Cost scenario - input'!$G48),\"\")","v":1.3145014917418045},{"$f":"IFERROR(IF(OR(R63=\"\",'Cost scenario - input'!$G48=\"\"),\"\",R63/'Cost scenario - input'!$G48),\"\")","v":1.3832246389410701},{"$f":"IFERROR(IF(OR(S63=\"\",'Cost scenario - input'!$G48=\"\"),\"\",S63/'Cost scenario - input'!$G48),\"\")","v":1.459627395572604},{"$f":"IFERROR(IF(OR(T63=\"\",'Cost scenario - input'!$G48=\"\"),\"\",T63/'Cost scenario - input'!$G48),\"\")","v":1.5422743305608229},{"$f":"IFERROR(IF(OR(U63=\"\",'Cost scenario - input'!$G48=\"\"),\"\",U63/'Cost scenario - input'!$G48),\"\")","v":1.6294016057174989},{"$f":"IFERROR(IF(OR(V63=\"\",'Cost scenario - input'!$G48=\"\"),\"\",V63/'Cost scenario - input'!$G48),\"\")","v":1.718985754810243},{"$f":"IFERROR(IF(OR(W63=\"\",'Cost scenario - input'!$G48=\"\"),\"\",W63/'Cost scenario - input'!$G48),\"\")","v":1.8088325141969863}]
[{"$f":"IFERROR('Cost scenario - input'!A49,\"\")","v":5},{"$f":"IFERROR('Cost scenario - input'!B49,\"\")","v":"TRANSFORMERS"},{"$f":"IFERROR('Cost scenario - input'!C49,\"\")","v":"ground outdoor / indoor chamber mounted ; > = 22 kv & < = 33 kv ; > 15 mva and < = 40 mva"},{"$f":"IFERROR(repcalc('Cost scenario - input'!$CY49:$GK49,'Cost scenario - input'!$J49,'Cost scenario - input'!$H49,'Cost scenario - input'!$I49,20,TRUE,TRUE),\"\")","v":670.14223246503025},644.54932646890677,614.16077287394546,580.35059344549916,544.52228848852781,508.04167589122551,472.17872341610905,438.05996475594748,406.63206739638525,378.63648117528692,354.59481028356379,334.80450474703065,319.34450897010606,308.09049396860235,300.73914384584316,296.84064012687315,295.83802844677484,297.11164407024376,300.02631455301599,303.97873501191208,{"$f":"IFERROR(IF(OR(D64=\"\",'Cost scenario - input'!$G49=\"\"),\"\",D64/'Cost scenario - input'!$G49),\"\")","v":0.42691069921238306},{"$f":"IFERROR(IF(OR(E64=\"\",'Cost scenario - input'!$G49=\"\"),\"\",E64/'Cost scenario - input'!$G49),\"\")","v":0.41060686867555446},{"$f":"IFERROR(IF(OR(F64=\"\",'Cost scenario - input'!$G49=\"\"),\"\",F64/'Cost scenario - input'!$G49),\"\")","v":0.39124799523825787},{"$f":"IFERROR(IF(OR(G64=\"\",'Cost scenario - input'!$G49=\"\"),\"\",G64/'Cost scenario - input'!$G49),\"\")","v":0.36970939247448209},{"$f":"IFERROR(IF(OR(H64=\"\",'Cost scenario - input'!$G49=\"\"),\"\",H64/'Cost scenario - input'!$G49),\"\")","v":0.34688515311187296},{"$f":"IFERROR(IF(OR(I64=\"\",'Cost scenario - input'!$G49=\"\"),\"\",I64/'Cost scenario - input'!$G49),\"\")","v":0.32364536448622011},{"$f":"IFERROR(IF(OR(J64=\"\",'Cost scenario - input'!$G49=\"\"),\"\",J64/'Cost scenario - input'!$G49),\"\")","v":0.30079905309847849},{"$f":"IFERROR(IF(OR(K64=\"\",'Cost scenario - input'!$G49=\"\"),\"\",K64/'Cost scenario - input'!$G49),\"\")","v":0.27906387150532586},{"$f":"IFERROR(IF(OR(L64=\"\",'Cost scenario - input'!$G49=\"\"),\"\",L64/'Cost scenario - input'!$G49),\"\")","v":0.25904288941143006},{"$f":"IFERROR(IF(OR(M64=\"\",'Cost scenario - input'!$G49=\"\"),\"\",M64/'Cost scenario - input'!$G49),\"\")","v":0.2412084436631787},{"$f":"IFERROR(IF(OR(N64=\"\",'Cost scenario - input'!$G49=\"\"),\"\",N64/'Cost scenario - input'!$G49),\"\")","v":0.22589281955623944},{"$f":"IFERROR(IF(OR(O64=\"\",'Cost scenario - input'!$G49=\"\"),\"\",O64/'Cost scenario - input'!$G49),\"\")","v":0.21328550611600056},{"$f":"IFERROR(IF(OR(P64=\"\",'Cost scenario - input'!$G49=\"\"),\"\",P64/'Cost scenario - input'!$G49),\"\")","v":0.20343679447359295},{"$f":"IFERROR(IF(OR(Q64=\"\",'Cost scenario - input'!$G49=\"\"),\"\",Q64/'Cost scenario - input'!$G49),\"\")","v":0.1962674814822806},{"$f":"IFERROR(IF(OR(R64=\"\",'Cost scenario - input'!$G49=\"\"),\"\",R64/'Cost scenario - input'!$G49),\"\")","v":0.19158434129349103},{"$f":"IFERROR(IF(OR(S64=\"\",'Cost scenario - input'!$G49=\"\"),\"\",S64/'Cost scenario - input'!$G49),\"\")","v":0.18910081933662881},{"$f":"IFERROR(IF(OR(T64=\"\",'Cost scenario - input'!$G49=\"\"),\"\",T64/'Cost scenario - input'!$G49),\"\")","v":0.18846211066755295},{"$f":"IFERROR(IF(OR(U64=\"\",'Cost scenario - input'!$G49=\"\"),\"\",U64/'Cost scenario - input'!$G49),\"\")","v":0.18927346101976536},{"$f":"IFERROR(IF(OR(V64=\"\",'Cost scenario - input'!$G49=\"\"),\"\",V64/'Cost scenario - input'!$G49),\"\")","v":0.19113023701968554},{"$f":"IFERROR(IF(OR(W64=\"\",'Cost scenario - input'!$G49=\"\"),\"\",W64/'Cost scenario - input'!$G49),\"\")","v":0.19364810636136548}]
[{"$f":"IFERROR('Cost scenario - input'!A50,\"\")","v":5},{"$f":"IFERROR('Cost scenario - input'!B50,\"\")","v":"TRANSFORMERS"},{"$f":"IFERROR('Cost scenario - input'!C50,\"\")","v":"ground outdoor / indoor chamber mounted ; > = 22 kv & < = 33 kv ; > 40 mva"},{"$f":"IFERROR(repcalc('Cost scenario - input'!$CY50:$GK50,'Cost scenario - input'!$J50,'Cost scenario - input'!$H50,'Cost scenario - input'!$I50,20,TRUE,TRUE),\"\")","v":26.273416631302261},33.295188488247945,41.507981857084864,50.905766069158148,61.41685289249439,72.894265612293196,85.110746355542574,97.759880769044841,110.46435471060553,122.79166578418022,134.27676145280762,144.45017185866533,152.86938072363918,159.15056663437869,162.99756343905403,164.22500218375728,162.7731173998655,158.71257096652039,152.23875140954695,143.65618905631393,{"$f":"IFERROR(IF(OR(D65=\"\",'Cost scenario - input'!$G50=\"\"),\"\",D65/'Cost scenario - input'!$G50),\"\")","v":1.6737346374230792E-2},{"$f":"IFERROR(IF(OR(E65=\"\",'Cost scenario - input'!$G50=\"\"),\"\",E65/'Cost scenario - input'!$G50),\"\")","v":2.1210530405823578E-2},{"$f":"IFERROR(IF(OR(F65=\"\",'Cost scenario - input'!$G50=\"\"),\"\",F65/'Cost scenario - input'!$G50),\"\")","v":2.6442448631123536E-2},{"$f":"IFERROR(IF(OR(G65=\"\",'Cost scenario - input'!$G50=\"\"),\"\",G65/'Cost scenario - input'!$G50),\"\")","v":3.2429259243350779E-2},{"$f":"IFERROR(IF(OR(H65=\"\",'Cost scenario - input'!$G50=\"\"),\"\",H65/'Cost scenario - input'!$G50),\"\")","v":3.912529361910802E-2},{"$f":"IFERROR(IF(OR(I65=\"\",'Cost scenario - input'!$G50=\"\"),\"\",I65/'Cost scenario - input'!$G50),\"\")","v":4.643692099011406E-2},{"$f":"IFERROR(IF(OR(J65=\"\",'Cost scenario - input'!$G50=\"\"),\"\",J65/'Cost scenario - input'!$G50),\"\")","v":5.4219367884754975E-2},{"$f":"IFERROR(IF(OR(K65=\"\",'Cost scenario - input'!$G50=\"\"),\"\",K65/'Cost scenario - input'!$G50),\"\")","v":6.2277434598497654E-2},{"$f":"IFERROR(IF(OR(L65=\"\",'Cost scenario - input'!$G50=\"\"),\"\",L65/'Cost scenario - input'!$G50),\"\")","v":7.0370755076998012E-2},{"$f":"IFERROR(IF(OR(M65=\"\",'Cost scenario - input'!$G50=\"\"),\"\",M65/'Cost scenario - input'!$G50),\"\")","v":7.8223805869619023E-2},{"$f":"IFERROR(IF(OR(N65=\"\",'Cost scenario - input'!$G50=\"\"),\"\",N65/'Cost scenario - input'!$G50),\"\")","v":8.5540327624082091E-2},{"$f":"IFERROR(IF(OR(O65=\"\",'Cost scenario - input'!$G50=\"\"),\"\",O65/'Cost scenario - input'!$G50),\"\")","v":9.2021246956331279E-2},{"$f":"IFERROR(IF(OR(P65=\"\",'Cost scenario - input'!$G50=\"\"),\"\",P65/'Cost scenario - input'!$G50),\"\")","v":9.7384661123112115E-2},{"$f":"IFERROR(IF(OR(Q65=\"\",'Cost scenario - input'!$G50=\"\"),\"\",Q65/'Cost scenario - input'!$G50),\"\")","v":0.10138605864610244},{"$f":"IFERROR(IF(OR(R65=\"\",'Cost scenario - input'!$G50=\"\"),\"\",R65/'Cost scenario - input'!$G50),\"\")","v":0.10383676838530315},{"$f":"IFERROR(IF(OR(S65=\"\",'Cost scenario - input'!$G50=\"\"),\"\",S65/'Cost scenario - input'!$G50),\"\")","v":0.10461870199186625},{"$f":"IFERROR(IF(OR(T65=\"\",'Cost scenario - input'!$G50=\"\"),\"\",T65/'Cost scenario - input'!$G50),\"\")","v":0.1036937861781186},{"$f":"IFERROR(IF(OR(U65=\"\",'Cost scenario - input'!$G50=\"\"),\"\",U65/'Cost scenario - input'!$G50),\"\")","v":0.10110703573460858},{"$f":"IFERROR(IF(OR(V65=\"\",'Cost scenario - input'!$G50=\"\"),\"\",V65/'Cost scenario - input'!$G50),\"\")","v":9.698292192748996E-2},{"$f":"IFERROR(IF(OR(W65=\"\",'Cost scenario - input'!$G50=\"\"),\"\",W65/'Cost scenario - input'!$G50),\"\")","v":9.1515444252228267E-2}]
[{"$f":"IFERROR('Cost scenario - input'!A51,\"\")","v":5},{"$f":"IFERROR('Cost scenario - input'!B51,\"\")","v":"TRANSFORMERS"},{"$f":"IFERROR('Cost scenario - input'!C51,\"\")","v":"ground outdoor / indoor chamber mounted ; > 132 kv ; < = 100 mva"},{"$f":"IFERROR(repcalc('Cost scenario - input'!$CY51:$GK51,'Cost scenario - input'!$J51,'Cost scenario - input'!$H51,'Cost scenario - input'!$I51,20,TRUE,TRUE),\"\")","v":1.0344957797759362E-6},2.125068487036848E-6,4.3103696609250522E-6,8.6328434547129112E-6,1.7072273139923099E-5,3.3337062976357855E-5,6.4277973160109064E-5,1.2237598718643422E-4,2.3005398965051199E-4,4.270347102401774E-4,7.8270253133154704E-4,1.4165462203228371E-3,2.5314275001911981E-3,4.4668486880266398E-3,7.7828426409305655E-3,1.3389882420688472E-2,2.2746627383292462E-2,3.8155681685200241E-2,6.319803537309443E-2,0.10335947261472726,{"$f":"IFERROR(IF(OR(D66=\"\",'Cost scenario - input'!$G51=\"\"),\"\",D66/'Cost scenario - input'!$G51),\"\")","v":2.832855297626945E-10},{"$f":"IFERROR(IF(OR(E66=\"\",'Cost scenario - input'!$G51=\"\"),\"\",E66/'Cost scenario - input'!$G51),\"\")","v":5.8192712227654515E-10},{"$f":"IFERROR(IF(OR(F66=\"\",'Cost scenario - input'!$G51=\"\"),\"\",F66/'Cost scenario - input'!$G51),\"\")","v":1.1803483172571981E-9},{"$f":"IFERROR(IF(OR(G66=\"\",'Cost scenario - input'!$G51=\"\"),\"\",G66/'Cost scenario - input'!$G51),\"\")","v":2.3640112209606562E-9},{"$f":"IFERROR(IF(OR(H66=\"\",'Cost scenario - input'!$G51=\"\"),\"\",H66/'Cost scenario - input'!$G51),\"\")","v":4.675058163837117E-9},{"$f":"IFERROR(IF(OR(I66=\"\",'Cost scenario - input'!$G51=\"\"),\"\",I66/'Cost scenario - input'!$G51),\"\")","v":9.1289957200553501E-9},{"$f":"IFERROR(IF(OR(J66=\"\",'Cost scenario - input'!$G51=\"\"),\"\",J66/'Cost scenario - input'!$G51),\"\")","v":1.7601830799810212E-8},{"$f":"IFERROR(IF(OR(K66=\"\",'Cost scenario - input'!$G51=\"\"),\"\",K66/'Cost scenario - input'!$G51),\"\")","v":3.351134633710194E-8},{"$f":"IFERROR(IF(OR(L66=\"\",'Cost scenario - input'!$G51=\"\"),\"\",L66/'Cost scenario - input'!$G51),\"\")","v":6.2997807826999792E-8},{"$f":"IFERROR(IF(OR(M66=\"\",'Cost scenario - input'!$G51=\"\"),\"\",M66/'Cost scenario - input'!$G51),\"\")","v":1.1693885705715413E-7},{"$f":"IFERROR(IF(OR(N66=\"\",'Cost scenario - input'!$G51=\"\"),\"\",N66/'Cost scenario - input'!$G51),\"\")","v":2.1433466000497743E-7},{"$f":"IFERROR(IF(OR(O66=\"\",'Cost scenario - input'!$G51=\"\"),\"\",O66/'Cost scenario - input'!$G51),\"\")","v":3.8790592895836959E-7},{"$f":"IFERROR(IF(OR(P66=\"\",'Cost scenario - input'!$G51=\"\"),\"\",P66/'Cost scenario - input'!$G51),\"\")","v":6.9320416232421843E-7},{"$f":"IFERROR(IF(OR(Q66=\"\",'Cost scenario - input'!$G51=\"\"),\"\",Q66/'Cost scenario - input'!$G51),\"\")","v":1.2231984138509469E-6},{"$f":"IFERROR(IF(OR(R66=\"\",'Cost scenario - input'!$G51=\"\"),\"\",R66/'Cost scenario - input'!$G51),\"\")","v":2.1312476509795325E-6},{"$f":"IFERROR(IF(OR(S66=\"\",'Cost scenario - input'!$G51=\"\"),\"\",S66/'Cost scenario - input'!$G51),\"\")","v":3.6666751176370131E-6},{"$f":"IFERROR(IF(OR(T66=\"\",'Cost scenario - input'!$G51=\"\"),\"\",T66/'Cost scenario - input'!$G51),\"\")","v":6.22891897150735E-6},{"$f":"IFERROR(IF(OR(U66=\"\",'Cost scenario - input'!$G51=\"\"),\"\",U66/'Cost scenario - input'!$G51),\"\")","v":1.044852256622045E-5},{"$f":"IFERROR(IF(OR(V66=\"\",'Cost scenario - input'!$G51=\"\"),\"\",V66/'Cost scenario - input'!$G51),\"\")","v":1.7306101465688177E-5},{"$f":"IFERROR(IF(OR(W66=\"\",'Cost scenario - input'!$G51=\"\"),\"\",W66/'Cost scenario - input'!$G51),\"\")","v":2.8303878592909875E-5}]
[{"$f":"IFERROR('Cost scenario - input'!A52,\"\")","v":5},{"$f":"IFERROR('Cost scenario - input'!B52,\"\")","v":"TRANSFORMERS"},{"$f":"IFERROR('Cost scenario - input'!C52,\"\")","v":"ground outdoor / indoor chamber mounted ; > 33 kv & < = 66 kv ; < = 15 mva"},{"$f":"IFERROR(repcalc('Cost scenario - input'!$CY52:$GK52,'Cost scenario - input'!$J52,'Cost scenario - input'!$H52,'Cost scenario - input'!$I52,20,TRUE,TRUE),\"\")","v":210.73727651635843},218.88356316146397,228.99284520556577,241.06070080507652,255.03757003758281,270.842718141749,288.3791960490189,307.54844409234192,328.26332380661609,350.45860334991971,374.09823545441435,399.17911897648452,425.73138980472351,453.81560851701835,483.51746878671855,514.94081668063779,548.19983047109258,583.41115871053239,620.68665934312662,660.12714594685406,{"$f":"IFERROR(IF(OR(D67=\"\",'Cost scenario - input'!$G52=\"\"),\"\",D67/'Cost scenario - input'!$G52),\"\")","v":0.55462843942957141},{"$f":"IFERROR(IF(OR(E67=\"\",'Cost scenario - input'!$G52=\"\"),\"\",E67/'Cost scenario - input'!$G52),\"\")","v":0.57606822608625308},{"$f":"IFERROR(IF(OR(F67=\"\",'Cost scenario - input'!$G52=\"\"),\"\",F67/'Cost scenario - input'!$G52),\"\")","v":0.6026743178824443},{"$f":"IFERROR(IF(OR(G67=\"\",'Cost scenario - input'!$G52=\"\"),\"\",G67/'Cost scenario - input'!$G52),\"\")","v":0.63443507719878911},{"$f":"IFERROR(IF(OR(H67=\"\",'Cost scenario - input'!$G52=\"\"),\"\",H67/'Cost scenario - input'!$G52),\"\")","v":0.67122006986208005},{"$f":"IFERROR(IF(OR(I67=\"\",'Cost scenario - input'!$G52=\"\"),\"\",I67/'Cost scenario - input'!$G52),\"\")","v":0.71281681426760279},{"$f":"IFERROR(IF(OR(J67=\"\",'Cost scenario - input'!$G52=\"\"),\"\",J67/'Cost scenario - input'!$G52),\"\")","v":0.75897015522171385},{"$f":"IFERROR(IF(OR(K67=\"\",'Cost scenario - input'!$G52=\"\"),\"\",K67/'Cost scenario - input'!$G52),\"\")","v":0.80942069868065103},{"$f":"IFERROR(IF(OR(L67=\"\",'Cost scenario - input'!$G52=\"\"),\"\",L67/'Cost scenario - input'!$G52),\"\")","v":0.86393910946597463},{"$f":"IFERROR(IF(OR(M67=\"\",'Cost scenario - input'!$G52=\"\"),\"\",M67/'Cost scenario - input'!$G52),\"\")","v":0.92235370729745991},{"$f":"IFERROR(IF(OR(N67=\"\",'Cost scenario - input'!$G52=\"\"),\"\",N67/'Cost scenario - input'!$G52),\"\")","v":0.98456962125223335},{"$f":"IFERROR(IF(OR(O67=\"\",'Cost scenario - input'!$G52=\"\"),\"\",O67/'Cost scenario - input'!$G52),\"\")","v":1.050578689592266},{"$f":"IFERROR(IF(OR(P67=\"\",'Cost scenario - input'!$G52=\"\"),\"\",P67/'Cost scenario - input'!$G52),\"\")","v":1.1204602253899176},{"$f":"IFERROR(IF(OR(Q67=\"\",'Cost scenario - input'!$G52=\"\"),\"\",Q67/'Cost scenario - input'!$G52),\"\")","v":1.1943736148693993},{"$f":"IFERROR(IF(OR(R67=\"\",'Cost scenario - input'!$G52=\"\"),\"\",R67/'Cost scenario - input'!$G52),\"\")","v":1.2725443907371432},{"$f":"IFERROR(IF(OR(S67=\"\",'Cost scenario - input'!$G52=\"\"),\"\",S67/'Cost scenario - input'!$G52),\"\")","v":1.355245860036544},{"$f":"IFERROR(IF(OR(T67=\"\",'Cost scenario - input'!$G52=\"\"),\"\",T67/'Cost scenario - input'!$G52),\"\")","v":1.4427785226034091},{"$f":"IFERROR(IF(OR(U67=\"\",'Cost scenario - input'!$G52=\"\"),\"\",U67/'Cost scenario - input'!$G52),\"\")","v":1.5354493796749009},{"$f":"IFERROR(IF(OR(V67=\"\",'Cost scenario - input'!$G52=\"\"),\"\",V67/'Cost scenario - input'!$G52),\"\")","v":1.6335528243362771},{"$f":"IFERROR(IF(OR(W67=\"\",'Cost scenario - input'!$G52=\"\"),\"\",W67/'Cost scenario - input'!$G52),\"\")","v":1.7373541825818377}]
[{"$f":"IFERROR('Cost scenario - input'!A53,\"\")","v":5},{"$f":"IFERROR('Cost scenario - input'!B53,\"\")","v":"TRANSFORMERS"},{"$f":"IFERROR('Cost scenario - input'!C53,\"\")","v":"ground outdoor / indoor chamber mounted ; > 33 kv & < = 66 kv ; > 15 mva and < = 40 mva"},{"$f":"IFERROR(repcalc('Cost scenario - input'!$CY53:$GK53,'Cost scenario - input'!$J53,'Cost scenario - input'!$H53,'Cost scenario - input'!$I53,20,TRUE,TRUE),\"\")","v":151.21925253377034},173.05512255861473,197.42488997312375,224.54774832120899,254.60382794602967,287.70614638894722,323.8706715226611,362.98721389184897,404.79438583422467,448.86211091258338,494.58504412440078,541.18970788268052,587.75714721479437,633.26151098283026,676.62329561647664,716.77422877335346,752.72914990177492,783.65899975469802,808.95836799690937,828.3011041614559,{"$f":"IFERROR(IF(OR(D68=\"\",'Cost scenario - input'!$G53=\"\"),\"\",D68/'Cost scenario - input'!$G53),\"\")","v":0.36426706600807734},{"$f":"IFERROR(IF(OR(E68=\"\",'Cost scenario - input'!$G53=\"\"),\"\",E68/'Cost scenario - input'!$G53),\"\")","v":0.41686677255607446},{"$f":"IFERROR(IF(OR(F68=\"\",'Cost scenario - input'!$G53=\"\"),\"\",F68/'Cost scenario - input'!$G53),\"\")","v":0.4755703008875613},{"$f":"IFERROR(IF(OR(G68=\"\",'Cost scenario - input'!$G53=\"\"),\"\",G68/'Cost scenario - input'!$G53),\"\")","v":0.54090565909536159},{"$f":"IFERROR(IF(OR(H68=\"\",'Cost scenario - input'!$G53=\"\"),\"\",H68/'Cost scenario - input'!$G53),\"\")","v":0.61330675721739847},{"$f":"IFERROR(IF(OR(I68=\"\",'Cost scenario - input'!$G53=\"\"),\"\",I68/'Cost scenario - input'!$G53),\"\")","v":0.69304583947859288},{"$f":"IFERROR(IF(OR(J68=\"\",'Cost scenario - input'!$G53=\"\"),\"\",J68/'Cost scenario - input'!$G53),\"\")","v":0.78016137036042554},{"$f":"IFERROR(IF(OR(K68=\"\",'Cost scenario - input'!$G53=\"\"),\"\",K68/'Cost scenario - input'!$G53),\"\")","v":0.87438791812108618},{"$f":"IFERROR(IF(OR(L68=\"\",'Cost scenario - input'!$G53=\"\"),\"\",L68/'Cost scenario - input'!$G53),\"\")","v":0.97509583464873517},{"$f":"IFERROR(IF(OR(M68=\"\",'Cost scenario - input'!$G53=\"\"),\"\",M68/'Cost scenario - input'!$G53),\"\")","v":1.0812491230096828},{"$f":"IFERROR(IF(OR(N68=\"\",'Cost scenario - input'!$G53=\"\"),\"\",N68/'Cost scenario - input'!$G53),\"\")","v":1.1913895876084781},{"$f":"IFERROR(IF(OR(O68=\"\",'Cost scenario - input'!$G53=\"\"),\"\",O68/'Cost scenario - input'!$G53),\"\")","v":1.3036540238166276},{"$f":"IFERROR(IF(OR(P68=\"\",'Cost scenario - input'!$G53=\"\"),\"\",P68/'Cost scenario - input'!$G53),\"\")","v":1.4158287913332841},{"$f":"IFERROR(IF(OR(Q68=\"\",'Cost scenario - input'!$G53=\"\"),\"\",Q68/'Cost scenario - input'!$G53),\"\")","v":1.5254427512134587},{"$f":"IFERROR(IF(OR(R68=\"\",'Cost scenario - input'!$G53=\"\"),\"\",R68/'Cost scenario - input'!$G53),\"\")","v":1.6298955229387064},{"$f":"IFERROR(IF(OR(S68=\"\",'Cost scenario - input'!$G53=\"\"),\"\",S68/'Cost scenario - input'!$G53),\"\")","v":1.7266137805248281},{"$f":"IFERROR(IF(OR(T68=\"\",'Cost scenario - input'!$G53=\"\"),\"\",T68/'Cost scenario - input'!$G53),\"\")","v":1.8132244032368867},{"$f":"IFERROR(IF(OR(U68=\"\",'Cost scenario - input'!$G53=\"\"),\"\",U68/'Cost scenario - input'!$G53),\"\")","v":1.8877302976201338},{"$f":"IFERROR(IF(OR(V68=\"\",'Cost scenario - input'!$G53=\"\"),\"\",V68/'Cost scenario - input'!$G53),\"\")","v":1.9486731107013597},{"$f":"IFERROR(IF(OR(W68=\"\",'Cost scenario - input'!$G53=\"\"),\"\",W68/'Cost scenario - input'!$G53),\"\")","v":1.9952671893862426}]
[{"$f":"IFERROR('Cost scenario - input'!A54,\"\")","v":5},{"$f":"IFERROR('Cost scenario - input'!B54,\"\")","v":"TRANSFORMERS"},{"$f":"IFERROR('Cost scenario - input'!C54,\"\")","v":"ground outdoor / indoor chamber mounted ; > 33 kv & < = 66 kv ; > 40 mva"},{"$f":"IFERROR(repcalc('Cost scenario - input'!$CY54:$GK54,'Cost scenario - input'!$J54,'Cost scenario - input'!$H54,'Cost scenario - input'!$I54,20,TRUE,TRUE),\"\")","v":2.4660908126402377E-10},5.7095358420760815E-10,1.3051210315415807E-9,2.9455074182563051E-9,6.563416771662073E-9,1.4439815328436151E-8,3.1365805678290602E-8,6.7269137982228471E-8,1.4244310863811666E-7,2.9780697169406114E-7,6.1474910608682284E-7,1.2529464191530803E-6,2.5213939008744836E-6,5.0098498131301899E-6,9.8284919782916456E-6,1.9038370372344674E-5,3.6412967097828038E-5,6.8765195606626582E-5,1.2822441361014852E-4,2.3608343359959733E-4,{"$f":"IFERROR(IF(OR(D69=\"\",'Cost scenario - input'!$G54=\"\"),\"\",D69/'Cost scenario - input'!$G54),\"\")","v":6.7531241398879036E-14},{"$f":"IFERROR(IF(OR(E69=\"\",'Cost scenario - input'!$G54=\"\"),\"\",E69/'Cost scenario - input'!$G54),\"\")","v":1.563494909637947E-13},{"$f":"IFERROR(IF(OR(F69=\"\",'Cost scenario - input'!$G54=\"\"),\"\",F69/'Cost scenario - input'!$G54),\"\")","v":3.5739334084549858E-13},{"$f":"IFERROR(IF(OR(G69=\"\",'Cost scenario - input'!$G54=\"\"),\"\",G69/'Cost scenario - input'!$G54),\"\")","v":8.0659548904241329E-13},{"$f":"IFERROR(IF(OR(H69=\"\",'Cost scenario - input'!$G54=\"\"),\"\",H69/'Cost scenario - input'!$G54),\"\")","v":1.797321007550518E-12},{"$f":"IFERROR(IF(OR(I69=\"\",'Cost scenario - input'!$G54=\"\"),\"\",I69/'Cost scenario - input'!$G54),\"\")","v":3.9541879386666051E-12},{"$f":"IFERROR(IF(OR(J69=\"\",'Cost scenario - input'!$G54=\"\"),\"\",J69/'Cost scenario - input'!$G54),\"\")","v":8.5891881356275909E-12},{"$f":"IFERROR(IF(OR(K69=\"\",'Cost scenario - input'!$G54=\"\"),\"\",K69/'Cost scenario - input'!$G54),\"\")","v":1.8420929077258152E-11},{"$f":"IFERROR(IF(OR(L69=\"\",'Cost scenario - input'!$G54=\"\"),\"\",L69/'Cost scenario - input'!$G54),\"\")","v":3.9006511462360796E-11},{"$f":"IFERROR(IF(OR(M69=\"\",'Cost scenario - input'!$G54=\"\"),\"\",M69/'Cost scenario - input'!$G54),\"\")","v":8.1551232390381097E-11},{"$f":"IFERROR(IF(OR(N69=\"\",'Cost scenario - input'!$G54=\"\"),\"\",N69/'Cost scenario - input'!$G54),\"\")","v":1.6834242303691944E-10},{"$f":"IFERROR(IF(OR(O69=\"\",'Cost scenario - input'!$G54=\"\"),\"\",O69/'Cost scenario - input'!$G54),\"\")","v":3.431058850630875E-10},{"$f":"IFERROR(IF(OR(P69=\"\",'Cost scenario - input'!$G54=\"\"),\"\",P69/'Cost scenario - input'!$G54),\"\")","v":6.9045656919389392E-10},{"$f":"IFERROR(IF(OR(Q69=\"\",'Cost scenario - input'!$G54=\"\"),\"\",Q69/'Cost scenario - input'!$G54),\"\")","v":1.371893424883293E-9},{"$f":"IFERROR(IF(OR(R69=\"\",'Cost scenario - input'!$G54=\"\"),\"\",R69/'Cost scenario - input'!$G54),\"\")","v":2.69142669430879E-9},{"$f":"IFERROR(IF(OR(S69=\"\",'Cost scenario - input'!$G54=\"\"),\"\",S69/'Cost scenario - input'!$G54),\"\")","v":5.2134527198517859E-9},{"$f":"IFERROR(IF(OR(T69=\"\",'Cost scenario - input'!$G54=\"\"),\"\",T69/'Cost scenario - input'!$G54),\"\")","v":9.971298942151304E-9},{"$f":"IFERROR(IF(OR(U69=\"\",'Cost scenario - input'!$G54=\"\"),\"\",U69/'Cost scenario - input'!$G54),\"\")","v":1.8830608348037711E-8},{"$f":"IFERROR(IF(OR(V69=\"\",'Cost scenario - input'!$G54=\"\"),\"\",V69/'Cost scenario - input'!$G54),\"\")","v":3.5112874936937201E-8},{"$f":"IFERROR(IF(OR(W69=\"\",'Cost scenario - input'!$G54=\"\"),\"\",W69/'Cost scenario - input'!$G54),\"\")","v":6.464890612694749E-8}]
[{"$f":"IFERROR('Cost scenario - input'!A55,\"\")","v":5},{"$f":"IFERROR('Cost scenario - input'!B55,\"\")","v":"TRANSFORMERS"},{"$f":"IFERROR('Cost scenario - input'!C55,\"\")","v":"ground outdoor / indoor chamber mounted ; > 66 kv & < = 132 kv ; < = 100 mva"},{"$f":"IFERROR(repcalc('Cost scenario - input'!$CY55:$GK55,'Cost scenario - input'!$J55,'Cost scenario - input'!$H55,'Cost scenario - input'!$I55,20,TRUE,TRUE),\"\")","v":29.621404116666294},35.284999254335155,41.603399629516147,48.566845909854848,56.15014746179186,64.312925189162144,73.00059053454487,82.145950003408828,91.671252955830255,101.49045129804693,111.5114234627334,121.63793790055725,131.77119356867823,141.81087021162762,151.65573668955884,161.20398323703287,170.35354279208772,179.00272760562345,187.05151465940617,194.40375881600642,{"$f":"IFERROR(IF(OR(D70=\"\",'Cost scenario - input'!$G55=\"\"),\"\",D70/'Cost scenario - input'!$G55),\"\")","v":8.3361782933665488E-2},{"$f":"IFERROR(IF(OR(E70=\"\",'Cost scenario - input'!$G55=\"\"),\"\",E70/'Cost scenario - input'!$G55),\"\")","v":9.9300507061360552E-2},{"$f":"IFERROR(IF(OR(F70=\"\",'Cost scenario - input'!$G55=\"\"),\"\",F70/'Cost scenario - input'!$G55),\"\")","v":0.11708201122265305},{"$f":"IFERROR(IF(OR(G70=\"\",'Cost scenario - input'!$G55=\"\"),\"\",G70/'Cost scenario - input'!$G55),\"\")","v":0.1366788303000184},{"$f":"IFERROR(IF(OR(H70=\"\",'Cost scenario - input'!$G55=\"\"),\"\",H70/'Cost scenario - input'!$G55),\"\")","v":0.15802007176863003},{"$f":"IFERROR(IF(OR(I70=\"\",'Cost scenario - input'!$G55=\"\"),\"\",I70/'Cost scenario - input'!$G55),\"\")","v":0.18099209910280836},{"$f":"IFERROR(IF(OR(J70=\"\",'Cost scenario - input'!$G55=\"\"),\"\",J70/'Cost scenario - input'!$G55),\"\")","v":0.20544128692218813},{"$f":"IFERROR(IF(OR(K70=\"\",'Cost scenario - input'!$G55=\"\"),\"\",K70/'Cost scenario - input'!$G55),\"\")","v":0.23117853651005743},{"$f":"IFERROR(IF(OR(L70=\"\",'Cost scenario - input'!$G55=\"\"),\"\",L70/'Cost scenario - input'!$G55),\"\")","v":0.25798503879366769},{"$f":"IFERROR(IF(OR(M70=\"\",'Cost scenario - input'!$G55=\"\"),\"\",M70/'Cost scenario - input'!$G55),\"\")","v":0.28561863366184365},{"$f":"IFERROR(IF(OR(N70=\"\",'Cost scenario - input'!$G55=\"\"),\"\",N70/'Cost scenario - input'!$G55),\"\")","v":0.31382006878243213},{"$f":"IFERROR(IF(OR(O70=\"\",'Cost scenario - input'!$G55=\"\"),\"\",O70/'Cost scenario - input'!$G55),\"\")","v":0.3423185253416044},{"$f":"IFERROR(IF(OR(P70=\"\",'Cost scenario - input'!$G55=\"\"),\"\",P70/'Cost scenario - input'!$G55),\"\")","v":0.3708359533504258},{"$f":"IFERROR(IF(OR(Q70=\"\",'Cost scenario - input'!$G55=\"\"),\"\",Q70/'Cost scenario - input'!$G55),\"\")","v":0.39909002738882854},{"$f":"IFERROR(IF(OR(R70=\"\",'Cost scenario - input'!$G55=\"\"),\"\",R70/'Cost scenario - input'!$G55),\"\")","v":0.42679585858818309},{"$f":"IFERROR(IF(OR(S70=\"\",'Cost scenario - input'!$G55=\"\"),\"\",S70/'Cost scenario - input'!$G55),\"\")","v":0.45366692968774014},{"$f":"IFERROR(IF(OR(T70=\"\",'Cost scenario - input'!$G55=\"\"),\"\",T70/'Cost scenario - input'!$G55),\"\")","v":0.47941599933221341},{"$f":"IFERROR(IF(OR(U70=\"\",'Cost scenario - input'!$G55=\"\"),\"\",U70/'Cost scenario - input'!$G55),\"\")","v":0.50375689364429121},{"$f":"IFERROR(IF(OR(V70=\"\",'Cost scenario - input'!$G55=\"\"),\"\",V70/'Cost scenario - input'!$G55),\"\")","v":0.52640812370124923},{"$f":"IFERROR(IF(OR(W70=\"\",'Cost scenario - input'!$G55=\"\"),\"\",W70/'Cost scenario - input'!$G55),\"\")","v":0.54709911387321675}]
[{"$f":"IFERROR('Cost scenario - input'!A56,\"\")","v":5},{"$f":"IFERROR('Cost scenario - input'!B56,\"\")","v":"TRANSFORMERS"},{"$f":"IFERROR('Cost scenario - input'!C56,\"\")","v":"ground outdoor / indoor chamber mounted ; > 66 kv & < = 132 kv ; > 100 mva"},{"$f":"IFERROR(repcalc('Cost scenario - input'!$CY56:$GK56,'Cost scenario - input'!$J56,'Cost scenario - input'!$H56,'Cost scenario - input'!$I56,20,TRUE,TRUE),\"\")","v":1.2419581051889185E-6},2.4652433702833246E-6,4.8312916315300872E-6,9.3479899607608619E-6,1.78577110526661E-5,3.3681163285549536E-5,6.2719619949331326E-5,1.1531246652324433E-4,2.0931832685732206E-4,3.7514419871297061E-4,6.6382141910288704E-4,1.1597613742260204E-3,2.0005663277162925E-3,3.4072742864769026E-3,5.7297318897362092E-3,9.5134533249226702E-3,1.5596344608552829E-2,2.5246008633345949E-2,4.0350876426453533E-2,6.3680904714397579E-2,{"$f":"IFERROR(IF(OR(D71=\"\",'Cost scenario - input'!$G56=\"\"),\"\",D71/'Cost scenario - input'!$G56),\"\")","v":3.400968536069992E-10},{"$f":"IFERROR(IF(OR(E71=\"\",'Cost scenario - input'!$G56=\"\"),\"\",E71/'Cost scenario - input'!$G56),\"\")","v":6.7508035102467321E-10},{"$f":"IFERROR(IF(OR(F71=\"\",'Cost scenario - input'!$G56=\"\"),\"\",F71/'Cost scenario - input'!$G56),\"\")","v":1.3229971895801347E-9},{"$f":"IFERROR(IF(OR(G71=\"\",'Cost scenario - input'!$G56=\"\"),\"\",G71/'Cost scenario - input'!$G56),\"\")","v":2.5598463908901198E-9},{"$f":"IFERROR(IF(OR(H71=\"\",'Cost scenario - input'!$G56=\"\"),\"\",H71/'Cost scenario - input'!$G56),\"\")","v":4.8901418785868268E-9},{"$f":"IFERROR(IF(OR(I71=\"\",'Cost scenario - input'!$G56=\"\"),\"\",I71/'Cost scenario - input'!$G56),\"\")","v":9.223223884429289E-9},{"$f":"IFERROR(IF(OR(J71=\"\",'Cost scenario - input'!$G56=\"\"),\"\",J71/'Cost scenario - input'!$G56),\"\")","v":1.7175092553504184E-8},{"$f":"IFERROR(IF(OR(K71=\"\",'Cost scenario - input'!$G56=\"\"),\"\",K71/'Cost scenario - input'!$G56),\"\")","v":3.1577077264013129E-8},{"$f":"IFERROR(IF(OR(L71=\"\",'Cost scenario - input'!$G56=\"\"),\"\",L71/'Cost scenario - input'!$G56),\"\")","v":5.7319569854272933E-8},{"$f":"IFERROR(IF(OR(M71=\"\",'Cost scenario - input'!$G56=\"\"),\"\",M71/'Cost scenario - input'!$G56),\"\")","v":1.0272919923638868E-7},{"$f":"IFERROR(IF(OR(N71=\"\",'Cost scenario - input'!$G56=\"\"),\"\",N71/'Cost scenario - input'!$G56),\"\")","v":1.8178034754198361E-7},{"$f":"IFERROR(IF(OR(O71=\"\",'Cost scenario - input'!$G56=\"\"),\"\",O71/'Cost scenario - input'!$G56),\"\")","v":3.1758816393343701E-7},{"$f":"IFERROR(IF(OR(P71=\"\",'Cost scenario - input'!$G56=\"\"),\"\",P71/'Cost scenario - input'!$G56),\"\")","v":5.4783354659529677E-7},{"$f":"IFERROR(IF(OR(Q71=\"\",'Cost scenario - input'!$G56=\"\"),\"\",Q71/'Cost scenario - input'!$G56),\"\")","v":9.3304537356399652E-7},{"$f":"IFERROR(IF(OR(R71=\"\",'Cost scenario - input'!$G56=\"\"),\"\",R71/'Cost scenario - input'!$G56),\"\")","v":1.5690253798171013E-6},{"$f":"IFERROR(IF(OR(S71=\"\",'Cost scenario - input'!$G56=\"\"),\"\",S71/'Cost scenario - input'!$G56),\"\")","v":2.6051567514437876E-6},{"$f":"IFERROR(IF(OR(T71=\"\",'Cost scenario - input'!$G56=\"\"),\"\",T71/'Cost scenario - input'!$G56),\"\")","v":4.2708910284316337E-6},{"$f":"IFERROR(IF(OR(U71=\"\",'Cost scenario - input'!$G56=\"\"),\"\",U71/'Cost scenario - input'!$G56),\"\")","v":6.913347613307806E-6},{"$f":"IFERROR(IF(OR(V71=\"\",'Cost scenario - input'!$G56=\"\"),\"\",V71/'Cost scenario - input'!$G56),\"\")","v":1.1049653008089349E-5},{"$f":"IFERROR(IF(OR(W71=\"\",'Cost scenario - input'!$G56=\"\"),\"\",W71/'Cost scenario - input'!$G56),\"\")","v":1.7438330035230388E-5}]
[{"$f":"IFERROR('Cost scenario - input'!A57,\"\")","v":5},{"$f":"IFERROR('Cost scenario - input'!B57,\"\")","v":"TRANSFORMERS"},{"$f":"IFERROR('Cost scenario - input'!C57,\"\")","v":"kiosk mounted ; < = 22 kv ; < = 60 kva ; multiple phase"},{"$f":"IFERROR(repcalc('Cost scenario - input'!$CY57:$GK57,'Cost scenario - input'!$J57,'Cost scenario - input'!$H57,'Cost scenario - input'!$I57,20,TRUE,TRUE),\"\")","v":324.58728238556233},301.70278790111507,281.50388739113066,263.95509220241649,248.99624063599563,236.55547408010301,226.55481686284972,218.90955798337521,213.52312775014414,210.27941152441636,209.03449566289501,209.60973739947303,211.78781413912071,215.31304817273903,219.89682638222914,225.22835617887881,230.99035239195081,236.87859088822023,242.62366706600667,248.01284164566854,{"$f":"IFERROR(IF(OR(D72=\"\",'Cost scenario - input'!$G57=\"\"),\"\",D72/'Cost scenario - input'!$G57),\"\")","v":7.2027457537864565},{"$f":"IFERROR(IF(OR(E72=\"\",'Cost scenario - input'!$G57=\"\"),\"\",E72/'Cost scenario - input'!$G57),\"\")","v":6.6949279666446708},{"$f":"IFERROR(IF(OR(F72=\"\",'Cost scenario - input'!$G57=\"\"),\"\",F72/'Cost scenario - input'!$G57),\"\")","v":6.2467047836222775},{"$f":"IFERROR(IF(OR(G72=\"\",'Cost scenario - input'!$G57=\"\"),\"\",G72/'Cost scenario - input'!$G57),\"\")","v":5.8572886946720182},{"$f":"IFERROR(IF(OR(H72=\"\",'Cost scenario - input'!$G57=\"\"),\"\",H72/'Cost scenario - input'!$G57),\"\")","v":5.5253446831578064},{"$f":"IFERROR(IF(OR(I72=\"\",'Cost scenario - input'!$G57=\"\"),\"\",I72/'Cost scenario - input'!$G57),\"\")","v":5.2492781724007296},{"$f":"IFERROR(IF(OR(J72=\"\",'Cost scenario - input'!$G57=\"\"),\"\",J72/'Cost scenario - input'!$G57),\"\")","v":5.0273588452562938},{"$f":"IFERROR(IF(OR(K72=\"\",'Cost scenario - input'!$G57=\"\"),\"\",K72/'Cost scenario - input'!$G57),\"\")","v":4.8577069244354343},{"$f":"IFERROR(IF(OR(L72=\"\",'Cost scenario - input'!$G57=\"\"),\"\",L72/'Cost scenario - input'!$G57),\"\")","v":4.7381794826782224},{"$f":"IFERROR(IF(OR(M72=\"\",'Cost scenario - input'!$G57=\"\"),\"\",M72/'Cost scenario - input'!$G57),\"\")","v":4.6661998810757286},{"$f":"IFERROR(IF(OR(N72=\"\",'Cost scenario - input'!$G57=\"\"),\"\",N72/'Cost scenario - input'!$G57),\"\")","v":4.6385746076223366},{"$f":"IFERROR(IF(OR(O72=\"\",'Cost scenario - input'!$G57=\"\"),\"\",O72/'Cost scenario - input'!$G57),\"\")","v":4.6513394946046205},{"$f":"IFERROR(IF(OR(P72=\"\",'Cost scenario - input'!$G57=\"\"),\"\",P72/'Cost scenario - input'!$G57),\"\")","v":4.6996720505588092},{"$f":"IFERROR(IF(OR(Q72=\"\",'Cost scenario - input'!$G57=\"\"),\"\",Q72/'Cost scenario - input'!$G57),\"\")","v":4.7778986658474096},{"$f":"IFERROR(IF(OR(R72=\"\",'Cost scenario - input'!$G57=\"\"),\"\",R72/'Cost scenario - input'!$G57),\"\")","v":4.8796148784853584},{"$f":"IFERROR(IF(OR(S72=\"\",'Cost scenario - input'!$G57=\"\"),\"\",S72/'Cost scenario - input'!$G57),\"\")","v":4.9979240535145539},{"$f":"IFERROR(IF(OR(T72=\"\",'Cost scenario - input'!$G57=\"\"),\"\",T72/'Cost scenario - input'!$G57),\"\")","v":5.1257854825022111},{"$f":"IFERROR(IF(OR(U72=\"\",'Cost scenario - input'!$G57=\"\"),\"\",U72/'Cost scenario - input'!$G57),\"\")","v":5.2564482876330283},{"$f":"IFERROR(IF(OR(V72=\"\",'Cost scenario - input'!$G57=\"\"),\"\",V72/'Cost scenario - input'!$G57),\"\")","v":5.3839342530122183},{"$f":"IFERROR(IF(OR(W72=\"\",'Cost scenario - input'!$G57=\"\"),\"\",W72/'Cost scenario - input'!$G57),\"\")","v":5.5035225931184231}]
[{"$f":"IFERROR('Cost scenario - input'!A58,\"\")","v":5},{"$f":"IFERROR('Cost scenario - input'!B58,\"\")","v":"TRANSFORMERS"},{"$f":"IFERROR('Cost scenario - input'!C58,\"\")","v":"kiosk mounted ; < = 22 kv ; < = 60 kva ; single phase"},{"$f":"IFERROR(repcalc('Cost scenario - input'!$CY58:$GK58,'Cost scenario - input'!$J58,'Cost scenario - input'!$H58,'Cost scenario - input'!$I58,20,TRUE,TRUE),\"\")","v":8.1075122386059775},8.1627451420902322,8.2830734022676697,8.4719373452715612,8.7298719197105292,9.0552432241353404,9.4450588471448089,9.8957558257704381,10.40388428187739,10.966623977920994,11.582093099024602,12.249432131704417,12.968669686562238,13.740400274778603,14.565324711764646,15.443719823115231,16.374913136135646,17.35683830903529,18.385737242615736,19.456055683474634,{"$f":"IFERROR(IF(OR(D73=\"\",'Cost scenario - input'!$G58=\"\"),\"\",D73/'Cost scenario - input'!$G58),\"\")","v":0.6450019403354349},{"$f":"IFERROR(IF(OR(E73=\"\",'Cost scenario - input'!$G58=\"\"),\"\",E73/'Cost scenario - input'!$G58),\"\")","v":0.64939605395120781},{"$f":"IFERROR(IF(OR(F73=\"\",'Cost scenario - input'!$G58=\"\"),\"\",F73/'Cost scenario - input'!$G58),\"\")","v":0.65896889935772662},{"$f":"IFERROR(IF(OR(G73=\"\",'Cost scenario - input'!$G58=\"\"),\"\",G73/'Cost scenario - input'!$G58),\"\")","v":0.67399417543647799},{"$f":"IFERROR(IF(OR(H73=\"\",'Cost scenario - input'!$G58=\"\"),\"\",H73/'Cost scenario - input'!$G58),\"\")","v":0.69451444060493794},{"$f":"IFERROR(IF(OR(I73=\"\",'Cost scenario - input'!$G58=\"\"),\"\",I73/'Cost scenario - input'!$G58),\"\")","v":0.72039970805900966},{"$f":"IFERROR(IF(OR(J73=\"\",'Cost scenario - input'!$G58=\"\"),\"\",J73/'Cost scenario - input'!$G58),\"\")","v":0.75141191326012136},{"$f":"IFERROR(IF(OR(K73=\"\",'Cost scenario - input'!$G58=\"\"),\"\",K73/'Cost scenario - input'!$G58),\"\")","v":0.7872676008201851},{"$f":"IFERROR(IF(OR(L73=\"\",'Cost scenario - input'!$G58=\"\"),\"\",L73/'Cost scenario - input'!$G58),\"\")","v":0.82769231193785664},{"$f":"IFERROR(IF(OR(M73=\"\",'Cost scenario - input'!$G58=\"\"),\"\",M73/'Cost scenario - input'!$G58),\"\")","v":0.87246167955268827},{"$f":"IFERROR(IF(OR(N73=\"\",'Cost scenario - input'!$G58=\"\"),\"\",N73/'Cost scenario - input'!$G58),\"\")","v":0.92142599383864843},{"$f":"IFERROR(IF(OR(O73=\"\",'Cost scenario - input'!$G58=\"\"),\"\",O73/'Cost scenario - input'!$G58),\"\")","v":0.97451687526716202},{"$f":"IFERROR(IF(OR(P73=\"\",'Cost scenario - input'!$G58=\"\"),\"\",P73/'Cost scenario - input'!$G58),\"\")","v":1.0317365999857242},{"$f":"IFERROR(IF(OR(Q73=\"\",'Cost scenario - input'!$G58=\"\"),\"\",Q73/'Cost scenario - input'!$G58),\"\")","v":1.0931324649769005},{"$f":"IFERROR(IF(OR(R73=\"\",'Cost scenario - input'!$G58=\"\"),\"\",R73/'Cost scenario - input'!$G58),\"\")","v":1.1587602243717603},{"$f":"IFERROR(IF(OR(S73=\"\",'Cost scenario - input'!$G58=\"\"),\"\",S73/'Cost scenario - input'!$G58),\"\")","v":1.2286419013311163},{"$f":"IFERROR(IF(OR(T73=\"\",'Cost scenario - input'!$G58=\"\"),\"\",T73/'Cost scenario - input'!$G58),\"\")","v":1.3027239965594821},{"$f":"IFERROR(IF(OR(U73=\"\",'Cost scenario - input'!$G58=\"\"),\"\",U73/'Cost scenario - input'!$G58),\"\")","v":1.3808421199918035},{"$f":"IFERROR(IF(OR(V73=\"\",'Cost scenario - input'!$G58=\"\"),\"\",V73/'Cost scenario - input'!$G58),\"\")","v":1.4626972919653156},{"$f":"IFERROR(IF(OR(W73=\"\",'Cost scenario - input'!$G58=\"\"),\"\",W73/'Cost scenario - input'!$G58),\"\")","v":1.5478476378190629}]
[{"$f":"IFERROR('Cost scenario - input'!A59,\"\")","v":5},{"$f":"IFERROR('Cost scenario - input'!B59,\"\")","v":"TRANSFORMERS"},{"$f":"IFERROR('Cost scenario - input'!C59,\"\")","v":"kiosk mounted ; < = 22 kv ; > 60 kva and < = 600 kva ; multiple phase"},{"$f":"IFERROR(repcalc('Cost scenario - input'!$CY59:$GK59,'Cost scenario - input'!$J59,'Cost scenario - input'!$H59,'Cost scenario - input'!$I59,20,TRUE,TRUE),\"\")","v":701.28344472217509},630.16497874686195,598.41474866461931,592.56619471093086,604.13310704206151,628.00030202946175,661.28049689791578,702.52069758724633,751.16346445552347,807.19024496715531,870.89284184921189,942.73403458386292,1023.2695026910404,1113.1111915322783,1212.9179753941239,1323.4036844746081,1445.3558102675302,1579.6607286738106,1727.3330478102075,1889.5474824403361,{"$f":"IFERROR(IF(OR(D74=\"\",'Cost scenario - input'!$G59=\"\"),\"\",D74/'Cost scenario - input'!$G59),\"\")","v":13.620296898063852},{"$f":"IFERROR(IF(OR(E74=\"\",'Cost scenario - input'!$G59=\"\"),\"\",E74/'Cost scenario - input'!$G59),\"\")","v":12.239037111013888},{"$f":"IFERROR(IF(OR(F74=\"\",'Cost scenario - input'!$G59=\"\"),\"\",F74/'Cost scenario - input'!$G59),\"\")","v":11.622385508075643},{"$f":"IFERROR(IF(OR(G74=\"\",'Cost scenario - input'!$G59=\"\"),\"\",G74/'Cost scenario - input'!$G59),\"\")","v":11.508795144759508},{"$f":"IFERROR(IF(OR(H74=\"\",'Cost scenario - input'!$G59=\"\"),\"\",H74/'Cost scenario - input'!$G59),\"\")","v":11.733447218510214},{"$f":"IFERROR(IF(OR(I74=\"\",'Cost scenario - input'!$G59=\"\"),\"\",I74/'Cost scenario - input'!$G59),\"\")","v":12.196994852920945},{"$f":"IFERROR(IF(OR(J74=\"\",'Cost scenario - input'!$G59=\"\"),\"\",J74/'Cost scenario - input'!$G59),\"\")","v":12.843361366126375},{"$f":"IFERROR(IF(OR(K74=\"\",'Cost scenario - input'!$G59=\"\"),\"\",K74/'Cost scenario - input'!$G59),\"\")","v":13.644326769989499},{"$f":"IFERROR(IF(OR(L74=\"\",'Cost scenario - input'!$G59=\"\"),\"\",L74/'Cost scenario - input'!$G59),\"\")","v":14.58906449576272},{"$f":"IFERROR(IF(OR(M74=\"\",'Cost scenario - input'!$G59=\"\"),\"\",M74/'Cost scenario - input'!$G59),\"\")","v":15.6772142168978},{"$f":"IFERROR(IF(OR(N74=\"\",'Cost scenario - input'!$G59=\"\"),\"\",N74/'Cost scenario - input'!$G59),\"\")","v":16.914443313408157},{"$f":"IFERROR(IF(OR(O74=\"\",'Cost scenario - input'!$G59=\"\"),\"\",O74/'Cost scenario - input'!$G59),\"\")","v":18.309739868490279},{"$f":"IFERROR(IF(OR(P74=\"\",'Cost scenario - input'!$G59=\"\"),\"\",P74/'Cost scenario - input'!$G59),\"\")","v":19.873896265878031},{"$f":"IFERROR(IF(OR(Q74=\"\",'Cost scenario - input'!$G59=\"\"),\"\",Q74/'Cost scenario - input'!$G59),\"\")","v":21.618797682060624},{"$f":"IFERROR(IF(OR(R74=\"\",'Cost scenario - input'!$G59=\"\"),\"\",R74/'Cost scenario - input'!$G59),\"\")","v":23.557240745090255},{"$f":"IFERROR(IF(OR(S74=\"\",'Cost scenario - input'!$G59=\"\"),\"\",S74/'Cost scenario - input'!$G59),\"\")","v":25.70308943436806},{"$f":"IFERROR(IF(OR(T74=\"\",'Cost scenario - input'!$G59=\"\"),\"\",T74/'Cost scenario - input'!$G59),\"\")","v":28.071638375813087},{"$f":"IFERROR(IF(OR(U74=\"\",'Cost scenario - input'!$G59=\"\"),\"\",U74/'Cost scenario - input'!$G59),\"\")","v":30.680102724046026},{"$f":"IFERROR(IF(OR(V74=\"\",'Cost scenario - input'!$G59=\"\"),\"\",V74/'Cost scenario - input'!$G59),\"\")","v":33.548188154267734},{"$f":"IFERROR(IF(OR(W74=\"\",'Cost scenario - input'!$G59=\"\"),\"\",W74/'Cost scenario - input'!$G59),\"\")","v":36.698709926087425}]
[{"$f":"IFERROR('Cost scenario - input'!A60,\"\")","v":5},{"$f":"IFERROR('Cost scenario - input'!B60,\"\")","v":"TRANSFORMERS"},{"$f":"IFERROR('Cost scenario - input'!C60,\"\")","v":"kiosk mounted ; < = 22 kv ; > 600 kva ; multiple phase"},{"$f":"IFERROR(repcalc('Cost scenario - input'!$CY60:$GK60,'Cost scenario - input'!$J60,'Cost scenario - input'!$H60,'Cost scenario - input'!$I60,20,TRUE,TRUE),\"\")","v":312.3328418760446},304.82634404552732,302.38737104982579,304.20543031579535,309.65430349517095,318.27937430838006,329.7762685445245,343.96442368429564,360.75911415529322,380.14518768637942,402.15530391365235,426.85482147446913,454.3346969444346,484.71290240303904,518.14401078150343,554.83580645870677,595.07110367683379,639.23242706115832,687.82683646544376,741.50795685252149,{"$f":"IFERROR(IF(OR(D75=\"\",'Cost scenario - input'!$G60=\"\"),\"\",D75/'Cost scenario - input'!$G60),\"\")","v":5.5847542853262091},{"$f":"IFERROR(IF(OR(E75=\"\",'Cost scenario - input'!$G60=\"\"),\"\",E75/'Cost scenario - input'!$G60),\"\")","v":5.4505322621954786},{"$f":"IFERROR(IF(OR(F75=\"\",'Cost scenario - input'!$G60=\"\"),\"\",F75/'Cost scenario - input'!$G60),\"\")","v":5.4069215269051289},{"$f":"IFERROR(IF(OR(G75=\"\",'Cost scenario - input'!$G60=\"\"),\"\",G75/'Cost scenario - input'!$G60),\"\")","v":5.4394298414826592},{"$f":"IFERROR(IF(OR(H75=\"\",'Cost scenario - input'!$G60=\"\"),\"\",H75/'Cost scenario - input'!$G60),\"\")","v":5.5368599345075671},{"$f":"IFERROR(IF(OR(I75=\"\",'Cost scenario - input'!$G60=\"\"),\"\",I75/'Cost scenario - input'!$G60),\"\")","v":5.6910829130966336},{"$f":"IFERROR(IF(OR(J75=\"\",'Cost scenario - input'!$G60=\"\"),\"\",J75/'Cost scenario - input'!$G60),\"\")","v":5.8966563294802103},{"$f":"IFERROR(IF(OR(K75=\"\",'Cost scenario - input'!$G60=\"\"),\"\",K75/'Cost scenario - input'!$G60),\"\")","v":6.1503515852905384},{"$f":"IFERROR(IF(OR(L75=\"\",'Cost scenario - input'!$G60=\"\"),\"\",L75/'Cost scenario - input'!$G60),\"\")","v":6.4506537213555477},{"$f":"IFERROR(IF(OR(M75=\"\",'Cost scenario - input'!$G60=\"\"),\"\",M75/'Cost scenario - input'!$G60),\"\")","v":6.7972918032750611},{"$f":"IFERROR(IF(OR(N75=\"\",'Cost scenario - input'!$G60=\"\"),\"\",N75/'Cost scenario - input'!$G60),\"\")","v":7.1908498107598264},{"$f":"IFERROR(IF(OR(O75=\"\",'Cost scenario - input'!$G60=\"\"),\"\",O75/'Cost scenario - input'!$G60),\"\")","v":7.6324964071110548},{"$f":"IFERROR(IF(OR(P75=\"\",'Cost scenario - input'!$G60=\"\"),\"\",P75/'Cost scenario - input'!$G60),\"\")","v":8.1238579666873836},{"$f":"IFERROR(IF(OR(Q75=\"\",'Cost scenario - input'!$G60=\"\"),\"\",Q75/'Cost scenario - input'!$G60),\"\")","v":8.6670439220816995},{"$f":"IFERROR(IF(OR(R75=\"\",'Cost scenario - input'!$G60=\"\"),\"\",R75/'Cost scenario - input'!$G60),\"\")","v":9.264818157600395},{"$f":"IFERROR(IF(OR(S75=\"\",'Cost scenario - input'!$G60=\"\"),\"\",S75/'Cost scenario - input'!$G60),\"\")","v":9.920896019645717},{"$f":"IFERROR(IF(OR(T75=\"\",'Cost scenario - input'!$G60=\"\"),\"\",T75/'Cost scenario - input'!$G60),\"\")","v":10.640334446967705},{"$f":"IFERROR(IF(OR(U75=\"\",'Cost scenario - input'!$G60=\"\"),\"\",U75/'Cost scenario - input'!$G60),\"\")","v":11.429973277565491},{"$f":"IFERROR(IF(OR(V75=\"\",'Cost scenario - input'!$G60=\"\"),\"\",V75/'Cost scenario - input'!$G60),\"\")","v":12.298879136242961},{"$f":"IFERROR(IF(OR(W75=\"\",'Cost scenario - input'!$G60=\"\"),\"\",W75/'Cost scenario - input'!$G60),\"\")","v":13.258739346018226}]
[{"$f":"IFERROR('Cost scenario - input'!A61,\"\")","v":5},{"$f":"IFERROR('Cost scenario - input'!B61,\"\")","v":"TRANSFORMERS"},{"$f":"IFERROR('Cost scenario - input'!C61,\"\")","v":"kiosk mounted ; < = 22 kv ; > 600 kva ; single phase"},{"$f":"IFERROR(repcalc('Cost scenario - input'!$CY61:$GK61,'Cost scenario - input'!$J61,'Cost scenario - input'!$H61,'Cost scenario - input'!$I61,20,TRUE,TRUE),\"\")","v":3.7257687226164711},4.6661729692610976,5.7403843610966394,6.9367692377127019,8.2340034997788809,9.600734441636348,10.996149309670527,12.371556626826369,13.672971523726135,14.844564233599673,15.832701010258569,16.590200777260854,17.080368746966759,17.280363956277437,17.18351569633527,16.800317814457184,16.157983304934753,15.298610703691278,14.276172100317668,13.152656103544516,{"$f":"IFERROR(IF(OR(D76=\"\",'Cost scenario - input'!$G61=\"\"),\"\",D76/'Cost scenario - input'!$G61),\"\")","v":2.3905966564673885E-2},{"$f":"IFERROR(IF(OR(E76=\"\",'Cost scenario - input'!$G61=\"\"),\"\",E76/'Cost scenario - input'!$G61),\"\")","v":2.9939962271679554E-2},{"$f":"IFERROR(IF(OR(F76=\"\",'Cost scenario - input'!$G61=\"\"),\"\",F76/'Cost scenario - input'!$G61),\"\")","v":3.6832516138678065E-2},{"$f":"IFERROR(IF(OR(G76=\"\",'Cost scenario - input'!$G61=\"\"),\"\",G76/'Cost scenario - input'!$G61),\"\")","v":4.4508982121456465E-2},{"$f":"IFERROR(IF(OR(H76=\"\",'Cost scenario - input'!$G61=\"\"),\"\",H76/'Cost scenario - input'!$G61),\"\")","v":5.2832536588821567E-2},{"$f":"IFERROR(IF(OR(I76=\"\",'Cost scenario - input'!$G61=\"\"),\"\",I76/'Cost scenario - input'!$G61),\"\")","v":6.1602008510311307E-2},{"$f":"IFERROR(IF(OR(J76=\"\",'Cost scenario - input'!$G61=\"\"),\"\",J76/'Cost scenario - input'!$G61),\"\")","v":7.055552754561184E-2},{"$f":"IFERROR(IF(OR(K76=\"\",'Cost scenario - input'!$G61=\"\"),\"\",K76/'Cost scenario - input'!$G61),\"\")","v":7.9380670431465641E-2},{"$f":"IFERROR(IF(OR(L76=\"\",'Cost scenario - input'!$G61=\"\"),\"\",L76/'Cost scenario - input'!$G61),\"\")","v":8.7731049461489227E-2},{"$f":"IFERROR(IF(OR(M76=\"\",'Cost scenario - input'!$G61=\"\"),\"\",M76/'Cost scenario - input'!$G61),\"\")","v":9.524843935733425E-2},{"$f":"IFERROR(IF(OR(N76=\"\",'Cost scenario - input'!$G61=\"\"),\"\",N76/'Cost scenario - input'!$G61),\"\")","v":0.10158870535418417},{"$f":"IFERROR(IF(OR(O76=\"\",'Cost scenario - input'!$G61=\"\"),\"\",O76/'Cost scenario - input'!$G61),\"\")","v":0.10644911550062712},{"$f":"IFERROR(IF(OR(P76=\"\",'Cost scenario - input'!$G61=\"\"),\"\",P76/'Cost scenario - input'!$G61),\"\")","v":0.10959422191148194},{"$f":"IFERROR(IF(OR(Q76=\"\",'Cost scenario - input'!$G61=\"\"),\"\",Q76/'Cost scenario - input'!$G61),\"\")","v":0.11087746817361666},{"$f":"IFERROR(IF(OR(R76=\"\",'Cost scenario - input'!$G61=\"\"),\"\",R76/'Cost scenario - input'!$G61),\"\")","v":0.11025605245074313},{"$f":"IFERROR(IF(OR(S76=\"\",'Cost scenario - input'!$G61=\"\"),\"\",S76/'Cost scenario - input'!$G61),\"\")","v":0.10779730730743264},{"$f":"IFERROR(IF(OR(T76=\"\",'Cost scenario - input'!$G61=\"\"),\"\",T76/'Cost scenario - input'!$G61),\"\")","v":0.10367584179220449},{"$f":"IFERROR(IF(OR(U76=\"\",'Cost scenario - input'!$G61=\"\"),\"\",U76/'Cost scenario - input'!$G61),\"\")","v":9.8161776319698205E-2},{"$f":"IFERROR(IF(OR(V76=\"\",'Cost scenario - input'!$G61=\"\"),\"\",V76/'Cost scenario - input'!$G61),\"\")","v":9.1601416596264695E-2},{"$f":"IFERROR(IF(OR(W76=\"\",'Cost scenario - input'!$G61=\"\"),\"\",W76/'Cost scenario - input'!$G61),\"\")","v":8.4392505401456736E-2}]
[{"$f":"IFERROR('Cost scenario - input'!A62,\"\")","v":5},{"$f":"IFERROR('Cost scenario - input'!B62,\"\")","v":"TRANSFORMERS"},{"$f":"IFERROR('Cost scenario - input'!C62,\"\")","v":"pole mounted ; < = 22 kv ; < = 60 kva ; multiple phase"},{"$f":"IFERROR(repcalc('Cost scenario - input'!$CY62:$GK62,'Cost scenario - input'!$J62,'Cost scenario - input'!$H62,'Cost scenario - input'!$I62,20,TRUE,TRUE),\"\")","v":2761.3014329518096},2945.7612031604758,3126.1031731797075,3301.1062232273398,3470.4001843293031,3634.39174353506,3794.1249509614149,3951.0886827858003,4106.9909229105624,4263.5242136014613,4422.1473843836911,4583.9056503037409,4749.3049813840325,4918.2484258599998,5090.033283878739,5263.4001928311009,5436.6195954287332,5607.5985564111534,5773.9917084498084,5933.3038377424555,{"$f":"IFERROR(IF(OR(D77=\"\",'Cost scenario - input'!$G62=\"\"),\"\",D77/'Cost scenario - input'!$G62),\"\")","v":257.61707087336691},{"$f":"IFERROR(IF(OR(E77=\"\",'Cost scenario - input'!$G62=\"\"),\"\",E77/'Cost scenario - input'!$G62),\"\")","v":274.82634224376289},{"$f":"IFERROR(IF(OR(F77=\"\",'Cost scenario - input'!$G62=\"\"),\"\",F77/'Cost scenario - input'!$G62),\"\")","v":291.65144127767121},{"$f":"IFERROR(IF(OR(G77=\"\",'Cost scenario - input'!$G62=\"\"),\"\",G77/'Cost scenario - input'!$G62),\"\")","v":307.97844296215663},{"$f":"IFERROR(IF(OR(H77=\"\",'Cost scenario - input'!$G62=\"\"),\"\",H77/'Cost scenario - input'!$G62),\"\")","v":323.77281218790813},{"$f":"IFERROR(IF(OR(I77=\"\",'Cost scenario - input'!$G62=\"\"),\"\",I77/'Cost scenario - input'!$G62),\"\")","v":339.07249103730544},{"$f":"IFERROR(IF(OR(J77=\"\",'Cost scenario - input'!$G62=\"\"),\"\",J77/'Cost scenario - input'!$G62),\"\")","v":353.97488471563577},{"$f":"IFERROR(IF(OR(K77=\"\",'Cost scenario - input'!$G62=\"\"),\"\",K77/'Cost scenario - input'!$G62),\"\")","v":368.61889870969094},{"$f":"IFERROR(IF(OR(L77=\"\",'Cost scenario - input'!$G62=\"\"),\"\",L77/'Cost scenario - input'!$G62),\"\")","v":383.16388027680784},{"$f":"IFERROR(IF(OR(M77=\"\",'Cost scenario - input'!$G62=\"\"),\"\",M77/'Cost scenario - input'!$G62),\"\")","v":397.76773603870879},{"$f":"IFERROR(IF(OR(N77=\"\",'Cost scenario - input'!$G62=\"\"),\"\",N77/'Cost scenario - input'!$G62),\"\")","v":412.56656826394703},{"$f":"IFERROR(IF(OR(O77=\"\",'Cost scenario - input'!$G62=\"\"),\"\",O77/'Cost scenario - input'!$G62),\"\")","v":427.65789084053796},{"$f":"IFERROR(IF(OR(P77=\"\",'Cost scenario - input'!$G62=\"\"),\"\",P77/'Cost scenario - input'!$G62),\"\")","v":443.08890850809104},{"$f":"IFERROR(IF(OR(Q77=\"\",'Cost scenario - input'!$G62=\"\"),\"\",Q77/'Cost scenario - input'!$G62),\"\")","v":458.85057610069083},{"$f":"IFERROR(IF(OR(R77=\"\",'Cost scenario - input'!$G62=\"\"),\"\",R77/'Cost scenario - input'!$G62),\"\")","v":474.87733486562468},{"$f":"IFERROR(IF(OR(S77=\"\",'Cost scenario - input'!$G62=\"\"),\"\",S77/'Cost scenario - input'!$G62),\"\")","v":491.05169190528102},{"$f":"IFERROR(IF(OR(T77=\"\",'Cost scenario - input'!$G62=\"\"),\"\",T77/'Cost scenario - input'!$G62),\"\")","v":507.21228726191816},{"$f":"IFERROR(IF(OR(U77=\"\",'Cost scenario - input'!$G62=\"\"),\"\",U77/'Cost scenario - input'!$G62),\"\")","v":523.16385943858438},{"$f":"IFERROR(IF(OR(V77=\"\",'Cost scenario - input'!$G62=\"\"),\"\",V77/'Cost scenario - input'!$G62),\"\")","v":538.68759615564466},{"$f":"IFERROR(IF(OR(W77=\"\",'Cost scenario - input'!$G62=\"\"),\"\",W77/'Cost scenario - input'!$G62),\"\")","v":553.55070512781424}]
[{"$f":"IFERROR('Cost scenario - input'!A63,\"\")","v":5},{"$f":"IFERROR('Cost scenario - input'!B63,\"\")","v":"TRANSFORMERS"},{"$f":"IFERROR('Cost scenario - input'!C63,\"\")","v":"pole mounted ; < = 22 kv ; < = 60 kva ; single phase"},{"$f":"IFERROR(repcalc('Cost scenario - input'!$CY63:$GK63,'Cost scenario - input'!$J63,'Cost scenario - input'!$H63,'Cost scenario - input'!$I63,20,TRUE,TRUE),\"\")","v":6930.4701005608658},6892.3960021298553,6848.5839275323333,6807.7804095349384,6777.3215064505448,6762.5616616180696,6766.5620421201356,6790.0436668164202,6831.5812329565051,6887.9906893857869,6954.8491692074067,7027.0804196158333,7099.5416796841282,7167.5574396409584,7227.3594227080148,7276.4079418243164,7313.5850589593647,7339.2626943058976,7355.2576768050039,7364.690253248189,{"$f":"IFERROR(IF(OR(D78=\"\",'Cost scenario - input'!$G63=\"\"),\"\",D78/'Cost scenario - input'!$G63),\"\")","v":695.6526036875},{"$f":"IFERROR(IF(OR(E78=\"\",'Cost scenario - input'!$G63=\"\"),\"\",E78/'Cost scenario - input'!$G63),\"\")","v":691.83087942893292},{"$f":"IFERROR(IF(OR(F78=\"\",'Cost scenario - input'!$G63=\"\"),\"\",F78/'Cost scenario - input'!$G63),\"\")","v":687.43320029252766},{"$f":"IFERROR(IF(OR(G78=\"\",'Cost scenario - input'!$G63=\"\"),\"\",G78/'Cost scenario - input'!$G63),\"\")","v":683.33750791919203},{"$f":"IFERROR(IF(OR(H78=\"\",'Cost scenario - input'!$G63=\"\"),\"\",H78/'Cost scenario - input'!$G63),\"\")","v":680.28016621961399},{"$f":"IFERROR(IF(OR(I78=\"\",'Cost scenario - input'!$G63=\"\"),\"\",I78/'Cost scenario - input'!$G63),\"\")","v":678.79863259509068},{"$f":"IFERROR(IF(OR(J78=\"\",'Cost scenario - input'!$G63=\"\"),\"\",J78/'Cost scenario - input'!$G63),\"\")","v":679.20017463648514},{"$f":"IFERROR(IF(OR(K78=\"\",'Cost scenario - input'!$G63=\"\"),\"\",K78/'Cost scenario - input'!$G63),\"\")","v":681.55716530548193},{"$f":"IFERROR(IF(OR(L78=\"\",'Cost scenario - input'!$G63=\"\"),\"\",L78/'Cost scenario - input'!$G63),\"\")","v":685.72653846731885},{"$f":"IFERROR(IF(OR(M78=\"\",'Cost scenario - input'!$G63=\"\"),\"\",M78/'Cost scenario - input'!$G63),\"\")","v":691.38869192418906},{"$f":"IFERROR(IF(OR(N78=\"\",'Cost scenario - input'!$G63=\"\"),\"\",N78/'Cost scenario - input'!$G63),\"\")","v":698.0996761563747},{"$f":"IFERROR(IF(OR(O78=\"\",'Cost scenario - input'!$G63=\"\"),\"\",O78/'Cost scenario - input'!$G63),\"\")","v":705.34995740499585},{"$f":"IFERROR(IF(OR(P78=\"\",'Cost scenario - input'!$G63=\"\"),\"\",P78/'Cost scenario - input'!$G63),\"\")","v":712.62332609450323},{"$f":"IFERROR(IF(OR(Q78=\"\",'Cost scenario - input'!$G63=\"\"),\"\",Q78/'Cost scenario - input'!$G63),\"\")","v":719.45047343360272},{"$f":"IFERROR(IF(OR(R78=\"\",'Cost scenario - input'!$G63=\"\"),\"\",R78/'Cost scenario - input'!$G63),\"\")","v":725.45315501546349},{"$f":"IFERROR(IF(OR(S78=\"\",'Cost scenario - input'!$G63=\"\"),\"\",S78/'Cost scenario - input'!$G63),\"\")","v":730.37644730807585},{"$f":"IFERROR(IF(OR(T78=\"\",'Cost scenario - input'!$G63=\"\"),\"\",T78/'Cost scenario - input'!$G63),\"\")","v":734.10813620613465},{"$f":"IFERROR(IF(OR(U78=\"\",'Cost scenario - input'!$G63=\"\"),\"\",U78/'Cost scenario - input'!$G63),\"\")","v":736.68555355678575},{"$f":"IFERROR(IF(OR(V78=\"\",'Cost scenario - input'!$G63=\"\"),\"\",V78/'Cost scenario - input'!$G63),\"\")","v":738.29106531284083},{"$f":"IFERROR(IF(OR(W78=\"\",'Cost scenario - input'!$G63=\"\"),\"\",W78/'Cost scenario - input'!$G63),\"\")","v":739.23786924777914}]
[{"$f":"IFERROR('Cost scenario - input'!A64,\"\")","v":5},{"$f":"IFERROR('Cost scenario - input'!B64,\"\")","v":"TRANSFORMERS"},{"$f":"IFERROR('Cost scenario - input'!C64,\"\")","v":"pole mounted ; < = 22 kv ; > 60 kva and < = 600 kva ; multiple phase"},{"$f":"IFERROR(repcalc('Cost scenario - input'!$CY64:$GK64,'Cost scenario - input'!$J64,'Cost scenario - input'!$H64,'Cost scenario - input'!$I64,20,TRUE,TRUE),\"\")","v":7697.7688359160238},7297.1331578326653,6985.3092261177899,6744.3934989389845,6561.4383073996232,6426.7704479925969,6332.9135683550867,6273.9335622333583,6245.0750105621846,6242.5847866089898,6263.6386273134112,6306.3049027868701,6369.4998386090228,6452.9097825711315,6556.8765982697869,6682.2589951836626,6830.2928908697095,7002.4760220355347,7200.4957200075742,7426.2054024313184,{"$f":"IFERROR(IF(OR(D79=\"\",'Cost scenario - input'!$G64=\"\"),\"\",D79/'Cost scenario - input'!$G64),\"\")","v":388.88917306580987},{"$f":"IFERROR(IF(OR(E79=\"\",'Cost scenario - input'!$G64=\"\"),\"\",E79/'Cost scenario - input'!$G64),\"\")","v":368.64916834865642},{"$f":"IFERROR(IF(OR(F79=\"\",'Cost scenario - input'!$G64=\"\"),\"\",F79/'Cost scenario - input'!$G64),\"\")","v":352.89590873128088},{"$f":"IFERROR(IF(OR(G79=\"\",'Cost scenario - input'!$G64=\"\"),\"\",G79/'Cost scenario - input'!$G64),\"\")","v":340.72491218433601},{"$f":"IFERROR(IF(OR(H79=\"\",'Cost scenario - input'!$G64=\"\"),\"\",H79/'Cost scenario - input'!$G64),\"\")","v":331.48206602170865},{"$f":"IFERROR(IF(OR(I79=\"\",'Cost scenario - input'!$G64=\"\"),\"\",I79/'Cost scenario - input'!$G64),\"\")","v":324.67868265184296},{"$f":"IFERROR(IF(OR(J79=\"\",'Cost scenario - input'!$G64=\"\"),\"\",J79/'Cost scenario - input'!$G64),\"\")","v":319.93705880124509},{"$f":"IFERROR(IF(OR(K79=\"\",'Cost scenario - input'!$G64=\"\"),\"\",K79/'Cost scenario - input'!$G64),\"\")","v":316.95740504740957},{"$f":"IFERROR(IF(OR(L79=\"\",'Cost scenario - input'!$G64=\"\"),\"\",L79/'Cost scenario - input'!$G64),\"\")","v":315.49947892173572},{"$f":"IFERROR(IF(OR(M79=\"\",'Cost scenario - input'!$G64=\"\"),\"\",M79/'Cost scenario - input'!$G64),\"\")","v":315.37367348972691},{"$f":"IFERROR(IF(OR(N79=\"\",'Cost scenario - input'!$G64=\"\"),\"\",N79/'Cost scenario - input'!$G64),\"\")","v":316.43730775517798},{"$f":"IFERROR(IF(OR(O79=\"\",'Cost scenario - input'!$G64=\"\"),\"\",O79/'Cost scenario - input'!$G64),\"\")","v":318.59279630521792},{"$f":"IFERROR(IF(OR(P79=\"\",'Cost scenario - input'!$G64=\"\"),\"\",P79/'Cost scenario - input'!$G64),\"\")","v":321.78538715299175},{"$f":"IFERROR(IF(OR(Q79=\"\",'Cost scenario - input'!$G64=\"\"),\"\",Q79/'Cost scenario - input'!$G64),\"\")","v":325.99923467482756},{"$f":"IFERROR(IF(OR(R79=\"\",'Cost scenario - input'!$G64=\"\"),\"\",R79/'Cost scenario - input'!$G64),\"\")","v":331.25160972598411},{"$f":"IFERROR(IF(OR(S79=\"\",'Cost scenario - input'!$G64=\"\"),\"\",S79/'Cost scenario - input'!$G64),\"\")","v":337.58589407411159},{"$f":"IFERROR(IF(OR(T79=\"\",'Cost scenario - input'!$G64=\"\"),\"\",T79/'Cost scenario - input'!$G64),\"\")","v":345.06452593565234},{"$f":"IFERROR(IF(OR(U79=\"\",'Cost scenario - input'!$G64=\"\"),\"\",U79/'Cost scenario - input'!$G64),\"\")","v":353.76317055882407},{"$f":"IFERROR(IF(OR(V79=\"\",'Cost scenario - input'!$G64=\"\"),\"\",V79/'Cost scenario - input'!$G64),\"\")","v":363.76707146005498},{"$f":"IFERROR(IF(OR(W79=\"\",'Cost scenario - input'!$G64=\"\"),\"\",W79/'Cost scenario - input'!$G64),\"\")","v":375.16986279111882}]
[{"$f":"IFERROR('Cost scenario - input'!A65,\"\")","v":5},{"$f":"IFERROR('Cost scenario - input'!B65,\"\")","v":"TRANSFORMERS"},{"$f":"IFERROR('Cost scenario - input'!C65,\"\")","v":"pole mounted ; < = 22 kv ; > 60 kva and < = 600 kva ; single phase"},{"$f":"IFERROR(repcalc('Cost scenario - input'!$CY65:$GK65,'Cost scenario - input'!$J65,'Cost scenario - input'!$H65,'Cost scenario - input'!$I65,20,TRUE,TRUE),\"\")","v":340.01541482598924},314.08314389707226,295.51399163150217,282.56044029702213,273.70287007604736,267.64251789410827,263.30266578297392,259.83401900687892,256.61978515263843,253.27642738089682,249.64716106345938,245.78665426042429,241.93673942238772,238.49397854514802,235.97050951466997,234.94975630646471,236.03846792318478,239.81640155627281,246.78502754059434,257.31706634363405,{"$f":"IFERROR(IF(OR(D80=\"\",'Cost scenario - input'!$G65=\"\"),\"\",D80/'Cost scenario - input'!$G65),\"\")","v":16.917059489580204},{"$f":"IFERROR(IF(OR(E80=\"\",'Cost scenario - input'!$G65=\"\"),\"\",E80/'Cost scenario - input'!$G65),\"\")","v":15.626830426792232},{"$f":"IFERROR(IF(OR(F80=\"\",'Cost scenario - input'!$G65=\"\"),\"\",F80/'Cost scenario - input'!$G65),\"\")","v":14.702944509124386},{"$f":"IFERROR(IF(OR(G80=\"\",'Cost scenario - input'!$G65=\"\"),\"\",G80/'Cost scenario - input'!$G65),\"\")","v":14.058456086036633},{"$f":"IFERROR(IF(OR(H80=\"\",'Cost scenario - input'!$G65=\"\"),\"\",H80/'Cost scenario - input'!$G65),\"\")","v":13.617758294620176},{"$f":"IFERROR(IF(OR(I80=\"\",'Cost scenario - input'!$G65=\"\"),\"\",I80/'Cost scenario - input'!$G65),\"\")","v":13.316232734544791},{"$f":"IFERROR(IF(OR(J80=\"\",'Cost scenario - input'!$G65=\"\"),\"\",J80/'Cost scenario - input'!$G65),\"\")","v":13.100308593641905},{"$f":"IFERROR(IF(OR(K80=\"\",'Cost scenario - input'!$G65=\"\"),\"\",K80/'Cost scenario - input'!$G65),\"\")","v":12.927730230129857},{"$f":"IFERROR(IF(OR(L80=\"\",'Cost scenario - input'!$G65=\"\"),\"\",L80/'Cost scenario - input'!$G65),\"\")","v":12.767809876655773},{"$f":"IFERROR(IF(OR(M80=\"\",'Cost scenario - input'!$G65=\"\"),\"\",M80/'Cost scenario - input'!$G65),\"\")","v":12.601465117408759},{"$f":"IFERROR(IF(OR(N80=\"\",'Cost scenario - input'!$G65=\"\"),\"\",N80/'Cost scenario - input'!$G65),\"\")","v":12.420895321103965},{"$f":"IFERROR(IF(OR(O80=\"\",'Cost scenario - input'!$G65=\"\"),\"\",O80/'Cost scenario - input'!$G65),\"\")","v":12.228820431557274},{"$f":"IFERROR(IF(OR(P80=\"\",'Cost scenario - input'!$G65=\"\"),\"\",P80/'Cost scenario - input'!$G65),\"\")","v":12.037272532535656},{"$f":"IFERROR(IF(OR(Q80=\"\",'Cost scenario - input'!$G65=\"\"),\"\",Q80/'Cost scenario - input'!$G65),\"\")","v":11.865982090899445},{"$f":"IFERROR(IF(OR(R80=\"\",'Cost scenario - input'!$G65=\"\"),\"\",R80/'Cost scenario - input'!$G65),\"\")","v":11.740429913417852},{"$f":"IFERROR(IF(OR(S80=\"\",'Cost scenario - input'!$G65=\"\"),\"\",S80/'Cost scenario - input'!$G65),\"\")","v":11.689643560816085},{"$f":"IFERROR(IF(OR(T80=\"\",'Cost scenario - input'!$G65=\"\"),\"\",T80/'Cost scenario - input'!$G65),\"\")","v":11.743811102592026},{"$f":"IFERROR(IF(OR(U80=\"\",'Cost scenario - input'!$G65=\"\"),\"\",U80/'Cost scenario - input'!$G65),\"\")","v":11.931777663023835},{"$f":"IFERROR(IF(OR(V80=\"\",'Cost scenario - input'!$G65=\"\"),\"\",V80/'Cost scenario - input'!$G65),\"\")","v":12.278493297659795},{"$f":"IFERROR(IF(OR(W80=\"\",'Cost scenario - input'!$G65=\"\"),\"\",W80/'Cost scenario - input'!$G65),\"\")","v":12.802502266690723}]
[{"$f":"IFERROR('Cost scenario - input'!A66,\"\")","v":5},{"$f":"IFERROR('Cost scenario - input'!B66,\"\")","v":"TRANSFORMERS"},{"$f":"IFERROR('Cost scenario - input'!C66,\"\")","v":"pole mounted ; < = 22 kv ; > 600 kva ; multiple phase"},{"$f":"IFERROR(repcalc('Cost scenario - input'!$CY66:$GK66,'Cost scenario - input'!$J66,'Cost scenario - input'!$H66,'Cost scenario - input'!$I66,20,TRUE,TRUE),\"\")","v":596.17643031200532},528.44062001167242,525.8842835482609,555.68607025333176,603.11199970064388,660.6368121270533,723.59211934258553,788.42790064744815,852.11229058502636,912.03810089611238,966.10760103217058,1012.8060183874633,1051.1723560599478,1080.6592457747279,1100.9374644777411,1111.7320731960192,1112.7703425546504,1103.8807545546704,1085.2227017337314,1057.5697628001431,{"$f":"IFERROR(IF(OR(D81=\"\",'Cost scenario - input'!$G66=\"\"),\"\",D81/'Cost scenario - input'!$G66),\"\")","v":38.670383539630329},{"$f":"IFERROR(IF(OR(E81=\"\",'Cost scenario - input'!$G66=\"\"),\"\",E81/'Cost scenario - input'!$G66),\"\")","v":34.276768444329285},{"$f":"IFERROR(IF(OR(F81=\"\",'Cost scenario - input'!$G66=\"\"),\"\",F81/'Cost scenario - input'!$G66),\"\")","v":34.110954254988165},{"$f":"IFERROR(IF(OR(G81=\"\",'Cost scenario - input'!$G66=\"\"),\"\",G81/'Cost scenario - input'!$G66),\"\")","v":36.04401712607185},{"$f":"IFERROR(IF(OR(H81=\"\",'Cost scenario - input'!$G66=\"\"),\"\",H81/'Cost scenario - input'!$G66),\"\")","v":39.12025226084765},{"$f":"IFERROR(IF(OR(I81=\"\",'Cost scenario - input'!$G66=\"\"),\"\",I81/'Cost scenario - input'!$G66),\"\")","v":42.851541266034189},{"$f":"IFERROR(IF(OR(J81=\"\",'Cost scenario - input'!$G66=\"\"),\"\",J81/'Cost scenario - input'!$G66),\"\")","v":46.935073844814276},{"$f":"IFERROR(IF(OR(K81=\"\",'Cost scenario - input'!$G66=\"\"),\"\",K81/'Cost scenario - input'!$G66),\"\")","v":51.140581480932148},{"$f":"IFERROR(IF(OR(L81=\"\",'Cost scenario - input'!$G66=\"\"),\"\",L81/'Cost scenario - input'!$G66),\"\")","v":55.27140527596994},{"$f":"IFERROR(IF(OR(M81=\"\",'Cost scenario - input'!$G66=\"\"),\"\",M81/'Cost scenario - input'!$G66),\"\")","v":59.158432590082406},{"$f":"IFERROR(IF(OR(N81=\"\",'Cost scenario - input'!$G66=\"\"),\"\",N81/'Cost scenario - input'!$G66),\"\")","v":62.66559624457846},{"$f":"IFERROR(IF(OR(O81=\"\",'Cost scenario - input'!$G66=\"\"),\"\",O81/'Cost scenario - input'!$G66),\"\")","v":65.694642040430907},{"$f":"IFERROR(IF(OR(P81=\"\",'Cost scenario - input'!$G66=\"\"),\"\",P81/'Cost scenario - input'!$G66),\"\")","v":68.18323588173638},{"$f":"IFERROR(IF(OR(Q81=\"\",'Cost scenario - input'!$G66=\"\"),\"\",Q81/'Cost scenario - input'!$G66),\"\")","v":70.095873276784985},{"$f":"IFERROR(IF(OR(R81=\"\",'Cost scenario - input'!$G66=\"\"),\"\",R81/'Cost scenario - input'!$G66),\"\")","v":71.411199503847726},{"$f":"IFERROR(IF(OR(S81=\"\",'Cost scenario - input'!$G66=\"\"),\"\",S81/'Cost scenario - input'!$G66),\"\")","v":72.111380923427816},{"$f":"IFERROR(IF(OR(T81=\"\",'Cost scenario - input'!$G66=\"\"),\"\",T81/'Cost scenario - input'!$G66),\"\")","v":72.178727219380349},{"$f":"IFERROR(IF(OR(U81=\"\",'Cost scenario - input'!$G66=\"\"),\"\",U81/'Cost scenario - input'!$G66),\"\")","v":71.602113049496751},{"$f":"IFERROR(IF(OR(V81=\"\",'Cost scenario - input'!$G66=\"\"),\"\",V81/'Cost scenario - input'!$G66),\"\")","v":70.391877250153271},{"$f":"IFERROR(IF(OR(W81=\"\",'Cost scenario - input'!$G66=\"\"),\"\",W81/'Cost scenario - input'!$G66),\"\")","v":68.598197224929535}]
[{"$f":"IFERROR('Cost scenario - input'!A67,\"\")","v":5},{"$f":"IFERROR('Cost scenario - input'!B67,\"\")","v":"TRANSFORMERS"},{"$f":"IFERROR('Cost scenario - input'!C67,\"\")","v":"pole mounted ; < = 22 kv ; > 600 kva ; single phase"},{"$f":"IFERROR(repcalc('Cost scenario - input'!$CY67:$GK67,'Cost scenario - input'!$J67,'Cost scenario - input'!$H67,'Cost scenario - input'!$I67,20,TRUE,TRUE),\"\")","v":1154.9797906819008},924.66845365388554,829.77456286471056,812.85891042789501,844.29654703047845,906.78291296844225,989.66919315984853,1086.3769661191252,1192.82977496639,1306.2685168262115,1424.2602638409583,1543.8866217925874,1661.177921740901,1770.8943125303601,1866.728467528088,1941.933746704105,1990.2818979867418,2007.1604999463179,1990.5649788102539,1941.7451972292181,{"$f":"IFERROR(IF(OR(D82=\"\",'Cost scenario - input'!$G67=\"\"),\"\",D82/'Cost scenario - input'!$G67),\"\")","v":24.86941564667605},{"$f":"IFERROR(IF(OR(E82=\"\",'Cost scenario - input'!$G67=\"\"),\"\",E82/'Cost scenario - input'!$G67),\"\")","v":19.910274010691442},{"$f":"IFERROR(IF(OR(F82=\"\",'Cost scenario - input'!$G67=\"\"),\"\",F82/'Cost scenario - input'!$G67),\"\")","v":17.866986646353265},{"$f":"IFERROR(IF(OR(G82=\"\",'Cost scenario - input'!$G67=\"\"),\"\",G82/'Cost scenario - input'!$G67),\"\")","v":17.502753094580466},{"$f":"IFERROR(IF(OR(H82=\"\",'Cost scenario - input'!$G67=\"\"),\"\",H82/'Cost scenario - input'!$G67),\"\")","v":18.179678923003149},{"$f":"IFERROR(IF(OR(I82=\"\",'Cost scenario - input'!$G67=\"\"),\"\",I82/'Cost scenario - input'!$G67),\"\")","v":19.525156496982206},{"$f":"IFERROR(IF(OR(J82=\"\",'Cost scenario - input'!$G67=\"\"),\"\",J82/'Cost scenario - input'!$G67),\"\")","v":21.309891927088671},{"$f":"IFERROR(IF(OR(K82=\"\",'Cost scenario - input'!$G67=\"\"),\"\",K82/'Cost scenario - input'!$G67),\"\")","v":23.392236416050402},{"$f":"IFERROR(IF(OR(L82=\"\",'Cost scenario - input'!$G67=\"\"),\"\",L82/'Cost scenario - input'!$G67),\"\")","v":25.684414315038349},{"$f":"IFERROR(IF(OR(M82=\"\",'Cost scenario - input'!$G67=\"\"),\"\",M82/'Cost scenario - input'!$G67),\"\")","v":28.12701568738122},{"$f":"IFERROR(IF(OR(N82=\"\",'Cost scenario - input'!$G67=\"\"),\"\",N82/'Cost scenario - input'!$G67),\"\")","v":30.667653907254074},{"$f":"IFERROR(IF(OR(O82=\"\",'Cost scenario - input'!$G67=\"\"),\"\",O82/'Cost scenario - input'!$G67),\"\")","v":33.243489122899405},{"$f":"IFERROR(IF(OR(P82=\"\",'Cost scenario - input'!$G67=\"\"),\"\",P82/'Cost scenario - input'!$G67),\"\")","v":35.769045079537733},{"$f":"IFERROR(IF(OR(Q82=\"\",'Cost scenario - input'!$G67=\"\"),\"\",Q82/'Cost scenario - input'!$G67),\"\")","v":38.131495529155771},{"$f":"IFERROR(IF(OR(R82=\"\",'Cost scenario - input'!$G67=\"\"),\"\",R82/'Cost scenario - input'!$G67),\"\")","v":40.195028980576026},{"$f":"IFERROR(IF(OR(S82=\"\",'Cost scenario - input'!$G67=\"\"),\"\",S82/'Cost scenario - input'!$G67),\"\")","v":41.814374497910528},{"$f":"IFERROR(IF(OR(T82=\"\",'Cost scenario - input'!$G67=\"\"),\"\",T82/'Cost scenario - input'!$G67),\"\")","v":42.85542325018902},{"$f":"IFERROR(IF(OR(U82=\"\",'Cost scenario - input'!$G67=\"\"),\"\",U82/'Cost scenario - input'!$G67),\"\")","v":43.218859018549672},{"$f":"IFERROR(IF(OR(V82=\"\",'Cost scenario - input'!$G67=\"\"),\"\",V82/'Cost scenario - input'!$G67),\"\")","v":42.86151864226283},{"$f":"IFERROR(IF(OR(W82=\"\",'Cost scenario - input'!$G67=\"\"),\"\",W82/'Cost scenario - input'!$G67),\"\")","v":41.810314586820525}]
[{"$f":"IFERROR('Cost scenario - input'!A68,\"\")","v":6},{"$f":"IFERROR('Cost scenario - input'!B68,\"\")","v":"UNDERGROUND CABLES"},{"$f":"IFERROR('Cost scenario - input'!C68,\"\")","v":"˂ = 1 kv"},{"$f":"IFERROR(repcalc('Cost scenario - input'!$CY68:$GK68,'Cost scenario - input'!$J68,'Cost scenario - input'!$H68,'Cost scenario - input'!$I68,20,TRUE,TRUE),\"\")","v":2467.915192905994},3221.767681291275,4401.3517115542063,6136.2757345180362,8577.3937591502763,11874.358250129995,16147.661558892521,21456.560082043627,27767.159951402366,34927.168533235505,42654.626625859768,50546.715278095697,58111.345293929997,64819.271234674437,70169.199098766199,73754.394842667418,75318.040572901198,74786.628653889988,72275.54822424661,68067.267128531414,{"$f":"IFERROR(IF(OR(D83=\"\",'Cost scenario - input'!$G68=\"\"),\"\",D83/'Cost scenario - input'!$G68),\"\")","v":13.677126520745269},{"$f":"IFERROR(IF(OR(E83=\"\",'Cost scenario - input'!$G68=\"\"),\"\",E83/'Cost scenario - input'!$G68),\"\")","v":17.854958843047797},{"$f":"IFERROR(IF(OR(F83=\"\",'Cost scenario - input'!$G68=\"\"),\"\",F83/'Cost scenario - input'!$G68),\"\")","v":24.392185110032923},{"$f":"IFERROR(IF(OR(G83=\"\",'Cost scenario - input'!$G68=\"\"),\"\",G83/'Cost scenario - input'!$G68),\"\")","v":34.007092232516257},{"$f":"IFERROR(IF(OR(H83=\"\",'Cost scenario - input'!$G68=\"\"),\"\",H83/'Cost scenario - input'!$G68),\"\")","v":47.535709492517327},{"$f":"IFERROR(IF(OR(I83=\"\",'Cost scenario - input'!$G68=\"\"),\"\",I83/'Cost scenario - input'!$G68),\"\")","v":65.807407242567123},{"$f":"IFERROR(IF(OR(J83=\"\",'Cost scenario - input'!$G68=\"\"),\"\",J83/'Cost scenario - input'!$G68),\"\")","v":89.489951190377226},{"$f":"IFERROR(IF(OR(K83=\"\",'Cost scenario - input'!$G68=\"\"),\"\",K83/'Cost scenario - input'!$G68),\"\")","v":118.91173885781964},{"$f":"IFERROR(IF(OR(L83=\"\",'Cost scenario - input'!$G68=\"\"),\"\",L83/'Cost scenario - input'!$G68),\"\")","v":153.88493124429957},{"$f":"IFERROR(IF(OR(M83=\"\",'Cost scenario - input'!$G68=\"\"),\"\",M83/'Cost scenario - input'!$G68),\"\")","v":193.5655262440176},{"$f":"IFERROR(IF(OR(N83=\"\",'Cost scenario - input'!$G68=\"\"),\"\",N83/'Cost scenario - input'!$G68),\"\")","v":236.39091275664271},{"$f":"IFERROR(IF(OR(O83=\"\",'Cost scenario - input'!$G68=\"\"),\"\",O83/'Cost scenario - input'!$G68),\"\")","v":280.12867786293356},{"$f":"IFERROR(IF(OR(P83=\"\",'Cost scenario - input'!$G68=\"\"),\"\",P83/'Cost scenario - input'!$G68),\"\")","v":322.0516750982498},{"$f":"IFERROR(IF(OR(Q83=\"\",'Cost scenario - input'!$G68=\"\"),\"\",Q83/'Cost scenario - input'!$G68),\"\")","v":359.226838996536},{"$f":"IFERROR(IF(OR(R83=\"\",'Cost scenario - input'!$G68=\"\"),\"\",R83/'Cost scenario - input'!$G68),\"\")","v":388.87601028263811},{"$f":"IFERROR(IF(OR(S83=\"\",'Cost scenario - input'!$G68=\"\"),\"\",S83/'Cost scenario - input'!$G68),\"\")","v":408.74507868982073},{"$f":"IFERROR(IF(OR(T83=\"\",'Cost scenario - input'!$G68=\"\"),\"\",T83/'Cost scenario - input'!$G68),\"\")","v":417.41076564191087},{"$f":"IFERROR(IF(OR(U83=\"\",'Cost scenario - input'!$G68=\"\"),\"\",U83/'Cost scenario - input'!$G68),\"\")","v":414.46569359411899},{"$f":"IFERROR(IF(OR(V83=\"\",'Cost scenario - input'!$G68=\"\"),\"\",V83/'Cost scenario - input'!$G68),\"\")","v":400.54934637168503},{"$f":"IFERROR(IF(OR(W83=\"\",'Cost scenario - input'!$G68=\"\"),\"\",W83/'Cost scenario - input'!$G68),\"\")","v":377.22715396150619}]
[{"$f":"IFERROR('Cost scenario - input'!A69,\"\")","v":6},{"$f":"IFERROR('Cost scenario - input'!B69,\"\")","v":"UNDERGROUND CABLES"},{"$f":"IFERROR('Cost scenario - input'!C69,\"\")","v":"> 1 kv & < = 11 kv"},{"$f":"IFERROR(repcalc('Cost scenario - input'!$CY69:$GK69,'Cost scenario - input'!$J69,'Cost scenario - input'!$H69,'Cost scenario - input'!$I69,20,TRUE,TRUE),\"\")","v":293.70508043519681},315.89390097029332,345.11155886205682,380.10848418812236,420.01873625240069,464.21157916298534,512.19519930914544,563.56042590948095,617.95399017179034,675.07286404817307,734.67319936824811,796.58912998974165,860.7580853626929,927.25023713885787,996.30025263597986,1068.3396974503355,1144.028297281568,1224.2819569778489,1310.2950820827296,1403.5544822246577,{"$f":"IFERROR(IF(OR(D84=\"\",'Cost scenario - input'!$G69=\"\"),\"\",D84/'Cost scenario - input'!$G69),\"\")","v":2.4280673927567524},{"$f":"IFERROR(IF(OR(E84=\"\",'Cost scenario - input'!$G69=\"\"),\"\",E84/'Cost scenario - input'!$G69),\"\")","v":2.6115029381860948},{"$f":"IFERROR(IF(OR(F84=\"\",'Cost scenario - input'!$G69=\"\"),\"\",F84/'Cost scenario - input'!$G69),\"\")","v":2.8530460613577957},{"$f":"IFERROR(IF(OR(G84=\"\",'Cost scenario - input'!$G69=\"\"),\"\",G84/'Cost scenario - input'!$G69),\"\")","v":3.1423665358455075},{"$f":"IFERROR(IF(OR(H84=\"\",'Cost scenario - input'!$G69=\"\"),\"\",H84/'Cost scenario - input'!$G69),\"\")","v":3.4723056078233858},{"$f":"IFERROR(IF(OR(I84=\"\",'Cost scenario - input'!$G69=\"\"),\"\",I84/'Cost scenario - input'!$G69),\"\")","v":3.8376489675821475},{"$f":"IFERROR(IF(OR(J84=\"\",'Cost scenario - input'!$G69=\"\"),\"\",J84/'Cost scenario - input'!$G69),\"\")","v":4.2343307794550729},{"$f":"IFERROR(IF(OR(K84=\"\",'Cost scenario - input'!$G69=\"\"),\"\",K84/'Cost scenario - input'!$G69),\"\")","v":4.6589684181538509},{"$f":"IFERROR(IF(OR(L84=\"\",'Cost scenario - input'!$G69=\"\"),\"\",L84/'Cost scenario - input'!$G69),\"\")","v":5.1086414015610027},{"$f":"IFERROR(IF(OR(M84=\"\",'Cost scenario - input'!$G69=\"\"),\"\",M84/'Cost scenario - input'!$G69),\"\")","v":5.5808445890738945},{"$f":"IFERROR(IF(OR(N84=\"\",'Cost scenario - input'!$G69=\"\"),\"\",N84/'Cost scenario - input'!$G69),\"\")","v":6.0735620816471032},{"$f":"IFERROR(IF(OR(O84=\"\",'Cost scenario - input'!$G69=\"\"),\"\",O84/'Cost scenario - input'!$G69),\"\")","v":6.5854226596509902},{"$f":"IFERROR(IF(OR(P84=\"\",'Cost scenario - input'!$G69=\"\"),\"\",P84/'Cost scenario - input'!$G69),\"\")","v":7.115909050752772},{"$f":"IFERROR(IF(OR(Q84=\"\",'Cost scenario - input'!$G69=\"\"),\"\",Q84/'Cost scenario - input'!$G69),\"\")","v":7.665601365787686},{"$f":"IFERROR(IF(OR(R84=\"\",'Cost scenario - input'!$G69=\"\"),\"\",R84/'Cost scenario - input'!$G69),\"\")","v":8.2364396054581857},{"$f":"IFERROR(IF(OR(S84=\"\",'Cost scenario - input'!$G69=\"\"),\"\",S84/'Cost scenario - input'!$G69),\"\")","v":8.8319915335584902},{"$f":"IFERROR(IF(OR(T84=\"\",'Cost scenario - input'!$G69=\"\"),\"\",T84/'Cost scenario - input'!$G69),\"\")","v":9.4577111192780112},{"$f":"IFERROR(IF(OR(U84=\"\",'Cost scenario - input'!$G69=\"\"),\"\",U84/'Cost scenario - input'!$G69),\"\")","v":10.121170171362508},{"$f":"IFERROR(IF(OR(V84=\"\",'Cost scenario - input'!$G69=\"\"),\"\",V84/'Cost scenario - input'!$G69),\"\")","v":10.83224287091136},{"$f":"IFERROR(IF(OR(W84=\"\",'Cost scenario - input'!$G69=\"\"),\"\",W84/'Cost scenario - input'!$G69),\"\")","v":11.603220711053392}]
[{"$f":"IFERROR('Cost scenario - input'!A70,\"\")","v":6},{"$f":"IFERROR('Cost scenario - input'!B70,\"\")","v":"UNDERGROUND CABLES"},{"$f":"IFERROR('Cost scenario - input'!C70,\"\")","v":"> 11 kv & < = 22 kv"},{"$f":"IFERROR(repcalc('Cost scenario - input'!$CY70:$GK70,'Cost scenario - input'!$J70,'Cost scenario - input'!$H70,'Cost scenario - input'!$I70,20,TRUE,TRUE),\"\")","v":177.20592636477943},191.83625939261074,207.78724210484117,225.55758107144632,245.78238819243839,269.24046934741449,296.85378151565692,329.67638333678622,368.87047526924255,415.66782276964432,471.31600700400594,537.01051597783146,613.81556165078962,702.57849408046479,803.84452392959338,917.77986363170089,1044.1120644329728,1182.0960296319922,1330.5128045344247,1487.7058160354384,{"$f":"IFERROR(IF(OR(D85=\"\",'Cost scenario - input'!$G70=\"\"),\"\",D85/'Cost scenario - input'!$G70),\"\")","v":0.61973306988411625},{"$f":"IFERROR(IF(OR(E85=\"\",'Cost scenario - input'!$G70=\"\"),\"\",E85/'Cost scenario - input'!$G70),\"\")","v":0.67089897266606158},{"$f":"IFERROR(IF(OR(F85=\"\",'Cost scenario - input'!$G70=\"\"),\"\",F85/'Cost scenario - input'!$G70),\"\")","v":0.72668351490292771},{"$f":"IFERROR(IF(OR(G85=\"\",'Cost scenario - input'!$G70=\"\"),\"\",G85/'Cost scenario - input'!$G70),\"\")","v":0.78883079714441162},{"$f":"IFERROR(IF(OR(H85=\"\",'Cost scenario - input'!$G70=\"\"),\"\",H85/'Cost scenario - input'!$G70),\"\")","v":0.85956196320657408},{"$f":"IFERROR(IF(OR(I85=\"\",'Cost scenario - input'!$G70=\"\"),\"\",I85/'Cost scenario - input'!$G70),\"\")","v":0.9416006903868267},{"$f":"IFERROR(IF(OR(J85=\"\",'Cost scenario - input'!$G70=\"\"),\"\",J85/'Cost scenario - input'!$G70),\"\")","v":1.038171290878293},{"$f":"IFERROR(IF(OR(K85=\"\",'Cost scenario - input'!$G70=\"\"),\"\",K85/'Cost scenario - input'!$G70),\"\")","v":1.1529600691402562},{"$f":"IFERROR(IF(OR(L85=\"\",'Cost scenario - input'!$G70=\"\"),\"\",L85/'Cost scenario - input'!$G70),\"\")","v":1.2900315283905557},{"$f":"IFERROR(IF(OR(M85=\"\",'Cost scenario - input'!$G70=\"\"),\"\",M85/'Cost scenario - input'!$G70),\"\")","v":1.4536934578971188},{"$f":"IFERROR(IF(OR(N85=\"\",'Cost scenario - input'!$G70=\"\"),\"\",N85/'Cost scenario - input'!$G70),\"\")","v":1.6483089583857766},{"$f":"IFERROR(IF(OR(O85=\"\",'Cost scenario - input'!$G70=\"\"),\"\",O85/'Cost scenario - input'!$G70),\"\")","v":1.8780589478814464},{"$f":"IFERROR(IF(OR(P85=\"\",'Cost scenario - input'!$G70=\"\"),\"\",P85/'Cost scenario - input'!$G70),\"\")","v":2.1466652395215471},{"$f":"IFERROR(IF(OR(Q85=\"\",'Cost scenario - input'!$G70=\"\"),\"\",Q85/'Cost scenario - input'!$G70),\"\")","v":2.4570912265922162},{"$f":"IFERROR(IF(OR(R85=\"\",'Cost scenario - input'!$G70=\"\"),\"\",R85/'Cost scenario - input'!$G70),\"\")","v":2.8112436459881085},{"$f":"IFERROR(IF(OR(S85=\"\",'Cost scenario - input'!$G70=\"\"),\"\",S85/'Cost scenario - input'!$G70),\"\")","v":3.2097037838083677},{"$f":"IFERROR(IF(OR(T85=\"\",'Cost scenario - input'!$G70=\"\"),\"\",T85/'Cost scenario - input'!$G70),\"\")","v":3.6515188191962014},{"$f":"IFERROR(IF(OR(U85=\"\",'Cost scenario - input'!$G70=\"\"),\"\",U85/'Cost scenario - input'!$G70),\"\")","v":4.13408296420985},{"$f":"IFERROR(IF(OR(V85=\"\",'Cost scenario - input'!$G70=\"\"),\"\",V85/'Cost scenario - input'!$G70),\"\")","v":4.6531332319940413},{"$f":"IFERROR(IF(OR(W85=\"\",'Cost scenario - input'!$G70=\"\"),\"\",W85/'Cost scenario - input'!$G70),\"\")","v":5.2028761755867823}]
[{"$f":"IFERROR('Cost scenario - input'!A71,\"\")","v":6},{"$f":"IFERROR('Cost scenario - input'!B71,\"\")","v":"UNDERGROUND CABLES"},{"$f":"IFERROR('Cost scenario - input'!C71,\"\")","v":"> 22 kv & < = 33 kv"},{"$f":"IFERROR(repcalc('Cost scenario - input'!$CY71:$GK71,'Cost scenario - input'!$J71,'Cost scenario - input'!$H71,'Cost scenario - input'!$I71,20,TRUE,TRUE),\"\")","v":111.46953337133668},123.59234093833797,136.23036643412476,149.07192542761643,161.76540835866774,173.9340534857412,185.19451344333362,195.17830462510889,203.55461158597913,210.05244288573908,214.4799286215804,216.73869499117947,216.83175892167074,214.86418953787793,211.03674964212877,205.63368640814735,199.00661007698889,191.55684044754088,183.71863375270925,175.94532394664338,{"$f":"IFERROR(IF(OR(D86=\"\",'Cost scenario - input'!$G71=\"\"),\"\",D86/'Cost scenario - input'!$G71),\"\")","v":0.29912056378537494},{"$f":"IFERROR(IF(OR(E86=\"\",'Cost scenario - input'!$G71=\"\"),\"\",E86/'Cost scenario - input'!$G71),\"\")","v":0.33165125557559888},{"$f":"IFERROR(IF(OR(F86=\"\",'Cost scenario - input'!$G71=\"\"),\"\",F86/'Cost scenario - input'!$G71),\"\")","v":0.36556449802939528},{"$f":"IFERROR(IF(OR(G86=\"\",'Cost scenario - input'!$G71=\"\"),\"\",G86/'Cost scenario - input'!$G71),\"\")","v":0.40002390814660049},{"$f":"IFERROR(IF(OR(H86=\"\",'Cost scenario - input'!$G71=\"\"),\"\",H86/'Cost scenario - input'!$G71),\"\")","v":0.43408596668314797},{"$f":"IFERROR(IF(OR(I86=\"\",'Cost scenario - input'!$G71=\"\"),\"\",I86/'Cost scenario - input'!$G71),\"\")","v":0.46673966030532232},{"$f":"IFERROR(IF(OR(J86=\"\",'Cost scenario - input'!$G71=\"\"),\"\",J86/'Cost scenario - input'!$G71),\"\")","v":0.49695630362594279},{"$f":"IFERROR(IF(OR(K86=\"\",'Cost scenario - input'!$G71=\"\"),\"\",K86/'Cost scenario - input'!$G71),\"\")","v":0.52374709709826917},{"$f":"IFERROR(IF(OR(L86=\"\",'Cost scenario - input'!$G71=\"\"),\"\",L86/'Cost scenario - input'!$G71),\"\")","v":0.54622432100687068},{"$f":"IFERROR(IF(OR(M86=\"\",'Cost scenario - input'!$G71=\"\"),\"\",M86/'Cost scenario - input'!$G71),\"\")","v":0.56366078909803652},{"$f":"IFERROR(IF(OR(N86=\"\",'Cost scenario - input'!$G71=\"\"),\"\",N86/'Cost scenario - input'!$G71),\"\")","v":0.57554163213561138},{"$f":"IFERROR(IF(OR(O86=\"\",'Cost scenario - input'!$G71=\"\"),\"\",O86/'Cost scenario - input'!$G71),\"\")","v":0.5816028710185549},{"$f":"IFERROR(IF(OR(P86=\"\",'Cost scenario - input'!$G71=\"\"),\"\",P86/'Cost scenario - input'!$G71),\"\")","v":0.5818526014562333},{"$f":"IFERROR(IF(OR(Q86=\"\",'Cost scenario - input'!$G71=\"\"),\"\",Q86/'Cost scenario - input'!$G71),\"\")","v":0.57657276897136633},{"$f":"IFERROR(IF(OR(R86=\"\",'Cost scenario - input'!$G71=\"\"),\"\",R86/'Cost scenario - input'!$G71),\"\")","v":0.56630210626340238},{"$f":"IFERROR(IF(OR(S86=\"\",'Cost scenario - input'!$G71=\"\"),\"\",S86/'Cost scenario - input'!$G71),\"\")","v":0.55180337040404759},{"$f":"IFERROR(IF(OR(T86=\"\",'Cost scenario - input'!$G71=\"\"),\"\",T86/'Cost scenario - input'!$G71),\"\")","v":0.53402008246454169},{"$f":"IFERROR(IF(OR(U86=\"\",'Cost scenario - input'!$G71=\"\"),\"\",U86/'Cost scenario - input'!$G71),\"\")","v":0.51402915557864293},{"$f":"IFERROR(IF(OR(V86=\"\",'Cost scenario - input'!$G71=\"\"),\"\",V86/'Cost scenario - input'!$G71),\"\")","v":0.49299588545797313},{"$f":"IFERROR(IF(OR(W86=\"\",'Cost scenario - input'!$G71=\"\"),\"\",W86/'Cost scenario - input'!$G71),\"\")","v":0.47213676152208073}]
[{"$f":"IFERROR('Cost scenario - input'!A72,\"\")","v":6},{"$f":"IFERROR('Cost scenario - input'!B72,\"\")","v":"UNDERGROUND CABLES"},{"$f":"IFERROR('Cost scenario - input'!C72,\"\")","v":"> 33 kv & < = 66 kv"},{"$f":"IFERROR(repcalc('Cost scenario - input'!$CY72:$GK72,'Cost scenario - input'!$J72,'Cost scenario - input'!$H72,'Cost scenario - input'!$I72,20,TRUE,TRUE),\"\")","v":10.254279984093579},11.707586073328349,13.144304791800154,14.518843925699992,15.788253634789168,16.916613620854502,17.879190709031537,18.665846810625293,19.283236313992756,19.755470180247737,20.123125267343674,20.440712489470755,20.772948765957956,21.190366069143142,21.764902746839045,22.566136544411773,23.658730945070509,25.101489833710261,26.948178338780927,29.250007428883958,{"$f":"IFERROR(IF(OR(D87=\"\",'Cost scenario - input'!$G72=\"\"),\"\",D87/'Cost scenario - input'!$G72),\"\")","v":2.7516630933021157E-2},{"$f":"IFERROR(IF(OR(E87=\"\",'Cost scenario - input'!$G72=\"\"),\"\",E87/'Cost scenario - input'!$G72),\"\")","v":3.1416474447360343E-2},{"$f":"IFERROR(IF(OR(F87=\"\",'Cost scenario - input'!$G72=\"\"),\"\",F87/'Cost scenario - input'!$G72),\"\")","v":3.5271806932144878E-2},{"$f":"IFERROR(IF(OR(G87=\"\",'Cost scenario - input'!$G72=\"\"),\"\",G87/'Cost scenario - input'!$G72),\"\")","v":3.8960284924669644E-2},{"$f":"IFERROR(IF(OR(H87=\"\",'Cost scenario - input'!$G72=\"\"),\"\",H87/'Cost scenario - input'!$G72),\"\")","v":4.2366655583748955E-2},{"$f":"IFERROR(IF(OR(I87=\"\",'Cost scenario - input'!$G72=\"\"),\"\",I87/'Cost scenario - input'!$G72),\"\")","v":4.5394529344199352E-2},{"$f":"IFERROR(IF(OR(J87=\"\",'Cost scenario - input'!$G72=\"\"),\"\",J87/'Cost scenario - input'!$G72),\"\")","v":4.7977536490584671E-2},{"$f":"IFERROR(IF(OR(K87=\"\",'Cost scenario - input'!$G72=\"\"),\"\",K87/'Cost scenario - input'!$G72),\"\")","v":5.0088472183031342E-2},{"$f":"IFERROR(IF(OR(L87=\"\",'Cost scenario - input'!$G72=\"\"),\"\",L87/'Cost scenario - input'!$G72),\"\")","v":5.1745192999357419E-2},{"$f":"IFERROR(IF(OR(M87=\"\",'Cost scenario - input'!$G72=\"\"),\"\",M87/'Cost scenario - input'!$G72),\"\")","v":5.3012398988658345E-2},{"$f":"IFERROR(IF(OR(N87=\"\",'Cost scenario - input'!$G72=\"\"),\"\",N87/'Cost scenario - input'!$G72),\"\")","v":5.3998975262951575E-2},{"$f":"IFERROR(IF(OR(O87=\"\",'Cost scenario - input'!$G72=\"\"),\"\",O87/'Cost scenario - input'!$G72),\"\")","v":5.4851197983012863E-2},{"$f":"IFERROR(IF(OR(P87=\"\",'Cost scenario - input'!$G72=\"\"),\"\",P87/'Cost scenario - input'!$G72),\"\")","v":5.5742730398437502E-2},{"$f":"IFERROR(IF(OR(Q87=\"\",'Cost scenario - input'!$G72=\"\"),\"\",Q87/'Cost scenario - input'!$G72),\"\")","v":5.686284003993556E-2},{"$f":"IFERROR(IF(OR(R87=\"\",'Cost scenario - input'!$G72=\"\"),\"\",R87/'Cost scenario - input'!$G72),\"\")","v":5.8404568346766043E-2},{"$f":"IFERROR(IF(OR(S87=\"\",'Cost scenario - input'!$G72=\"\"),\"\",S87/'Cost scenario - input'!$G72),\"\")","v":6.0554622249436085E-2},{"$f":"IFERROR(IF(OR(T87=\"\",'Cost scenario - input'!$G72=\"\"),\"\",T87/'Cost scenario - input'!$G72),\"\")","v":6.3486521605514518E-2},{"$f":"IFERROR(IF(OR(U87=\"\",'Cost scenario - input'!$G72=\"\"),\"\",U87/'Cost scenario - input'!$G72),\"\")","v":6.735806245729721E-2},{"$f":"IFERROR(IF(OR(V87=\"\",'Cost scenario - input'!$G72=\"\"),\"\",V87/'Cost scenario - input'!$G72),\"\")","v":7.2313519702574852E-2},{"$f":"IFERROR(IF(OR(W87=\"\",'Cost scenario - input'!$G72=\"\"),\"\",W87/'Cost scenario - input'!$G72),\"\")","v":7.8490314332866559E-2}]
[{"$f":"IFERROR('Cost scenario - input'!A73,\"\")","v":6},{"$f":"IFERROR('Cost scenario - input'!B73,\"\")","v":"UNDERGROUND CABLES"},{"$f":"IFERROR('Cost scenario - input'!C73,\"\")","v":"> 66 kv & < = 132 kv"},{"$f":"IFERROR(repcalc('Cost scenario - input'!$CY73:$GK73,'Cost scenario - input'!$J73,'Cost scenario - input'!$H73,'Cost scenario - input'!$I73,20,TRUE,TRUE),\"\")","v":1.0124534054271737E-6},2.3039947222938866E-6,5.1558989851517164E-6,1.1346073080602614E-5,2.4553135807020476E-5,5.2250533544182003E-5,1.0934508180312724E-4,2.2502728169416632E-4,4.5540877904444953E-4,9.063608460222614E-4,1.7739359169635443E-3,3.4144100340012138E-3,6.4630673134507136E-3,1.2031275786580359E-2,2.2026216407028263E-2,3.9657842462013086E-2,7.0223997068566163E-2,0.12229712150060246,0.20947335306549542,0.35288367815835925,{"$f":"IFERROR(IF(OR(D88=\"\",'Cost scenario - input'!$G73=\"\"),\"\",D88/'Cost scenario - input'!$G73),\"\")","v":5.757065854693533E-10},{"$f":"IFERROR(IF(OR(E88=\"\",'Cost scenario - input'!$G73=\"\"),\"\",E88/'Cost scenario - input'!$G73),\"\")","v":1.3101096084037369E-9},{"$f":"IFERROR(IF(OR(F88=\"\",'Cost scenario - input'!$G73=\"\"),\"\",F88/'Cost scenario - input'!$G73),\"\")","v":2.9317744242405128E-9},{"$f":"IFERROR(IF(OR(G88=\"\",'Cost scenario - input'!$G73=\"\"),\"\",G88/'Cost scenario - input'!$G73),\"\")","v":6.4516638066553753E-9},{"$f":"IFERROR(IF(OR(H88=\"\",'Cost scenario - input'!$G73=\"\"),\"\",H88/'Cost scenario - input'!$G73),\"\")","v":1.3961533342920678E-8},{"$f":"IFERROR(IF(OR(I88=\"\",'Cost scenario - input'!$G73=\"\"),\"\",I88/'Cost scenario - input'!$G73),\"\")","v":2.9710973457569814E-8},{"$f":"IFERROR(IF(OR(J88=\"\",'Cost scenario - input'!$G73=\"\"),\"\",J88/'Cost scenario - input'!$G73),\"\")","v":6.2176376063632663E-8},{"$f":"IFERROR(IF(OR(K88=\"\",'Cost scenario - input'!$G73=\"\"),\"\",K88/'Cost scenario - input'!$G73),\"\")","v":1.2795619757626207E-7},{"$f":"IFERROR(IF(OR(L88=\"\",'Cost scenario - input'!$G73=\"\"),\"\",L88/'Cost scenario - input'!$G73),\"\")","v":2.5895693744624982E-7},{"$f":"IFERROR(IF(OR(M88=\"\",'Cost scenario - input'!$G73=\"\"),\"\",M88/'Cost scenario - input'!$G73),\"\")","v":5.1537967581474409E-7},{"$f":"IFERROR(IF(OR(N88=\"\",'Cost scenario - input'!$G73=\"\"),\"\",N88/'Cost scenario - input'!$G73),\"\")","v":1.0087047800146775E-6},{"$f":"IFERROR(IF(OR(O88=\"\",'Cost scenario - input'!$G73=\"\"),\"\",O88/'Cost scenario - input'!$G73),\"\")","v":1.9415198087439599E-6},{"$f":"IFERROR(IF(OR(P88=\"\",'Cost scenario - input'!$G73=\"\"),\"\",P88/'Cost scenario - input'!$G73),\"\")","v":3.6750633606841458E-6},{"$f":"IFERROR(IF(OR(Q88=\"\",'Cost scenario - input'!$G73=\"\"),\"\",Q88/'Cost scenario - input'!$G73),\"\")","v":6.8412873765878324E-6},{"$f":"IFERROR(IF(OR(R88=\"\",'Cost scenario - input'!$G73=\"\"),\"\",R88/'Cost scenario - input'!$G73),\"\")","v":1.2524663130693981E-5},{"$f":"IFERROR(IF(OR(S88=\"\",'Cost scenario - input'!$G73=\"\"),\"\",S88/'Cost scenario - input'!$G73),\"\")","v":2.2550451160025608E-5},{"$f":"IFERROR(IF(OR(T88=\"\",'Cost scenario - input'!$G73=\"\"),\"\",T88/'Cost scenario - input'!$G73),\"\")","v":3.9931138908359507E-5},{"$f":"IFERROR(IF(OR(U88=\"\",'Cost scenario - input'!$G73=\"\"),\"\",U88/'Cost scenario - input'!$G73),\"\")","v":6.9541233062608238E-5},{"$f":"IFERROR(IF(OR(V88=\"\",'Cost scenario - input'!$G73=\"\"),\"\",V88/'Cost scenario - input'!$G73),\"\")","v":1.1911184079554872E-4},{"$f":"IFERROR(IF(OR(W88=\"\",'Cost scenario - input'!$G73=\"\"),\"\",W88/'Cost scenario - input'!$G73),\"\")","v":2.0065857483554924E-4}]
[{"$f":"IFERROR('Cost scenario - input'!A74,\"\")","v":""},{"$f":"IFERROR('Cost scenario - input'!B74,\"\")","v":""},{"$f":"IFERROR('Cost scenario - input'!C74,\"\")","v":""},{"$f":"IFERROR(repcalc('Cost scenario - input'!$CY74:$GK74,'Cost scenario - input'!$J74,'Cost scenario - input'!$H74,'Cost scenario - input'!$I74,20,TRUE,TRUE),\"\")","v":""},"","","","","","","","","","","","","","","","","","","",{"$f":"IFERROR(IF(OR(D89=\"\",'Cost scenario - input'!$G74=\"\"),\"\",D89/'Cost scenario - input'!$G74),\"\")","v":""},{"$f":"IFERROR(IF(OR(E89=\"\",'Cost scenario - input'!$G74=\"\"),\"\",E89/'Cost scenario - input'!$G74),\"\")","v":""},{"$f":"IFERROR(IF(OR(F89=\"\",'Cost scenario - input'!$G74=\"\"),\"\",F89/'Cost scenario - input'!$G74),\"\")","v":""},{"$f":"IFERROR(IF(OR(G89=\"\",'Cost scenario - input'!$G74=\"\"),\"\",G89/'Cost scenario - input'!$G74),\"\")","v":""},{"$f":"IFERROR(IF(OR(H89=\"\",'Cost scenario - input'!$G74=\"\"),\"\",H89/'Cost scenario - input'!$G74),\"\")","v":""},{"$f":"IFERROR(IF(OR(I89=\"\",'Cost scenario - input'!$G74=\"\"),\"\",I89/'Cost scenario - input'!$G74),\"\")","v":""},{"$f":"IFERROR(IF(OR(J89=\"\",'Cost scenario - input'!$G74=\"\"),\"\",J89/'Cost scenario - input'!$G74),\"\")","v":""},{"$f":"IFERROR(IF(OR(K89=\"\",'Cost scenario - input'!$G74=\"\"),\"\",K89/'Cost scenario - input'!$G74),\"\")","v":""},{"$f":"IFERROR(IF(OR(L89=\"\",'Cost scenario - input'!$G74=\"\"),\"\",L89/'Cost scenario - input'!$G74),\"\")","v":""},{"$f":"IFERROR(IF(OR(M89=\"\",'Cost scenario - input'!$G74=\"\"),\"\",M89/'Cost scenario - input'!$G74),\"\")","v":""},{"$f":"IFERROR(IF(OR(N89=\"\",'Cost scenario - input'!$G74=\"\"),\"\",N89/'Cost scenario - input'!$G74),\"\")","v":""},{"$f":"IFERROR(IF(OR(O89=\"\",'Cost scenario - input'!$G74=\"\"),\"\",O89/'Cost scenario - input'!$G74),\"\")","v":""},{"$f":"IFERROR(IF(OR(P89=\"\",'Cost scenario - input'!$G74=\"\"),\"\",P89/'Cost scenario - input'!$G74),\"\")","v":""},{"$f":"IFERROR(IF(OR(Q89=\"\",'Cost scenario - input'!$G74=\"\"),\"\",Q89/'Cost scenario - input'!$G74),\"\")","v":""},{"$f":"IFERROR(IF(OR(R89=\"\",'Cost scenario - input'!$G74=\"\"),\"\",R89/'Cost scenario - input'!$G74),\"\")","v":""},{"$f":"IFERROR(IF(OR(S89=\"\",'Cost scenario - input'!$G74=\"\"),\"\",S89/'Cost scenario - input'!$G74),\"\")","v":""},{"$f":"IFERROR(IF(OR(T89=\"\",'Cost scenario - input'!$G74=\"\"),\"\",T89/'Cost scenario - input'!$G74),\"\")","v":""},{"$f":"IFERROR(IF(OR(U89=\"\",'Cost scenario - input'!$G74=\"\"),\"\",U89/'Cost scenario - input'!$G74),\"\")","v":""},{"$f":"IFERROR(IF(OR(V89=\"\",'Cost scenario - input'!$G74=\"\"),\"\",V89/'Cost scenario - input'!$G74),\"\")","v":""},{"$f":"IFERROR(IF(OR(W89=\"\",'Cost scenario - input'!$G74=\"\"),\"\",W89/'Cost scenario - input'!$G74),\"\")","v":""}]
[{"$f":"IFERROR('Cost scenario - input'!A75,\"\")","v":""},{"$f":"IFERROR('Cost scenario - input'!B75,\"\")","v":""},{"$f":"IFERROR('Cost scenario - input'!C75,\"\")","v":""},{"$f":"IFERROR(repcalc('Cost scenario - input'!$CY75:$GK75,'Cost scenario - input'!$J75,'Cost scenario - input'!$H75,'Cost scenario - input'!$I75,20,TRUE,TRUE),\"\")","v":""},"","","","","","","","","","","","","","","","","","","",{"$f":"IFERROR(IF(OR(D90=\"\",'Cost scenario - input'!$G75=\"\"),\"\",D90/'Cost scenario - input'!$G75),\"\")","v":""},{"$f":"IFERROR(IF(OR(E90=\"\",'Cost scenario - input'!$G75=\"\"),\"\",E90/'Cost scenario - input'!$G75),\"\")","v":""},{"$f":"IFERROR(IF(OR(F90=\"\",'Cost scenario - input'!$G75=\"\"),\"\",F90/'Cost scenario - input'!$G75),\"\")","v":""},{"$f":"IFERROR(IF(OR(G90=\"\",'Cost scenario - input'!$G75=\"\"),\"\",G90/'Cost scenario - input'!$G75),\"\")","v":""},{"$f":"IFERROR(IF(OR(H90=\"\",'Cost scenario - input'!$G75=\"\"),\"\",H90/'Cost scenario - input'!$G75),\"\")","v":""},{"$f":"IFERROR(IF(OR(I90=\"\",'Cost scenario - input'!$G75=\"\"),\"\",I90/'Cost scenario - input'!$G75),\"\")","v":""},{"$f":"IFERROR(IF(OR(J90=\"\",'Cost scenario - input'!$G75=\"\"),\"\",J90/'Cost scenario - input'!$G75),\"\")","v":""},{"$f":"IFERROR(IF(OR(K90=\"\",'Cost scenario - input'!$G75=\"\"),\"\",K90/'Cost scenario - input'!$G75),\"\")","v":""},{"$f":"IFERROR(IF(OR(L90=\"\",'Cost scenario - input'!$G75=\"\"),\"\",L90/'Cost scenario - input'!$G75),\"\")","v":""},{"$f":"IFERROR(IF(OR(M90=\"\",'Cost scenario - input'!$G75=\"\"),\"\",M90/'Cost scenario - input'!$G75),\"\")","v":""},{"$f":"IFERROR(IF(OR(N90=\"\",'Cost scenario - input'!$G75=\"\"),\"\",N90/'Cost scenario - input'!$G75),\"\")","v":""},{"$f":"IFERROR(IF(OR(O90=\"\",'Cost scenario - input'!$G75=\"\"),\"\",O90/'Cost scenario - input'!$G75),\"\")","v":""},{"$f":"IFERROR(IF(OR(P90=\"\",'Cost scenario - input'!$G75=\"\"),\"\",P90/'Cost scenario - input'!$G75),\"\")","v":""},{"$f":"IFERROR(IF(OR(Q90=\"\",'Cost scenario - input'!$G75=\"\"),\"\",Q90/'Cost scenario - input'!$G75),\"\")","v":""},{"$f":"IFERROR(IF(OR(R90=\"\",'Cost scenario - input'!$G75=\"\"),\"\",R90/'Cost scenario - input'!$G75),\"\")","v":""},{"$f":"IFERROR(IF(OR(S90=\"\",'Cost scenario - input'!$G75=\"\"),\"\",S90/'Cost scenario - input'!$G75),\"\")","v":""},{"$f":"IFERROR(IF(OR(T90=\"\",'Cost scenario - input'!$G75=\"\"),\"\",T90/'Cost scenario - input'!$G75),\"\")","v":""},{"$f":"IFERROR(IF(OR(U90=\"\",'Cost scenario - input'!$G75=\"\"),\"\",U90/'Cost scenario - input'!$G75),\"\")","v":""},{"$f":"IFERROR(IF(OR(V90=\"\",'Cost scenario - input'!$G75=\"\"),\"\",V90/'Cost scenario - input'!$G75),\"\")","v":""},{"$f":"IFERROR(IF(OR(W90=\"\",'Cost scenario - input'!$G75=\"\"),\"\",W90/'Cost scenario - input'!$G75),\"\")","v":""}]
[{"$f":"IFERROR('Cost scenario - input'!A76,\"\")","v":""},{"$f":"IFERROR('Cost scenario - input'!B76,\"\")","v":""},{"$f":"IFERROR('Cost scenario - input'!C76,\"\")","v":""},{"$f":"IFERROR(repcalc('Cost scenario - input'!$CY76:$GK76,'Cost scenario - input'!$J76,'Cost scenario - input'!$H76,'Cost scenario - input'!$I76,20,TRUE,TRUE),\"\")","v":""},"","","","","","","","","","","","","","","","","","","",{"$f":"IFERROR(IF(OR(D91=\"\",'Cost scenario - input'!$G76=\"\"),\"\",D91/'Cost scenario - input'!$G76),\"\")","v":""},{"$f":"IFERROR(IF(OR(E91=\"\",'Cost scenario - input'!$G76=\"\"),\"\",E91/'Cost scenario - input'!$G76),\"\")","v":""},{"$f":"IFERROR(IF(OR(F91=\"\",'Cost scenario - input'!$G76=\"\"),\"\",F91/'Cost scenario - input'!$G76),\"\")","v":""},{"$f":"IFERROR(IF(OR(G91=\"\",'Cost scenario - input'!$G76=\"\"),\"\",G91/'Cost scenario - input'!$G76),\"\")","v":""},{"$f":"IFERROR(IF(OR(H91=\"\",'Cost scenario - input'!$G76=\"\"),\"\",H91/'Cost scenario - input'!$G76),\"\")","v":""},{"$f":"IFERROR(IF(OR(I91=\"\",'Cost scenario - input'!$G76=\"\"),\"\",I91/'Cost scenario - input'!$G76),\"\")","v":""},{"$f":"IFERROR(IF(OR(J91=\"\",'Cost scenario - input'!$G76=\"\"),\"\",J91/'Cost scenario - input'!$G76),\"\")","v":""},{"$f":"IFERROR(IF(OR(K91=\"\",'Cost scenario - input'!$G76=\"\"),\"\",K91/'Cost scenario - input'!$G76),\"\")","v":""},{"$f":"IFERROR(IF(OR(L91=\"\",'Cost scenario - input'!$G76=\"\"),\"\",L91/'Cost scenario - input'!$G76),\"\")","v":""},{"$f":"IFERROR(IF(OR(M91=\"\",'Cost scenario - input'!$G76=\"\"),\"\",M91/'Cost scenario - input'!$G76),\"\")","v":""},{"$f":"IFERROR(IF(OR(N91=\"\",'Cost scenario - input'!$G76=\"\"),\"\",N91/'Cost scenario - input'!$G76),\"\")","v":""},{"$f":"IFERROR(IF(OR(O91=\"\",'Cost scenario - input'!$G76=\"\"),\"\",O91/'Cost scenario - input'!$G76),\"\")","v":""},{"$f":"IFERROR(IF(OR(P91=\"\",'Cost scenario - input'!$G76=\"\"),\"\",P91/'Cost scenario - input'!$G76),\"\")","v":""},{"$f":"IFERROR(IF(OR(Q91=\"\",'Cost scenario - input'!$G76=\"\"),\"\",Q91/'Cost scenario - input'!$G76),\"\")","v":""},{"$f":"IFERROR(IF(OR(R91=\"\",'Cost scenario - input'!$G76=\"\"),\"\",R91/'Cost scenario - input'!$G76),\"\")","v":""},{"$f":"IFERROR(IF(OR(S91=\"\",'Cost scenario - input'!$G76=\"\"),\"\",S91/'Cost scenario - input'!$G76),\"\")","v":""},{"$f":"IFERROR(IF(OR(T91=\"\",'Cost scenario - input'!$G76=\"\"),\"\",T91/'Cost scenario - input'!$G76),\"\")","v":""},{"$f":"IFERROR(IF(OR(U91=\"\",'Cost scenario - input'!$G76=\"\"),\"\",U91/'Cost scenario - input'!$G76),\"\")","v":""},{"$f":"IFERROR(IF(OR(V91=\"\",'Cost scenario - input'!$G76=\"\"),\"\",V91/'Cost scenario - input'!$G76),\"\")","v":""},{"$f":"IFERROR(IF(OR(W91=\"\",'Cost scenario - input'!$G76=\"\"),\"\",W91/'Cost scenario - input'!$G76),\"\")","v":""}]
[{"$f":"IFERROR('Cost scenario - input'!A77,\"\")","v":""},{"$f":"IFERROR('Cost scenario - input'!B77,\"\")","v":""},{"$f":"IFERROR('Cost scenario - input'!C77,\"\")","v":""},{"$f":"IFERROR(repcalc('Cost scenario - input'!$CY77:$GK77,'Cost scenario - input'!$J77,'Cost scenario - input'!$H77,'Cost scenario - input'!$I77,20,TRUE,TRUE),\"\")","v":""},"","","","","","","","","","","","","","","","","","","",{"$f":"IFERROR(IF(OR(D92=\"\",'Cost scenario - input'!$G77=\"\"),\"\",D92/'Cost scenario - input'!$G77),\"\")","v":""},{"$f":"IFERROR(IF(OR(E92=\"\",'Cost scenario - input'!$G77=\"\"),\"\",E92/'Cost scenario - input'!$G77),\"\")","v":""},{"$f":"IFERROR(IF(OR(F92=\"\",'Cost scenario - input'!$G77=\"\"),\"\",F92/'Cost scenario - input'!$G77),\"\")","v":""},{"$f":"IFERROR(IF(OR(G92=\"\",'Cost scenario - input'!$G77=\"\"),\"\",G92/'Cost scenario - input'!$G77),\"\")","v":""},{"$f":"IFERROR(IF(OR(H92=\"\",'Cost scenario - input'!$G77=\"\"),\"\",H92/'Cost scenario - input'!$G77),\"\")","v":""},{"$f":"IFERROR(IF(OR(I92=\"\",'Cost scenario - input'!$G77=\"\"),\"\",I92/'Cost scenario - input'!$G77),\"\")","v":""},{"$f":"IFERROR(IF(OR(J92=\"\",'Cost scenario - input'!$G77=\"\"),\"\",J92/'Cost scenario - input'!$G77),\"\")","v":""},{"$f":"IFERROR(IF(OR(K92=\"\",'Cost scenario - input'!$G77=\"\"),\"\",K92/'Cost scenario - input'!$G77),\"\")","v":""},{"$f":"IFERROR(IF(OR(L92=\"\",'Cost scenario - input'!$G77=\"\"),\"\",L92/'Cost scenario - input'!$G77),\"\")","v":""},{"$f":"IFERROR(IF(OR(M92=\"\",'Cost scenario - input'!$G77=\"\"),\"\",M92/'Cost scenario - input'!$G77),\"\")","v":""},{"$f":"IFERROR(IF(OR(N92=\"\",'Cost scenario - input'!$G77=\"\"),\"\",N92/'Cost scenario - input'!$G77),\"\")","v":""},{"$f":"IFERROR(IF(OR(O92=\"\",'Cost scenario - input'!$G77=\"\"),\"\",O92/'Cost scenario - input'!$G77),\"\")","v":""},{"$f":"IFERROR(IF(OR(P92=\"\",'Cost scenario - input'!$G77=\"\"),\"\",P92/'Cost scenario - input'!$G77),\"\")","v":""},{"$f":"IFERROR(IF(OR(Q92=\"\",'Cost scenario - input'!$G77=\"\"),\"\",Q92/'Cost scenario - input'!$G77),\"\")","v":""},{"$f":"IFERROR(IF(OR(R92=\"\",'Cost scenario - input'!$G77=\"\"),\"\",R92/'Cost scenario - input'!$G77),\"\")","v":""},{"$f":"IFERROR(IF(OR(S92=\"\",'Cost scenario - input'!$G77=\"\"),\"\",S92/'Cost scenario - input'!$G77),\"\")","v":""},{"$f":"IFERROR(IF(OR(T92=\"\",'Cost scenario - input'!$G77=\"\"),\"\",T92/'Cost scenario - input'!$G77),\"\")","v":""},{"$f":"IFERROR(IF(OR(U92=\"\",'Cost scenario - input'!$G77=\"\"),\"\",U92/'Cost scenario - input'!$G77),\"\")","v":""},{"$f":"IFERROR(IF(OR(V92=\"\",'Cost scenario - input'!$G77=\"\"),\"\",V92/'Cost scenario - input'!$G77),\"\")","v":""},{"$f":"IFERROR(IF(OR(W92=\"\",'Cost scenario - input'!$G77=\"\"),\"\",W92/'Cost scenario - input'!$G77),\"\")","v":""}]
[{"$f":"IFERROR('Cost scenario - input'!A78,\"\")","v":""},{"$f":"IFERROR('Cost scenario - input'!B78,\"\")","v":""},{"$f":"IFERROR('Cost scenario - input'!C78,\"\")","v":""},{"$f":"IFERROR(repcalc('Cost scenario - input'!$CY78:$GK78,'Cost scenario - input'!$J78,'Cost scenario - input'!$H78,'Cost scenario - input'!$I78,20,TRUE,TRUE),\"\")","v":""},"","","","","","","","","","","","","","","","","","","",{"$f":"IFERROR(IF(OR(D93=\"\",'Cost scenario - input'!$G78=\"\"),\"\",D93/'Cost scenario - input'!$G78),\"\")","v":""},{"$f":"IFERROR(IF(OR(E93=\"\",'Cost scenario - input'!$G78=\"\"),\"\",E93/'Cost scenario - input'!$G78),\"\")","v":""},{"$f":"IFERROR(IF(OR(F93=\"\",'Cost scenario - input'!$G78=\"\"),\"\",F93/'Cost scenario - input'!$G78),\"\")","v":""},{"$f":"IFERROR(IF(OR(G93=\"\",'Cost scenario - input'!$G78=\"\"),\"\",G93/'Cost scenario - input'!$G78),\"\")","v":""},{"$f":"IFERROR(IF(OR(H93=\"\",'Cost scenario - input'!$G78=\"\"),\"\",H93/'Cost scenario - input'!$G78),\"\")","v":""},{"$f":"IFERROR(IF(OR(I93=\"\",'Cost scenario - input'!$G78=\"\"),\"\",I93/'Cost scenario - input'!$G78),\"\")","v":""},{"$f":"IFERROR(IF(OR(J93=\"\",'Cost scenario - input'!$G78=\"\"),\"\",J93/'Cost scenario - input'!$G78),\"\")","v":""},{"$f":"IFERROR(IF(OR(K93=\"\",'Cost scenario - input'!$G78=\"\"),\"\",K93/'Cost scenario - input'!$G78),\"\")","v":""},{"$f":"IFERROR(IF(OR(L93=\"\",'Cost scenario - input'!$G78=\"\"),\"\",L93/'Cost scenario - input'!$G78),\"\")","v":""},{"$f":"IFERROR(IF(OR(M93=\"\",'Cost scenario - input'!$G78=\"\"),\"\",M93/'Cost scenario - input'!$G78),\"\")","v":""},{"$f":"IFERROR(IF(OR(N93=\"\",'Cost scenario - input'!$G78=\"\"),\"\",N93/'Cost scenario - input'!$G78),\"\")","v":""},{"$f":"IFERROR(IF(OR(O93=\"\",'Cost scenario - input'!$G78=\"\"),\"\",O93/'Cost scenario - input'!$G78),\"\")","v":""},{"$f":"IFERROR(IF(OR(P93=\"\",'Cost scenario - input'!$G78=\"\"),\"\",P93/'Cost scenario - input'!$G78),\"\")","v":""},{"$f":"IFERROR(IF(OR(Q93=\"\",'Cost scenario - input'!$G78=\"\"),\"\",Q93/'Cost scenario - input'!$G78),\"\")","v":""},{"$f":"IFERROR(IF(OR(R93=\"\",'Cost scenario - input'!$G78=\"\"),\"\",R93/'Cost scenario - input'!$G78),\"\")","v":""},{"$f":"IFERROR(IF(OR(S93=\"\",'Cost scenario - input'!$G78=\"\"),\"\",S93/'Cost scenario - input'!$G78),\"\")","v":""},{"$f":"IFERROR(IF(OR(T93=\"\",'Cost scenario - input'!$G78=\"\"),\"\",T93/'Cost scenario - input'!$G78),\"\")","v":""},{"$f":"IFERROR(IF(OR(U93=\"\",'Cost scenario - input'!$G78=\"\"),\"\",U93/'Cost scenario - input'!$G78),\"\")","v":""},{"$f":"IFERROR(IF(OR(V93=\"\",'Cost scenario - input'!$G78=\"\"),\"\",V93/'Cost scenario - input'!$G78),\"\")","v":""},{"$f":"IFERROR(IF(OR(W93=\"\",'Cost scenario - input'!$G78=\"\"),\"\",W93/'Cost scenario - input'!$G78),\"\")","v":""}]
[{"$f":"IFERROR('Cost scenario - input'!A79,\"\")","v":""},{"$f":"IFERROR('Cost scenario - input'!B79,\"\")","v":""},{"$f":"IFERROR('Cost scenario - input'!C79,\"\")","v":""},{"$f":"IFERROR(repcalc('Cost scenario - input'!$CY79:$GK79,'Cost scenario - input'!$J79,'Cost scenario - input'!$H79,'Cost scenario - input'!$I79,20,TRUE,TRUE),\"\")","v":""},"","","","","","","","","","","","","","","","","","","",{"$f":"IFERROR(IF(OR(D94=\"\",'Cost scenario - input'!$G79=\"\"),\"\",D94/'Cost scenario - input'!$G79),\"\")","v":""},{"$f":"IFERROR(IF(OR(E94=\"\",'Cost scenario - input'!$G79=\"\"),\"\",E94/'Cost scenario - input'!$G79),\"\")","v":""},{"$f":"IFERROR(IF(OR(F94=\"\",'Cost scenario - input'!$G79=\"\"),\"\",F94/'Cost scenario - input'!$G79),\"\")","v":""},{"$f":"IFERROR(IF(OR(G94=\"\",'Cost scenario - input'!$G79=\"\"),\"\",G94/'Cost scenario - input'!$G79),\"\")","v":""},{"$f":"IFERROR(IF(OR(H94=\"\",'Cost scenario - input'!$G79=\"\"),\"\",H94/'Cost scenario - input'!$G79),\"\")","v":""},{"$f":"IFERROR(IF(OR(I94=\"\",'Cost scenario - input'!$G79=\"\"),\"\",I94/'Cost scenario - input'!$G79),\"\")","v":""},{"$f":"IFERROR(IF(OR(J94=\"\",'Cost scenario - input'!$G79=\"\"),\"\",J94/'Cost scenario - input'!$G79),\"\")","v":""},{"$f":"IFERROR(IF(OR(K94=\"\",'Cost scenario - input'!$G79=\"\"),\"\",K94/'Cost scenario - input'!$G79),\"\")","v":""},{"$f":"IFERROR(IF(OR(L94=\"\",'Cost scenario - input'!$G79=\"\"),\"\",L94/'Cost scenario - input'!$G79),\"\")","v":""},{"$f":"IFERROR(IF(OR(M94=\"\",'Cost scenario - input'!$G79=\"\"),\"\",M94/'Cost scenario - input'!$G79),\"\")","v":""},{"$f":"IFERROR(IF(OR(N94=\"\",'Cost scenario - input'!$G79=\"\"),\"\",N94/'Cost scenario - input'!$G79),\"\")","v":""},{"$f":"IFERROR(IF(OR(O94=\"\",'Cost scenario - input'!$G79=\"\"),\"\",O94/'Cost scenario - input'!$G79),\"\")","v":""},{"$f":"IFERROR(IF(OR(P94=\"\",'Cost scenario - input'!$G79=\"\"),\"\",P94/'Cost scenario - input'!$G79),\"\")","v":""},{"$f":"IFERROR(IF(OR(Q94=\"\",'Cost scenario - input'!$G79=\"\"),\"\",Q94/'Cost scenario - input'!$G79),\"\")","v":""},{"$f":"IFERROR(IF(OR(R94=\"\",'Cost scenario - input'!$G79=\"\"),\"\",R94/'Cost scenario - input'!$G79),\"\")","v":""},{"$f":"IFERROR(IF(OR(S94=\"\",'Cost scenario - input'!$G79=\"\"),\"\",S94/'Cost scenario - input'!$G79),\"\")","v":""},{"$f":"IFERROR(IF(OR(T94=\"\",'Cost scenario - input'!$G79=\"\"),\"\",T94/'Cost scenario - input'!$G79),\"\")","v":""},{"$f":"IFERROR(IF(OR(U94=\"\",'Cost scenario - input'!$G79=\"\"),\"\",U94/'Cost scenario - input'!$G79),\"\")","v":""},{"$f":"IFERROR(IF(OR(V94=\"\",'Cost scenario - input'!$G79=\"\"),\"\",V94/'Cost scenario - input'!$G79),\"\")","v":""},{"$f":"IFERROR(IF(OR(W94=\"\",'Cost scenario - input'!$G79=\"\"),\"\",W94/'Cost scenario - input'!$G79),\"\")","v":""}]
[{"$f":"IFERROR('Cost scenario - input'!A80,\"\")","v":""},{"$f":"IFERROR('Cost scenario - input'!B80,\"\")","v":""},{"$f":"IFERROR('Cost scenario - input'!C80,\"\")","v":""},{"$f":"IFERROR(repcalc('Cost scenario - input'!$CY80:$GK80,'Cost scenario - input'!$J80,'Cost scenario - input'!$H80,'Cost scenario - input'!$I80,20,TRUE,TRUE),\"\")","v":""},"","","","","","","","","","","","","","","","","","","",{"$f":"IFERROR(IF(OR(D95=\"\",'Cost scenario - input'!$G80=\"\"),\"\",D95/'Cost scenario - input'!$G80),\"\")","v":""},{"$f":"IFERROR(IF(OR(E95=\"\",'Cost scenario - input'!$G80=\"\"),\"\",E95/'Cost scenario - input'!$G80),\"\")","v":""},{"$f":"IFERROR(IF(OR(F95=\"\",'Cost scenario - input'!$G80=\"\"),\"\",F95/'Cost scenario - input'!$G80),\"\")","v":""},{"$f":"IFERROR(IF(OR(G95=\"\",'Cost scenario - input'!$G80=\"\"),\"\",G95/'Cost scenario - input'!$G80),\"\")","v":""},{"$f":"IFERROR(IF(OR(H95=\"\",'Cost scenario - input'!$G80=\"\"),\"\",H95/'Cost scenario - input'!$G80),\"\")","v":""},{"$f":"IFERROR(IF(OR(I95=\"\",'Cost scenario - input'!$G80=\"\"),\"\",I95/'Cost scenario - input'!$G80),\"\")","v":""},{"$f":"IFERROR(IF(OR(J95=\"\",'Cost scenario - input'!$G80=\"\"),\"\",J95/'Cost scenario - input'!$G80),\"\")","v":""},{"$f":"IFERROR(IF(OR(K95=\"\",'Cost scenario - input'!$G80=\"\"),\"\",K95/'Cost scenario - input'!$G80),\"\")","v":""},{"$f":"IFERROR(IF(OR(L95=\"\",'Cost scenario - input'!$G80=\"\"),\"\",L95/'Cost scenario - input'!$G80),\"\")","v":""},{"$f":"IFERROR(IF(OR(M95=\"\",'Cost scenario - input'!$G80=\"\"),\"\",M95/'Cost scenario - input'!$G80),\"\")","v":""},{"$f":"IFERROR(IF(OR(N95=\"\",'Cost scenario - input'!$G80=\"\"),\"\",N95/'Cost scenario - input'!$G80),\"\")","v":""},{"$f":"IFERROR(IF(OR(O95=\"\",'Cost scenario - input'!$G80=\"\"),\"\",O95/'Cost scenario - input'!$G80),\"\")","v":""},{"$f":"IFERROR(IF(OR(P95=\"\",'Cost scenario - input'!$G80=\"\"),\"\",P95/'Cost scenario - input'!$G80),\"\")","v":""},{"$f":"IFERROR(IF(OR(Q95=\"\",'Cost scenario - input'!$G80=\"\"),\"\",Q95/'Cost scenario - input'!$G80),\"\")","v":""},{"$f":"IFERROR(IF(OR(R95=\"\",'Cost scenario - input'!$G80=\"\"),\"\",R95/'Cost scenario - input'!$G80),\"\")","v":""},{"$f":"IFERROR(IF(OR(S95=\"\",'Cost scenario - input'!$G80=\"\"),\"\",S95/'Cost scenario - input'!$G80),\"\")","v":""},{"$f":"IFERROR(IF(OR(T95=\"\",'Cost scenario - input'!$G80=\"\"),\"\",T95/'Cost scenario - input'!$G80),\"\")","v":""},{"$f":"IFERROR(IF(OR(U95=\"\",'Cost scenario - input'!$G80=\"\"),\"\",U95/'Cost scenario - input'!$G80),\"\")","v":""},{"$f":"IFERROR(IF(OR(V95=\"\",'Cost scenario - input'!$G80=\"\"),\"\",V95/'Cost scenario - input'!$G80),\"\")","v":""},{"$f":"IFERROR(IF(OR(W95=\"\",'Cost scenario - input'!$G80=\"\"),\"\",W95/'Cost scenario - input'!$G80),\"\")","v":""}]
[{"$f":"IFERROR('Cost scenario - input'!A81,\"\")","v":""},{"$f":"IFERROR('Cost scenario - input'!B81,\"\")","v":""},{"$f":"IFERROR('Cost scenario - input'!C81,\"\")","v":""},{"$f":"IFERROR(repcalc('Cost scenario - input'!$CY81:$GK81,'Cost scenario - input'!$J81,'Cost scenario - input'!$H81,'Cost scenario - input'!$I81,20,TRUE,TRUE),\"\")","v":""},"","","","","","","","","","","","","","","","","","","",{"$f":"IFERROR(IF(OR(D96=\"\",'Cost scenario - input'!$G81=\"\"),\"\",D96/'Cost scenario - input'!$G81),\"\")","v":""},{"$f":"IFERROR(IF(OR(E96=\"\",'Cost scenario - input'!$G81=\"\"),\"\",E96/'Cost scenario - input'!$G81),\"\")","v":""},{"$f":"IFERROR(IF(OR(F96=\"\",'Cost scenario - input'!$G81=\"\"),\"\",F96/'Cost scenario - input'!$G81),\"\")","v":""},{"$f":"IFERROR(IF(OR(G96=\"\",'Cost scenario - input'!$G81=\"\"),\"\",G96/'Cost scenario - input'!$G81),\"\")","v":""},{"$f":"IFERROR(IF(OR(H96=\"\",'Cost scenario - input'!$G81=\"\"),\"\",H96/'Cost scenario - input'!$G81),\"\")","v":""},{"$f":"IFERROR(IF(OR(I96=\"\",'Cost scenario - input'!$G81=\"\"),\"\",I96/'Cost scenario - input'!$G81),\"\")","v":""},{"$f":"IFERROR(IF(OR(J96=\"\",'Cost scenario - input'!$G81=\"\"),\"\",J96/'Cost scenario - input'!$G81),\"\")","v":""},{"$f":"IFERROR(IF(OR(K96=\"\",'Cost scenario - input'!$G81=\"\"),\"\",K96/'Cost scenario - input'!$G81),\"\")","v":""},{"$f":"IFERROR(IF(OR(L96=\"\",'Cost scenario - input'!$G81=\"\"),\"\",L96/'Cost scenario - input'!$G81),\"\")","v":""},{"$f":"IFERROR(IF(OR(M96=\"\",'Cost scenario - input'!$G81=\"\"),\"\",M96/'Cost scenario - input'!$G81),\"\")","v":""},{"$f":"IFERROR(IF(OR(N96=\"\",'Cost scenario - input'!$G81=\"\"),\"\",N96/'Cost scenario - input'!$G81),\"\")","v":""},{"$f":"IFERROR(IF(OR(O96=\"\",'Cost scenario - input'!$G81=\"\"),\"\",O96/'Cost scenario - input'!$G81),\"\")","v":""},{"$f":"IFERROR(IF(OR(P96=\"\",'Cost scenario - input'!$G81=\"\"),\"\",P96/'Cost scenario - input'!$G81),\"\")","v":""},{"$f":"IFERROR(IF(OR(Q96=\"\",'Cost scenario - input'!$G81=\"\"),\"\",Q96/'Cost scenario - input'!$G81),\"\")","v":""},{"$f":"IFERROR(IF(OR(R96=\"\",'Cost scenario - input'!$G81=\"\"),\"\",R96/'Cost scenario - input'!$G81),\"\")","v":""},{"$f":"IFERROR(IF(OR(S96=\"\",'Cost scenario - input'!$G81=\"\"),\"\",S96/'Cost scenario - input'!$G81),\"\")","v":""},{"$f":"IFERROR(IF(OR(T96=\"\",'Cost scenario - input'!$G81=\"\"),\"\",T96/'Cost scenario - input'!$G81),\"\")","v":""},{"$f":"IFERROR(IF(OR(U96=\"\",'Cost scenario - input'!$G81=\"\"),\"\",U96/'Cost scenario - input'!$G81),\"\")","v":""},{"$f":"IFERROR(IF(OR(V96=\"\",'Cost scenario - input'!$G81=\"\"),\"\",V96/'Cost scenario - input'!$G81),\"\")","v":""},{"$f":"IFERROR(IF(OR(W96=\"\",'Cost scenario - input'!$G81=\"\"),\"\",W96/'Cost scenario - input'!$G81),\"\")","v":""}]
[{"$f":"IFERROR('Cost scenario - input'!A82,\"\")","v":""},{"$f":"IFERROR('Cost scenario - input'!B82,\"\")","v":""},{"$f":"IFERROR('Cost scenario - input'!C82,\"\")","v":""},{"$f":"IFERROR(repcalc('Cost scenario - input'!$CY82:$GK82,'Cost scenario - input'!$J82,'Cost scenario - input'!$H82,'Cost scenario - input'!$I82,20,TRUE,TRUE),\"\")","v":""},"","","","","","","","","","","","","","","","","","","",{"$f":"IFERROR(IF(OR(D97=\"\",'Cost scenario - input'!$G82=\"\"),\"\",D97/'Cost scenario - input'!$G82),\"\")","v":""},{"$f":"IFERROR(IF(OR(E97=\"\",'Cost scenario - input'!$G82=\"\"),\"\",E97/'Cost scenario - input'!$G82),\"\")","v":""},{"$f":"IFERROR(IF(OR(F97=\"\",'Cost scenario - input'!$G82=\"\"),\"\",F97/'Cost scenario - input'!$G82),\"\")","v":""},{"$f":"IFERROR(IF(OR(G97=\"\",'Cost scenario - input'!$G82=\"\"),\"\",G97/'Cost scenario - input'!$G82),\"\")","v":""},{"$f":"IFERROR(IF(OR(H97=\"\",'Cost scenario - input'!$G82=\"\"),\"\",H97/'Cost scenario - input'!$G82),\"\")","v":""},{"$f":"IFERROR(IF(OR(I97=\"\",'Cost scenario - input'!$G82=\"\"),\"\",I97/'Cost scenario - input'!$G82),\"\")","v":""},{"$f":"IFERROR(IF(OR(J97=\"\",'Cost scenario - input'!$G82=\"\"),\"\",J97/'Cost scenario - input'!$G82),\"\")","v":""},{"$f":"IFERROR(IF(OR(K97=\"\",'Cost scenario - input'!$G82=\"\"),\"\",K97/'Cost scenario - input'!$G82),\"\")","v":""},{"$f":"IFERROR(IF(OR(L97=\"\",'Cost scenario - input'!$G82=\"\"),\"\",L97/'Cost scenario - input'!$G82),\"\")","v":""},{"$f":"IFERROR(IF(OR(M97=\"\",'Cost scenario - input'!$G82=\"\"),\"\",M97/'Cost scenario - input'!$G82),\"\")","v":""},{"$f":"IFERROR(IF(OR(N97=\"\",'Cost scenario - input'!$G82=\"\"),\"\",N97/'Cost scenario - input'!$G82),\"\")","v":""},{"$f":"IFERROR(IF(OR(O97=\"\",'Cost scenario - input'!$G82=\"\"),\"\",O97/'Cost scenario - input'!$G82),\"\")","v":""},{"$f":"IFERROR(IF(OR(P97=\"\",'Cost scenario - input'!$G82=\"\"),\"\",P97/'Cost scenario - input'!$G82),\"\")","v":""},{"$f":"IFERROR(IF(OR(Q97=\"\",'Cost scenario - input'!$G82=\"\"),\"\",Q97/'Cost scenario - input'!$G82),\"\")","v":""},{"$f":"IFERROR(IF(OR(R97=\"\",'Cost scenario - input'!$G82=\"\"),\"\",R97/'Cost scenario - input'!$G82),\"\")","v":""},{"$f":"IFERROR(IF(OR(S97=\"\",'Cost scenario - input'!$G82=\"\"),\"\",S97/'Cost scenario - input'!$G82),\"\")","v":""},{"$f":"IFERROR(IF(OR(T97=\"\",'Cost scenario - input'!$G82=\"\"),\"\",T97/'Cost scenario - input'!$G82),\"\")","v":""},{"$f":"IFERROR(IF(OR(U97=\"\",'Cost scenario - input'!$G82=\"\"),\"\",U97/'Cost scenario - input'!$G82),\"\")","v":""},{"$f":"IFERROR(IF(OR(V97=\"\",'Cost scenario - input'!$G82=\"\"),\"\",V97/'Cost scenario - input'!$G82),\"\")","v":""},{"$f":"IFERROR(IF(OR(W97=\"\",'Cost scenario - input'!$G82=\"\"),\"\",W97/'Cost scenario - input'!$G82),\"\")","v":""}]
[{"$f":"IFERROR('Cost scenario - input'!A83,\"\")","v":""},{"$f":"IFERROR('Cost scenario - input'!B83,\"\")","v":""},{"$f":"IFERROR('Cost scenario - input'!C83,\"\")","v":""},{"$f":"IFERROR(repcalc('Cost scenario - input'!$CY83:$GK83,'Cost scenario - input'!$J83,'Cost scenario - input'!$H83,'Cost scenario - input'!$I83,20,TRUE,TRUE),\"\")","v":""},"","","","","","","","","","","","","","","","","","","",{"$f":"IFERROR(IF(OR(D98=\"\",'Cost scenario - input'!$G83=\"\"),\"\",D98/'Cost scenario - input'!$G83),\"\")","v":""},{"$f":"IFERROR(IF(OR(E98=\"\",'Cost scenario - input'!$G83=\"\"),\"\",E98/'Cost scenario - input'!$G83),\"\")","v":""},{"$f":"IFERROR(IF(OR(F98=\"\",'Cost scenario - input'!$G83=\"\"),\"\",F98/'Cost scenario - input'!$G83),\"\")","v":""},{"$f":"IFERROR(IF(OR(G98=\"\",'Cost scenario - input'!$G83=\"\"),\"\",G98/'Cost scenario - input'!$G83),\"\")","v":""},{"$f":"IFERROR(IF(OR(H98=\"\",'Cost scenario - input'!$G83=\"\"),\"\",H98/'Cost scenario - input'!$G83),\"\")","v":""},{"$f":"IFERROR(IF(OR(I98=\"\",'Cost scenario - input'!$G83=\"\"),\"\",I98/'Cost scenario - input'!$G83),\"\")","v":""},{"$f":"IFERROR(IF(OR(J98=\"\",'Cost scenario - input'!$G83=\"\"),\"\",J98/'Cost scenario - input'!$G83),\"\")","v":""},{"$f":"IFERROR(IF(OR(K98=\"\",'Cost scenario - input'!$G83=\"\"),\"\",K98/'Cost scenario - input'!$G83),\"\")","v":""},{"$f":"IFERROR(IF(OR(L98=\"\",'Cost scenario - input'!$G83=\"\"),\"\",L98/'Cost scenario - input'!$G83),\"\")","v":""},{"$f":"IFERROR(IF(OR(M98=\"\",'Cost scenario - input'!$G83=\"\"),\"\",M98/'Cost scenario - input'!$G83),\"\")","v":""},{"$f":"IFERROR(IF(OR(N98=\"\",'Cost scenario - input'!$G83=\"\"),\"\",N98/'Cost scenario - input'!$G83),\"\")","v":""},{"$f":"IFERROR(IF(OR(O98=\"\",'Cost scenario - input'!$G83=\"\"),\"\",O98/'Cost scenario - input'!$G83),\"\")","v":""},{"$f":"IFERROR(IF(OR(P98=\"\",'Cost scenario - input'!$G83=\"\"),\"\",P98/'Cost scenario - input'!$G83),\"\")","v":""},{"$f":"IFERROR(IF(OR(Q98=\"\",'Cost scenario - input'!$G83=\"\"),\"\",Q98/'Cost scenario - input'!$G83),\"\")","v":""},{"$f":"IFERROR(IF(OR(R98=\"\",'Cost scenario - input'!$G83=\"\"),\"\",R98/'Cost scenario - input'!$G83),\"\")","v":""},{"$f":"IFERROR(IF(OR(S98=\"\",'Cost scenario - input'!$G83=\"\"),\"\",S98/'Cost scenario - input'!$G83),\"\")","v":""},{"$f":"IFERROR(IF(OR(T98=\"\",'Cost scenario - input'!$G83=\"\"),\"\",T98/'Cost scenario - input'!$G83),\"\")","v":""},{"$f":"IFERROR(IF(OR(U98=\"\",'Cost scenario - input'!$G83=\"\"),\"\",U98/'Cost scenario - input'!$G83),\"\")","v":""},{"$f":"IFERROR(IF(OR(V98=\"\",'Cost scenario - input'!$G83=\"\"),\"\",V98/'Cost scenario - input'!$G83),\"\")","v":""},{"$f":"IFERROR(IF(OR(W98=\"\",'Cost scenario - input'!$G83=\"\"),\"\",W98/'Cost scenario - input'!$G83),\"\")","v":""}]
[{"$f":"IFERROR('Cost scenario - input'!A84,\"\")","v":""},{"$f":"IFERROR('Cost scenario - input'!B84,\"\")","v":""},{"$f":"IFERROR('Cost scenario - input'!C84,\"\")","v":""},{"$f":"IFERROR(repcalc('Cost scenario - input'!$CY84:$GK84,'Cost scenario - input'!$J84,'Cost scenario - input'!$H84,'Cost scenario - input'!$I84,20,TRUE,TRUE),\"\")","v":""},"","","","","","","","","","","","","","","","","","","",{"$f":"IFERROR(IF(OR(D99=\"\",'Cost scenario - input'!$G84=\"\"),\"\",D99/'Cost scenario - input'!$G84),\"\")","v":""},{"$f":"IFERROR(IF(OR(E99=\"\",'Cost scenario - input'!$G84=\"\"),\"\",E99/'Cost scenario - input'!$G84),\"\")","v":""},{"$f":"IFERROR(IF(OR(F99=\"\",'Cost scenario - input'!$G84=\"\"),\"\",F99/'Cost scenario - input'!$G84),\"\")","v":""},{"$f":"IFERROR(IF(OR(G99=\"\",'Cost scenario - input'!$G84=\"\"),\"\",G99/'Cost scenario - input'!$G84),\"\")","v":""},{"$f":"IFERROR(IF(OR(H99=\"\",'Cost scenario - input'!$G84=\"\"),\"\",H99/'Cost scenario - input'!$G84),\"\")","v":""},{"$f":"IFERROR(IF(OR(I99=\"\",'Cost scenario - input'!$G84=\"\"),\"\",I99/'Cost scenario - input'!$G84),\"\")","v":""},{"$f":"IFERROR(IF(OR(J99=\"\",'Cost scenario - input'!$G84=\"\"),\"\",J99/'Cost scenario - input'!$G84),\"\")","v":""},{"$f":"IFERROR(IF(OR(K99=\"\",'Cost scenario - input'!$G84=\"\"),\"\",K99/'Cost scenario - input'!$G84),\"\")","v":""},{"$f":"IFERROR(IF(OR(L99=\"\",'Cost scenario - input'!$G84=\"\"),\"\",L99/'Cost scenario - input'!$G84),\"\")","v":""},{"$f":"IFERROR(IF(OR(M99=\"\",'Cost scenario - input'!$G84=\"\"),\"\",M99/'Cost scenario - input'!$G84),\"\")","v":""},{"$f":"IFERROR(IF(OR(N99=\"\",'Cost scenario - input'!$G84=\"\"),\"\",N99/'Cost scenario - input'!$G84),\"\")","v":""},{"$f":"IFERROR(IF(OR(O99=\"\",'Cost scenario - input'!$G84=\"\"),\"\",O99/'Cost scenario - input'!$G84),\"\")","v":""},{"$f":"IFERROR(IF(OR(P99=\"\",'Cost scenario - input'!$G84=\"\"),\"\",P99/'Cost scenario - input'!$G84),\"\")","v":""},{"$f":"IFERROR(IF(OR(Q99=\"\",'Cost scenario - input'!$G84=\"\"),\"\",Q99/'Cost scenario - input'!$G84),\"\")","v":""},{"$f":"IFERROR(IF(OR(R99=\"\",'Cost scenario - input'!$G84=\"\"),\"\",R99/'Cost scenario - input'!$G84),\"\")","v":""},{"$f":"IFERROR(IF(OR(S99=\"\",'Cost scenario - input'!$G84=\"\"),\"\",S99/'Cost scenario - input'!$G84),\"\")","v":""},{"$f":"IFERROR(IF(OR(T99=\"\",'Cost scenario - input'!$G84=\"\"),\"\",T99/'Cost scenario - input'!$G84),\"\")","v":""},{"$f":"IFERROR(IF(OR(U99=\"\",'Cost scenario - input'!$G84=\"\"),\"\",U99/'Cost scenario - input'!$G84),\"\")","v":""},{"$f":"IFERROR(IF(OR(V99=\"\",'Cost scenario - input'!$G84=\"\"),\"\",V99/'Cost scenario - input'!$G84),\"\")","v":""},{"$f":"IFERROR(IF(OR(W99=\"\",'Cost scenario - input'!$G84=\"\"),\"\",W99/'Cost scenario - input'!$G84),\"\")","v":""}]
[{"$f":"IFERROR('Cost scenario - input'!A85,\"\")","v":""},{"$f":"IFERROR('Cost scenario - input'!B85,\"\")","v":""},{"$f":"IFERROR('Cost scenario - input'!C85,\"\")","v":""},{"$f":"IFERROR(repcalc('Cost scenario - input'!$CY85:$GK85,'Cost scenario - input'!$J85,'Cost scenario - input'!$H85,'Cost scenario - input'!$I85,20,TRUE,TRUE),\"\")","v":""},"","","","","","","","","","","","","","","","","","","",{"$f":"IFERROR(IF(OR(D100=\"\",'Cost scenario - input'!$G85=\"\"),\"\",D100/'Cost scenario - input'!$G85),\"\")","v":""},{"$f":"IFERROR(IF(OR(E100=\"\",'Cost scenario - input'!$G85=\"\"),\"\",E100/'Cost scenario - input'!$G85),\"\")","v":""},{"$f":"IFERROR(IF(OR(F100=\"\",'Cost scenario - input'!$G85=\"\"),\"\",F100/'Cost scenario - input'!$G85),\"\")","v":""},{"$f":"IFERROR(IF(OR(G100=\"\",'Cost scenario - input'!$G85=\"\"),\"\",G100/'Cost scenario - input'!$G85),\"\")","v":""},{"$f":"IFERROR(IF(OR(H100=\"\",'Cost scenario - input'!$G85=\"\"),\"\",H100/'Cost scenario - input'!$G85),\"\")","v":""},{"$f":"IFERROR(IF(OR(I100=\"\",'Cost scenario - input'!$G85=\"\"),\"\",I100/'Cost scenario - input'!$G85),\"\")","v":""},{"$f":"IFERROR(IF(OR(J100=\"\",'Cost scenario - input'!$G85=\"\"),\"\",J100/'Cost scenario - input'!$G85),\"\")","v":""},{"$f":"IFERROR(IF(OR(K100=\"\",'Cost scenario - input'!$G85=\"\"),\"\",K100/'Cost scenario - input'!$G85),\"\")","v":""},{"$f":"IFERROR(IF(OR(L100=\"\",'Cost scenario - input'!$G85=\"\"),\"\",L100/'Cost scenario - input'!$G85),\"\")","v":""},{"$f":"IFERROR(IF(OR(M100=\"\",'Cost scenario - input'!$G85=\"\"),\"\",M100/'Cost scenario - input'!$G85),\"\")","v":""},{"$f":"IFERROR(IF(OR(N100=\"\",'Cost scenario - input'!$G85=\"\"),\"\",N100/'Cost scenario - input'!$G85),\"\")","v":""},{"$f":"IFERROR(IF(OR(O100=\"\",'Cost scenario - input'!$G85=\"\"),\"\",O100/'Cost scenario - input'!$G85),\"\")","v":""},{"$f":"IFERROR(IF(OR(P100=\"\",'Cost scenario - input'!$G85=\"\"),\"\",P100/'Cost scenario - input'!$G85),\"\")","v":""},{"$f":"IFERROR(IF(OR(Q100=\"\",'Cost scenario - input'!$G85=\"\"),\"\",Q100/'Cost scenario - input'!$G85),\"\")","v":""},{"$f":"IFERROR(IF(OR(R100=\"\",'Cost scenario - input'!$G85=\"\"),\"\",R100/'Cost scenario - input'!$G85),\"\")","v":""},{"$f":"IFERROR(IF(OR(S100=\"\",'Cost scenario - input'!$G85=\"\"),\"\",S100/'Cost scenario - input'!$G85),\"\")","v":""},{"$f":"IFERROR(IF(OR(T100=\"\",'Cost scenario - input'!$G85=\"\"),\"\",T100/'Cost scenario - input'!$G85),\"\")","v":""},{"$f":"IFERROR(IF(OR(U100=\"\",'Cost scenario - input'!$G85=\"\"),\"\",U100/'Cost scenario - input'!$G85),\"\")","v":""},{"$f":"IFERROR(IF(OR(V100=\"\",'Cost scenario - input'!$G85=\"\"),\"\",V100/'Cost scenario - input'!$G85),\"\")","v":""},{"$f":"IFERROR(IF(OR(W100=\"\",'Cost scenario - input'!$G85=\"\"),\"\",W100/'Cost scenario - input'!$G85),\"\")","v":""}]
[{"$f":"IFERROR('Cost scenario - input'!A86,\"\")","v":""},{"$f":"IFERROR('Cost scenario - input'!B86,\"\")","v":""},{"$f":"IFERROR('Cost scenario - input'!C86,\"\")","v":""},{"$f":"IFERROR(repcalc('Cost scenario - input'!$CY86:$GK86,'Cost scenario - input'!$J86,'Cost scenario - input'!$H86,'Cost scenario - input'!$I86,20,TRUE,TRUE),\"\")","v":""},"","","","","","","","","","","","","","","","","","","",{"$f":"IFERROR(IF(OR(D101=\"\",'Cost scenario - input'!$G86=\"\"),\"\",D101/'Cost scenario - input'!$G86),\"\")","v":""},{"$f":"IFERROR(IF(OR(E101=\"\",'Cost scenario - input'!$G86=\"\"),\"\",E101/'Cost scenario - input'!$G86),\"\")","v":""},{"$f":"IFERROR(IF(OR(F101=\"\",'Cost scenario - input'!$G86=\"\"),\"\",F101/'Cost scenario - input'!$G86),\"\")","v":""},{"$f":"IFERROR(IF(OR(G101=\"\",'Cost scenario - input'!$G86=\"\"),\"\",G101/'Cost scenario - input'!$G86),\"\")","v":""},{"$f":"IFERROR(IF(OR(H101=\"\",'Cost scenario - input'!$G86=\"\"),\"\",H101/'Cost scenario - input'!$G86),\"\")","v":""},{"$f":"IFERROR(IF(OR(I101=\"\",'Cost scenario - input'!$G86=\"\"),\"\",I101/'Cost scenario - input'!$G86),\"\")","v":""},{"$f":"IFERROR(IF(OR(J101=\"\",'Cost scenario - input'!$G86=\"\"),\"\",J101/'Cost scenario - input'!$G86),\"\")","v":""},{"$f":"IFERROR(IF(OR(K101=\"\",'Cost scenario - input'!$G86=\"\"),\"\",K101/'Cost scenario - input'!$G86),\"\")","v":""},{"$f":"IFERROR(IF(OR(L101=\"\",'Cost scenario - input'!$G86=\"\"),\"\",L101/'Cost scenario - input'!$G86),\"\")","v":""},{"$f":"IFERROR(IF(OR(M101=\"\",'Cost scenario - input'!$G86=\"\"),\"\",M101/'Cost scenario - input'!$G86),\"\")","v":""},{"$f":"IFERROR(IF(OR(N101=\"\",'Cost scenario - input'!$G86=\"\"),\"\",N101/'Cost scenario - input'!$G86),\"\")","v":""},{"$f":"IFERROR(IF(OR(O101=\"\",'Cost scenario - input'!$G86=\"\"),\"\",O101/'Cost scenario - input'!$G86),\"\")","v":""},{"$f":"IFERROR(IF(OR(P101=\"\",'Cost scenario - input'!$G86=\"\"),\"\",P101/'Cost scenario - input'!$G86),\"\")","v":""},{"$f":"IFERROR(IF(OR(Q101=\"\",'Cost scenario - input'!$G86=\"\"),\"\",Q101/'Cost scenario - input'!$G86),\"\")","v":""},{"$f":"IFERROR(IF(OR(R101=\"\",'Cost scenario - input'!$G86=\"\"),\"\",R101/'Cost scenario - input'!$G86),\"\")","v":""},{"$f":"IFERROR(IF(OR(S101=\"\",'Cost scenario - input'!$G86=\"\"),\"\",S101/'Cost scenario - input'!$G86),\"\")","v":""},{"$f":"IFERROR(IF(OR(T101=\"\",'Cost scenario - input'!$G86=\"\"),\"\",T101/'Cost scenario - input'!$G86),\"\")","v":""},{"$f":"IFERROR(IF(OR(U101=\"\",'Cost scenario - input'!$G86=\"\"),\"\",U101/'Cost scenario - input'!$G86),\"\")","v":""},{"$f":"IFERROR(IF(OR(V101=\"\",'Cost scenario - input'!$G86=\"\"),\"\",V101/'Cost scenario - input'!$G86),\"\")","v":""},{"$f":"IFERROR(IF(OR(W101=\"\",'Cost scenario - input'!$G86=\"\"),\"\",W101/'Cost scenario - input'!$G86),\"\")","v":""}]
[{"$f":"IFERROR('Cost scenario - input'!A87,\"\")","v":""},{"$f":"IFERROR('Cost scenario - input'!B87,\"\")","v":""},{"$f":"IFERROR('Cost scenario - input'!C87,\"\")","v":""},{"$f":"IFERROR(repcalc('Cost scenario - input'!$CY87:$GK87,'Cost scenario - input'!$J87,'Cost scenario - input'!$H87,'Cost scenario - input'!$I87,20,TRUE,TRUE),\"\")","v":""},"","","","","","","","","","","","","","","","","","","",{"$f":"IFERROR(IF(OR(D102=\"\",'Cost scenario - input'!$G87=\"\"),\"\",D102/'Cost scenario - input'!$G87),\"\")","v":""},{"$f":"IFERROR(IF(OR(E102=\"\",'Cost scenario - input'!$G87=\"\"),\"\",E102/'Cost scenario - input'!$G87),\"\")","v":""},{"$f":"IFERROR(IF(OR(F102=\"\",'Cost scenario - input'!$G87=\"\"),\"\",F102/'Cost scenario - input'!$G87),\"\")","v":""},{"$f":"IFERROR(IF(OR(G102=\"\",'Cost scenario - input'!$G87=\"\"),\"\",G102/'Cost scenario - input'!$G87),\"\")","v":""},{"$f":"IFERROR(IF(OR(H102=\"\",'Cost scenario - input'!$G87=\"\"),\"\",H102/'Cost scenario - input'!$G87),\"\")","v":""},{"$f":"IFERROR(IF(OR(I102=\"\",'Cost scenario - input'!$G87=\"\"),\"\",I102/'Cost scenario - input'!$G87),\"\")","v":""},{"$f":"IFERROR(IF(OR(J102=\"\",'Cost scenario - input'!$G87=\"\"),\"\",J102/'Cost scenario - input'!$G87),\"\")","v":""},{"$f":"IFERROR(IF(OR(K102=\"\",'Cost scenario - input'!$G87=\"\"),\"\",K102/'Cost scenario - input'!$G87),\"\")","v":""},{"$f":"IFERROR(IF(OR(L102=\"\",'Cost scenario - input'!$G87=\"\"),\"\",L102/'Cost scenario - input'!$G87),\"\")","v":""},{"$f":"IFERROR(IF(OR(M102=\"\",'Cost scenario - input'!$G87=\"\"),\"\",M102/'Cost scenario - input'!$G87),\"\")","v":""},{"$f":"IFERROR(IF(OR(N102=\"\",'Cost scenario - input'!$G87=\"\"),\"\",N102/'Cost scenario - input'!$G87),\"\")","v":""},{"$f":"IFERROR(IF(OR(O102=\"\",'Cost scenario - input'!$G87=\"\"),\"\",O102/'Cost scenario - input'!$G87),\"\")","v":""},{"$f":"IFERROR(IF(OR(P102=\"\",'Cost scenario - input'!$G87=\"\"),\"\",P102/'Cost scenario - input'!$G87),\"\")","v":""},{"$f":"IFERROR(IF(OR(Q102=\"\",'Cost scenario - input'!$G87=\"\"),\"\",Q102/'Cost scenario - input'!$G87),\"\")","v":""},{"$f":"IFERROR(IF(OR(R102=\"\",'Cost scenario - input'!$G87=\"\"),\"\",R102/'Cost scenario - input'!$G87),\"\")","v":""},{"$f":"IFERROR(IF(OR(S102=\"\",'Cost scenario - input'!$G87=\"\"),\"\",S102/'Cost scenario - input'!$G87),\"\")","v":""},{"$f":"IFERROR(IF(OR(T102=\"\",'Cost scenario - input'!$G87=\"\"),\"\",T102/'Cost scenario - input'!$G87),\"\")","v":""},{"$f":"IFERROR(IF(OR(U102=\"\",'Cost scenario - input'!$G87=\"\"),\"\",U102/'Cost scenario - input'!$G87),\"\")","v":""},{"$f":"IFERROR(IF(OR(V102=\"\",'Cost scenario - input'!$G87=\"\"),\"\",V102/'Cost scenario - input'!$G87),\"\")","v":""},{"$f":"IFERROR(IF(OR(W102=\"\",'Cost scenario - input'!$G87=\"\"),\"\",W102/'Cost scenario - input'!$G87),\"\")","v":""}]
[{"$f":"IFERROR('Cost scenario - input'!A88,\"\")","v":""},{"$f":"IFERROR('Cost scenario - input'!B88,\"\")","v":""},{"$f":"IFERROR('Cost scenario - input'!C88,\"\")","v":""},{"$f":"IFERROR(repcalc('Cost scenario - input'!$CY88:$GK88,'Cost scenario - input'!$J88,'Cost scenario - input'!$H88,'Cost scenario - input'!$I88,20,TRUE,TRUE),\"\")","v":""},"","","","","","","","","","","","","","","","","","","",{"$f":"IFERROR(IF(OR(D103=\"\",'Cost scenario - input'!$G88=\"\"),\"\",D103/'Cost scenario - input'!$G88),\"\")","v":""},{"$f":"IFERROR(IF(OR(E103=\"\",'Cost scenario - input'!$G88=\"\"),\"\",E103/'Cost scenario - input'!$G88),\"\")","v":""},{"$f":"IFERROR(IF(OR(F103=\"\",'Cost scenario - input'!$G88=\"\"),\"\",F103/'Cost scenario - input'!$G88),\"\")","v":""},{"$f":"IFERROR(IF(OR(G103=\"\",'Cost scenario - input'!$G88=\"\"),\"\",G103/'Cost scenario - input'!$G88),\"\")","v":""},{"$f":"IFERROR(IF(OR(H103=\"\",'Cost scenario - input'!$G88=\"\"),\"\",H103/'Cost scenario - input'!$G88),\"\")","v":""},{"$f":"IFERROR(IF(OR(I103=\"\",'Cost scenario - input'!$G88=\"\"),\"\",I103/'Cost scenario - input'!$G88),\"\")","v":""},{"$f":"IFERROR(IF(OR(J103=\"\",'Cost scenario - input'!$G88=\"\"),\"\",J103/'Cost scenario - input'!$G88),\"\")","v":""},{"$f":"IFERROR(IF(OR(K103=\"\",'Cost scenario - input'!$G88=\"\"),\"\",K103/'Cost scenario - input'!$G88),\"\")","v":""},{"$f":"IFERROR(IF(OR(L103=\"\",'Cost scenario - input'!$G88=\"\"),\"\",L103/'Cost scenario - input'!$G88),\"\")","v":""},{"$f":"IFERROR(IF(OR(M103=\"\",'Cost scenario - input'!$G88=\"\"),\"\",M103/'Cost scenario - input'!$G88),\"\")","v":""},{"$f":"IFERROR(IF(OR(N103=\"\",'Cost scenario - input'!$G88=\"\"),\"\",N103/'Cost scenario - input'!$G88),\"\")","v":""},{"$f":"IFERROR(IF(OR(O103=\"\",'Cost scenario - input'!$G88=\"\"),\"\",O103/'Cost scenario - input'!$G88),\"\")","v":""},{"$f":"IFERROR(IF(OR(P103=\"\",'Cost scenario - input'!$G88=\"\"),\"\",P103/'Cost scenario - input'!$G88),\"\")","v":""},{"$f":"IFERROR(IF(OR(Q103=\"\",'Cost scenario - input'!$G88=\"\"),\"\",Q103/'Cost scenario - input'!$G88),\"\")","v":""},{"$f":"IFERROR(IF(OR(R103=\"\",'Cost scenario - input'!$G88=\"\"),\"\",R103/'Cost scenario - input'!$G88),\"\")","v":""},{"$f":"IFERROR(IF(OR(S103=\"\",'Cost scenario - input'!$G88=\"\"),\"\",S103/'Cost scenario - input'!$G88),\"\")","v":""},{"$f":"IFERROR(IF(OR(T103=\"\",'Cost scenario - input'!$G88=\"\"),\"\",T103/'Cost scenario - input'!$G88),\"\")","v":""},{"$f":"IFERROR(IF(OR(U103=\"\",'Cost scenario - input'!$G88=\"\"),\"\",U103/'Cost scenario - input'!$G88),\"\")","v":""},{"$f":"IFERROR(IF(OR(V103=\"\",'Cost scenario - input'!$G88=\"\"),\"\",V103/'Cost scenario - input'!$G88),\"\")","v":""},{"$f":"IFERROR(IF(OR(W103=\"\",'Cost scenario - input'!$G88=\"\"),\"\",W103/'Cost scenario - input'!$G88),\"\")","v":""}]
[{"$f":"IFERROR('Cost scenario - input'!A89,\"\")","v":""},{"$f":"IFERROR('Cost scenario - input'!B89,\"\")","v":""},{"$f":"IFERROR('Cost scenario - input'!C89,\"\")","v":""},{"$f":"IFERROR(repcalc('Cost scenario - input'!$CY89:$GK89,'Cost scenario - input'!$J89,'Cost scenario - input'!$H89,'Cost scenario - input'!$I89,20,TRUE,TRUE),\"\")","v":""},"","","","","","","","","","","","","","","","","","","",{"$f":"IFERROR(IF(OR(D104=\"\",'Cost scenario - input'!$G89=\"\"),\"\",D104/'Cost scenario - input'!$G89),\"\")","v":""},{"$f":"IFERROR(IF(OR(E104=\"\",'Cost scenario - input'!$G89=\"\"),\"\",E104/'Cost scenario - input'!$G89),\"\")","v":""},{"$f":"IFERROR(IF(OR(F104=\"\",'Cost scenario - input'!$G89=\"\"),\"\",F104/'Cost scenario - input'!$G89),\"\")","v":""},{"$f":"IFERROR(IF(OR(G104=\"\",'Cost scenario - input'!$G89=\"\"),\"\",G104/'Cost scenario - input'!$G89),\"\")","v":""},{"$f":"IFERROR(IF(OR(H104=\"\",'Cost scenario - input'!$G89=\"\"),\"\",H104/'Cost scenario - input'!$G89),\"\")","v":""},{"$f":"IFERROR(IF(OR(I104=\"\",'Cost scenario - input'!$G89=\"\"),\"\",I104/'Cost scenario - input'!$G89),\"\")","v":""},{"$f":"IFERROR(IF(OR(J104=\"\",'Cost scenario - input'!$G89=\"\"),\"\",J104/'Cost scenario - input'!$G89),\"\")","v":""},{"$f":"IFERROR(IF(OR(K104=\"\",'Cost scenario - input'!$G89=\"\"),\"\",K104/'Cost scenario - input'!$G89),\"\")","v":""},{"$f":"IFERROR(IF(OR(L104=\"\",'Cost scenario - input'!$G89=\"\"),\"\",L104/'Cost scenario - input'!$G89),\"\")","v":""},{"$f":"IFERROR(IF(OR(M104=\"\",'Cost scenario - input'!$G89=\"\"),\"\",M104/'Cost scenario - input'!$G89),\"\")","v":""},{"$f":"IFERROR(IF(OR(N104=\"\",'Cost scenario - input'!$G89=\"\"),\"\",N104/'Cost scenario - input'!$G89),\"\")","v":""},{"$f":"IFERROR(IF(OR(O104=\"\",'Cost scenario - input'!$G89=\"\"),\"\",O104/'Cost scenario - input'!$G89),\"\")","v":""},{"$f":"IFERROR(IF(OR(P104=\"\",'Cost scenario - input'!$G89=\"\"),\"\",P104/'Cost scenario - input'!$G89),\"\")","v":""},{"$f":"IFERROR(IF(OR(Q104=\"\",'Cost scenario - input'!$G89=\"\"),\"\",Q104/'Cost scenario - input'!$G89),\"\")","v":""},{"$f":"IFERROR(IF(OR(R104=\"\",'Cost scenario - input'!$G89=\"\"),\"\",R104/'Cost scenario - input'!$G89),\"\")","v":""},{"$f":"IFERROR(IF(OR(S104=\"\",'Cost scenario - input'!$G89=\"\"),\"\",S104/'Cost scenario - input'!$G89),\"\")","v":""},{"$f":"IFERROR(IF(OR(T104=\"\",'Cost scenario - input'!$G89=\"\"),\"\",T104/'Cost scenario - input'!$G89),\"\")","v":""},{"$f":"IFERROR(IF(OR(U104=\"\",'Cost scenario - input'!$G89=\"\"),\"\",U104/'Cost scenario - input'!$G89),\"\")","v":""},{"$f":"IFERROR(IF(OR(V104=\"\",'Cost scenario - input'!$G89=\"\"),\"\",V104/'Cost scenario - input'!$G89),\"\")","v":""},{"$f":"IFERROR(IF(OR(W104=\"\",'Cost scenario - input'!$G89=\"\"),\"\",W104/'Cost scenario - input'!$G89),\"\")","v":""}]
[{"$f":"IFERROR('Cost scenario - input'!A90,\"\")","v":""},{"$f":"IFERROR('Cost scenario - input'!B90,\"\")","v":""},{"$f":"IFERROR('Cost scenario - input'!C90,\"\")","v":""},{"$f":"IFERROR(repcalc('Cost scenario - input'!$CY90:$GK90,'Cost scenario - input'!$J90,'Cost scenario - input'!$H90,'Cost scenario - input'!$I90,20,TRUE,TRUE),\"\")","v":""},"","","","","","","","","","","","","","","","","","","",{"$f":"IFERROR(IF(OR(D105=\"\",'Cost scenario - input'!$G90=\"\"),\"\",D105/'Cost scenario - input'!$G90),\"\")","v":""},{"$f":"IFERROR(IF(OR(E105=\"\",'Cost scenario - input'!$G90=\"\"),\"\",E105/'Cost scenario - input'!$G90),\"\")","v":""},{"$f":"IFERROR(IF(OR(F105=\"\",'Cost scenario - input'!$G90=\"\"),\"\",F105/'Cost scenario - input'!$G90),\"\")","v":""},{"$f":"IFERROR(IF(OR(G105=\"\",'Cost scenario - input'!$G90=\"\"),\"\",G105/'Cost scenario - input'!$G90),\"\")","v":""},{"$f":"IFERROR(IF(OR(H105=\"\",'Cost scenario - input'!$G90=\"\"),\"\",H105/'Cost scenario - input'!$G90),\"\")","v":""},{"$f":"IFERROR(IF(OR(I105=\"\",'Cost scenario - input'!$G90=\"\"),\"\",I105/'Cost scenario - input'!$G90),\"\")","v":""},{"$f":"IFERROR(IF(OR(J105=\"\",'Cost scenario - input'!$G90=\"\"),\"\",J105/'Cost scenario - input'!$G90),\"\")","v":""},{"$f":"IFERROR(IF(OR(K105=\"\",'Cost scenario - input'!$G90=\"\"),\"\",K105/'Cost scenario - input'!$G90),\"\")","v":""},{"$f":"IFERROR(IF(OR(L105=\"\",'Cost scenario - input'!$G90=\"\"),\"\",L105/'Cost scenario - input'!$G90),\"\")","v":""},{"$f":"IFERROR(IF(OR(M105=\"\",'Cost scenario - input'!$G90=\"\"),\"\",M105/'Cost scenario - input'!$G90),\"\")","v":""},{"$f":"IFERROR(IF(OR(N105=\"\",'Cost scenario - input'!$G90=\"\"),\"\",N105/'Cost scenario - input'!$G90),\"\")","v":""},{"$f":"IFERROR(IF(OR(O105=\"\",'Cost scenario - input'!$G90=\"\"),\"\",O105/'Cost scenario - input'!$G90),\"\")","v":""},{"$f":"IFERROR(IF(OR(P105=\"\",'Cost scenario - input'!$G90=\"\"),\"\",P105/'Cost scenario - input'!$G90),\"\")","v":""},{"$f":"IFERROR(IF(OR(Q105=\"\",'Cost scenario - input'!$G90=\"\"),\"\",Q105/'Cost scenario - input'!$G90),\"\")","v":""},{"$f":"IFERROR(IF(OR(R105=\"\",'Cost scenario - input'!$G90=\"\"),\"\",R105/'Cost scenario - input'!$G90),\"\")","v":""},{"$f":"IFERROR(IF(OR(S105=\"\",'Cost scenario - input'!$G90=\"\"),\"\",S105/'Cost scenario - input'!$G90),\"\")","v":""},{"$f":"IFERROR(IF(OR(T105=\"\",'Cost scenario - input'!$G90=\"\"),\"\",T105/'Cost scenario - input'!$G90),\"\")","v":""},{"$f":"IFERROR(IF(OR(U105=\"\",'Cost scenario - input'!$G90=\"\"),\"\",U105/'Cost scenario - input'!$G90),\"\")","v":""},{"$f":"IFERROR(IF(OR(V105=\"\",'Cost scenario - input'!$G90=\"\"),\"\",V105/'Cost scenario - input'!$G90),\"\")","v":""},{"$f":"IFERROR(IF(OR(W105=\"\",'Cost scenario - input'!$G90=\"\"),\"\",W105/'Cost scenario - input'!$G90),\"\")","v":""}]
[{"$f":"IFERROR('Cost scenario - input'!A91,\"\")","v":""},{"$f":"IFERROR('Cost scenario - input'!B91,\"\")","v":""},{"$f":"IFERROR('Cost scenario - input'!C91,\"\")","v":""},{"$f":"IFERROR(repcalc('Cost scenario - input'!$CY91:$GK91,'Cost scenario - input'!$J91,'Cost scenario - input'!$H91,'Cost scenario - input'!$I91,20,TRUE,TRUE),\"\")","v":""},"","","","","","","","","","","","","","","","","","","",{"$f":"IFERROR(IF(OR(D106=\"\",'Cost scenario - input'!$G91=\"\"),\"\",D106/'Cost scenario - input'!$G91),\"\")","v":""},{"$f":"IFERROR(IF(OR(E106=\"\",'Cost scenario - input'!$G91=\"\"),\"\",E106/'Cost scenario - input'!$G91),\"\")","v":""},{"$f":"IFERROR(IF(OR(F106=\"\",'Cost scenario - input'!$G91=\"\"),\"\",F106/'Cost scenario - input'!$G91),\"\")","v":""},{"$f":"IFERROR(IF(OR(G106=\"\",'Cost scenario - input'!$G91=\"\"),\"\",G106/'Cost scenario - input'!$G91),\"\")","v":""},{"$f":"IFERROR(IF(OR(H106=\"\",'Cost scenario - input'!$G91=\"\"),\"\",H106/'Cost scenario - input'!$G91),\"\")","v":""},{"$f":"IFERROR(IF(OR(I106=\"\",'Cost scenario - input'!$G91=\"\"),\"\",I106/'Cost scenario - input'!$G91),\"\")","v":""},{"$f":"IFERROR(IF(OR(J106=\"\",'Cost scenario - input'!$G91=\"\"),\"\",J106/'Cost scenario - input'!$G91),\"\")","v":""},{"$f":"IFERROR(IF(OR(K106=\"\",'Cost scenario - input'!$G91=\"\"),\"\",K106/'Cost scenario - input'!$G91),\"\")","v":""},{"$f":"IFERROR(IF(OR(L106=\"\",'Cost scenario - input'!$G91=\"\"),\"\",L106/'Cost scenario - input'!$G91),\"\")","v":""},{"$f":"IFERROR(IF(OR(M106=\"\",'Cost scenario - input'!$G91=\"\"),\"\",M106/'Cost scenario - input'!$G91),\"\")","v":""},{"$f":"IFERROR(IF(OR(N106=\"\",'Cost scenario - input'!$G91=\"\"),\"\",N106/'Cost scenario - input'!$G91),\"\")","v":""},{"$f":"IFERROR(IF(OR(O106=\"\",'Cost scenario - input'!$G91=\"\"),\"\",O106/'Cost scenario - input'!$G91),\"\")","v":""},{"$f":"IFERROR(IF(OR(P106=\"\",'Cost scenario - input'!$G91=\"\"),\"\",P106/'Cost scenario - input'!$G91),\"\")","v":""},{"$f":"IFERROR(IF(OR(Q106=\"\",'Cost scenario - input'!$G91=\"\"),\"\",Q106/'Cost scenario - input'!$G91),\"\")","v":""},{"$f":"IFERROR(IF(OR(R106=\"\",'Cost scenario - input'!$G91=\"\"),\"\",R106/'Cost scenario - input'!$G91),\"\")","v":""},{"$f":"IFERROR(IF(OR(S106=\"\",'Cost scenario - input'!$G91=\"\"),\"\",S106/'Cost scenario - input'!$G91),\"\")","v":""},{"$f":"IFERROR(IF(OR(T106=\"\",'Cost scenario - input'!$G91=\"\"),\"\",T106/'Cost scenario - input'!$G91),\"\")","v":""},{"$f":"IFERROR(IF(OR(U106=\"\",'Cost scenario - input'!$G91=\"\"),\"\",U106/'Cost scenario - input'!$G91),\"\")","v":""},{"$f":"IFERROR(IF(OR(V106=\"\",'Cost scenario - input'!$G91=\"\"),\"\",V106/'Cost scenario - input'!$G91),\"\")","v":""},{"$f":"IFERROR(IF(OR(W106=\"\",'Cost scenario - input'!$G91=\"\"),\"\",W106/'Cost scenario - input'!$G91),\"\")","v":""}]
[{"$f":"IFERROR('Cost scenario - input'!A92,\"\")","v":""},{"$f":"IFERROR('Cost scenario - input'!B92,\"\")","v":""},{"$f":"IFERROR('Cost scenario - input'!C92,\"\")","v":""},{"$f":"IFERROR(repcalc('Cost scenario - input'!$CY92:$GK92,'Cost scenario - input'!$J92,'Cost scenario - input'!$H92,'Cost scenario - input'!$I92,20,TRUE,TRUE),\"\")","v":""},"","","","","","","","","","","","","","","","","","","",{"$f":"IFERROR(IF(OR(D107=\"\",'Cost scenario - input'!$G92=\"\"),\"\",D107/'Cost scenario - input'!$G92),\"\")","v":""},{"$f":"IFERROR(IF(OR(E107=\"\",'Cost scenario - input'!$G92=\"\"),\"\",E107/'Cost scenario - input'!$G92),\"\")","v":""},{"$f":"IFERROR(IF(OR(F107=\"\",'Cost scenario - input'!$G92=\"\"),\"\",F107/'Cost scenario - input'!$G92),\"\")","v":""},{"$f":"IFERROR(IF(OR(G107=\"\",'Cost scenario - input'!$G92=\"\"),\"\",G107/'Cost scenario - input'!$G92),\"\")","v":""},{"$f":"IFERROR(IF(OR(H107=\"\",'Cost scenario - input'!$G92=\"\"),\"\",H107/'Cost scenario - input'!$G92),\"\")","v":""},{"$f":"IFERROR(IF(OR(I107=\"\",'Cost scenario - input'!$G92=\"\"),\"\",I107/'Cost scenario - input'!$G92),\"\")","v":""},{"$f":"IFERROR(IF(OR(J107=\"\",'Cost scenario - input'!$G92=\"\"),\"\",J107/'Cost scenario - input'!$G92),\"\")","v":""},{"$f":"IFERROR(IF(OR(K107=\"\",'Cost scenario - input'!$G92=\"\"),\"\",K107/'Cost scenario - input'!$G92),\"\")","v":""},{"$f":"IFERROR(IF(OR(L107=\"\",'Cost scenario - input'!$G92=\"\"),\"\",L107/'Cost scenario - input'!$G92),\"\")","v":""},{"$f":"IFERROR(IF(OR(M107=\"\",'Cost scenario - input'!$G92=\"\"),\"\",M107/'Cost scenario - input'!$G92),\"\")","v":""},{"$f":"IFERROR(IF(OR(N107=\"\",'Cost scenario - input'!$G92=\"\"),\"\",N107/'Cost scenario - input'!$G92),\"\")","v":""},{"$f":"IFERROR(IF(OR(O107=\"\",'Cost scenario - input'!$G92=\"\"),\"\",O107/'Cost scenario - input'!$G92),\"\")","v":""},{"$f":"IFERROR(IF(OR(P107=\"\",'Cost scenario - input'!$G92=\"\"),\"\",P107/'Cost scenario - input'!$G92),\"\")","v":""},{"$f":"IFERROR(IF(OR(Q107=\"\",'Cost scenario - input'!$G92=\"\"),\"\",Q107/'Cost scenario - input'!$G92),\"\")","v":""},{"$f":"IFERROR(IF(OR(R107=\"\",'Cost scenario - input'!$G92=\"\"),\"\",R107/'Cost scenario - input'!$G92),\"\")","v":""},{"$f":"IFERROR(IF(OR(S107=\"\",'Cost scenario - input'!$G92=\"\"),\"\",S107/'Cost scenario - input'!$G92),\"\")","v":""},{"$f":"IFERROR(IF(OR(T107=\"\",'Cost scenario - input'!$G92=\"\"),\"\",T107/'Cost scenario - input'!$G92),\"\")","v":""},{"$f":"IFERROR(IF(OR(U107=\"\",'Cost scenario - input'!$G92=\"\"),\"\",U107/'Cost scenario - input'!$G92),\"\")","v":""},{"$f":"IFERROR(IF(OR(V107=\"\",'Cost scenario - input'!$G92=\"\"),\"\",V107/'Cost scenario - input'!$G92),\"\")","v":""},{"$f":"IFERROR(IF(OR(W107=\"\",'Cost scenario - input'!$G92=\"\"),\"\",W107/'Cost scenario - input'!$G92),\"\")","v":""}]
[{"$f":"IFERROR('Cost scenario - input'!A93,\"\")","v":""},{"$f":"IFERROR('Cost scenario - input'!B93,\"\")","v":""},{"$f":"IFERROR('Cost scenario - input'!C93,\"\")","v":""},{"$f":"IFERROR(repcalc('Cost scenario - input'!$CY93:$GK93,'Cost scenario - input'!$J93,'Cost scenario - input'!$H93,'Cost scenario - input'!$I93,20,TRUE,TRUE),\"\")","v":""},"","","","","","","","","","","","","","","","","","","",{"$f":"IFERROR(IF(OR(D108=\"\",'Cost scenario - input'!$G93=\"\"),\"\",D108/'Cost scenario - input'!$G93),\"\")","v":""},{"$f":"IFERROR(IF(OR(E108=\"\",'Cost scenario - input'!$G93=\"\"),\"\",E108/'Cost scenario - input'!$G93),\"\")","v":""},{"$f":"IFERROR(IF(OR(F108=\"\",'Cost scenario - input'!$G93=\"\"),\"\",F108/'Cost scenario - input'!$G93),\"\")","v":""},{"$f":"IFERROR(IF(OR(G108=\"\",'Cost scenario - input'!$G93=\"\"),\"\",G108/'Cost scenario - input'!$G93),\"\")","v":""},{"$f":"IFERROR(IF(OR(H108=\"\",'Cost scenario - input'!$G93=\"\"),\"\",H108/'Cost scenario - input'!$G93),\"\")","v":""},{"$f":"IFERROR(IF(OR(I108=\"\",'Cost scenario - input'!$G93=\"\"),\"\",I108/'Cost scenario - input'!$G93),\"\")","v":""},{"$f":"IFERROR(IF(OR(J108=\"\",'Cost scenario - input'!$G93=\"\"),\"\",J108/'Cost scenario - input'!$G93),\"\")","v":""},{"$f":"IFERROR(IF(OR(K108=\"\",'Cost scenario - input'!$G93=\"\"),\"\",K108/'Cost scenario - input'!$G93),\"\")","v":""},{"$f":"IFERROR(IF(OR(L108=\"\",'Cost scenario - input'!$G93=\"\"),\"\",L108/'Cost scenario - input'!$G93),\"\")","v":""},{"$f":"IFERROR(IF(OR(M108=\"\",'Cost scenario - input'!$G93=\"\"),\"\",M108/'Cost scenario - input'!$G93),\"\")","v":""},{"$f":"IFERROR(IF(OR(N108=\"\",'Cost scenario - input'!$G93=\"\"),\"\",N108/'Cost scenario - input'!$G93),\"\")","v":""},{"$f":"IFERROR(IF(OR(O108=\"\",'Cost scenario - input'!$G93=\"\"),\"\",O108/'Cost scenario - input'!$G93),\"\")","v":""},{"$f":"IFERROR(IF(OR(P108=\"\",'Cost scenario - input'!$G93=\"\"),\"\",P108/'Cost scenario - input'!$G93),\"\")","v":""},{"$f":"IFERROR(IF(OR(Q108=\"\",'Cost scenario - input'!$G93=\"\"),\"\",Q108/'Cost scenario - input'!$G93),\"\")","v":""},{"$f":"IFERROR(IF(OR(R108=\"\",'Cost scenario - input'!$G93=\"\"),\"\",R108/'Cost scenario - input'!$G93),\"\")","v":""},{"$f":"IFERROR(IF(OR(S108=\"\",'Cost scenario - input'!$G93=\"\"),\"\",S108/'Cost scenario - input'!$G93),\"\")","v":""},{"$f":"IFERROR(IF(OR(T108=\"\",'Cost scenario - input'!$G93=\"\"),\"\",T108/'Cost scenario - input'!$G93),\"\")","v":""},{"$f":"IFERROR(IF(OR(U108=\"\",'Cost scenario - input'!$G93=\"\"),\"\",U108/'Cost scenario - input'!$G93),\"\")","v":""},{"$f":"IFERROR(IF(OR(V108=\"\",'Cost scenario - input'!$G93=\"\"),\"\",V108/'Cost scenario - input'!$G93),\"\")","v":""},{"$f":"IFERROR(IF(OR(W108=\"\",'Cost scenario - input'!$G93=\"\"),\"\",W108/'Cost scenario - input'!$G93),\"\")","v":""}]
[{"$f":"IFERROR('Cost scenario - input'!A94,\"\")","v":""},{"$f":"IFERROR('Cost scenario - input'!B94,\"\")","v":""},{"$f":"IFERROR('Cost scenario - input'!C94,\"\")","v":""},{"$f":"IFERROR(repcalc('Cost scenario - input'!$CY94:$GK94,'Cost scenario - input'!$J94,'Cost scenario - input'!$H94,'Cost scenario - input'!$I94,20,TRUE,TRUE),\"\")","v":""},"","","","","","","","","","","","","","","","","","","",{"$f":"IFERROR(IF(OR(D109=\"\",'Cost scenario - input'!$G94=\"\"),\"\",D109/'Cost scenario - input'!$G94),\"\")","v":""},{"$f":"IFERROR(IF(OR(E109=\"\",'Cost scenario - input'!$G94=\"\"),\"\",E109/'Cost scenario - input'!$G94),\"\")","v":""},{"$f":"IFERROR(IF(OR(F109=\"\",'Cost scenario - input'!$G94=\"\"),\"\",F109/'Cost scenario - input'!$G94),\"\")","v":""},{"$f":"IFERROR(IF(OR(G109=\"\",'Cost scenario - input'!$G94=\"\"),\"\",G109/'Cost scenario - input'!$G94),\"\")","v":""},{"$f":"IFERROR(IF(OR(H109=\"\",'Cost scenario - input'!$G94=\"\"),\"\",H109/'Cost scenario - input'!$G94),\"\")","v":""},{"$f":"IFERROR(IF(OR(I109=\"\",'Cost scenario - input'!$G94=\"\"),\"\",I109/'Cost scenario - input'!$G94),\"\")","v":""},{"$f":"IFERROR(IF(OR(J109=\"\",'Cost scenario - input'!$G94=\"\"),\"\",J109/'Cost scenario - input'!$G94),\"\")","v":""},{"$f":"IFERROR(IF(OR(K109=\"\",'Cost scenario - input'!$G94=\"\"),\"\",K109/'Cost scenario - input'!$G94),\"\")","v":""},{"$f":"IFERROR(IF(OR(L109=\"\",'Cost scenario - input'!$G94=\"\"),\"\",L109/'Cost scenario - input'!$G94),\"\")","v":""},{"$f":"IFERROR(IF(OR(M109=\"\",'Cost scenario - input'!$G94=\"\"),\"\",M109/'Cost scenario - input'!$G94),\"\")","v":""},{"$f":"IFERROR(IF(OR(N109=\"\",'Cost scenario - input'!$G94=\"\"),\"\",N109/'Cost scenario - input'!$G94),\"\")","v":""},{"$f":"IFERROR(IF(OR(O109=\"\",'Cost scenario - input'!$G94=\"\"),\"\",O109/'Cost scenario - input'!$G94),\"\")","v":""},{"$f":"IFERROR(IF(OR(P109=\"\",'Cost scenario - input'!$G94=\"\"),\"\",P109/'Cost scenario - input'!$G94),\"\")","v":""},{"$f":"IFERROR(IF(OR(Q109=\"\",'Cost scenario - input'!$G94=\"\"),\"\",Q109/'Cost scenario - input'!$G94),\"\")","v":""},{"$f":"IFERROR(IF(OR(R109=\"\",'Cost scenario - input'!$G94=\"\"),\"\",R109/'Cost scenario - input'!$G94),\"\")","v":""},{"$f":"IFERROR(IF(OR(S109=\"\",'Cost scenario - input'!$G94=\"\"),\"\",S109/'Cost scenario - input'!$G94),\"\")","v":""},{"$f":"IFERROR(IF(OR(T109=\"\",'Cost scenario - input'!$G94=\"\"),\"\",T109/'Cost scenario - input'!$G94),\"\")","v":""},{"$f":"IFERROR(IF(OR(U109=\"\",'Cost scenario - input'!$G94=\"\"),\"\",U109/'Cost scenario - input'!$G94),\"\")","v":""},{"$f":"IFERROR(IF(OR(V109=\"\",'Cost scenario - input'!$G94=\"\"),\"\",V109/'Cost scenario - input'!$G94),\"\")","v":""},{"$f":"IFERROR(IF(OR(W109=\"\",'Cost scenario - input'!$G94=\"\"),\"\",W109/'Cost scenario - input'!$G94),\"\")","v":""}]
[{"$f":"IFERROR('Cost scenario - input'!A95,\"\")","v":""},{"$f":"IFERROR('Cost scenario - input'!B95,\"\")","v":""},{"$f":"IFERROR('Cost scenario - input'!C95,\"\")","v":""},{"$f":"IFERROR(repcalc('Cost scenario - input'!$CY95:$GK95,'Cost scenario - input'!$J95,'Cost scenario - input'!$H95,'Cost scenario - input'!$I95,20,TRUE,TRUE),\"\")","v":""},"","","","","","","","","","","","","","","","","","","",{"$f":"IFERROR(IF(OR(D110=\"\",'Cost scenario - input'!$G95=\"\"),\"\",D110/'Cost scenario - input'!$G95),\"\")","v":""},{"$f":"IFERROR(IF(OR(E110=\"\",'Cost scenario - input'!$G95=\"\"),\"\",E110/'Cost scenario - input'!$G95),\"\")","v":""},{"$f":"IFERROR(IF(OR(F110=\"\",'Cost scenario - input'!$G95=\"\"),\"\",F110/'Cost scenario - input'!$G95),\"\")","v":""},{"$f":"IFERROR(IF(OR(G110=\"\",'Cost scenario - input'!$G95=\"\"),\"\",G110/'Cost scenario - input'!$G95),\"\")","v":""},{"$f":"IFERROR(IF(OR(H110=\"\",'Cost scenario - input'!$G95=\"\"),\"\",H110/'Cost scenario - input'!$G95),\"\")","v":""},{"$f":"IFERROR(IF(OR(I110=\"\",'Cost scenario - input'!$G95=\"\"),\"\",I110/'Cost scenario - input'!$G95),\"\")","v":""},{"$f":"IFERROR(IF(OR(J110=\"\",'Cost scenario - input'!$G95=\"\"),\"\",J110/'Cost scenario - input'!$G95),\"\")","v":""},{"$f":"IFERROR(IF(OR(K110=\"\",'Cost scenario - input'!$G95=\"\"),\"\",K110/'Cost scenario - input'!$G95),\"\")","v":""},{"$f":"IFERROR(IF(OR(L110=\"\",'Cost scenario - input'!$G95=\"\"),\"\",L110/'Cost scenario - input'!$G95),\"\")","v":""},{"$f":"IFERROR(IF(OR(M110=\"\",'Cost scenario - input'!$G95=\"\"),\"\",M110/'Cost scenario - input'!$G95),\"\")","v":""},{"$f":"IFERROR(IF(OR(N110=\"\",'Cost scenario - input'!$G95=\"\"),\"\",N110/'Cost scenario - input'!$G95),\"\")","v":""},{"$f":"IFERROR(IF(OR(O110=\"\",'Cost scenario - input'!$G95=\"\"),\"\",O110/'Cost scenario - input'!$G95),\"\")","v":""},{"$f":"IFERROR(IF(OR(P110=\"\",'Cost scenario - input'!$G95=\"\"),\"\",P110/'Cost scenario - input'!$G95),\"\")","v":""},{"$f":"IFERROR(IF(OR(Q110=\"\",'Cost scenario - input'!$G95=\"\"),\"\",Q110/'Cost scenario - input'!$G95),\"\")","v":""},{"$f":"IFERROR(IF(OR(R110=\"\",'Cost scenario - input'!$G95=\"\"),\"\",R110/'Cost scenario - input'!$G95),\"\")","v":""},{"$f":"IFERROR(IF(OR(S110=\"\",'Cost scenario - input'!$G95=\"\"),\"\",S110/'Cost scenario - input'!$G95),\"\")","v":""},{"$f":"IFERROR(IF(OR(T110=\"\",'Cost scenario - input'!$G95=\"\"),\"\",T110/'Cost scenario - input'!$G95),\"\")","v":""},{"$f":"IFERROR(IF(OR(U110=\"\",'Cost scenario - input'!$G95=\"\"),\"\",U110/'Cost scenario - input'!$G95),\"\")","v":""},{"$f":"IFERROR(IF(OR(V110=\"\",'Cost scenario - input'!$G95=\"\"),\"\",V110/'Cost scenario - input'!$G95),\"\")","v":""},{"$f":"IFERROR(IF(OR(W110=\"\",'Cost scenario - input'!$G95=\"\"),\"\",W110/'Cost scenario - input'!$G95),\"\")","v":""}]
[{"$f":"IFERROR('Cost scenario - input'!A96,\"\")","v":""},{"$f":"IFERROR('Cost scenario - input'!B96,\"\")","v":""},{"$f":"IFERROR('Cost scenario - input'!C96,\"\")","v":""},{"$f":"IFERROR(repcalc('Cost scenario - input'!$CY96:$GK96,'Cost scenario - input'!$J96,'Cost scenario - input'!$H96,'Cost scenario - input'!$I96,20,TRUE,TRUE),\"\")","v":""},"","","","","","","","","","","","","","","","","","","",{"$f":"IFERROR(IF(OR(D111=\"\",'Cost scenario - input'!$G96=\"\"),\"\",D111/'Cost scenario - input'!$G96),\"\")","v":""},{"$f":"IFERROR(IF(OR(E111=\"\",'Cost scenario - input'!$G96=\"\"),\"\",E111/'Cost scenario - input'!$G96),\"\")","v":""},{"$f":"IFERROR(IF(OR(F111=\"\",'Cost scenario - input'!$G96=\"\"),\"\",F111/'Cost scenario - input'!$G96),\"\")","v":""},{"$f":"IFERROR(IF(OR(G111=\"\",'Cost scenario - input'!$G96=\"\"),\"\",G111/'Cost scenario - input'!$G96),\"\")","v":""},{"$f":"IFERROR(IF(OR(H111=\"\",'Cost scenario - input'!$G96=\"\"),\"\",H111/'Cost scenario - input'!$G96),\"\")","v":""},{"$f":"IFERROR(IF(OR(I111=\"\",'Cost scenario - input'!$G96=\"\"),\"\",I111/'Cost scenario - input'!$G96),\"\")","v":""},{"$f":"IFERROR(IF(OR(J111=\"\",'Cost scenario - input'!$G96=\"\"),\"\",J111/'Cost scenario - input'!$G96),\"\")","v":""},{"$f":"IFERROR(IF(OR(K111=\"\",'Cost scenario - input'!$G96=\"\"),\"\",K111/'Cost scenario - input'!$G96),\"\")","v":""},{"$f":"IFERROR(IF(OR(L111=\"\",'Cost scenario - input'!$G96=\"\"),\"\",L111/'Cost scenario - input'!$G96),\"\")","v":""},{"$f":"IFERROR(IF(OR(M111=\"\",'Cost scenario - input'!$G96=\"\"),\"\",M111/'Cost scenario - input'!$G96),\"\")","v":""},{"$f":"IFERROR(IF(OR(N111=\"\",'Cost scenario - input'!$G96=\"\"),\"\",N111/'Cost scenario - input'!$G96),\"\")","v":""},{"$f":"IFERROR(IF(OR(O111=\"\",'Cost scenario - input'!$G96=\"\"),\"\",O111/'Cost scenario - input'!$G96),\"\")","v":""},{"$f":"IFERROR(IF(OR(P111=\"\",'Cost scenario - input'!$G96=\"\"),\"\",P111/'Cost scenario - input'!$G96),\"\")","v":""},{"$f":"IFERROR(IF(OR(Q111=\"\",'Cost scenario - input'!$G96=\"\"),\"\",Q111/'Cost scenario - input'!$G96),\"\")","v":""},{"$f":"IFERROR(IF(OR(R111=\"\",'Cost scenario - input'!$G96=\"\"),\"\",R111/'Cost scenario - input'!$G96),\"\")","v":""},{"$f":"IFERROR(IF(OR(S111=\"\",'Cost scenario - input'!$G96=\"\"),\"\",S111/'Cost scenario - input'!$G96),\"\")","v":""},{"$f":"IFERROR(IF(OR(T111=\"\",'Cost scenario - input'!$G96=\"\"),\"\",T111/'Cost scenario - input'!$G96),\"\")","v":""},{"$f":"IFERROR(IF(OR(U111=\"\",'Cost scenario - input'!$G96=\"\"),\"\",U111/'Cost scenario - input'!$G96),\"\")","v":""},{"$f":"IFERROR(IF(OR(V111=\"\",'Cost scenario - input'!$G96=\"\"),\"\",V111/'Cost scenario - input'!$G96),\"\")","v":""},{"$f":"IFERROR(IF(OR(W111=\"\",'Cost scenario - input'!$G96=\"\"),\"\",W111/'Cost scenario - input'!$G96),\"\")","v":""}]
[{"$f":"IFERROR('Cost scenario - input'!A97,\"\")","v":""},{"$f":"IFERROR('Cost scenario - input'!B97,\"\")","v":""},{"$f":"IFERROR('Cost scenario - input'!C97,\"\")","v":""},{"$f":"IFERROR(repcalc('Cost scenario - input'!$CY97:$GK97,'Cost scenario - input'!$J97,'Cost scenario - input'!$H97,'Cost scenario - input'!$I97,20,TRUE,TRUE),\"\")","v":""},"","","","","","","","","","","","","","","","","","","",{"$f":"IFERROR(IF(OR(D112=\"\",'Cost scenario - input'!$G97=\"\"),\"\",D112/'Cost scenario - input'!$G97),\"\")","v":""},{"$f":"IFERROR(IF(OR(E112=\"\",'Cost scenario - input'!$G97=\"\"),\"\",E112/'Cost scenario - input'!$G97),\"\")","v":""},{"$f":"IFERROR(IF(OR(F112=\"\",'Cost scenario - input'!$G97=\"\"),\"\",F112/'Cost scenario - input'!$G97),\"\")","v":""},{"$f":"IFERROR(IF(OR(G112=\"\",'Cost scenario - input'!$G97=\"\"),\"\",G112/'Cost scenario - input'!$G97),\"\")","v":""},{"$f":"IFERROR(IF(OR(H112=\"\",'Cost scenario - input'!$G97=\"\"),\"\",H112/'Cost scenario - input'!$G97),\"\")","v":""},{"$f":"IFERROR(IF(OR(I112=\"\",'Cost scenario - input'!$G97=\"\"),\"\",I112/'Cost scenario - input'!$G97),\"\")","v":""},{"$f":"IFERROR(IF(OR(J112=\"\",'Cost scenario - input'!$G97=\"\"),\"\",J112/'Cost scenario - input'!$G97),\"\")","v":""},{"$f":"IFERROR(IF(OR(K112=\"\",'Cost scenario - input'!$G97=\"\"),\"\",K112/'Cost scenario - input'!$G97),\"\")","v":""},{"$f":"IFERROR(IF(OR(L112=\"\",'Cost scenario - input'!$G97=\"\"),\"\",L112/'Cost scenario - input'!$G97),\"\")","v":""},{"$f":"IFERROR(IF(OR(M112=\"\",'Cost scenario - input'!$G97=\"\"),\"\",M112/'Cost scenario - input'!$G97),\"\")","v":""},{"$f":"IFERROR(IF(OR(N112=\"\",'Cost scenario - input'!$G97=\"\"),\"\",N112/'Cost scenario - input'!$G97),\"\")","v":""},{"$f":"IFERROR(IF(OR(O112=\"\",'Cost scenario - input'!$G97=\"\"),\"\",O112/'Cost scenario - input'!$G97),\"\")","v":""},{"$f":"IFERROR(IF(OR(P112=\"\",'Cost scenario - input'!$G97=\"\"),\"\",P112/'Cost scenario - input'!$G97),\"\")","v":""},{"$f":"IFERROR(IF(OR(Q112=\"\",'Cost scenario - input'!$G97=\"\"),\"\",Q112/'Cost scenario - input'!$G97),\"\")","v":""},{"$f":"IFERROR(IF(OR(R112=\"\",'Cost scenario - input'!$G97=\"\"),\"\",R112/'Cost scenario - input'!$G97),\"\")","v":""},{"$f":"IFERROR(IF(OR(S112=\"\",'Cost scenario - input'!$G97=\"\"),\"\",S112/'Cost scenario - input'!$G97),\"\")","v":""},{"$f":"IFERROR(IF(OR(T112=\"\",'Cost scenario - input'!$G97=\"\"),\"\",T112/'Cost scenario - input'!$G97),\"\")","v":""},{"$f":"IFERROR(IF(OR(U112=\"\",'Cost scenario - input'!$G97=\"\"),\"\",U112/'Cost scenario - input'!$G97),\"\")","v":""},{"$f":"IFERROR(IF(OR(V112=\"\",'Cost scenario - input'!$G97=\"\"),\"\",V112/'Cost scenario - input'!$G97),\"\")","v":""},{"$f":"IFERROR(IF(OR(W112=\"\",'Cost scenario - input'!$G97=\"\"),\"\",W112/'Cost scenario - input'!$G97),\"\")","v":""}]
[{"$f":"IFERROR('Cost scenario - input'!A98,\"\")","v":""},{"$f":"IFERROR('Cost scenario - input'!B98,\"\")","v":""},{"$f":"IFERROR('Cost scenario - input'!C98,\"\")","v":""},{"$f":"IFERROR(repcalc('Cost scenario - input'!$CY98:$GK98,'Cost scenario - input'!$J98,'Cost scenario - input'!$H98,'Cost scenario - input'!$I98,20,TRUE,TRUE),\"\")","v":""},"","","","","","","","","","","","","","","","","","","",{"$f":"IFERROR(IF(OR(D113=\"\",'Cost scenario - input'!$G98=\"\"),\"\",D113/'Cost scenario - input'!$G98),\"\")","v":""},{"$f":"IFERROR(IF(OR(E113=\"\",'Cost scenario - input'!$G98=\"\"),\"\",E113/'Cost scenario - input'!$G98),\"\")","v":""},{"$f":"IFERROR(IF(OR(F113=\"\",'Cost scenario - input'!$G98=\"\"),\"\",F113/'Cost scenario - input'!$G98),\"\")","v":""},{"$f":"IFERROR(IF(OR(G113=\"\",'Cost scenario - input'!$G98=\"\"),\"\",G113/'Cost scenario - input'!$G98),\"\")","v":""},{"$f":"IFERROR(IF(OR(H113=\"\",'Cost scenario - input'!$G98=\"\"),\"\",H113/'Cost scenario - input'!$G98),\"\")","v":""},{"$f":"IFERROR(IF(OR(I113=\"\",'Cost scenario - input'!$G98=\"\"),\"\",I113/'Cost scenario - input'!$G98),\"\")","v":""},{"$f":"IFERROR(IF(OR(J113=\"\",'Cost scenario - input'!$G98=\"\"),\"\",J113/'Cost scenario - input'!$G98),\"\")","v":""},{"$f":"IFERROR(IF(OR(K113=\"\",'Cost scenario - input'!$G98=\"\"),\"\",K113/'Cost scenario - input'!$G98),\"\")","v":""},{"$f":"IFERROR(IF(OR(L113=\"\",'Cost scenario - input'!$G98=\"\"),\"\",L113/'Cost scenario - input'!$G98),\"\")","v":""},{"$f":"IFERROR(IF(OR(M113=\"\",'Cost scenario - input'!$G98=\"\"),\"\",M113/'Cost scenario - input'!$G98),\"\")","v":""},{"$f":"IFERROR(IF(OR(N113=\"\",'Cost scenario - input'!$G98=\"\"),\"\",N113/'Cost scenario - input'!$G98),\"\")","v":""},{"$f":"IFERROR(IF(OR(O113=\"\",'Cost scenario - input'!$G98=\"\"),\"\",O113/'Cost scenario - input'!$G98),\"\")","v":""},{"$f":"IFERROR(IF(OR(P113=\"\",'Cost scenario - input'!$G98=\"\"),\"\",P113/'Cost scenario - input'!$G98),\"\")","v":""},{"$f":"IFERROR(IF(OR(Q113=\"\",'Cost scenario - input'!$G98=\"\"),\"\",Q113/'Cost scenario - input'!$G98),\"\")","v":""},{"$f":"IFERROR(IF(OR(R113=\"\",'Cost scenario - input'!$G98=\"\"),\"\",R113/'Cost scenario - input'!$G98),\"\")","v":""},{"$f":"IFERROR(IF(OR(S113=\"\",'Cost scenario - input'!$G98=\"\"),\"\",S113/'Cost scenario - input'!$G98),\"\")","v":""},{"$f":"IFERROR(IF(OR(T113=\"\",'Cost scenario - input'!$G98=\"\"),\"\",T113/'Cost scenario - input'!$G98),\"\")","v":""},{"$f":"IFERROR(IF(OR(U113=\"\",'Cost scenario - input'!$G98=\"\"),\"\",U113/'Cost scenario - input'!$G98),\"\")","v":""},{"$f":"IFERROR(IF(OR(V113=\"\",'Cost scenario - input'!$G98=\"\"),\"\",V113/'Cost scenario - input'!$G98),\"\")","v":""},{"$f":"IFERROR(IF(OR(W113=\"\",'Cost scenario - input'!$G98=\"\"),\"\",W113/'Cost scenario - input'!$G98),\"\")","v":""}]
[{"$f":"IFERROR('Cost scenario - input'!A99,\"\")","v":""},{"$f":"IFERROR('Cost scenario - input'!B99,\"\")","v":""},{"$f":"IFERROR('Cost scenario - input'!C99,\"\")","v":""},{"$f":"IFERROR(repcalc('Cost scenario - input'!$CY99:$GK99,'Cost scenario - input'!$J99,'Cost scenario - input'!$H99,'Cost scenario - input'!$I99,20,TRUE,TRUE),\"\")","v":""},"","","","","","","","","","","","","","","","","","","",{"$f":"IFERROR(IF(OR(D114=\"\",'Cost scenario - input'!$G99=\"\"),\"\",D114/'Cost scenario - input'!$G99),\"\")","v":""},{"$f":"IFERROR(IF(OR(E114=\"\",'Cost scenario - input'!$G99=\"\"),\"\",E114/'Cost scenario - input'!$G99),\"\")","v":""},{"$f":"IFERROR(IF(OR(F114=\"\",'Cost scenario - input'!$G99=\"\"),\"\",F114/'Cost scenario - input'!$G99),\"\")","v":""},{"$f":"IFERROR(IF(OR(G114=\"\",'Cost scenario - input'!$G99=\"\"),\"\",G114/'Cost scenario - input'!$G99),\"\")","v":""},{"$f":"IFERROR(IF(OR(H114=\"\",'Cost scenario - input'!$G99=\"\"),\"\",H114/'Cost scenario - input'!$G99),\"\")","v":""},{"$f":"IFERROR(IF(OR(I114=\"\",'Cost scenario - input'!$G99=\"\"),\"\",I114/'Cost scenario - input'!$G99),\"\")","v":""},{"$f":"IFERROR(IF(OR(J114=\"\",'Cost scenario - input'!$G99=\"\"),\"\",J114/'Cost scenario - input'!$G99),\"\")","v":""},{"$f":"IFERROR(IF(OR(K114=\"\",'Cost scenario - input'!$G99=\"\"),\"\",K114/'Cost scenario - input'!$G99),\"\")","v":""},{"$f":"IFERROR(IF(OR(L114=\"\",'Cost scenario - input'!$G99=\"\"),\"\",L114/'Cost scenario - input'!$G99),\"\")","v":""},{"$f":"IFERROR(IF(OR(M114=\"\",'Cost scenario - input'!$G99=\"\"),\"\",M114/'Cost scenario - input'!$G99),\"\")","v":""},{"$f":"IFERROR(IF(OR(N114=\"\",'Cost scenario - input'!$G99=\"\"),\"\",N114/'Cost scenario - input'!$G99),\"\")","v":""},{"$f":"IFERROR(IF(OR(O114=\"\",'Cost scenario - input'!$G99=\"\"),\"\",O114/'Cost scenario - input'!$G99),\"\")","v":""},{"$f":"IFERROR(IF(OR(P114=\"\",'Cost scenario - input'!$G99=\"\"),\"\",P114/'Cost scenario - input'!$G99),\"\")","v":""},{"$f":"IFERROR(IF(OR(Q114=\"\",'Cost scenario - input'!$G99=\"\"),\"\",Q114/'Cost scenario - input'!$G99),\"\")","v":""},{"$f":"IFERROR(IF(OR(R114=\"\",'Cost scenario - input'!$G99=\"\"),\"\",R114/'Cost scenario - input'!$G99),\"\")","v":""},{"$f":"IFERROR(IF(OR(S114=\"\",'Cost scenario - input'!$G99=\"\"),\"\",S114/'Cost scenario - input'!$G99),\"\")","v":""},{"$f":"IFERROR(IF(OR(T114=\"\",'Cost scenario - input'!$G99=\"\"),\"\",T114/'Cost scenario - input'!$G99),\"\")","v":""},{"$f":"IFERROR(IF(OR(U114=\"\",'Cost scenario - input'!$G99=\"\"),\"\",U114/'Cost scenario - input'!$G99),\"\")","v":""},{"$f":"IFERROR(IF(OR(V114=\"\",'Cost scenario - input'!$G99=\"\"),\"\",V114/'Cost scenario - input'!$G99),\"\")","v":""},{"$f":"IFERROR(IF(OR(W114=\"\",'Cost scenario - input'!$G99=\"\"),\"\",W114/'Cost scenario - input'!$G99),\"\")","v":""}]
[{"$f":"IFERROR('Cost scenario - input'!A100,\"\")","v":""},{"$f":"IFERROR('Cost scenario - input'!B100,\"\")","v":""},{"$f":"IFERROR('Cost scenario - input'!C100,\"\")","v":""},{"$f":"IFERROR(repcalc('Cost scenario - input'!$CY100:$GK100,'Cost scenario - input'!$J100,'Cost scenario - input'!$H100,'Cost scenario - input'!$I100,20,TRUE,TRUE),\"\")","v":""},"","","","","","","","","","","","","","","","","","","",{"$f":"IFERROR(IF(OR(D115=\"\",'Cost scenario - input'!$G100=\"\"),\"\",D115/'Cost scenario - input'!$G100),\"\")","v":""},{"$f":"IFERROR(IF(OR(E115=\"\",'Cost scenario - input'!$G100=\"\"),\"\",E115/'Cost scenario - input'!$G100),\"\")","v":""},{"$f":"IFERROR(IF(OR(F115=\"\",'Cost scenario - input'!$G100=\"\"),\"\",F115/'Cost scenario - input'!$G100),\"\")","v":""},{"$f":"IFERROR(IF(OR(G115=\"\",'Cost scenario - input'!$G100=\"\"),\"\",G115/'Cost scenario - input'!$G100),\"\")","v":""},{"$f":"IFERROR(IF(OR(H115=\"\",'Cost scenario - input'!$G100=\"\"),\"\",H115/'Cost scenario - input'!$G100),\"\")","v":""},{"$f":"IFERROR(IF(OR(I115=\"\",'Cost scenario - input'!$G100=\"\"),\"\",I115/'Cost scenario - input'!$G100),\"\")","v":""},{"$f":"IFERROR(IF(OR(J115=\"\",'Cost scenario - input'!$G100=\"\"),\"\",J115/'Cost scenario - input'!$G100),\"\")","v":""},{"$f":"IFERROR(IF(OR(K115=\"\",'Cost scenario - input'!$G100=\"\"),\"\",K115/'Cost scenario - input'!$G100),\"\")","v":""},{"$f":"IFERROR(IF(OR(L115=\"\",'Cost scenario - input'!$G100=\"\"),\"\",L115/'Cost scenario - input'!$G100),\"\")","v":""},{"$f":"IFERROR(IF(OR(M115=\"\",'Cost scenario - input'!$G100=\"\"),\"\",M115/'Cost scenario - input'!$G100),\"\")","v":""},{"$f":"IFERROR(IF(OR(N115=\"\",'Cost scenario - input'!$G100=\"\"),\"\",N115/'Cost scenario - input'!$G100),\"\")","v":""},{"$f":"IFERROR(IF(OR(O115=\"\",'Cost scenario - input'!$G100=\"\"),\"\",O115/'Cost scenario - input'!$G100),\"\")","v":""},{"$f":"IFERROR(IF(OR(P115=\"\",'Cost scenario - input'!$G100=\"\"),\"\",P115/'Cost scenario - input'!$G100),\"\")","v":""},{"$f":"IFERROR(IF(OR(Q115=\"\",'Cost scenario - input'!$G100=\"\"),\"\",Q115/'Cost scenario - input'!$G100),\"\")","v":""},{"$f":"IFERROR(IF(OR(R115=\"\",'Cost scenario - input'!$G100=\"\"),\"\",R115/'Cost scenario - input'!$G100),\"\")","v":""},{"$f":"IFERROR(IF(OR(S115=\"\",'Cost scenario - input'!$G100=\"\"),\"\",S115/'Cost scenario - input'!$G100),\"\")","v":""},{"$f":"IFERROR(IF(OR(T115=\"\",'Cost scenario - input'!$G100=\"\"),\"\",T115/'Cost scenario - input'!$G100),\"\")","v":""},{"$f":"IFERROR(IF(OR(U115=\"\",'Cost scenario - input'!$G100=\"\"),\"\",U115/'Cost scenario - input'!$G100),\"\")","v":""},{"$f":"IFERROR(IF(OR(V115=\"\",'Cost scenario - input'!$G100=\"\"),\"\",V115/'Cost scenario - input'!$G100),\"\")","v":""},{"$f":"IFERROR(IF(OR(W115=\"\",'Cost scenario - input'!$G100=\"\"),\"\",W115/'Cost scenario - input'!$G100),\"\")","v":""}]
[{"$f":"IFERROR('Cost scenario - input'!A101,\"\")","v":""},{"$f":"IFERROR('Cost scenario - input'!B101,\"\")","v":""},{"$f":"IFERROR('Cost scenario - input'!C101,\"\")","v":""},{"$f":"IFERROR(repcalc('Cost scenario - input'!$CY101:$GK101,'Cost scenario - input'!$J101,'Cost scenario - input'!$H101,'Cost scenario - input'!$I101,20,TRUE,TRUE),\"\")","v":""},"","","","","","","","","","","","","","","","","","","",{"$f":"IFERROR(IF(OR(D116=\"\",'Cost scenario - input'!$G101=\"\"),\"\",D116/'Cost scenario - input'!$G101),\"\")","v":""},{"$f":"IFERROR(IF(OR(E116=\"\",'Cost scenario - input'!$G101=\"\"),\"\",E116/'Cost scenario - input'!$G101),\"\")","v":""},{"$f":"IFERROR(IF(OR(F116=\"\",'Cost scenario - input'!$G101=\"\"),\"\",F116/'Cost scenario - input'!$G101),\"\")","v":""},{"$f":"IFERROR(IF(OR(G116=\"\",'Cost scenario - input'!$G101=\"\"),\"\",G116/'Cost scenario - input'!$G101),\"\")","v":""},{"$f":"IFERROR(IF(OR(H116=\"\",'Cost scenario - input'!$G101=\"\"),\"\",H116/'Cost scenario - input'!$G101),\"\")","v":""},{"$f":"IFERROR(IF(OR(I116=\"\",'Cost scenario - input'!$G101=\"\"),\"\",I116/'Cost scenario - input'!$G101),\"\")","v":""},{"$f":"IFERROR(IF(OR(J116=\"\",'Cost scenario - input'!$G101=\"\"),\"\",J116/'Cost scenario - input'!$G101),\"\")","v":""},{"$f":"IFERROR(IF(OR(K116=\"\",'Cost scenario - input'!$G101=\"\"),\"\",K116/'Cost scenario - input'!$G101),\"\")","v":""},{"$f":"IFERROR(IF(OR(L116=\"\",'Cost scenario - input'!$G101=\"\"),\"\",L116/'Cost scenario - input'!$G101),\"\")","v":""},{"$f":"IFERROR(IF(OR(M116=\"\",'Cost scenario - input'!$G101=\"\"),\"\",M116/'Cost scenario - input'!$G101),\"\")","v":""},{"$f":"IFERROR(IF(OR(N116=\"\",'Cost scenario - input'!$G101=\"\"),\"\",N116/'Cost scenario - input'!$G101),\"\")","v":""},{"$f":"IFERROR(IF(OR(O116=\"\",'Cost scenario - input'!$G101=\"\"),\"\",O116/'Cost scenario - input'!$G101),\"\")","v":""},{"$f":"IFERROR(IF(OR(P116=\"\",'Cost scenario - input'!$G101=\"\"),\"\",P116/'Cost scenario - input'!$G101),\"\")","v":""},{"$f":"IFERROR(IF(OR(Q116=\"\",'Cost scenario - input'!$G101=\"\"),\"\",Q116/'Cost scenario - input'!$G101),\"\")","v":""},{"$f":"IFERROR(IF(OR(R116=\"\",'Cost scenario - input'!$G101=\"\"),\"\",R116/'Cost scenario - input'!$G101),\"\")","v":""},{"$f":"IFERROR(IF(OR(S116=\"\",'Cost scenario - input'!$G101=\"\"),\"\",S116/'Cost scenario - input'!$G101),\"\")","v":""},{"$f":"IFERROR(IF(OR(T116=\"\",'Cost scenario - input'!$G101=\"\"),\"\",T116/'Cost scenario - input'!$G101),\"\")","v":""},{"$f":"IFERROR(IF(OR(U116=\"\",'Cost scenario - input'!$G101=\"\"),\"\",U116/'Cost scenario - input'!$G101),\"\")","v":""},{"$f":"IFERROR(IF(OR(V116=\"\",'Cost scenario - input'!$G101=\"\"),\"\",V116/'Cost scenario - input'!$G101),\"\")","v":""},{"$f":"IFERROR(IF(OR(W116=\"\",'Cost scenario - input'!$G101=\"\"),\"\",W116/'Cost scenario - input'!$G101),\"\")","v":""}]
[{"$f":"IFERROR('Cost scenario - input'!A102,\"\")","v":""},{"$f":"IFERROR('Cost scenario - input'!B102,\"\")","v":""},{"$f":"IFERROR('Cost scenario - input'!C102,\"\")","v":""},{"$f":"IFERROR(repcalc('Cost scenario - input'!$CY102:$GK102,'Cost scenario - input'!$J102,'Cost scenario - input'!$H102,'Cost scenario - input'!$I102,20,TRUE,TRUE),\"\")","v":""},"","","","","","","","","","","","","","","","","","","",{"$f":"IFERROR(IF(OR(D117=\"\",'Cost scenario - input'!$G102=\"\"),\"\",D117/'Cost scenario - input'!$G102),\"\")","v":""},{"$f":"IFERROR(IF(OR(E117=\"\",'Cost scenario - input'!$G102=\"\"),\"\",E117/'Cost scenario - input'!$G102),\"\")","v":""},{"$f":"IFERROR(IF(OR(F117=\"\",'Cost scenario - input'!$G102=\"\"),\"\",F117/'Cost scenario - input'!$G102),\"\")","v":""},{"$f":"IFERROR(IF(OR(G117=\"\",'Cost scenario - input'!$G102=\"\"),\"\",G117/'Cost scenario - input'!$G102),\"\")","v":""},{"$f":"IFERROR(IF(OR(H117=\"\",'Cost scenario - input'!$G102=\"\"),\"\",H117/'Cost scenario - input'!$G102),\"\")","v":""},{"$f":"IFERROR(IF(OR(I117=\"\",'Cost scenario - input'!$G102=\"\"),\"\",I117/'Cost scenario - input'!$G102),\"\")","v":""},{"$f":"IFERROR(IF(OR(J117=\"\",'Cost scenario - input'!$G102=\"\"),\"\",J117/'Cost scenario - input'!$G102),\"\")","v":""},{"$f":"IFERROR(IF(OR(K117=\"\",'Cost scenario - input'!$G102=\"\"),\"\",K117/'Cost scenario - input'!$G102),\"\")","v":""},{"$f":"IFERROR(IF(OR(L117=\"\",'Cost scenario - input'!$G102=\"\"),\"\",L117/'Cost scenario - input'!$G102),\"\")","v":""},{"$f":"IFERROR(IF(OR(M117=\"\",'Cost scenario - input'!$G102=\"\"),\"\",M117/'Cost scenario - input'!$G102),\"\")","v":""},{"$f":"IFERROR(IF(OR(N117=\"\",'Cost scenario - input'!$G102=\"\"),\"\",N117/'Cost scenario - input'!$G102),\"\")","v":""},{"$f":"IFERROR(IF(OR(O117=\"\",'Cost scenario - input'!$G102=\"\"),\"\",O117/'Cost scenario - input'!$G102),\"\")","v":""},{"$f":"IFERROR(IF(OR(P117=\"\",'Cost scenario - input'!$G102=\"\"),\"\",P117/'Cost scenario - input'!$G102),\"\")","v":""},{"$f":"IFERROR(IF(OR(Q117=\"\",'Cost scenario - input'!$G102=\"\"),\"\",Q117/'Cost scenario - input'!$G102),\"\")","v":""},{"$f":"IFERROR(IF(OR(R117=\"\",'Cost scenario - input'!$G102=\"\"),\"\",R117/'Cost scenario - input'!$G102),\"\")","v":""},{"$f":"IFERROR(IF(OR(S117=\"\",'Cost scenario - input'!$G102=\"\"),\"\",S117/'Cost scenario - input'!$G102),\"\")","v":""},{"$f":"IFERROR(IF(OR(T117=\"\",'Cost scenario - input'!$G102=\"\"),\"\",T117/'Cost scenario - input'!$G102),\"\")","v":""},{"$f":"IFERROR(IF(OR(U117=\"\",'Cost scenario - input'!$G102=\"\"),\"\",U117/'Cost scenario - input'!$G102),\"\")","v":""},{"$f":"IFERROR(IF(OR(V117=\"\",'Cost scenario - input'!$G102=\"\"),\"\",V117/'Cost scenario - input'!$G102),\"\")","v":""},{"$f":"IFERROR(IF(OR(W117=\"\",'Cost scenario - input'!$G102=\"\"),\"\",W117/'Cost scenario - input'!$G102),\"\")","v":""}]
[{"$f":"IFERROR('Cost scenario - input'!A103,\"\")","v":""},{"$f":"IFERROR('Cost scenario - input'!B103,\"\")","v":""},{"$f":"IFERROR('Cost scenario - input'!C103,\"\")","v":""},{"$f":"IFERROR(repcalc('Cost scenario - input'!$CY103:$GK103,'Cost scenario - input'!$J103,'Cost scenario - input'!$H103,'Cost scenario - input'!$I103,20,TRUE,TRUE),\"\")","v":""},"","","","","","","","","","","","","","","","","","","",{"$f":"IFERROR(IF(OR(D118=\"\",'Cost scenario - input'!$G103=\"\"),\"\",D118/'Cost scenario - input'!$G103),\"\")","v":""},{"$f":"IFERROR(IF(OR(E118=\"\",'Cost scenario - input'!$G103=\"\"),\"\",E118/'Cost scenario - input'!$G103),\"\")","v":""},{"$f":"IFERROR(IF(OR(F118=\"\",'Cost scenario - input'!$G103=\"\"),\"\",F118/'Cost scenario - input'!$G103),\"\")","v":""},{"$f":"IFERROR(IF(OR(G118=\"\",'Cost scenario - input'!$G103=\"\"),\"\",G118/'Cost scenario - input'!$G103),\"\")","v":""},{"$f":"IFERROR(IF(OR(H118=\"\",'Cost scenario - input'!$G103=\"\"),\"\",H118/'Cost scenario - input'!$G103),\"\")","v":""},{"$f":"IFERROR(IF(OR(I118=\"\",'Cost scenario - input'!$G103=\"\"),\"\",I118/'Cost scenario - input'!$G103),\"\")","v":""},{"$f":"IFERROR(IF(OR(J118=\"\",'Cost scenario - input'!$G103=\"\"),\"\",J118/'Cost scenario - input'!$G103),\"\")","v":""},{"$f":"IFERROR(IF(OR(K118=\"\",'Cost scenario - input'!$G103=\"\"),\"\",K118/'Cost scenario - input'!$G103),\"\")","v":""},{"$f":"IFERROR(IF(OR(L118=\"\",'Cost scenario - input'!$G103=\"\"),\"\",L118/'Cost scenario - input'!$G103),\"\")","v":""},{"$f":"IFERROR(IF(OR(M118=\"\",'Cost scenario - input'!$G103=\"\"),\"\",M118/'Cost scenario - input'!$G103),\"\")","v":""},{"$f":"IFERROR(IF(OR(N118=\"\",'Cost scenario - input'!$G103=\"\"),\"\",N118/'Cost scenario - input'!$G103),\"\")","v":""},{"$f":"IFERROR(IF(OR(O118=\"\",'Cost scenario - input'!$G103=\"\"),\"\",O118/'Cost scenario - input'!$G103),\"\")","v":""},{"$f":"IFERROR(IF(OR(P118=\"\",'Cost scenario - input'!$G103=\"\"),\"\",P118/'Cost scenario - input'!$G103),\"\")","v":""},{"$f":"IFERROR(IF(OR(Q118=\"\",'Cost scenario - input'!$G103=\"\"),\"\",Q118/'Cost scenario - input'!$G103),\"\")","v":""},{"$f":"IFERROR(IF(OR(R118=\"\",'Cost scenario - input'!$G103=\"\"),\"\",R118/'Cost scenario - input'!$G103),\"\")","v":""},{"$f":"IFERROR(IF(OR(S118=\"\",'Cost scenario - input'!$G103=\"\"),\"\",S118/'Cost scenario - input'!$G103),\"\")","v":""},{"$f":"IFERROR(IF(OR(T118=\"\",'Cost scenario - input'!$G103=\"\"),\"\",T118/'Cost scenario - input'!$G103),\"\")","v":""},{"$f":"IFERROR(IF(OR(U118=\"\",'Cost scenario - input'!$G103=\"\"),\"\",U118/'Cost scenario - input'!$G103),\"\")","v":""},{"$f":"IFERROR(IF(OR(V118=\"\",'Cost scenario - input'!$G103=\"\"),\"\",V118/'Cost scenario - input'!$G103),\"\")","v":""},{"$f":"IFERROR(IF(OR(W118=\"\",'Cost scenario - input'!$G103=\"\"),\"\",W118/'Cost scenario - input'!$G103),\"\")","v":""}]
[{"$f":"IFERROR('Cost scenario - input'!A104,\"\")","v":""},{"$f":"IFERROR('Cost scenario - input'!B104,\"\")","v":""},{"$f":"IFERROR('Cost scenario - input'!C104,\"\")","v":""},{"$f":"IFERROR(repcalc('Cost scenario - input'!$CY104:$GK104,'Cost scenario - input'!$J104,'Cost scenario - input'!$H104,'Cost scenario - input'!$I104,20,TRUE,TRUE),\"\")","v":""},"","","","","","","","","","","","","","","","","","","",{"$f":"IFERROR(IF(OR(D119=\"\",'Cost scenario - input'!$G104=\"\"),\"\",D119/'Cost scenario - input'!$G104),\"\")","v":""},{"$f":"IFERROR(IF(OR(E119=\"\",'Cost scenario - input'!$G104=\"\"),\"\",E119/'Cost scenario - input'!$G104),\"\")","v":""},{"$f":"IFERROR(IF(OR(F119=\"\",'Cost scenario - input'!$G104=\"\"),\"\",F119/'Cost scenario - input'!$G104),\"\")","v":""},{"$f":"IFERROR(IF(OR(G119=\"\",'Cost scenario - input'!$G104=\"\"),\"\",G119/'Cost scenario - input'!$G104),\"\")","v":""},{"$f":"IFERROR(IF(OR(H119=\"\",'Cost scenario - input'!$G104=\"\"),\"\",H119/'Cost scenario - input'!$G104),\"\")","v":""},{"$f":"IFERROR(IF(OR(I119=\"\",'Cost scenario - input'!$G104=\"\"),\"\",I119/'Cost scenario - input'!$G104),\"\")","v":""},{"$f":"IFERROR(IF(OR(J119=\"\",'Cost scenario - input'!$G104=\"\"),\"\",J119/'Cost scenario - input'!$G104),\"\")","v":""},{"$f":"IFERROR(IF(OR(K119=\"\",'Cost scenario - input'!$G104=\"\"),\"\",K119/'Cost scenario - input'!$G104),\"\")","v":""},{"$f":"IFERROR(IF(OR(L119=\"\",'Cost scenario - input'!$G104=\"\"),\"\",L119/'Cost scenario - input'!$G104),\"\")","v":""},{"$f":"IFERROR(IF(OR(M119=\"\",'Cost scenario - input'!$G104=\"\"),\"\",M119/'Cost scenario - input'!$G104),\"\")","v":""},{"$f":"IFERROR(IF(OR(N119=\"\",'Cost scenario - input'!$G104=\"\"),\"\",N119/'Cost scenario - input'!$G104),\"\")","v":""},{"$f":"IFERROR(IF(OR(O119=\"\",'Cost scenario - input'!$G104=\"\"),\"\",O119/'Cost scenario - input'!$G104),\"\")","v":""},{"$f":"IFERROR(IF(OR(P119=\"\",'Cost scenario - input'!$G104=\"\"),\"\",P119/'Cost scenario - input'!$G104),\"\")","v":""},{"$f":"IFERROR(IF(OR(Q119=\"\",'Cost scenario - input'!$G104=\"\"),\"\",Q119/'Cost scenario - input'!$G104),\"\")","v":""},{"$f":"IFERROR(IF(OR(R119=\"\",'Cost scenario - input'!$G104=\"\"),\"\",R119/'Cost scenario - input'!$G104),\"\")","v":""},{"$f":"IFERROR(IF(OR(S119=\"\",'Cost scenario - input'!$G104=\"\"),\"\",S119/'Cost scenario - input'!$G104),\"\")","v":""},{"$f":"IFERROR(IF(OR(T119=\"\",'Cost scenario - input'!$G104=\"\"),\"\",T119/'Cost scenario - input'!$G104),\"\")","v":""},{"$f":"IFERROR(IF(OR(U119=\"\",'Cost scenario - input'!$G104=\"\"),\"\",U119/'Cost scenario - input'!$G104),\"\")","v":""},{"$f":"IFERROR(IF(OR(V119=\"\",'Cost scenario - input'!$G104=\"\"),\"\",V119/'Cost scenario - input'!$G104),\"\")","v":""},{"$f":"IFERROR(IF(OR(W119=\"\",'Cost scenario - input'!$G104=\"\"),\"\",W119/'Cost scenario - input'!$G104),\"\")","v":""}]
[{"$f":"IFERROR('Cost scenario - input'!A105,\"\")","v":""},{"$f":"IFERROR('Cost scenario - input'!B105,\"\")","v":""},{"$f":"IFERROR('Cost scenario - input'!C105,\"\")","v":""},{"$f":"IFERROR(repcalc('Cost scenario - input'!$CY105:$GK105,'Cost scenario - input'!$J105,'Cost scenario - input'!$H105,'Cost scenario - input'!$I105,20,TRUE,TRUE),\"\")","v":""},"","","","","","","","","","","","","","","","","","","",{"$f":"IFERROR(IF(OR(D120=\"\",'Cost scenario - input'!$G105=\"\"),\"\",D120/'Cost scenario - input'!$G105),\"\")","v":""},{"$f":"IFERROR(IF(OR(E120=\"\",'Cost scenario - input'!$G105=\"\"),\"\",E120/'Cost scenario - input'!$G105),\"\")","v":""},{"$f":"IFERROR(IF(OR(F120=\"\",'Cost scenario - input'!$G105=\"\"),\"\",F120/'Cost scenario - input'!$G105),\"\")","v":""},{"$f":"IFERROR(IF(OR(G120=\"\",'Cost scenario - input'!$G105=\"\"),\"\",G120/'Cost scenario - input'!$G105),\"\")","v":""},{"$f":"IFERROR(IF(OR(H120=\"\",'Cost scenario - input'!$G105=\"\"),\"\",H120/'Cost scenario - input'!$G105),\"\")","v":""},{"$f":"IFERROR(IF(OR(I120=\"\",'Cost scenario - input'!$G105=\"\"),\"\",I120/'Cost scenario - input'!$G105),\"\")","v":""},{"$f":"IFERROR(IF(OR(J120=\"\",'Cost scenario - input'!$G105=\"\"),\"\",J120/'Cost scenario - input'!$G105),\"\")","v":""},{"$f":"IFERROR(IF(OR(K120=\"\",'Cost scenario - input'!$G105=\"\"),\"\",K120/'Cost scenario - input'!$G105),\"\")","v":""},{"$f":"IFERROR(IF(OR(L120=\"\",'Cost scenario - input'!$G105=\"\"),\"\",L120/'Cost scenario - input'!$G105),\"\")","v":""},{"$f":"IFERROR(IF(OR(M120=\"\",'Cost scenario - input'!$G105=\"\"),\"\",M120/'Cost scenario - input'!$G105),\"\")","v":""},{"$f":"IFERROR(IF(OR(N120=\"\",'Cost scenario - input'!$G105=\"\"),\"\",N120/'Cost scenario - input'!$G105),\"\")","v":""},{"$f":"IFERROR(IF(OR(O120=\"\",'Cost scenario - input'!$G105=\"\"),\"\",O120/'Cost scenario - input'!$G105),\"\")","v":""},{"$f":"IFERROR(IF(OR(P120=\"\",'Cost scenario - input'!$G105=\"\"),\"\",P120/'Cost scenario - input'!$G105),\"\")","v":""},{"$f":"IFERROR(IF(OR(Q120=\"\",'Cost scenario - input'!$G105=\"\"),\"\",Q120/'Cost scenario - input'!$G105),\"\")","v":""},{"$f":"IFERROR(IF(OR(R120=\"\",'Cost scenario - input'!$G105=\"\"),\"\",R120/'Cost scenario - input'!$G105),\"\")","v":""},{"$f":"IFERROR(IF(OR(S120=\"\",'Cost scenario - input'!$G105=\"\"),\"\",S120/'Cost scenario - input'!$G105),\"\")","v":""},{"$f":"IFERROR(IF(OR(T120=\"\",'Cost scenario - input'!$G105=\"\"),\"\",T120/'Cost scenario - input'!$G105),\"\")","v":""},{"$f":"IFERROR(IF(OR(U120=\"\",'Cost scenario - input'!$G105=\"\"),\"\",U120/'Cost scenario - input'!$G105),\"\")","v":""},{"$f":"IFERROR(IF(OR(V120=\"\",'Cost scenario - input'!$G105=\"\"),\"\",V120/'Cost scenario - input'!$G105),\"\")","v":""},{"$f":"IFERROR(IF(OR(W120=\"\",'Cost scenario - input'!$G105=\"\"),\"\",W120/'Cost scenario - input'!$G105),\"\")","v":""}]
[{"$f":"IFERROR('Cost scenario - input'!A106,\"\")","v":""},{"$f":"IFERROR('Cost scenario - input'!B106,\"\")","v":""},{"$f":"IFERROR('Cost scenario - input'!C106,\"\")","v":""},{"$f":"IFERROR(repcalc('Cost scenario - input'!$CY106:$GK106,'Cost scenario - input'!$J106,'Cost scenario - input'!$H106,'Cost scenario - input'!$I106,20,TRUE,TRUE),\"\")","v":""},"","","","","","","","","","","","","","","","","","","",{"$f":"IFERROR(IF(OR(D121=\"\",'Cost scenario - input'!$G106=\"\"),\"\",D121/'Cost scenario - input'!$G106),\"\")","v":""},{"$f":"IFERROR(IF(OR(E121=\"\",'Cost scenario - input'!$G106=\"\"),\"\",E121/'Cost scenario - input'!$G106),\"\")","v":""},{"$f":"IFERROR(IF(OR(F121=\"\",'Cost scenario - input'!$G106=\"\"),\"\",F121/'Cost scenario - input'!$G106),\"\")","v":""},{"$f":"IFERROR(IF(OR(G121=\"\",'Cost scenario - input'!$G106=\"\"),\"\",G121/'Cost scenario - input'!$G106),\"\")","v":""},{"$f":"IFERROR(IF(OR(H121=\"\",'Cost scenario - input'!$G106=\"\"),\"\",H121/'Cost scenario - input'!$G106),\"\")","v":""},{"$f":"IFERROR(IF(OR(I121=\"\",'Cost scenario - input'!$G106=\"\"),\"\",I121/'Cost scenario - input'!$G106),\"\")","v":""},{"$f":"IFERROR(IF(OR(J121=\"\",'Cost scenario - input'!$G106=\"\"),\"\",J121/'Cost scenario - input'!$G106),\"\")","v":""},{"$f":"IFERROR(IF(OR(K121=\"\",'Cost scenario - input'!$G106=\"\"),\"\",K121/'Cost scenario - input'!$G106),\"\")","v":""},{"$f":"IFERROR(IF(OR(L121=\"\",'Cost scenario - input'!$G106=\"\"),\"\",L121/'Cost scenario - input'!$G106),\"\")","v":""},{"$f":"IFERROR(IF(OR(M121=\"\",'Cost scenario - input'!$G106=\"\"),\"\",M121/'Cost scenario - input'!$G106),\"\")","v":""},{"$f":"IFERROR(IF(OR(N121=\"\",'Cost scenario - input'!$G106=\"\"),\"\",N121/'Cost scenario - input'!$G106),\"\")","v":""},{"$f":"IFERROR(IF(OR(O121=\"\",'Cost scenario - input'!$G106=\"\"),\"\",O121/'Cost scenario - input'!$G106),\"\")","v":""},{"$f":"IFERROR(IF(OR(P121=\"\",'Cost scenario - input'!$G106=\"\"),\"\",P121/'Cost scenario - input'!$G106),\"\")","v":""},{"$f":"IFERROR(IF(OR(Q121=\"\",'Cost scenario - input'!$G106=\"\"),\"\",Q121/'Cost scenario - input'!$G106),\"\")","v":""},{"$f":"IFERROR(IF(OR(R121=\"\",'Cost scenario - input'!$G106=\"\"),\"\",R121/'Cost scenario - input'!$G106),\"\")","v":""},{"$f":"IFERROR(IF(OR(S121=\"\",'Cost scenario - input'!$G106=\"\"),\"\",S121/'Cost scenario - input'!$G106),\"\")","v":""},{"$f":"IFERROR(IF(OR(T121=\"\",'Cost scenario - input'!$G106=\"\"),\"\",T121/'Cost scenario - input'!$G106),\"\")","v":""},{"$f":"IFERROR(IF(OR(U121=\"\",'Cost scenario - input'!$G106=\"\"),\"\",U121/'Cost scenario - input'!$G106),\"\")","v":""},{"$f":"IFERROR(IF(OR(V121=\"\",'Cost scenario - input'!$G106=\"\"),\"\",V121/'Cost scenario - input'!$G106),\"\")","v":""},{"$f":"IFERROR(IF(OR(W121=\"\",'Cost scenario - input'!$G106=\"\"),\"\",W121/'Cost scenario - input'!$G106),\"\")","v":""}]
[{"$f":"IFERROR('Cost scenario - input'!A107,\"\")","v":""},{"$f":"IFERROR('Cost scenario - input'!B107,\"\")","v":""},{"$f":"IFERROR('Cost scenario - input'!C107,\"\")","v":""},{"$f":"IFERROR(repcalc('Cost scenario - input'!$CY107:$GK107,'Cost scenario - input'!$J107,'Cost scenario - input'!$H107,'Cost scenario - input'!$I107,20,TRUE,TRUE),\"\")","v":""},"","","","","","","","","","","","","","","","","","","",{"$f":"IFERROR(IF(OR(D122=\"\",'Cost scenario - input'!$G107=\"\"),\"\",D122/'Cost scenario - input'!$G107),\"\")","v":""},{"$f":"IFERROR(IF(OR(E122=\"\",'Cost scenario - input'!$G107=\"\"),\"\",E122/'Cost scenario - input'!$G107),\"\")","v":""},{"$f":"IFERROR(IF(OR(F122=\"\",'Cost scenario - input'!$G107=\"\"),\"\",F122/'Cost scenario - input'!$G107),\"\")","v":""},{"$f":"IFERROR(IF(OR(G122=\"\",'Cost scenario - input'!$G107=\"\"),\"\",G122/'Cost scenario - input'!$G107),\"\")","v":""},{"$f":"IFERROR(IF(OR(H122=\"\",'Cost scenario - input'!$G107=\"\"),\"\",H122/'Cost scenario - input'!$G107),\"\")","v":""},{"$f":"IFERROR(IF(OR(I122=\"\",'Cost scenario - input'!$G107=\"\"),\"\",I122/'Cost scenario - input'!$G107),\"\")","v":""},{"$f":"IFERROR(IF(OR(J122=\"\",'Cost scenario - input'!$G107=\"\"),\"\",J122/'Cost scenario - input'!$G107),\"\")","v":""},{"$f":"IFERROR(IF(OR(K122=\"\",'Cost scenario - input'!$G107=\"\"),\"\",K122/'Cost scenario - input'!$G107),\"\")","v":""},{"$f":"IFERROR(IF(OR(L122=\"\",'Cost scenario - input'!$G107=\"\"),\"\",L122/'Cost scenario - input'!$G107),\"\")","v":""},{"$f":"IFERROR(IF(OR(M122=\"\",'Cost scenario - input'!$G107=\"\"),\"\",M122/'Cost scenario - input'!$G107),\"\")","v":""},{"$f":"IFERROR(IF(OR(N122=\"\",'Cost scenario - input'!$G107=\"\"),\"\",N122/'Cost scenario - input'!$G107),\"\")","v":""},{"$f":"IFERROR(IF(OR(O122=\"\",'Cost scenario - input'!$G107=\"\"),\"\",O122/'Cost scenario - input'!$G107),\"\")","v":""},{"$f":"IFERROR(IF(OR(P122=\"\",'Cost scenario - input'!$G107=\"\"),\"\",P122/'Cost scenario - input'!$G107),\"\")","v":""},{"$f":"IFERROR(IF(OR(Q122=\"\",'Cost scenario - input'!$G107=\"\"),\"\",Q122/'Cost scenario - input'!$G107),\"\")","v":""},{"$f":"IFERROR(IF(OR(R122=\"\",'Cost scenario - input'!$G107=\"\"),\"\",R122/'Cost scenario - input'!$G107),\"\")","v":""},{"$f":"IFERROR(IF(OR(S122=\"\",'Cost scenario - input'!$G107=\"\"),\"\",S122/'Cost scenario - input'!$G107),\"\")","v":""},{"$f":"IFERROR(IF(OR(T122=\"\",'Cost scenario - input'!$G107=\"\"),\"\",T122/'Cost scenario - input'!$G107),\"\")","v":""},{"$f":"IFERROR(IF(OR(U122=\"\",'Cost scenario - input'!$G107=\"\"),\"\",U122/'Cost scenario - input'!$G107),\"\")","v":""},{"$f":"IFERROR(IF(OR(V122=\"\",'Cost scenario - input'!$G107=\"\"),\"\",V122/'Cost scenario - input'!$G107),\"\")","v":""},{"$f":"IFERROR(IF(OR(W122=\"\",'Cost scenario - input'!$G107=\"\"),\"\",W122/'Cost scenario - input'!$G107),\"\")","v":""}]
[{"$f":"IFERROR('Cost scenario - input'!A108,\"\")","v":""},{"$f":"IFERROR('Cost scenario - input'!B108,\"\")","v":""},{"$f":"IFERROR('Cost scenario - input'!C108,\"\")","v":""},{"$f":"IFERROR(repcalc('Cost scenario - input'!$CY108:$GK108,'Cost scenario - input'!$J108,'Cost scenario - input'!$H108,'Cost scenario - input'!$I108,20,TRUE,TRUE),\"\")","v":""},"","","","","","","","","","","","","","","","","","","",{"$f":"IFERROR(IF(OR(D123=\"\",'Cost scenario - input'!$G108=\"\"),\"\",D123/'Cost scenario - input'!$G108),\"\")","v":""},{"$f":"IFERROR(IF(OR(E123=\"\",'Cost scenario - input'!$G108=\"\"),\"\",E123/'Cost scenario - input'!$G108),\"\")","v":""},{"$f":"IFERROR(IF(OR(F123=\"\",'Cost scenario - input'!$G108=\"\"),\"\",F123/'Cost scenario - input'!$G108),\"\")","v":""},{"$f":"IFERROR(IF(OR(G123=\"\",'Cost scenario - input'!$G108=\"\"),\"\",G123/'Cost scenario - input'!$G108),\"\")","v":""},{"$f":"IFERROR(IF(OR(H123=\"\",'Cost scenario - input'!$G108=\"\"),\"\",H123/'Cost scenario - input'!$G108),\"\")","v":""},{"$f":"IFERROR(IF(OR(I123=\"\",'Cost scenario - input'!$G108=\"\"),\"\",I123/'Cost scenario - input'!$G108),\"\")","v":""},{"$f":"IFERROR(IF(OR(J123=\"\",'Cost scenario - input'!$G108=\"\"),\"\",J123/'Cost scenario - input'!$G108),\"\")","v":""},{"$f":"IFERROR(IF(OR(K123=\"\",'Cost scenario - input'!$G108=\"\"),\"\",K123/'Cost scenario - input'!$G108),\"\")","v":""},{"$f":"IFERROR(IF(OR(L123=\"\",'Cost scenario - input'!$G108=\"\"),\"\",L123/'Cost scenario - input'!$G108),\"\")","v":""},{"$f":"IFERROR(IF(OR(M123=\"\",'Cost scenario - input'!$G108=\"\"),\"\",M123/'Cost scenario - input'!$G108),\"\")","v":""},{"$f":"IFERROR(IF(OR(N123=\"\",'Cost scenario - input'!$G108=\"\"),\"\",N123/'Cost scenario - input'!$G108),\"\")","v":""},{"$f":"IFERROR(IF(OR(O123=\"\",'Cost scenario - input'!$G108=\"\"),\"\",O123/'Cost scenario - input'!$G108),\"\")","v":""},{"$f":"IFERROR(IF(OR(P123=\"\",'Cost scenario - input'!$G108=\"\"),\"\",P123/'Cost scenario - input'!$G108),\"\")","v":""},{"$f":"IFERROR(IF(OR(Q123=\"\",'Cost scenario - input'!$G108=\"\"),\"\",Q123/'Cost scenario - input'!$G108),\"\")","v":""},{"$f":"IFERROR(IF(OR(R123=\"\",'Cost scenario - input'!$G108=\"\"),\"\",R123/'Cost scenario - input'!$G108),\"\")","v":""},{"$f":"IFERROR(IF(OR(S123=\"\",'Cost scenario - input'!$G108=\"\"),\"\",S123/'Cost scenario - input'!$G108),\"\")","v":""},{"$f":"IFERROR(IF(OR(T123=\"\",'Cost scenario - input'!$G108=\"\"),\"\",T123/'Cost scenario - input'!$G108),\"\")","v":""},{"$f":"IFERROR(IF(OR(U123=\"\",'Cost scenario - input'!$G108=\"\"),\"\",U123/'Cost scenario - input'!$G108),\"\")","v":""},{"$f":"IFERROR(IF(OR(V123=\"\",'Cost scenario - input'!$G108=\"\"),\"\",V123/'Cost scenario - input'!$G108),\"\")","v":""},{"$f":"IFERROR(IF(OR(W123=\"\",'Cost scenario - input'!$G108=\"\"),\"\",W123/'Cost scenario - input'!$G108),\"\")","v":""}]
[{"$f":"IFERROR('Cost scenario - input'!A109,\"\")","v":""},{"$f":"IFERROR('Cost scenario - input'!B109,\"\")","v":""},{"$f":"IFERROR('Cost scenario - input'!C109,\"\")","v":""},{"$f":"IFERROR(repcalc('Cost scenario - input'!$CY109:$GK109,'Cost scenario - input'!$J109,'Cost scenario - input'!$H109,'Cost scenario - input'!$I109,20,TRUE,TRUE),\"\")","v":""},"","","","","","","","","","","","","","","","","","","",{"$f":"IFERROR(IF(OR(D124=\"\",'Cost scenario - input'!$G109=\"\"),\"\",D124/'Cost scenario - input'!$G109),\"\")","v":""},{"$f":"IFERROR(IF(OR(E124=\"\",'Cost scenario - input'!$G109=\"\"),\"\",E124/'Cost scenario - input'!$G109),\"\")","v":""},{"$f":"IFERROR(IF(OR(F124=\"\",'Cost scenario - input'!$G109=\"\"),\"\",F124/'Cost scenario - input'!$G109),\"\")","v":""},{"$f":"IFERROR(IF(OR(G124=\"\",'Cost scenario - input'!$G109=\"\"),\"\",G124/'Cost scenario - input'!$G109),\"\")","v":""},{"$f":"IFERROR(IF(OR(H124=\"\",'Cost scenario - input'!$G109=\"\"),\"\",H124/'Cost scenario - input'!$G109),\"\")","v":""},{"$f":"IFERROR(IF(OR(I124=\"\",'Cost scenario - input'!$G109=\"\"),\"\",I124/'Cost scenario - input'!$G109),\"\")","v":""},{"$f":"IFERROR(IF(OR(J124=\"\",'Cost scenario - input'!$G109=\"\"),\"\",J124/'Cost scenario - input'!$G109),\"\")","v":""},{"$f":"IFERROR(IF(OR(K124=\"\",'Cost scenario - input'!$G109=\"\"),\"\",K124/'Cost scenario - input'!$G109),\"\")","v":""},{"$f":"IFERROR(IF(OR(L124=\"\",'Cost scenario - input'!$G109=\"\"),\"\",L124/'Cost scenario - input'!$G109),\"\")","v":""},{"$f":"IFERROR(IF(OR(M124=\"\",'Cost scenario - input'!$G109=\"\"),\"\",M124/'Cost scenario - input'!$G109),\"\")","v":""},{"$f":"IFERROR(IF(OR(N124=\"\",'Cost scenario - input'!$G109=\"\"),\"\",N124/'Cost scenario - input'!$G109),\"\")","v":""},{"$f":"IFERROR(IF(OR(O124=\"\",'Cost scenario - input'!$G109=\"\"),\"\",O124/'Cost scenario - input'!$G109),\"\")","v":""},{"$f":"IFERROR(IF(OR(P124=\"\",'Cost scenario - input'!$G109=\"\"),\"\",P124/'Cost scenario - input'!$G109),\"\")","v":""},{"$f":"IFERROR(IF(OR(Q124=\"\",'Cost scenario - input'!$G109=\"\"),\"\",Q124/'Cost scenario - input'!$G109),\"\")","v":""},{"$f":"IFERROR(IF(OR(R124=\"\",'Cost scenario - input'!$G109=\"\"),\"\",R124/'Cost scenario - input'!$G109),\"\")","v":""},{"$f":"IFERROR(IF(OR(S124=\"\",'Cost scenario - input'!$G109=\"\"),\"\",S124/'Cost scenario - input'!$G109),\"\")","v":""},{"$f":"IFERROR(IF(OR(T124=\"\",'Cost scenario - input'!$G109=\"\"),\"\",T124/'Cost scenario - input'!$G109),\"\")","v":""},{"$f":"IFERROR(IF(OR(U124=\"\",'Cost scenario - input'!$G109=\"\"),\"\",U124/'Cost scenario - input'!$G109),\"\")","v":""},{"$f":"IFERROR(IF(OR(V124=\"\",'Cost scenario - input'!$G109=\"\"),\"\",V124/'Cost scenario - input'!$G109),\"\")","v":""},{"$f":"IFERROR(IF(OR(W124=\"\",'Cost scenario - input'!$G109=\"\"),\"\",W124/'Cost scenario - input'!$G109),\"\")","v":""}]
[{"$f":"IFERROR('Cost scenario - input'!A110,\"\")","v":""},{"$f":"IFERROR('Cost scenario - input'!B110,\"\")","v":""},{"$f":"IFERROR('Cost scenario - input'!C110,\"\")","v":""},{"$f":"IFERROR(repcalc('Cost scenario - input'!$CY110:$GK110,'Cost scenario - input'!$J110,'Cost scenario - input'!$H110,'Cost scenario - input'!$I110,20,TRUE,TRUE),\"\")","v":""},"","","","","","","","","","","","","","","","","","","",{"$f":"IFERROR(IF(OR(D125=\"\",'Cost scenario - input'!$G110=\"\"),\"\",D125/'Cost scenario - input'!$G110),\"\")","v":""},{"$f":"IFERROR(IF(OR(E125=\"\",'Cost scenario - input'!$G110=\"\"),\"\",E125/'Cost scenario - input'!$G110),\"\")","v":""},{"$f":"IFERROR(IF(OR(F125=\"\",'Cost scenario - input'!$G110=\"\"),\"\",F125/'Cost scenario - input'!$G110),\"\")","v":""},{"$f":"IFERROR(IF(OR(G125=\"\",'Cost scenario - input'!$G110=\"\"),\"\",G125/'Cost scenario - input'!$G110),\"\")","v":""},{"$f":"IFERROR(IF(OR(H125=\"\",'Cost scenario - input'!$G110=\"\"),\"\",H125/'Cost scenario - input'!$G110),\"\")","v":""},{"$f":"IFERROR(IF(OR(I125=\"\",'Cost scenario - input'!$G110=\"\"),\"\",I125/'Cost scenario - input'!$G110),\"\")","v":""},{"$f":"IFERROR(IF(OR(J125=\"\",'Cost scenario - input'!$G110=\"\"),\"\",J125/'Cost scenario - input'!$G110),\"\")","v":""},{"$f":"IFERROR(IF(OR(K125=\"\",'Cost scenario - input'!$G110=\"\"),\"\",K125/'Cost scenario - input'!$G110),\"\")","v":""},{"$f":"IFERROR(IF(OR(L125=\"\",'Cost scenario - input'!$G110=\"\"),\"\",L125/'Cost scenario - input'!$G110),\"\")","v":""},{"$f":"IFERROR(IF(OR(M125=\"\",'Cost scenario - input'!$G110=\"\"),\"\",M125/'Cost scenario - input'!$G110),\"\")","v":""},{"$f":"IFERROR(IF(OR(N125=\"\",'Cost scenario - input'!$G110=\"\"),\"\",N125/'Cost scenario - input'!$G110),\"\")","v":""},{"$f":"IFERROR(IF(OR(O125=\"\",'Cost scenario - input'!$G110=\"\"),\"\",O125/'Cost scenario - input'!$G110),\"\")","v":""},{"$f":"IFERROR(IF(OR(P125=\"\",'Cost scenario - input'!$G110=\"\"),\"\",P125/'Cost scenario - input'!$G110),\"\")","v":""},{"$f":"IFERROR(IF(OR(Q125=\"\",'Cost scenario - input'!$G110=\"\"),\"\",Q125/'Cost scenario - input'!$G110),\"\")","v":""},{"$f":"IFERROR(IF(OR(R125=\"\",'Cost scenario - input'!$G110=\"\"),\"\",R125/'Cost scenario - input'!$G110),\"\")","v":""},{"$f":"IFERROR(IF(OR(S125=\"\",'Cost scenario - input'!$G110=\"\"),\"\",S125/'Cost scenario - input'!$G110),\"\")","v":""},{"$f":"IFERROR(IF(OR(T125=\"\",'Cost scenario - input'!$G110=\"\"),\"\",T125/'Cost scenario - input'!$G110),\"\")","v":""},{"$f":"IFERROR(IF(OR(U125=\"\",'Cost scenario - input'!$G110=\"\"),\"\",U125/'Cost scenario - input'!$G110),\"\")","v":""},{"$f":"IFERROR(IF(OR(V125=\"\",'Cost scenario - input'!$G110=\"\"),\"\",V125/'Cost scenario - input'!$G110),\"\")","v":""},{"$f":"IFERROR(IF(OR(W125=\"\",'Cost scenario - input'!$G110=\"\"),\"\",W125/'Cost scenario - input'!$G110),\"\")","v":""}]
[{"$f":"IFERROR('Cost scenario - input'!A111,\"\")","v":""},{"$f":"IFERROR('Cost scenario - input'!B111,\"\")","v":""},{"$f":"IFERROR('Cost scenario - input'!C111,\"\")","v":""},{"$f":"IFERROR(repcalc('Cost scenario - input'!$CY111:$GK111,'Cost scenario - input'!$J111,'Cost scenario - input'!$H111,'Cost scenario - input'!$I111,20,TRUE,TRUE),\"\")","v":""},"","","","","","","","","","","","","","","","","","","",{"$f":"IFERROR(IF(OR(D126=\"\",'Cost scenario - input'!$G111=\"\"),\"\",D126/'Cost scenario - input'!$G111),\"\")","v":""},{"$f":"IFERROR(IF(OR(E126=\"\",'Cost scenario - input'!$G111=\"\"),\"\",E126/'Cost scenario - input'!$G111),\"\")","v":""},{"$f":"IFERROR(IF(OR(F126=\"\",'Cost scenario - input'!$G111=\"\"),\"\",F126/'Cost scenario - input'!$G111),\"\")","v":""},{"$f":"IFERROR(IF(OR(G126=\"\",'Cost scenario - input'!$G111=\"\"),\"\",G126/'Cost scenario - input'!$G111),\"\")","v":""},{"$f":"IFERROR(IF(OR(H126=\"\",'Cost scenario - input'!$G111=\"\"),\"\",H126/'Cost scenario - input'!$G111),\"\")","v":""},{"$f":"IFERROR(IF(OR(I126=\"\",'Cost scenario - input'!$G111=\"\"),\"\",I126/'Cost scenario - input'!$G111),\"\")","v":""},{"$f":"IFERROR(IF(OR(J126=\"\",'Cost scenario - input'!$G111=\"\"),\"\",J126/'Cost scenario - input'!$G111),\"\")","v":""},{"$f":"IFERROR(IF(OR(K126=\"\",'Cost scenario - input'!$G111=\"\"),\"\",K126/'Cost scenario - input'!$G111),\"\")","v":""},{"$f":"IFERROR(IF(OR(L126=\"\",'Cost scenario - input'!$G111=\"\"),\"\",L126/'Cost scenario - input'!$G111),\"\")","v":""},{"$f":"IFERROR(IF(OR(M126=\"\",'Cost scenario - input'!$G111=\"\"),\"\",M126/'Cost scenario - input'!$G111),\"\")","v":""},{"$f":"IFERROR(IF(OR(N126=\"\",'Cost scenario - input'!$G111=\"\"),\"\",N126/'Cost scenario - input'!$G111),\"\")","v":""},{"$f":"IFERROR(IF(OR(O126=\"\",'Cost scenario - input'!$G111=\"\"),\"\",O126/'Cost scenario - input'!$G111),\"\")","v":""},{"$f":"IFERROR(IF(OR(P126=\"\",'Cost scenario - input'!$G111=\"\"),\"\",P126/'Cost scenario - input'!$G111),\"\")","v":""},{"$f":"IFERROR(IF(OR(Q126=\"\",'Cost scenario - input'!$G111=\"\"),\"\",Q126/'Cost scenario - input'!$G111),\"\")","v":""},{"$f":"IFERROR(IF(OR(R126=\"\",'Cost scenario - input'!$G111=\"\"),\"\",R126/'Cost scenario - input'!$G111),\"\")","v":""},{"$f":"IFERROR(IF(OR(S126=\"\",'Cost scenario - input'!$G111=\"\"),\"\",S126/'Cost scenario - input'!$G111),\"\")","v":""},{"$f":"IFERROR(IF(OR(T126=\"\",'Cost scenario - input'!$G111=\"\"),\"\",T126/'Cost scenario - input'!$G111),\"\")","v":""},{"$f":"IFERROR(IF(OR(U126=\"\",'Cost scenario - input'!$G111=\"\"),\"\",U126/'Cost scenario - input'!$G111),\"\")","v":""},{"$f":"IFERROR(IF(OR(V126=\"\",'Cost scenario - input'!$G111=\"\"),\"\",V126/'Cost scenario - input'!$G111),\"\")","v":""},{"$f":"IFERROR(IF(OR(W126=\"\",'Cost scenario - input'!$G111=\"\"),\"\",W126/'Cost scenario - input'!$G111),\"\")","v":""}]
[{"$f":"IFERROR('Cost scenario - input'!A112,\"\")","v":""},{"$f":"IFERROR('Cost scenario - input'!B112,\"\")","v":""},{"$f":"IFERROR('Cost scenario - input'!C112,\"\")","v":""},{"$f":"IFERROR(repcalc('Cost scenario - input'!$CY112:$GK112,'Cost scenario - input'!$J112,'Cost scenario - input'!$H112,'Cost scenario - input'!$I112,20,TRUE,TRUE),\"\")","v":""},"","","","","","","","","","","","","","","","","","","",{"$f":"IFERROR(IF(OR(D127=\"\",'Cost scenario - input'!$G112=\"\"),\"\",D127/'Cost scenario - input'!$G112),\"\")","v":""},{"$f":"IFERROR(IF(OR(E127=\"\",'Cost scenario - input'!$G112=\"\"),\"\",E127/'Cost scenario - input'!$G112),\"\")","v":""},{"$f":"IFERROR(IF(OR(F127=\"\",'Cost scenario - input'!$G112=\"\"),\"\",F127/'Cost scenario - input'!$G112),\"\")","v":""},{"$f":"IFERROR(IF(OR(G127=\"\",'Cost scenario - input'!$G112=\"\"),\"\",G127/'Cost scenario - input'!$G112),\"\")","v":""},{"$f":"IFERROR(IF(OR(H127=\"\",'Cost scenario - input'!$G112=\"\"),\"\",H127/'Cost scenario - input'!$G112),\"\")","v":""},{"$f":"IFERROR(IF(OR(I127=\"\",'Cost scenario - input'!$G112=\"\"),\"\",I127/'Cost scenario - input'!$G112),\"\")","v":""},{"$f":"IFERROR(IF(OR(J127=\"\",'Cost scenario - input'!$G112=\"\"),\"\",J127/'Cost scenario - input'!$G112),\"\")","v":""},{"$f":"IFERROR(IF(OR(K127=\"\",'Cost scenario - input'!$G112=\"\"),\"\",K127/'Cost scenario - input'!$G112),\"\")","v":""},{"$f":"IFERROR(IF(OR(L127=\"\",'Cost scenario - input'!$G112=\"\"),\"\",L127/'Cost scenario - input'!$G112),\"\")","v":""},{"$f":"IFERROR(IF(OR(M127=\"\",'Cost scenario - input'!$G112=\"\"),\"\",M127/'Cost scenario - input'!$G112),\"\")","v":""},{"$f":"IFERROR(IF(OR(N127=\"\",'Cost scenario - input'!$G112=\"\"),\"\",N127/'Cost scenario - input'!$G112),\"\")","v":""},{"$f":"IFERROR(IF(OR(O127=\"\",'Cost scenario - input'!$G112=\"\"),\"\",O127/'Cost scenario - input'!$G112),\"\")","v":""},{"$f":"IFERROR(IF(OR(P127=\"\",'Cost scenario - input'!$G112=\"\"),\"\",P127/'Cost scenario - input'!$G112),\"\")","v":""},{"$f":"IFERROR(IF(OR(Q127=\"\",'Cost scenario - input'!$G112=\"\"),\"\",Q127/'Cost scenario - input'!$G112),\"\")","v":""},{"$f":"IFERROR(IF(OR(R127=\"\",'Cost scenario - input'!$G112=\"\"),\"\",R127/'Cost scenario - input'!$G112),\"\")","v":""},{"$f":"IFERROR(IF(OR(S127=\"\",'Cost scenario - input'!$G112=\"\"),\"\",S127/'Cost scenario - input'!$G112),\"\")","v":""},{"$f":"IFERROR(IF(OR(T127=\"\",'Cost scenario - input'!$G112=\"\"),\"\",T127/'Cost scenario - input'!$G112),\"\")","v":""},{"$f":"IFERROR(IF(OR(U127=\"\",'Cost scenario - input'!$G112=\"\"),\"\",U127/'Cost scenario - input'!$G112),\"\")","v":""},{"$f":"IFERROR(IF(OR(V127=\"\",'Cost scenario - input'!$G112=\"\"),\"\",V127/'Cost scenario - input'!$G112),\"\")","v":""},{"$f":"IFERROR(IF(OR(W127=\"\",'Cost scenario - input'!$G112=\"\"),\"\",W127/'Cost scenario - input'!$G112),\"\")","v":""}]
[{"$f":"IFERROR('Cost scenario - input'!A113,\"\")","v":""},{"$f":"IFERROR('Cost scenario - input'!B113,\"\")","v":""},{"$f":"IFERROR('Cost scenario - input'!C113,\"\")","v":""},{"$f":"IFERROR(repcalc('Cost scenario - input'!$CY113:$GK113,'Cost scenario - input'!$J113,'Cost scenario - input'!$H113,'Cost scenario - input'!$I113,20,TRUE,TRUE),\"\")","v":""},"","","","","","","","","","","","","","","","","","","",{"$f":"IFERROR(IF(OR(D128=\"\",'Cost scenario - input'!$G113=\"\"),\"\",D128/'Cost scenario - input'!$G113),\"\")","v":""},{"$f":"IFERROR(IF(OR(E128=\"\",'Cost scenario - input'!$G113=\"\"),\"\",E128/'Cost scenario - input'!$G113),\"\")","v":""},{"$f":"IFERROR(IF(OR(F128=\"\",'Cost scenario - input'!$G113=\"\"),\"\",F128/'Cost scenario - input'!$G113),\"\")","v":""},{"$f":"IFERROR(IF(OR(G128=\"\",'Cost scenario - input'!$G113=\"\"),\"\",G128/'Cost scenario - input'!$G113),\"\")","v":""},{"$f":"IFERROR(IF(OR(H128=\"\",'Cost scenario - input'!$G113=\"\"),\"\",H128/'Cost scenario - input'!$G113),\"\")","v":""},{"$f":"IFERROR(IF(OR(I128=\"\",'Cost scenario - input'!$G113=\"\"),\"\",I128/'Cost scenario - input'!$G113),\"\")","v":""},{"$f":"IFERROR(IF(OR(J128=\"\",'Cost scenario - input'!$G113=\"\"),\"\",J128/'Cost scenario - input'!$G113),\"\")","v":""},{"$f":"IFERROR(IF(OR(K128=\"\",'Cost scenario - input'!$G113=\"\"),\"\",K128/'Cost scenario - input'!$G113),\"\")","v":""},{"$f":"IFERROR(IF(OR(L128=\"\",'Cost scenario - input'!$G113=\"\"),\"\",L128/'Cost scenario - input'!$G113),\"\")","v":""},{"$f":"IFERROR(IF(OR(M128=\"\",'Cost scenario - input'!$G113=\"\"),\"\",M128/'Cost scenario - input'!$G113),\"\")","v":""},{"$f":"IFERROR(IF(OR(N128=\"\",'Cost scenario - input'!$G113=\"\"),\"\",N128/'Cost scenario - input'!$G113),\"\")","v":""},{"$f":"IFERROR(IF(OR(O128=\"\",'Cost scenario - input'!$G113=\"\"),\"\",O128/'Cost scenario - input'!$G113),\"\")","v":""},{"$f":"IFERROR(IF(OR(P128=\"\",'Cost scenario - input'!$G113=\"\"),\"\",P128/'Cost scenario - input'!$G113),\"\")","v":""},{"$f":"IFERROR(IF(OR(Q128=\"\",'Cost scenario - input'!$G113=\"\"),\"\",Q128/'Cost scenario - input'!$G113),\"\")","v":""},{"$f":"IFERROR(IF(OR(R128=\"\",'Cost scenario - input'!$G113=\"\"),\"\",R128/'Cost scenario - input'!$G113),\"\")","v":""},{"$f":"IFERROR(IF(OR(S128=\"\",'Cost scenario - input'!$G113=\"\"),\"\",S128/'Cost scenario - input'!$G113),\"\")","v":""},{"$f":"IFERROR(IF(OR(T128=\"\",'Cost scenario - input'!$G113=\"\"),\"\",T128/'Cost scenario - input'!$G113),\"\")","v":""},{"$f":"IFERROR(IF(OR(U128=\"\",'Cost scenario - input'!$G113=\"\"),\"\",U128/'Cost scenario - input'!$G113),\"\")","v":""},{"$f":"IFERROR(IF(OR(V128=\"\",'Cost scenario - input'!$G113=\"\"),\"\",V128/'Cost scenario - input'!$G113),\"\")","v":""},{"$f":"IFERROR(IF(OR(W128=\"\",'Cost scenario - input'!$G113=\"\"),\"\",W128/'Cost scenario - input'!$G113),\"\")","v":""}]
[{"$f":"IFERROR('Cost scenario - input'!A114,\"\")","v":""},{"$f":"IFERROR('Cost scenario - input'!B114,\"\")","v":""},{"$f":"IFERROR('Cost scenario - input'!C114,\"\")","v":""},{"$f":"IFERROR(repcalc('Cost scenario - input'!$CY114:$GK114,'Cost scenario - input'!$J114,'Cost scenario - input'!$H114,'Cost scenario - input'!$I114,20,TRUE,TRUE),\"\")","v":""},"","","","","","","","","","","","","","","","","","","",{"$f":"IFERROR(IF(OR(D129=\"\",'Cost scenario - input'!$G114=\"\"),\"\",D129/'Cost scenario - input'!$G114),\"\")","v":""},{"$f":"IFERROR(IF(OR(E129=\"\",'Cost scenario - input'!$G114=\"\"),\"\",E129/'Cost scenario - input'!$G114),\"\")","v":""},{"$f":"IFERROR(IF(OR(F129=\"\",'Cost scenario - input'!$G114=\"\"),\"\",F129/'Cost scenario - input'!$G114),\"\")","v":""},{"$f":"IFERROR(IF(OR(G129=\"\",'Cost scenario - input'!$G114=\"\"),\"\",G129/'Cost scenario - input'!$G114),\"\")","v":""},{"$f":"IFERROR(IF(OR(H129=\"\",'Cost scenario - input'!$G114=\"\"),\"\",H129/'Cost scenario - input'!$G114),\"\")","v":""},{"$f":"IFERROR(IF(OR(I129=\"\",'Cost scenario - input'!$G114=\"\"),\"\",I129/'Cost scenario - input'!$G114),\"\")","v":""},{"$f":"IFERROR(IF(OR(J129=\"\",'Cost scenario - input'!$G114=\"\"),\"\",J129/'Cost scenario - input'!$G114),\"\")","v":""},{"$f":"IFERROR(IF(OR(K129=\"\",'Cost scenario - input'!$G114=\"\"),\"\",K129/'Cost scenario - input'!$G114),\"\")","v":""},{"$f":"IFERROR(IF(OR(L129=\"\",'Cost scenario - input'!$G114=\"\"),\"\",L129/'Cost scenario - input'!$G114),\"\")","v":""},{"$f":"IFERROR(IF(OR(M129=\"\",'Cost scenario - input'!$G114=\"\"),\"\",M129/'Cost scenario - input'!$G114),\"\")","v":""},{"$f":"IFERROR(IF(OR(N129=\"\",'Cost scenario - input'!$G114=\"\"),\"\",N129/'Cost scenario - input'!$G114),\"\")","v":""},{"$f":"IFERROR(IF(OR(O129=\"\",'Cost scenario - input'!$G114=\"\"),\"\",O129/'Cost scenario - input'!$G114),\"\")","v":""},{"$f":"IFERROR(IF(OR(P129=\"\",'Cost scenario - input'!$G114=\"\"),\"\",P129/'Cost scenario - input'!$G114),\"\")","v":""},{"$f":"IFERROR(IF(OR(Q129=\"\",'Cost scenario - input'!$G114=\"\"),\"\",Q129/'Cost scenario - input'!$G114),\"\")","v":""},{"$f":"IFERROR(IF(OR(R129=\"\",'Cost scenario - input'!$G114=\"\"),\"\",R129/'Cost scenario - input'!$G114),\"\")","v":""},{"$f":"IFERROR(IF(OR(S129=\"\",'Cost scenario - input'!$G114=\"\"),\"\",S129/'Cost scenario - input'!$G114),\"\")","v":""},{"$f":"IFERROR(IF(OR(T129=\"\",'Cost scenario - input'!$G114=\"\"),\"\",T129/'Cost scenario - input'!$G114),\"\")","v":""},{"$f":"IFERROR(IF(OR(U129=\"\",'Cost scenario - input'!$G114=\"\"),\"\",U129/'Cost scenario - input'!$G114),\"\")","v":""},{"$f":"IFERROR(IF(OR(V129=\"\",'Cost scenario - input'!$G114=\"\"),\"\",V129/'Cost scenario - input'!$G114),\"\")","v":""},{"$f":"IFERROR(IF(OR(W129=\"\",'Cost scenario - input'!$G114=\"\"),\"\",W129/'Cost scenario - input'!$G114),\"\")","v":""}]
[{"$f":"IFERROR('Cost scenario - input'!A115,\"\")","v":""},{"$f":"IFERROR('Cost scenario - input'!B115,\"\")","v":""},{"$f":"IFERROR('Cost scenario - input'!C115,\"\")","v":""},{"$f":"IFERROR(repcalc('Cost scenario - input'!$CY115:$GK115,'Cost scenario - input'!$J115,'Cost scenario - input'!$H115,'Cost scenario - input'!$I115,20,TRUE,TRUE),\"\")","v":""},"","","","","","","","","","","","","","","","","","","",{"$f":"IFERROR(IF(OR(D130=\"\",'Cost scenario - input'!$G115=\"\"),\"\",D130/'Cost scenario - input'!$G115),\"\")","v":""},{"$f":"IFERROR(IF(OR(E130=\"\",'Cost scenario - input'!$G115=\"\"),\"\",E130/'Cost scenario - input'!$G115),\"\")","v":""},{"$f":"IFERROR(IF(OR(F130=\"\",'Cost scenario - input'!$G115=\"\"),\"\",F130/'Cost scenario - input'!$G115),\"\")","v":""},{"$f":"IFERROR(IF(OR(G130=\"\",'Cost scenario - input'!$G115=\"\"),\"\",G130/'Cost scenario - input'!$G115),\"\")","v":""},{"$f":"IFERROR(IF(OR(H130=\"\",'Cost scenario - input'!$G115=\"\"),\"\",H130/'Cost scenario - input'!$G115),\"\")","v":""},{"$f":"IFERROR(IF(OR(I130=\"\",'Cost scenario - input'!$G115=\"\"),\"\",I130/'Cost scenario - input'!$G115),\"\")","v":""},{"$f":"IFERROR(IF(OR(J130=\"\",'Cost scenario - input'!$G115=\"\"),\"\",J130/'Cost scenario - input'!$G115),\"\")","v":""},{"$f":"IFERROR(IF(OR(K130=\"\",'Cost scenario - input'!$G115=\"\"),\"\",K130/'Cost scenario - input'!$G115),\"\")","v":""},{"$f":"IFERROR(IF(OR(L130=\"\",'Cost scenario - input'!$G115=\"\"),\"\",L130/'Cost scenario - input'!$G115),\"\")","v":""},{"$f":"IFERROR(IF(OR(M130=\"\",'Cost scenario - input'!$G115=\"\"),\"\",M130/'Cost scenario - input'!$G115),\"\")","v":""},{"$f":"IFERROR(IF(OR(N130=\"\",'Cost scenario - input'!$G115=\"\"),\"\",N130/'Cost scenario - input'!$G115),\"\")","v":""},{"$f":"IFERROR(IF(OR(O130=\"\",'Cost scenario - input'!$G115=\"\"),\"\",O130/'Cost scenario - input'!$G115),\"\")","v":""},{"$f":"IFERROR(IF(OR(P130=\"\",'Cost scenario - input'!$G115=\"\"),\"\",P130/'Cost scenario - input'!$G115),\"\")","v":""},{"$f":"IFERROR(IF(OR(Q130=\"\",'Cost scenario - input'!$G115=\"\"),\"\",Q130/'Cost scenario - input'!$G115),\"\")","v":""},{"$f":"IFERROR(IF(OR(R130=\"\",'Cost scenario - input'!$G115=\"\"),\"\",R130/'Cost scenario - input'!$G115),\"\")","v":""},{"$f":"IFERROR(IF(OR(S130=\"\",'Cost scenario - input'!$G115=\"\"),\"\",S130/'Cost scenario - input'!$G115),\"\")","v":""},{"$f":"IFERROR(IF(OR(T130=\"\",'Cost scenario - input'!$G115=\"\"),\"\",T130/'Cost scenario - input'!$G115),\"\")","v":""},{"$f":"IFERROR(IF(OR(U130=\"\",'Cost scenario - input'!$G115=\"\"),\"\",U130/'Cost scenario - input'!$G115),\"\")","v":""},{"$f":"IFERROR(IF(OR(V130=\"\",'Cost scenario - input'!$G115=\"\"),\"\",V130/'Cost scenario - input'!$G115),\"\")","v":""},{"$f":"IFERROR(IF(OR(W130=\"\",'Cost scenario - input'!$G115=\"\"),\"\",W130/'Cost scenario - input'!$G115),\"\")","v":""}]
[{"$f":"IFERROR('Cost scenario - input'!A116,\"\")","v":""},{"$f":"IFERROR('Cost scenario - input'!B116,\"\")","v":""},{"$f":"IFERROR('Cost scenario - input'!C116,\"\")","v":""},{"$f":"IFERROR(repcalc('Cost scenario - input'!$CY116:$GK116,'Cost scenario - input'!$J116,'Cost scenario - input'!$H116,'Cost scenario - input'!$I116,20,TRUE,TRUE),\"\")","v":""},"","","","","","","","","","","","","","","","","","","",{"$f":"IFERROR(IF(OR(D131=\"\",'Cost scenario - input'!$G116=\"\"),\"\",D131/'Cost scenario - input'!$G116),\"\")","v":""},{"$f":"IFERROR(IF(OR(E131=\"\",'Cost scenario - input'!$G116=\"\"),\"\",E131/'Cost scenario - input'!$G116),\"\")","v":""},{"$f":"IFERROR(IF(OR(F131=\"\",'Cost scenario - input'!$G116=\"\"),\"\",F131/'Cost scenario - input'!$G116),\"\")","v":""},{"$f":"IFERROR(IF(OR(G131=\"\",'Cost scenario - input'!$G116=\"\"),\"\",G131/'Cost scenario - input'!$G116),\"\")","v":""},{"$f":"IFERROR(IF(OR(H131=\"\",'Cost scenario - input'!$G116=\"\"),\"\",H131/'Cost scenario - input'!$G116),\"\")","v":""},{"$f":"IFERROR(IF(OR(I131=\"\",'Cost scenario - input'!$G116=\"\"),\"\",I131/'Cost scenario - input'!$G116),\"\")","v":""},{"$f":"IFERROR(IF(OR(J131=\"\",'Cost scenario - input'!$G116=\"\"),\"\",J131/'Cost scenario - input'!$G116),\"\")","v":""},{"$f":"IFERROR(IF(OR(K131=\"\",'Cost scenario - input'!$G116=\"\"),\"\",K131/'Cost scenario - input'!$G116),\"\")","v":""},{"$f":"IFERROR(IF(OR(L131=\"\",'Cost scenario - input'!$G116=\"\"),\"\",L131/'Cost scenario - input'!$G116),\"\")","v":""},{"$f":"IFERROR(IF(OR(M131=\"\",'Cost scenario - input'!$G116=\"\"),\"\",M131/'Cost scenario - input'!$G116),\"\")","v":""},{"$f":"IFERROR(IF(OR(N131=\"\",'Cost scenario - input'!$G116=\"\"),\"\",N131/'Cost scenario - input'!$G116),\"\")","v":""},{"$f":"IFERROR(IF(OR(O131=\"\",'Cost scenario - input'!$G116=\"\"),\"\",O131/'Cost scenario - input'!$G116),\"\")","v":""},{"$f":"IFERROR(IF(OR(P131=\"\",'Cost scenario - input'!$G116=\"\"),\"\",P131/'Cost scenario - input'!$G116),\"\")","v":""},{"$f":"IFERROR(IF(OR(Q131=\"\",'Cost scenario - input'!$G116=\"\"),\"\",Q131/'Cost scenario - input'!$G116),\"\")","v":""},{"$f":"IFERROR(IF(OR(R131=\"\",'Cost scenario - input'!$G116=\"\"),\"\",R131/'Cost scenario - input'!$G116),\"\")","v":""},{"$f":"IFERROR(IF(OR(S131=\"\",'Cost scenario - input'!$G116=\"\"),\"\",S131/'Cost scenario - input'!$G116),\"\")","v":""},{"$f":"IFERROR(IF(OR(T131=\"\",'Cost scenario - input'!$G116=\"\"),\"\",T131/'Cost scenario - input'!$G116),\"\")","v":""},{"$f":"IFERROR(IF(OR(U131=\"\",'Cost scenario - input'!$G116=\"\"),\"\",U131/'Cost scenario - input'!$G116),\"\")","v":""},{"$f":"IFERROR(IF(OR(V131=\"\",'Cost scenario - input'!$G116=\"\"),\"\",V131/'Cost scenario - input'!$G116),\"\")","v":""},{"$f":"IFERROR(IF(OR(W131=\"\",'Cost scenario - input'!$G116=\"\"),\"\",W131/'Cost scenario - input'!$G116),\"\")","v":""}]
[{"$f":"IFERROR('Cost scenario - input'!A117,\"\")","v":""},{"$f":"IFERROR('Cost scenario - input'!B117,\"\")","v":""},{"$f":"IFERROR('Cost scenario - input'!C117,\"\")","v":""},{"$f":"IFERROR(repcalc('Cost scenario - input'!$CY117:$GK117,'Cost scenario - input'!$J117,'Cost scenario - input'!$H117,'Cost scenario - input'!$I117,20,TRUE,TRUE),\"\")","v":""},"","","","","","","","","","","","","","","","","","","",{"$f":"IFERROR(IF(OR(D132=\"\",'Cost scenario - input'!$G117=\"\"),\"\",D132/'Cost scenario - input'!$G117),\"\")","v":""},{"$f":"IFERROR(IF(OR(E132=\"\",'Cost scenario - input'!$G117=\"\"),\"\",E132/'Cost scenario - input'!$G117),\"\")","v":""},{"$f":"IFERROR(IF(OR(F132=\"\",'Cost scenario - input'!$G117=\"\"),\"\",F132/'Cost scenario - input'!$G117),\"\")","v":""},{"$f":"IFERROR(IF(OR(G132=\"\",'Cost scenario - input'!$G117=\"\"),\"\",G132/'Cost scenario - input'!$G117),\"\")","v":""},{"$f":"IFERROR(IF(OR(H132=\"\",'Cost scenario - input'!$G117=\"\"),\"\",H132/'Cost scenario - input'!$G117),\"\")","v":""},{"$f":"IFERROR(IF(OR(I132=\"\",'Cost scenario - input'!$G117=\"\"),\"\",I132/'Cost scenario - input'!$G117),\"\")","v":""},{"$f":"IFERROR(IF(OR(J132=\"\",'Cost scenario - input'!$G117=\"\"),\"\",J132/'Cost scenario - input'!$G117),\"\")","v":""},{"$f":"IFERROR(IF(OR(K132=\"\",'Cost scenario - input'!$G117=\"\"),\"\",K132/'Cost scenario - input'!$G117),\"\")","v":""},{"$f":"IFERROR(IF(OR(L132=\"\",'Cost scenario - input'!$G117=\"\"),\"\",L132/'Cost scenario - input'!$G117),\"\")","v":""},{"$f":"IFERROR(IF(OR(M132=\"\",'Cost scenario - input'!$G117=\"\"),\"\",M132/'Cost scenario - input'!$G117),\"\")","v":""},{"$f":"IFERROR(IF(OR(N132=\"\",'Cost scenario - input'!$G117=\"\"),\"\",N132/'Cost scenario - input'!$G117),\"\")","v":""},{"$f":"IFERROR(IF(OR(O132=\"\",'Cost scenario - input'!$G117=\"\"),\"\",O132/'Cost scenario - input'!$G117),\"\")","v":""},{"$f":"IFERROR(IF(OR(P132=\"\",'Cost scenario - input'!$G117=\"\"),\"\",P132/'Cost scenario - input'!$G117),\"\")","v":""},{"$f":"IFERROR(IF(OR(Q132=\"\",'Cost scenario - input'!$G117=\"\"),\"\",Q132/'Cost scenario - input'!$G117),\"\")","v":""},{"$f":"IFERROR(IF(OR(R132=\"\",'Cost scenario - input'!$G117=\"\"),\"\",R132/'Cost scenario - input'!$G117),\"\")","v":""},{"$f":"IFERROR(IF(OR(S132=\"\",'Cost scenario - input'!$G117=\"\"),\"\",S132/'Cost scenario - input'!$G117),\"\")","v":""},{"$f":"IFERROR(IF(OR(T132=\"\",'Cost scenario - input'!$G117=\"\"),\"\",T132/'Cost scenario - input'!$G117),\"\")","v":""},{"$f":"IFERROR(IF(OR(U132=\"\",'Cost scenario - input'!$G117=\"\"),\"\",U132/'Cost scenario - input'!$G117),\"\")","v":""},{"$f":"IFERROR(IF(OR(V132=\"\",'Cost scenario - input'!$G117=\"\"),\"\",V132/'Cost scenario - input'!$G117),\"\")","v":""},{"$f":"IFERROR(IF(OR(W132=\"\",'Cost scenario - input'!$G117=\"\"),\"\",W132/'Cost scenario - input'!$G117),\"\")","v":""}]
[{"$f":"IFERROR('Cost scenario - input'!A118,\"\")","v":""},{"$f":"IFERROR('Cost scenario - input'!B118,\"\")","v":""},{"$f":"IFERROR('Cost scenario - input'!C118,\"\")","v":""},{"$f":"IFERROR(repcalc('Cost scenario - input'!$CY118:$GK118,'Cost scenario - input'!$J118,'Cost scenario - input'!$H118,'Cost scenario - input'!$I118,20,TRUE,TRUE),\"\")","v":""},"","","","","","","","","","","","","","","","","","","",{"$f":"IFERROR(IF(OR(D133=\"\",'Cost scenario - input'!$G118=\"\"),\"\",D133/'Cost scenario - input'!$G118),\"\")","v":""},{"$f":"IFERROR(IF(OR(E133=\"\",'Cost scenario - input'!$G118=\"\"),\"\",E133/'Cost scenario - input'!$G118),\"\")","v":""},{"$f":"IFERROR(IF(OR(F133=\"\",'Cost scenario - input'!$G118=\"\"),\"\",F133/'Cost scenario - input'!$G118),\"\")","v":""},{"$f":"IFERROR(IF(OR(G133=\"\",'Cost scenario - input'!$G118=\"\"),\"\",G133/'Cost scenario - input'!$G118),\"\")","v":""},{"$f":"IFERROR(IF(OR(H133=\"\",'Cost scenario - input'!$G118=\"\"),\"\",H133/'Cost scenario - input'!$G118),\"\")","v":""},{"$f":"IFERROR(IF(OR(I133=\"\",'Cost scenario - input'!$G118=\"\"),\"\",I133/'Cost scenario - input'!$G118),\"\")","v":""},{"$f":"IFERROR(IF(OR(J133=\"\",'Cost scenario - input'!$G118=\"\"),\"\",J133/'Cost scenario - input'!$G118),\"\")","v":""},{"$f":"IFERROR(IF(OR(K133=\"\",'Cost scenario - input'!$G118=\"\"),\"\",K133/'Cost scenario - input'!$G118),\"\")","v":""},{"$f":"IFERROR(IF(OR(L133=\"\",'Cost scenario - input'!$G118=\"\"),\"\",L133/'Cost scenario - input'!$G118),\"\")","v":""},{"$f":"IFERROR(IF(OR(M133=\"\",'Cost scenario - input'!$G118=\"\"),\"\",M133/'Cost scenario - input'!$G118),\"\")","v":""},{"$f":"IFERROR(IF(OR(N133=\"\",'Cost scenario - input'!$G118=\"\"),\"\",N133/'Cost scenario - input'!$G118),\"\")","v":""},{"$f":"IFERROR(IF(OR(O133=\"\",'Cost scenario - input'!$G118=\"\"),\"\",O133/'Cost scenario - input'!$G118),\"\")","v":""},{"$f":"IFERROR(IF(OR(P133=\"\",'Cost scenario - input'!$G118=\"\"),\"\",P133/'Cost scenario - input'!$G118),\"\")","v":""},{"$f":"IFERROR(IF(OR(Q133=\"\",'Cost scenario - input'!$G118=\"\"),\"\",Q133/'Cost scenario - input'!$G118),\"\")","v":""},{"$f":"IFERROR(IF(OR(R133=\"\",'Cost scenario - input'!$G118=\"\"),\"\",R133/'Cost scenario - input'!$G118),\"\")","v":""},{"$f":"IFERROR(IF(OR(S133=\"\",'Cost scenario - input'!$G118=\"\"),\"\",S133/'Cost scenario - input'!$G118),\"\")","v":""},{"$f":"IFERROR(IF(OR(T133=\"\",'Cost scenario - input'!$G118=\"\"),\"\",T133/'Cost scenario - input'!$G118),\"\")","v":""},{"$f":"IFERROR(IF(OR(U133=\"\",'Cost scenario - input'!$G118=\"\"),\"\",U133/'Cost scenario - input'!$G118),\"\")","v":""},{"$f":"IFERROR(IF(OR(V133=\"\",'Cost scenario - input'!$G118=\"\"),\"\",V133/'Cost scenario - input'!$G118),\"\")","v":""},{"$f":"IFERROR(IF(OR(W133=\"\",'Cost scenario - input'!$G118=\"\"),\"\",W133/'Cost scenario - input'!$G118),\"\")","v":""}]
[{"$f":"IFERROR('Cost scenario - input'!A119,\"\")","v":""},{"$f":"IFERROR('Cost scenario - input'!B119,\"\")","v":""},{"$f":"IFERROR('Cost scenario - input'!C119,\"\")","v":""},{"$f":"IFERROR(repcalc('Cost scenario - input'!$CY119:$GK119,'Cost scenario - input'!$J119,'Cost scenario - input'!$H119,'Cost scenario - input'!$I119,20,TRUE,TRUE),\"\")","v":""},"","","","","","","","","","","","","","","","","","","",{"$f":"IFERROR(IF(OR(D134=\"\",'Cost scenario - input'!$G119=\"\"),\"\",D134/'Cost scenario - input'!$G119),\"\")","v":""},{"$f":"IFERROR(IF(OR(E134=\"\",'Cost scenario - input'!$G119=\"\"),\"\",E134/'Cost scenario - input'!$G119),\"\")","v":""},{"$f":"IFERROR(IF(OR(F134=\"\",'Cost scenario - input'!$G119=\"\"),\"\",F134/'Cost scenario - input'!$G119),\"\")","v":""},{"$f":"IFERROR(IF(OR(G134=\"\",'Cost scenario - input'!$G119=\"\"),\"\",G134/'Cost scenario - input'!$G119),\"\")","v":""},{"$f":"IFERROR(IF(OR(H134=\"\",'Cost scenario - input'!$G119=\"\"),\"\",H134/'Cost scenario - input'!$G119),\"\")","v":""},{"$f":"IFERROR(IF(OR(I134=\"\",'Cost scenario - input'!$G119=\"\"),\"\",I134/'Cost scenario - input'!$G119),\"\")","v":""},{"$f":"IFERROR(IF(OR(J134=\"\",'Cost scenario - input'!$G119=\"\"),\"\",J134/'Cost scenario - input'!$G119),\"\")","v":""},{"$f":"IFERROR(IF(OR(K134=\"\",'Cost scenario - input'!$G119=\"\"),\"\",K134/'Cost scenario - input'!$G119),\"\")","v":""},{"$f":"IFERROR(IF(OR(L134=\"\",'Cost scenario - input'!$G119=\"\"),\"\",L134/'Cost scenario - input'!$G119),\"\")","v":""},{"$f":"IFERROR(IF(OR(M134=\"\",'Cost scenario - input'!$G119=\"\"),\"\",M134/'Cost scenario - input'!$G119),\"\")","v":""},{"$f":"IFERROR(IF(OR(N134=\"\",'Cost scenario - input'!$G119=\"\"),\"\",N134/'Cost scenario - input'!$G119),\"\")","v":""},{"$f":"IFERROR(IF(OR(O134=\"\",'Cost scenario - input'!$G119=\"\"),\"\",O134/'Cost scenario - input'!$G119),\"\")","v":""},{"$f":"IFERROR(IF(OR(P134=\"\",'Cost scenario - input'!$G119=\"\"),\"\",P134/'Cost scenario - input'!$G119),\"\")","v":""},{"$f":"IFERROR(IF(OR(Q134=\"\",'Cost scenario - input'!$G119=\"\"),\"\",Q134/'Cost scenario - input'!$G119),\"\")","v":""},{"$f":"IFERROR(IF(OR(R134=\"\",'Cost scenario - input'!$G119=\"\"),\"\",R134/'Cost scenario - input'!$G119),\"\")","v":""},{"$f":"IFERROR(IF(OR(S134=\"\",'Cost scenario - input'!$G119=\"\"),\"\",S134/'Cost scenario - input'!$G119),\"\")","v":""},{"$f":"IFERROR(IF(OR(T134=\"\",'Cost scenario - input'!$G119=\"\"),\"\",T134/'Cost scenario - input'!$G119),\"\")","v":""},{"$f":"IFERROR(IF(OR(U134=\"\",'Cost scenario - input'!$G119=\"\"),\"\",U134/'Cost scenario - input'!$G119),\"\")","v":""},{"$f":"IFERROR(IF(OR(V134=\"\",'Cost scenario - input'!$G119=\"\"),\"\",V134/'Cost scenario - input'!$G119),\"\")","v":""},{"$f":"IFERROR(IF(OR(W134=\"\",'Cost scenario - input'!$G119=\"\"),\"\",W134/'Cost scenario - input'!$G119),\"\")","v":""}]
[{"$f":"IFERROR('Cost scenario - input'!A120,\"\")","v":""},{"$f":"IFERROR('Cost scenario - input'!B120,\"\")","v":""},{"$f":"IFERROR('Cost scenario - input'!C120,\"\")","v":""},{"$f":"IFERROR(repcalc('Cost scenario - input'!$CY120:$GK120,'Cost scenario - input'!$J120,'Cost scenario - input'!$H120,'Cost scenario - input'!$I120,20,TRUE,TRUE),\"\")","v":""},"","","","","","","","","","","","","","","","","","","",{"$f":"IFERROR(IF(OR(D135=\"\",'Cost scenario - input'!$G120=\"\"),\"\",D135/'Cost scenario - input'!$G120),\"\")","v":""},{"$f":"IFERROR(IF(OR(E135=\"\",'Cost scenario - input'!$G120=\"\"),\"\",E135/'Cost scenario - input'!$G120),\"\")","v":""},{"$f":"IFERROR(IF(OR(F135=\"\",'Cost scenario - input'!$G120=\"\"),\"\",F135/'Cost scenario - input'!$G120),\"\")","v":""},{"$f":"IFERROR(IF(OR(G135=\"\",'Cost scenario - input'!$G120=\"\"),\"\",G135/'Cost scenario - input'!$G120),\"\")","v":""},{"$f":"IFERROR(IF(OR(H135=\"\",'Cost scenario - input'!$G120=\"\"),\"\",H135/'Cost scenario - input'!$G120),\"\")","v":""},{"$f":"IFERROR(IF(OR(I135=\"\",'Cost scenario - input'!$G120=\"\"),\"\",I135/'Cost scenario - input'!$G120),\"\")","v":""},{"$f":"IFERROR(IF(OR(J135=\"\",'Cost scenario - input'!$G120=\"\"),\"\",J135/'Cost scenario - input'!$G120),\"\")","v":""},{"$f":"IFERROR(IF(OR(K135=\"\",'Cost scenario - input'!$G120=\"\"),\"\",K135/'Cost scenario - input'!$G120),\"\")","v":""},{"$f":"IFERROR(IF(OR(L135=\"\",'Cost scenario - input'!$G120=\"\"),\"\",L135/'Cost scenario - input'!$G120),\"\")","v":""},{"$f":"IFERROR(IF(OR(M135=\"\",'Cost scenario - input'!$G120=\"\"),\"\",M135/'Cost scenario - input'!$G120),\"\")","v":""},{"$f":"IFERROR(IF(OR(N135=\"\",'Cost scenario - input'!$G120=\"\"),\"\",N135/'Cost scenario - input'!$G120),\"\")","v":""},{"$f":"IFERROR(IF(OR(O135=\"\",'Cost scenario - input'!$G120=\"\"),\"\",O135/'Cost scenario - input'!$G120),\"\")","v":""},{"$f":"IFERROR(IF(OR(P135=\"\",'Cost scenario - input'!$G120=\"\"),\"\",P135/'Cost scenario - input'!$G120),\"\")","v":""},{"$f":"IFERROR(IF(OR(Q135=\"\",'Cost scenario - input'!$G120=\"\"),\"\",Q135/'Cost scenario - input'!$G120),\"\")","v":""},{"$f":"IFERROR(IF(OR(R135=\"\",'Cost scenario - input'!$G120=\"\"),\"\",R135/'Cost scenario - input'!$G120),\"\")","v":""},{"$f":"IFERROR(IF(OR(S135=\"\",'Cost scenario - input'!$G120=\"\"),\"\",S135/'Cost scenario - input'!$G120),\"\")","v":""},{"$f":"IFERROR(IF(OR(T135=\"\",'Cost scenario - input'!$G120=\"\"),\"\",T135/'Cost scenario - input'!$G120),\"\")","v":""},{"$f":"IFERROR(IF(OR(U135=\"\",'Cost scenario - input'!$G120=\"\"),\"\",U135/'Cost scenario - input'!$G120),\"\")","v":""},{"$f":"IFERROR(IF(OR(V135=\"\",'Cost scenario - input'!$G120=\"\"),\"\",V135/'Cost scenario - input'!$G120),\"\")","v":""},{"$f":"IFERROR(IF(OR(W135=\"\",'Cost scenario - input'!$G120=\"\"),\"\",W135/'Cost scenario - input'!$G120),\"\")","v":""}]
[{"$f":"IFERROR('Cost scenario - input'!A121,\"\")","v":""},{"$f":"IFERROR('Cost scenario - input'!B121,\"\")","v":""},{"$f":"IFERROR('Cost scenario - input'!C121,\"\")","v":""},{"$f":"IFERROR(repcalc('Cost scenario - input'!$CY121:$GK121,'Cost scenario - input'!$J121,'Cost scenario - input'!$H121,'Cost scenario - input'!$I121,20,TRUE,TRUE),\"\")","v":""},"","","","","","","","","","","","","","","","","","","",{"$f":"IFERROR(IF(OR(D136=\"\",'Cost scenario - input'!$G121=\"\"),\"\",D136/'Cost scenario - input'!$G121),\"\")","v":""},{"$f":"IFERROR(IF(OR(E136=\"\",'Cost scenario - input'!$G121=\"\"),\"\",E136/'Cost scenario - input'!$G121),\"\")","v":""},{"$f":"IFERROR(IF(OR(F136=\"\",'Cost scenario - input'!$G121=\"\"),\"\",F136/'Cost scenario - input'!$G121),\"\")","v":""},{"$f":"IFERROR(IF(OR(G136=\"\",'Cost scenario - input'!$G121=\"\"),\"\",G136/'Cost scenario - input'!$G121),\"\")","v":""},{"$f":"IFERROR(IF(OR(H136=\"\",'Cost scenario - input'!$G121=\"\"),\"\",H136/'Cost scenario - input'!$G121),\"\")","v":""},{"$f":"IFERROR(IF(OR(I136=\"\",'Cost scenario - input'!$G121=\"\"),\"\",I136/'Cost scenario - input'!$G121),\"\")","v":""},{"$f":"IFERROR(IF(OR(J136=\"\",'Cost scenario - input'!$G121=\"\"),\"\",J136/'Cost scenario - input'!$G121),\"\")","v":""},{"$f":"IFERROR(IF(OR(K136=\"\",'Cost scenario - input'!$G121=\"\"),\"\",K136/'Cost scenario - input'!$G121),\"\")","v":""},{"$f":"IFERROR(IF(OR(L136=\"\",'Cost scenario - input'!$G121=\"\"),\"\",L136/'Cost scenario - input'!$G121),\"\")","v":""},{"$f":"IFERROR(IF(OR(M136=\"\",'Cost scenario - input'!$G121=\"\"),\"\",M136/'Cost scenario - input'!$G121),\"\")","v":""},{"$f":"IFERROR(IF(OR(N136=\"\",'Cost scenario - input'!$G121=\"\"),\"\",N136/'Cost scenario - input'!$G121),\"\")","v":""},{"$f":"IFERROR(IF(OR(O136=\"\",'Cost scenario - input'!$G121=\"\"),\"\",O136/'Cost scenario - input'!$G121),\"\")","v":""},{"$f":"IFERROR(IF(OR(P136=\"\",'Cost scenario - input'!$G121=\"\"),\"\",P136/'Cost scenario - input'!$G121),\"\")","v":""},{"$f":"IFERROR(IF(OR(Q136=\"\",'Cost scenario - input'!$G121=\"\"),\"\",Q136/'Cost scenario - input'!$G121),\"\")","v":""},{"$f":"IFERROR(IF(OR(R136=\"\",'Cost scenario - input'!$G121=\"\"),\"\",R136/'Cost scenario - input'!$G121),\"\")","v":""},{"$f":"IFERROR(IF(OR(S136=\"\",'Cost scenario - input'!$G121=\"\"),\"\",S136/'Cost scenario - input'!$G121),\"\")","v":""},{"$f":"IFERROR(IF(OR(T136=\"\",'Cost scenario - input'!$G121=\"\"),\"\",T136/'Cost scenario - input'!$G121),\"\")","v":""},{"$f":"IFERROR(IF(OR(U136=\"\",'Cost scenario - input'!$G121=\"\"),\"\",U136/'Cost scenario - input'!$G121),\"\")","v":""},{"$f":"IFERROR(IF(OR(V136=\"\",'Cost scenario - input'!$G121=\"\"),\"\",V136/'Cost scenario - input'!$G121),\"\")","v":""},{"$f":"IFERROR(IF(OR(W136=\"\",'Cost scenario - input'!$G121=\"\"),\"\",W136/'Cost scenario - input'!$G121),\"\")","v":""}]
[{"$f":"IFERROR('Cost scenario - input'!A122,\"\")","v":""},{"$f":"IFERROR('Cost scenario - input'!B122,\"\")","v":""},{"$f":"IFERROR('Cost scenario - input'!C122,\"\")","v":""},{"$f":"IFERROR(repcalc('Cost scenario - input'!$CY122:$GK122,'Cost scenario - input'!$J122,'Cost scenario - input'!$H122,'Cost scenario - input'!$I122,20,TRUE,TRUE),\"\")","v":""},"","","","","","","","","","","","","","","","","","","",{"$f":"IFERROR(IF(OR(D137=\"\",'Cost scenario - input'!$G122=\"\"),\"\",D137/'Cost scenario - input'!$G122),\"\")","v":""},{"$f":"IFERROR(IF(OR(E137=\"\",'Cost scenario - input'!$G122=\"\"),\"\",E137/'Cost scenario - input'!$G122),\"\")","v":""},{"$f":"IFERROR(IF(OR(F137=\"\",'Cost scenario - input'!$G122=\"\"),\"\",F137/'Cost scenario - input'!$G122),\"\")","v":""},{"$f":"IFERROR(IF(OR(G137=\"\",'Cost scenario - input'!$G122=\"\"),\"\",G137/'Cost scenario - input'!$G122),\"\")","v":""},{"$f":"IFERROR(IF(OR(H137=\"\",'Cost scenario - input'!$G122=\"\"),\"\",H137/'Cost scenario - input'!$G122),\"\")","v":""},{"$f":"IFERROR(IF(OR(I137=\"\",'Cost scenario - input'!$G122=\"\"),\"\",I137/'Cost scenario - input'!$G122),\"\")","v":""},{"$f":"IFERROR(IF(OR(J137=\"\",'Cost scenario - input'!$G122=\"\"),\"\",J137/'Cost scenario - input'!$G122),\"\")","v":""},{"$f":"IFERROR(IF(OR(K137=\"\",'Cost scenario - input'!$G122=\"\"),\"\",K137/'Cost scenario - input'!$G122),\"\")","v":""},{"$f":"IFERROR(IF(OR(L137=\"\",'Cost scenario - input'!$G122=\"\"),\"\",L137/'Cost scenario - input'!$G122),\"\")","v":""},{"$f":"IFERROR(IF(OR(M137=\"\",'Cost scenario - input'!$G122=\"\"),\"\",M137/'Cost scenario - input'!$G122),\"\")","v":""},{"$f":"IFERROR(IF(OR(N137=\"\",'Cost scenario - input'!$G122=\"\"),\"\",N137/'Cost scenario - input'!$G122),\"\")","v":""},{"$f":"IFERROR(IF(OR(O137=\"\",'Cost scenario - input'!$G122=\"\"),\"\",O137/'Cost scenario - input'!$G122),\"\")","v":""},{"$f":"IFERROR(IF(OR(P137=\"\",'Cost scenario - input'!$G122=\"\"),\"\",P137/'Cost scenario - input'!$G122),\"\")","v":""},{"$f":"IFERROR(IF(OR(Q137=\"\",'Cost scenario - input'!$G122=\"\"),\"\",Q137/'Cost scenario - input'!$G122),\"\")","v":""},{"$f":"IFERROR(IF(OR(R137=\"\",'Cost scenario - input'!$G122=\"\"),\"\",R137/'Cost scenario - input'!$G122),\"\")","v":""},{"$f":"IFERROR(IF(OR(S137=\"\",'Cost scenario - input'!$G122=\"\"),\"\",S137/'Cost scenario - input'!$G122),\"\")","v":""},{"$f":"IFERROR(IF(OR(T137=\"\",'Cost scenario - input'!$G122=\"\"),\"\",T137/'Cost scenario - input'!$G122),\"\")","v":""},{"$f":"IFERROR(IF(OR(U137=\"\",'Cost scenario - input'!$G122=\"\"),\"\",U137/'Cost scenario - input'!$G122),\"\")","v":""},{"$f":"IFERROR(IF(OR(V137=\"\",'Cost scenario - input'!$G122=\"\"),\"\",V137/'Cost scenario - input'!$G122),\"\")","v":""},{"$f":"IFERROR(IF(OR(W137=\"\",'Cost scenario - input'!$G122=\"\"),\"\",W137/'Cost scenario - input'!$G122),\"\")","v":""}]
[{"$f":"IFERROR('Cost scenario - input'!A123,\"\")","v":""},{"$f":"IFERROR('Cost scenario - input'!B123,\"\")","v":""},{"$f":"IFERROR('Cost scenario - input'!C123,\"\")","v":""},{"$f":"IFERROR(repcalc('Cost scenario - input'!$CY123:$GK123,'Cost scenario - input'!$J123,'Cost scenario - input'!$H123,'Cost scenario - input'!$I123,20,TRUE,TRUE),\"\")","v":""},"","","","","","","","","","","","","","","","","","","",{"$f":"IFERROR(IF(OR(D138=\"\",'Cost scenario - input'!$G123=\"\"),\"\",D138/'Cost scenario - input'!$G123),\"\")","v":""},{"$f":"IFERROR(IF(OR(E138=\"\",'Cost scenario - input'!$G123=\"\"),\"\",E138/'Cost scenario - input'!$G123),\"\")","v":""},{"$f":"IFERROR(IF(OR(F138=\"\",'Cost scenario - input'!$G123=\"\"),\"\",F138/'Cost scenario - input'!$G123),\"\")","v":""},{"$f":"IFERROR(IF(OR(G138=\"\",'Cost scenario - input'!$G123=\"\"),\"\",G138/'Cost scenario - input'!$G123),\"\")","v":""},{"$f":"IFERROR(IF(OR(H138=\"\",'Cost scenario - input'!$G123=\"\"),\"\",H138/'Cost scenario - input'!$G123),\"\")","v":""},{"$f":"IFERROR(IF(OR(I138=\"\",'Cost scenario - input'!$G123=\"\"),\"\",I138/'Cost scenario - input'!$G123),\"\")","v":""},{"$f":"IFERROR(IF(OR(J138=\"\",'Cost scenario - input'!$G123=\"\"),\"\",J138/'Cost scenario - input'!$G123),\"\")","v":""},{"$f":"IFERROR(IF(OR(K138=\"\",'Cost scenario - input'!$G123=\"\"),\"\",K138/'Cost scenario - input'!$G123),\"\")","v":""},{"$f":"IFERROR(IF(OR(L138=\"\",'Cost scenario - input'!$G123=\"\"),\"\",L138/'Cost scenario - input'!$G123),\"\")","v":""},{"$f":"IFERROR(IF(OR(M138=\"\",'Cost scenario - input'!$G123=\"\"),\"\",M138/'Cost scenario - input'!$G123),\"\")","v":""},{"$f":"IFERROR(IF(OR(N138=\"\",'Cost scenario - input'!$G123=\"\"),\"\",N138/'Cost scenario - input'!$G123),\"\")","v":""},{"$f":"IFERROR(IF(OR(O138=\"\",'Cost scenario - input'!$G123=\"\"),\"\",O138/'Cost scenario - input'!$G123),\"\")","v":""},{"$f":"IFERROR(IF(OR(P138=\"\",'Cost scenario - input'!$G123=\"\"),\"\",P138/'Cost scenario - input'!$G123),\"\")","v":""},{"$f":"IFERROR(IF(OR(Q138=\"\",'Cost scenario - input'!$G123=\"\"),\"\",Q138/'Cost scenario - input'!$G123),\"\")","v":""},{"$f":"IFERROR(IF(OR(R138=\"\",'Cost scenario - input'!$G123=\"\"),\"\",R138/'Cost scenario - input'!$G123),\"\")","v":""},{"$f":"IFERROR(IF(OR(S138=\"\",'Cost scenario - input'!$G123=\"\"),\"\",S138/'Cost scenario - input'!$G123),\"\")","v":""},{"$f":"IFERROR(IF(OR(T138=\"\",'Cost scenario - input'!$G123=\"\"),\"\",T138/'Cost scenario - input'!$G123),\"\")","v":""},{"$f":"IFERROR(IF(OR(U138=\"\",'Cost scenario - input'!$G123=\"\"),\"\",U138/'Cost scenario - input'!$G123),\"\")","v":""},{"$f":"IFERROR(IF(OR(V138=\"\",'Cost scenario - input'!$G123=\"\"),\"\",V138/'Cost scenario - input'!$G123),\"\")","v":""},{"$f":"IFERROR(IF(OR(W138=\"\",'Cost scenario - input'!$G123=\"\"),\"\",W138/'Cost scenario - input'!$G123),\"\")","v":""}]
[{"$f":"IFERROR('Cost scenario - input'!A124,\"\")","v":""},{"$f":"IFERROR('Cost scenario - input'!B124,\"\")","v":""},{"$f":"IFERROR('Cost scenario - input'!C124,\"\")","v":""},{"$f":"IFERROR(repcalc('Cost scenario - input'!$CY124:$GK124,'Cost scenario - input'!$J124,'Cost scenario - input'!$H124,'Cost scenario - input'!$I124,20,TRUE,TRUE),\"\")","v":""},"","","","","","","","","","","","","","","","","","","",{"$f":"IFERROR(IF(OR(D139=\"\",'Cost scenario - input'!$G124=\"\"),\"\",D139/'Cost scenario - input'!$G124),\"\")","v":""},{"$f":"IFERROR(IF(OR(E139=\"\",'Cost scenario - input'!$G124=\"\"),\"\",E139/'Cost scenario - input'!$G124),\"\")","v":""},{"$f":"IFERROR(IF(OR(F139=\"\",'Cost scenario - input'!$G124=\"\"),\"\",F139/'Cost scenario - input'!$G124),\"\")","v":""},{"$f":"IFERROR(IF(OR(G139=\"\",'Cost scenario - input'!$G124=\"\"),\"\",G139/'Cost scenario - input'!$G124),\"\")","v":""},{"$f":"IFERROR(IF(OR(H139=\"\",'Cost scenario - input'!$G124=\"\"),\"\",H139/'Cost scenario - input'!$G124),\"\")","v":""},{"$f":"IFERROR(IF(OR(I139=\"\",'Cost scenario - input'!$G124=\"\"),\"\",I139/'Cost scenario - input'!$G124),\"\")","v":""},{"$f":"IFERROR(IF(OR(J139=\"\",'Cost scenario - input'!$G124=\"\"),\"\",J139/'Cost scenario - input'!$G124),\"\")","v":""},{"$f":"IFERROR(IF(OR(K139=\"\",'Cost scenario - input'!$G124=\"\"),\"\",K139/'Cost scenario - input'!$G124),\"\")","v":""},{"$f":"IFERROR(IF(OR(L139=\"\",'Cost scenario - input'!$G124=\"\"),\"\",L139/'Cost scenario - input'!$G124),\"\")","v":""},{"$f":"IFERROR(IF(OR(M139=\"\",'Cost scenario - input'!$G124=\"\"),\"\",M139/'Cost scenario - input'!$G124),\"\")","v":""},{"$f":"IFERROR(IF(OR(N139=\"\",'Cost scenario - input'!$G124=\"\"),\"\",N139/'Cost scenario - input'!$G124),\"\")","v":""},{"$f":"IFERROR(IF(OR(O139=\"\",'Cost scenario - input'!$G124=\"\"),\"\",O139/'Cost scenario - input'!$G124),\"\")","v":""},{"$f":"IFERROR(IF(OR(P139=\"\",'Cost scenario - input'!$G124=\"\"),\"\",P139/'Cost scenario - input'!$G124),\"\")","v":""},{"$f":"IFERROR(IF(OR(Q139=\"\",'Cost scenario - input'!$G124=\"\"),\"\",Q139/'Cost scenario - input'!$G124),\"\")","v":""},{"$f":"IFERROR(IF(OR(R139=\"\",'Cost scenario - input'!$G124=\"\"),\"\",R139/'Cost scenario - input'!$G124),\"\")","v":""},{"$f":"IFERROR(IF(OR(S139=\"\",'Cost scenario - input'!$G124=\"\"),\"\",S139/'Cost scenario - input'!$G124),\"\")","v":""},{"$f":"IFERROR(IF(OR(T139=\"\",'Cost scenario - input'!$G124=\"\"),\"\",T139/'Cost scenario - input'!$G124),\"\")","v":""},{"$f":"IFERROR(IF(OR(U139=\"\",'Cost scenario - input'!$G124=\"\"),\"\",U139/'Cost scenario - input'!$G124),\"\")","v":""},{"$f":"IFERROR(IF(OR(V139=\"\",'Cost scenario - input'!$G124=\"\"),\"\",V139/'Cost scenario - input'!$G124),\"\")","v":""},{"$f":"IFERROR(IF(OR(W139=\"\",'Cost scenario - input'!$G124=\"\"),\"\",W139/'Cost scenario - input'!$G124),\"\")","v":""}]
[{"$f":"IFERROR('Cost scenario - input'!A125,\"\")","v":""},{"$f":"IFERROR('Cost scenario - input'!B125,\"\")","v":""},{"$f":"IFERROR('Cost scenario - input'!C125,\"\")","v":""},{"$f":"IFERROR(repcalc('Cost scenario - input'!$CY125:$GK125,'Cost scenario - input'!$J125,'Cost scenario - input'!$H125,'Cost scenario - input'!$I125,20,TRUE,TRUE),\"\")","v":""},"","","","","","","","","","","","","","","","","","","",{"$f":"IFERROR(IF(OR(D140=\"\",'Cost scenario - input'!$G125=\"\"),\"\",D140/'Cost scenario - input'!$G125),\"\")","v":""},{"$f":"IFERROR(IF(OR(E140=\"\",'Cost scenario - input'!$G125=\"\"),\"\",E140/'Cost scenario - input'!$G125),\"\")","v":""},{"$f":"IFERROR(IF(OR(F140=\"\",'Cost scenario - input'!$G125=\"\"),\"\",F140/'Cost scenario - input'!$G125),\"\")","v":""},{"$f":"IFERROR(IF(OR(G140=\"\",'Cost scenario - input'!$G125=\"\"),\"\",G140/'Cost scenario - input'!$G125),\"\")","v":""},{"$f":"IFERROR(IF(OR(H140=\"\",'Cost scenario - input'!$G125=\"\"),\"\",H140/'Cost scenario - input'!$G125),\"\")","v":""},{"$f":"IFERROR(IF(OR(I140=\"\",'Cost scenario - input'!$G125=\"\"),\"\",I140/'Cost scenario - input'!$G125),\"\")","v":""},{"$f":"IFERROR(IF(OR(J140=\"\",'Cost scenario - input'!$G125=\"\"),\"\",J140/'Cost scenario - input'!$G125),\"\")","v":""},{"$f":"IFERROR(IF(OR(K140=\"\",'Cost scenario - input'!$G125=\"\"),\"\",K140/'Cost scenario - input'!$G125),\"\")","v":""},{"$f":"IFERROR(IF(OR(L140=\"\",'Cost scenario - input'!$G125=\"\"),\"\",L140/'Cost scenario - input'!$G125),\"\")","v":""},{"$f":"IFERROR(IF(OR(M140=\"\",'Cost scenario - input'!$G125=\"\"),\"\",M140/'Cost scenario - input'!$G125),\"\")","v":""},{"$f":"IFERROR(IF(OR(N140=\"\",'Cost scenario - input'!$G125=\"\"),\"\",N140/'Cost scenario - input'!$G125),\"\")","v":""},{"$f":"IFERROR(IF(OR(O140=\"\",'Cost scenario - input'!$G125=\"\"),\"\",O140/'Cost scenario - input'!$G125),\"\")","v":""},{"$f":"IFERROR(IF(OR(P140=\"\",'Cost scenario - input'!$G125=\"\"),\"\",P140/'Cost scenario - input'!$G125),\"\")","v":""},{"$f":"IFERROR(IF(OR(Q140=\"\",'Cost scenario - input'!$G125=\"\"),\"\",Q140/'Cost scenario - input'!$G125),\"\")","v":""},{"$f":"IFERROR(IF(OR(R140=\"\",'Cost scenario - input'!$G125=\"\"),\"\",R140/'Cost scenario - input'!$G125),\"\")","v":""},{"$f":"IFERROR(IF(OR(S140=\"\",'Cost scenario - input'!$G125=\"\"),\"\",S140/'Cost scenario - input'!$G125),\"\")","v":""},{"$f":"IFERROR(IF(OR(T140=\"\",'Cost scenario - input'!$G125=\"\"),\"\",T140/'Cost scenario - input'!$G125),\"\")","v":""},{"$f":"IFERROR(IF(OR(U140=\"\",'Cost scenario - input'!$G125=\"\"),\"\",U140/'Cost scenario - input'!$G125),\"\")","v":""},{"$f":"IFERROR(IF(OR(V140=\"\",'Cost scenario - input'!$G125=\"\"),\"\",V140/'Cost scenario - input'!$G125),\"\")","v":""},{"$f":"IFERROR(IF(OR(W140=\"\",'Cost scenario - input'!$G125=\"\"),\"\",W140/'Cost scenario - input'!$G125),\"\")","v":""}]
[{"$f":"IFERROR('Cost scenario - input'!A126,\"\")","v":""},{"$f":"IFERROR('Cost scenario - input'!B126,\"\")","v":""},{"$f":"IFERROR('Cost scenario - input'!C126,\"\")","v":""},{"$f":"IFERROR(repcalc('Cost scenario - input'!$CY126:$GK126,'Cost scenario - input'!$J126,'Cost scenario - input'!$H126,'Cost scenario - input'!$I126,20,TRUE,TRUE),\"\")","v":""},"","","","","","","","","","","","","","","","","","","",{"$f":"IFERROR(IF(OR(D141=\"\",'Cost scenario - input'!$G126=\"\"),\"\",D141/'Cost scenario - input'!$G126),\"\")","v":""},{"$f":"IFERROR(IF(OR(E141=\"\",'Cost scenario - input'!$G126=\"\"),\"\",E141/'Cost scenario - input'!$G126),\"\")","v":""},{"$f":"IFERROR(IF(OR(F141=\"\",'Cost scenario - input'!$G126=\"\"),\"\",F141/'Cost scenario - input'!$G126),\"\")","v":""},{"$f":"IFERROR(IF(OR(G141=\"\",'Cost scenario - input'!$G126=\"\"),\"\",G141/'Cost scenario - input'!$G126),\"\")","v":""},{"$f":"IFERROR(IF(OR(H141=\"\",'Cost scenario - input'!$G126=\"\"),\"\",H141/'Cost scenario - input'!$G126),\"\")","v":""},{"$f":"IFERROR(IF(OR(I141=\"\",'Cost scenario - input'!$G126=\"\"),\"\",I141/'Cost scenario - input'!$G126),\"\")","v":""},{"$f":"IFERROR(IF(OR(J141=\"\",'Cost scenario - input'!$G126=\"\"),\"\",J141/'Cost scenario - input'!$G126),\"\")","v":""},{"$f":"IFERROR(IF(OR(K141=\"\",'Cost scenario - input'!$G126=\"\"),\"\",K141/'Cost scenario - input'!$G126),\"\")","v":""},{"$f":"IFERROR(IF(OR(L141=\"\",'Cost scenario - input'!$G126=\"\"),\"\",L141/'Cost scenario - input'!$G126),\"\")","v":""},{"$f":"IFERROR(IF(OR(M141=\"\",'Cost scenario - input'!$G126=\"\"),\"\",M141/'Cost scenario - input'!$G126),\"\")","v":""},{"$f":"IFERROR(IF(OR(N141=\"\",'Cost scenario - input'!$G126=\"\"),\"\",N141/'Cost scenario - input'!$G126),\"\")","v":""},{"$f":"IFERROR(IF(OR(O141=\"\",'Cost scenario - input'!$G126=\"\"),\"\",O141/'Cost scenario - input'!$G126),\"\")","v":""},{"$f":"IFERROR(IF(OR(P141=\"\",'Cost scenario - input'!$G126=\"\"),\"\",P141/'Cost scenario - input'!$G126),\"\")","v":""},{"$f":"IFERROR(IF(OR(Q141=\"\",'Cost scenario - input'!$G126=\"\"),\"\",Q141/'Cost scenario - input'!$G126),\"\")","v":""},{"$f":"IFERROR(IF(OR(R141=\"\",'Cost scenario - input'!$G126=\"\"),\"\",R141/'Cost scenario - input'!$G126),\"\")","v":""},{"$f":"IFERROR(IF(OR(S141=\"\",'Cost scenario - input'!$G126=\"\"),\"\",S141/'Cost scenario - input'!$G126),\"\")","v":""},{"$f":"IFERROR(IF(OR(T141=\"\",'Cost scenario - input'!$G126=\"\"),\"\",T141/'Cost scenario - input'!$G126),\"\")","v":""},{"$f":"IFERROR(IF(OR(U141=\"\",'Cost scenario - input'!$G126=\"\"),\"\",U141/'Cost scenario - input'!$G126),\"\")","v":""},{"$f":"IFERROR(IF(OR(V141=\"\",'Cost scenario - input'!$G126=\"\"),\"\",V141/'Cost scenario - input'!$G126),\"\")","v":""},{"$f":"IFERROR(IF(OR(W141=\"\",'Cost scenario - input'!$G126=\"\"),\"\",W141/'Cost scenario - input'!$G126),\"\")","v":""}]
[{"$f":"IFERROR('Cost scenario - input'!A127,\"\")","v":""},{"$f":"IFERROR('Cost scenario - input'!B127,\"\")","v":""},{"$f":"IFERROR('Cost scenario - input'!C127,\"\")","v":""},{"$f":"IFERROR(repcalc('Cost scenario - input'!$CY127:$GK127,'Cost scenario - input'!$J127,'Cost scenario - input'!$H127,'Cost scenario - input'!$I127,20,TRUE,TRUE),\"\")","v":""},"","","","","","","","","","","","","","","","","","","",{"$f":"IFERROR(IF(OR(D142=\"\",'Cost scenario - input'!$G127=\"\"),\"\",D142/'Cost scenario - input'!$G127),\"\")","v":""},{"$f":"IFERROR(IF(OR(E142=\"\",'Cost scenario - input'!$G127=\"\"),\"\",E142/'Cost scenario - input'!$G127),\"\")","v":""},{"$f":"IFERROR(IF(OR(F142=\"\",'Cost scenario - input'!$G127=\"\"),\"\",F142/'Cost scenario - input'!$G127),\"\")","v":""},{"$f":"IFERROR(IF(OR(G142=\"\",'Cost scenario - input'!$G127=\"\"),\"\",G142/'Cost scenario - input'!$G127),\"\")","v":""},{"$f":"IFERROR(IF(OR(H142=\"\",'Cost scenario - input'!$G127=\"\"),\"\",H142/'Cost scenario - input'!$G127),\"\")","v":""},{"$f":"IFERROR(IF(OR(I142=\"\",'Cost scenario - input'!$G127=\"\"),\"\",I142/'Cost scenario - input'!$G127),\"\")","v":""},{"$f":"IFERROR(IF(OR(J142=\"\",'Cost scenario - input'!$G127=\"\"),\"\",J142/'Cost scenario - input'!$G127),\"\")","v":""},{"$f":"IFERROR(IF(OR(K142=\"\",'Cost scenario - input'!$G127=\"\"),\"\",K142/'Cost scenario - input'!$G127),\"\")","v":""},{"$f":"IFERROR(IF(OR(L142=\"\",'Cost scenario - input'!$G127=\"\"),\"\",L142/'Cost scenario - input'!$G127),\"\")","v":""},{"$f":"IFERROR(IF(OR(M142=\"\",'Cost scenario - input'!$G127=\"\"),\"\",M142/'Cost scenario - input'!$G127),\"\")","v":""},{"$f":"IFERROR(IF(OR(N142=\"\",'Cost scenario - input'!$G127=\"\"),\"\",N142/'Cost scenario - input'!$G127),\"\")","v":""},{"$f":"IFERROR(IF(OR(O142=\"\",'Cost scenario - input'!$G127=\"\"),\"\",O142/'Cost scenario - input'!$G127),\"\")","v":""},{"$f":"IFERROR(IF(OR(P142=\"\",'Cost scenario - input'!$G127=\"\"),\"\",P142/'Cost scenario - input'!$G127),\"\")","v":""},{"$f":"IFERROR(IF(OR(Q142=\"\",'Cost scenario - input'!$G127=\"\"),\"\",Q142/'Cost scenario - input'!$G127),\"\")","v":""},{"$f":"IFERROR(IF(OR(R142=\"\",'Cost scenario - input'!$G127=\"\"),\"\",R142/'Cost scenario - input'!$G127),\"\")","v":""},{"$f":"IFERROR(IF(OR(S142=\"\",'Cost scenario - input'!$G127=\"\"),\"\",S142/'Cost scenario - input'!$G127),\"\")","v":""},{"$f":"IFERROR(IF(OR(T142=\"\",'Cost scenario - input'!$G127=\"\"),\"\",T142/'Cost scenario - input'!$G127),\"\")","v":""},{"$f":"IFERROR(IF(OR(U142=\"\",'Cost scenario - input'!$G127=\"\"),\"\",U142/'Cost scenario - input'!$G127),\"\")","v":""},{"$f":"IFERROR(IF(OR(V142=\"\",'Cost scenario - input'!$G127=\"\"),\"\",V142/'Cost scenario - input'!$G127),\"\")","v":""},{"$f":"IFERROR(IF(OR(W142=\"\",'Cost scenario - input'!$G127=\"\"),\"\",W142/'Cost scenario - input'!$G127),\"\")","v":""}]
[{"$f":"IFERROR('Cost scenario - input'!A128,\"\")","v":""},{"$f":"IFERROR('Cost scenario - input'!B128,\"\")","v":""},{"$f":"IFERROR('Cost scenario - input'!C128,\"\")","v":""},{"$f":"IFERROR(repcalc('Cost scenario - input'!$CY128:$GK128,'Cost scenario - input'!$J128,'Cost scenario - input'!$H128,'Cost scenario - input'!$I128,20,TRUE,TRUE),\"\")","v":""},"","","","","","","","","","","","","","","","","","","",{"$f":"IFERROR(IF(OR(D143=\"\",'Cost scenario - input'!$G128=\"\"),\"\",D143/'Cost scenario - input'!$G128),\"\")","v":""},{"$f":"IFERROR(IF(OR(E143=\"\",'Cost scenario - input'!$G128=\"\"),\"\",E143/'Cost scenario - input'!$G128),\"\")","v":""},{"$f":"IFERROR(IF(OR(F143=\"\",'Cost scenario - input'!$G128=\"\"),\"\",F143/'Cost scenario - input'!$G128),\"\")","v":""},{"$f":"IFERROR(IF(OR(G143=\"\",'Cost scenario - input'!$G128=\"\"),\"\",G143/'Cost scenario - input'!$G128),\"\")","v":""},{"$f":"IFERROR(IF(OR(H143=\"\",'Cost scenario - input'!$G128=\"\"),\"\",H143/'Cost scenario - input'!$G128),\"\")","v":""},{"$f":"IFERROR(IF(OR(I143=\"\",'Cost scenario - input'!$G128=\"\"),\"\",I143/'Cost scenario - input'!$G128),\"\")","v":""},{"$f":"IFERROR(IF(OR(J143=\"\",'Cost scenario - input'!$G128=\"\"),\"\",J143/'Cost scenario - input'!$G128),\"\")","v":""},{"$f":"IFERROR(IF(OR(K143=\"\",'Cost scenario - input'!$G128=\"\"),\"\",K143/'Cost scenario - input'!$G128),\"\")","v":""},{"$f":"IFERROR(IF(OR(L143=\"\",'Cost scenario - input'!$G128=\"\"),\"\",L143/'Cost scenario - input'!$G128),\"\")","v":""},{"$f":"IFERROR(IF(OR(M143=\"\",'Cost scenario - input'!$G128=\"\"),\"\",M143/'Cost scenario - input'!$G128),\"\")","v":""},{"$f":"IFERROR(IF(OR(N143=\"\",'Cost scenario - input'!$G128=\"\"),\"\",N143/'Cost scenario - input'!$G128),\"\")","v":""},{"$f":"IFERROR(IF(OR(O143=\"\",'Cost scenario - input'!$G128=\"\"),\"\",O143/'Cost scenario - input'!$G128),\"\")","v":""},{"$f":"IFERROR(IF(OR(P143=\"\",'Cost scenario - input'!$G128=\"\"),\"\",P143/'Cost scenario - input'!$G128),\"\")","v":""},{"$f":"IFERROR(IF(OR(Q143=\"\",'Cost scenario - input'!$G128=\"\"),\"\",Q143/'Cost scenario - input'!$G128),\"\")","v":""},{"$f":"IFERROR(IF(OR(R143=\"\",'Cost scenario - input'!$G128=\"\"),\"\",R143/'Cost scenario - input'!$G128),\"\")","v":""},{"$f":"IFERROR(IF(OR(S143=\"\",'Cost scenario - input'!$G128=\"\"),\"\",S143/'Cost scenario - input'!$G128),\"\")","v":""},{"$f":"IFERROR(IF(OR(T143=\"\",'Cost scenario - input'!$G128=\"\"),\"\",T143/'Cost scenario - input'!$G128),\"\")","v":""},{"$f":"IFERROR(IF(OR(U143=\"\",'Cost scenario - input'!$G128=\"\"),\"\",U143/'Cost scenario - input'!$G128),\"\")","v":""},{"$f":"IFERROR(IF(OR(V143=\"\",'Cost scenario - input'!$G128=\"\"),\"\",V143/'Cost scenario - input'!$G128),\"\")","v":""},{"$f":"IFERROR(IF(OR(W143=\"\",'Cost scenario - input'!$G128=\"\"),\"\",W143/'Cost scenario - input'!$G128),\"\")","v":""}]
[{"$f":"IFERROR('Cost scenario - input'!A129,\"\")","v":""},{"$f":"IFERROR('Cost scenario - input'!B129,\"\")","v":""},{"$f":"IFERROR('Cost scenario - input'!C129,\"\")","v":""},{"$f":"IFERROR(repcalc('Cost scenario - input'!$CY129:$GK129,'Cost scenario - input'!$J129,'Cost scenario - input'!$H129,'Cost scenario - input'!$I129,20,TRUE,TRUE),\"\")","v":""},"","","","","","","","","","","","","","","","","","","",{"$f":"IFERROR(IF(OR(D144=\"\",'Cost scenario - input'!$G129=\"\"),\"\",D144/'Cost scenario - input'!$G129),\"\")","v":""},{"$f":"IFERROR(IF(OR(E144=\"\",'Cost scenario - input'!$G129=\"\"),\"\",E144/'Cost scenario - input'!$G129),\"\")","v":""},{"$f":"IFERROR(IF(OR(F144=\"\",'Cost scenario - input'!$G129=\"\"),\"\",F144/'Cost scenario - input'!$G129),\"\")","v":""},{"$f":"IFERROR(IF(OR(G144=\"\",'Cost scenario - input'!$G129=\"\"),\"\",G144/'Cost scenario - input'!$G129),\"\")","v":""},{"$f":"IFERROR(IF(OR(H144=\"\",'Cost scenario - input'!$G129=\"\"),\"\",H144/'Cost scenario - input'!$G129),\"\")","v":""},{"$f":"IFERROR(IF(OR(I144=\"\",'Cost scenario - input'!$G129=\"\"),\"\",I144/'Cost scenario - input'!$G129),\"\")","v":""},{"$f":"IFERROR(IF(OR(J144=\"\",'Cost scenario - input'!$G129=\"\"),\"\",J144/'Cost scenario - input'!$G129),\"\")","v":""},{"$f":"IFERROR(IF(OR(K144=\"\",'Cost scenario - input'!$G129=\"\"),\"\",K144/'Cost scenario - input'!$G129),\"\")","v":""},{"$f":"IFERROR(IF(OR(L144=\"\",'Cost scenario - input'!$G129=\"\"),\"\",L144/'Cost scenario - input'!$G129),\"\")","v":""},{"$f":"IFERROR(IF(OR(M144=\"\",'Cost scenario - input'!$G129=\"\"),\"\",M144/'Cost scenario - input'!$G129),\"\")","v":""},{"$f":"IFERROR(IF(OR(N144=\"\",'Cost scenario - input'!$G129=\"\"),\"\",N144/'Cost scenario - input'!$G129),\"\")","v":""},{"$f":"IFERROR(IF(OR(O144=\"\",'Cost scenario - input'!$G129=\"\"),\"\",O144/'Cost scenario - input'!$G129),\"\")","v":""},{"$f":"IFERROR(IF(OR(P144=\"\",'Cost scenario - input'!$G129=\"\"),\"\",P144/'Cost scenario - input'!$G129),\"\")","v":""},{"$f":"IFERROR(IF(OR(Q144=\"\",'Cost scenario - input'!$G129=\"\"),\"\",Q144/'Cost scenario - input'!$G129),\"\")","v":""},{"$f":"IFERROR(IF(OR(R144=\"\",'Cost scenario - input'!$G129=\"\"),\"\",R144/'Cost scenario - input'!$G129),\"\")","v":""},{"$f":"IFERROR(IF(OR(S144=\"\",'Cost scenario - input'!$G129=\"\"),\"\",S144/'Cost scenario - input'!$G129),\"\")","v":""},{"$f":"IFERROR(IF(OR(T144=\"\",'Cost scenario - input'!$G129=\"\"),\"\",T144/'Cost scenario - input'!$G129),\"\")","v":""},{"$f":"IFERROR(IF(OR(U144=\"\",'Cost scenario - input'!$G129=\"\"),\"\",U144/'Cost scenario - input'!$G129),\"\")","v":""},{"$f":"IFERROR(IF(OR(V144=\"\",'Cost scenario - input'!$G129=\"\"),\"\",V144/'Cost scenario - input'!$G129),\"\")","v":""},{"$f":"IFERROR(IF(OR(W144=\"\",'Cost scenario - input'!$G129=\"\"),\"\",W144/'Cost scenario - input'!$G129),\"\")","v":""}]
[{"$f":"IFERROR('Cost scenario - input'!A130,\"\")","v":""},{"$f":"IFERROR('Cost scenario - input'!B130,\"\")","v":""},{"$f":"IFERROR('Cost scenario - input'!C130,\"\")","v":""},{"$f":"IFERROR(repcalc('Cost scenario - input'!$CY130:$GK130,'Cost scenario - input'!$J130,'Cost scenario - input'!$H130,'Cost scenario - input'!$I130,20,TRUE,TRUE),\"\")","v":""},"","","","","","","","","","","","","","","","","","","",{"$f":"IFERROR(IF(OR(D145=\"\",'Cost scenario - input'!$G130=\"\"),\"\",D145/'Cost scenario - input'!$G130),\"\")","v":""},{"$f":"IFERROR(IF(OR(E145=\"\",'Cost scenario - input'!$G130=\"\"),\"\",E145/'Cost scenario - input'!$G130),\"\")","v":""},{"$f":"IFERROR(IF(OR(F145=\"\",'Cost scenario - input'!$G130=\"\"),\"\",F145/'Cost scenario - input'!$G130),\"\")","v":""},{"$f":"IFERROR(IF(OR(G145=\"\",'Cost scenario - input'!$G130=\"\"),\"\",G145/'Cost scenario - input'!$G130),\"\")","v":""},{"$f":"IFERROR(IF(OR(H145=\"\",'Cost scenario - input'!$G130=\"\"),\"\",H145/'Cost scenario - input'!$G130),\"\")","v":""},{"$f":"IFERROR(IF(OR(I145=\"\",'Cost scenario - input'!$G130=\"\"),\"\",I145/'Cost scenario - input'!$G130),\"\")","v":""},{"$f":"IFERROR(IF(OR(J145=\"\",'Cost scenario - input'!$G130=\"\"),\"\",J145/'Cost scenario - input'!$G130),\"\")","v":""},{"$f":"IFERROR(IF(OR(K145=\"\",'Cost scenario - input'!$G130=\"\"),\"\",K145/'Cost scenario - input'!$G130),\"\")","v":""},{"$f":"IFERROR(IF(OR(L145=\"\",'Cost scenario - input'!$G130=\"\"),\"\",L145/'Cost scenario - input'!$G130),\"\")","v":""},{"$f":"IFERROR(IF(OR(M145=\"\",'Cost scenario - input'!$G130=\"\"),\"\",M145/'Cost scenario - input'!$G130),\"\")","v":""},{"$f":"IFERROR(IF(OR(N145=\"\",'Cost scenario - input'!$G130=\"\"),\"\",N145/'Cost scenario - input'!$G130),\"\")","v":""},{"$f":"IFERROR(IF(OR(O145=\"\",'Cost scenario - input'!$G130=\"\"),\"\",O145/'Cost scenario - input'!$G130),\"\")","v":""},{"$f":"IFERROR(IF(OR(P145=\"\",'Cost scenario - input'!$G130=\"\"),\"\",P145/'Cost scenario - input'!$G130),\"\")","v":""},{"$f":"IFERROR(IF(OR(Q145=\"\",'Cost scenario - input'!$G130=\"\"),\"\",Q145/'Cost scenario - input'!$G130),\"\")","v":""},{"$f":"IFERROR(IF(OR(R145=\"\",'Cost scenario - input'!$G130=\"\"),\"\",R145/'Cost scenario - input'!$G130),\"\")","v":""},{"$f":"IFERROR(IF(OR(S145=\"\",'Cost scenario - input'!$G130=\"\"),\"\",S145/'Cost scenario - input'!$G130),\"\")","v":""},{"$f":"IFERROR(IF(OR(T145=\"\",'Cost scenario - input'!$G130=\"\"),\"\",T145/'Cost scenario - input'!$G130),\"\")","v":""},{"$f":"IFERROR(IF(OR(U145=\"\",'Cost scenario - input'!$G130=\"\"),\"\",U145/'Cost scenario - input'!$G130),\"\")","v":""},{"$f":"IFERROR(IF(OR(V145=\"\",'Cost scenario - input'!$G130=\"\"),\"\",V145/'Cost scenario - input'!$G130),\"\")","v":""},{"$f":"IFERROR(IF(OR(W145=\"\",'Cost scenario - input'!$G130=\"\"),\"\",W145/'Cost scenario - input'!$G130),\"\")","v":""}]
[{"$f":"IFERROR('Cost scenario - input'!A131,\"\")","v":""},{"$f":"IFERROR('Cost scenario - input'!B131,\"\")","v":""},{"$f":"IFERROR('Cost scenario - input'!C131,\"\")","v":""},{"$f":"IFERROR(repcalc('Cost scenario - input'!$CY131:$GK131,'Cost scenario - input'!$J131,'Cost scenario - input'!$H131,'Cost scenario - input'!$I131,20,TRUE,TRUE),\"\")","v":""},"","","","","","","","","","","","","","","","","","","",{"$f":"IFERROR(IF(OR(D146=\"\",'Cost scenario - input'!$G131=\"\"),\"\",D146/'Cost scenario - input'!$G131),\"\")","v":""},{"$f":"IFERROR(IF(OR(E146=\"\",'Cost scenario - input'!$G131=\"\"),\"\",E146/'Cost scenario - input'!$G131),\"\")","v":""},{"$f":"IFERROR(IF(OR(F146=\"\",'Cost scenario - input'!$G131=\"\"),\"\",F146/'Cost scenario - input'!$G131),\"\")","v":""},{"$f":"IFERROR(IF(OR(G146=\"\",'Cost scenario - input'!$G131=\"\"),\"\",G146/'Cost scenario - input'!$G131),\"\")","v":""},{"$f":"IFERROR(IF(OR(H146=\"\",'Cost scenario - input'!$G131=\"\"),\"\",H146/'Cost scenario - input'!$G131),\"\")","v":""},{"$f":"IFERROR(IF(OR(I146=\"\",'Cost scenario - input'!$G131=\"\"),\"\",I146/'Cost scenario - input'!$G131),\"\")","v":""},{"$f":"IFERROR(IF(OR(J146=\"\",'Cost scenario - input'!$G131=\"\"),\"\",J146/'Cost scenario - input'!$G131),\"\")","v":""},{"$f":"IFERROR(IF(OR(K146=\"\",'Cost scenario - input'!$G131=\"\"),\"\",K146/'Cost scenario - input'!$G131),\"\")","v":""},{"$f":"IFERROR(IF(OR(L146=\"\",'Cost scenario - input'!$G131=\"\"),\"\",L146/'Cost scenario - input'!$G131),\"\")","v":""},{"$f":"IFERROR(IF(OR(M146=\"\",'Cost scenario - input'!$G131=\"\"),\"\",M146/'Cost scenario - input'!$G131),\"\")","v":""},{"$f":"IFERROR(IF(OR(N146=\"\",'Cost scenario - input'!$G131=\"\"),\"\",N146/'Cost scenario - input'!$G131),\"\")","v":""},{"$f":"IFERROR(IF(OR(O146=\"\",'Cost scenario - input'!$G131=\"\"),\"\",O146/'Cost scenario - input'!$G131),\"\")","v":""},{"$f":"IFERROR(IF(OR(P146=\"\",'Cost scenario - input'!$G131=\"\"),\"\",P146/'Cost scenario - input'!$G131),\"\")","v":""},{"$f":"IFERROR(IF(OR(Q146=\"\",'Cost scenario - input'!$G131=\"\"),\"\",Q146/'Cost scenario - input'!$G131),\"\")","v":""},{"$f":"IFERROR(IF(OR(R146=\"\",'Cost scenario - input'!$G131=\"\"),\"\",R146/'Cost scenario - input'!$G131),\"\")","v":""},{"$f":"IFERROR(IF(OR(S146=\"\",'Cost scenario - input'!$G131=\"\"),\"\",S146/'Cost scenario - input'!$G131),\"\")","v":""},{"$f":"IFERROR(IF(OR(T146=\"\",'Cost scenario - input'!$G131=\"\"),\"\",T146/'Cost scenario - input'!$G131),\"\")","v":""},{"$f":"IFERROR(IF(OR(U146=\"\",'Cost scenario - input'!$G131=\"\"),\"\",U146/'Cost scenario - input'!$G131),\"\")","v":""},{"$f":"IFERROR(IF(OR(V146=\"\",'Cost scenario - input'!$G131=\"\"),\"\",V146/'Cost scenario - input'!$G131),\"\")","v":""},{"$f":"IFERROR(IF(OR(W146=\"\",'Cost scenario - input'!$G131=\"\"),\"\",W146/'Cost scenario - input'!$G131),\"\")","v":""}]
[{"$f":"IFERROR('Cost scenario - input'!A132,\"\")","v":""},{"$f":"IFERROR('Cost scenario - input'!B132,\"\")","v":""},{"$f":"IFERROR('Cost scenario - input'!C132,\"\")","v":""},{"$f":"IFERROR(repcalc('Cost scenario - input'!$CY132:$GK132,'Cost scenario - input'!$J132,'Cost scenario - input'!$H132,'Cost scenario - input'!$I132,20,TRUE,TRUE),\"\")","v":""},"","","","","","","","","","","","","","","","","","","",{"$f":"IFERROR(IF(OR(D147=\"\",'Cost scenario - input'!$G132=\"\"),\"\",D147/'Cost scenario - input'!$G132),\"\")","v":""},{"$f":"IFERROR(IF(OR(E147=\"\",'Cost scenario - input'!$G132=\"\"),\"\",E147/'Cost scenario - input'!$G132),\"\")","v":""},{"$f":"IFERROR(IF(OR(F147=\"\",'Cost scenario - input'!$G132=\"\"),\"\",F147/'Cost scenario - input'!$G132),\"\")","v":""},{"$f":"IFERROR(IF(OR(G147=\"\",'Cost scenario - input'!$G132=\"\"),\"\",G147/'Cost scenario - input'!$G132),\"\")","v":""},{"$f":"IFERROR(IF(OR(H147=\"\",'Cost scenario - input'!$G132=\"\"),\"\",H147/'Cost scenario - input'!$G132),\"\")","v":""},{"$f":"IFERROR(IF(OR(I147=\"\",'Cost scenario - input'!$G132=\"\"),\"\",I147/'Cost scenario - input'!$G132),\"\")","v":""},{"$f":"IFERROR(IF(OR(J147=\"\",'Cost scenario - input'!$G132=\"\"),\"\",J147/'Cost scenario - input'!$G132),\"\")","v":""},{"$f":"IFERROR(IF(OR(K147=\"\",'Cost scenario - input'!$G132=\"\"),\"\",K147/'Cost scenario - input'!$G132),\"\")","v":""},{"$f":"IFERROR(IF(OR(L147=\"\",'Cost scenario - input'!$G132=\"\"),\"\",L147/'Cost scenario - input'!$G132),\"\")","v":""},{"$f":"IFERROR(IF(OR(M147=\"\",'Cost scenario - input'!$G132=\"\"),\"\",M147/'Cost scenario - input'!$G132),\"\")","v":""},{"$f":"IFERROR(IF(OR(N147=\"\",'Cost scenario - input'!$G132=\"\"),\"\",N147/'Cost scenario - input'!$G132),\"\")","v":""},{"$f":"IFERROR(IF(OR(O147=\"\",'Cost scenario - input'!$G132=\"\"),\"\",O147/'Cost scenario - input'!$G132),\"\")","v":""},{"$f":"IFERROR(IF(OR(P147=\"\",'Cost scenario - input'!$G132=\"\"),\"\",P147/'Cost scenario - input'!$G132),\"\")","v":""},{"$f":"IFERROR(IF(OR(Q147=\"\",'Cost scenario - input'!$G132=\"\"),\"\",Q147/'Cost scenario - input'!$G132),\"\")","v":""},{"$f":"IFERROR(IF(OR(R147=\"\",'Cost scenario - input'!$G132=\"\"),\"\",R147/'Cost scenario - input'!$G132),\"\")","v":""},{"$f":"IFERROR(IF(OR(S147=\"\",'Cost scenario - input'!$G132=\"\"),\"\",S147/'Cost scenario - input'!$G132),\"\")","v":""},{"$f":"IFERROR(IF(OR(T147=\"\",'Cost scenario - input'!$G132=\"\"),\"\",T147/'Cost scenario - input'!$G132),\"\")","v":""},{"$f":"IFERROR(IF(OR(U147=\"\",'Cost scenario - input'!$G132=\"\"),\"\",U147/'Cost scenario - input'!$G132),\"\")","v":""},{"$f":"IFERROR(IF(OR(V147=\"\",'Cost scenario - input'!$G132=\"\"),\"\",V147/'Cost scenario - input'!$G132),\"\")","v":""},{"$f":"IFERROR(IF(OR(W147=\"\",'Cost scenario - input'!$G132=\"\"),\"\",W147/'Cost scenario - input'!$G132),\"\")","v":""}]
[{"$f":"IFERROR('Cost scenario - input'!A133,\"\")","v":""},{"$f":"IFERROR('Cost scenario - input'!B133,\"\")","v":""},{"$f":"IFERROR('Cost scenario - input'!C133,\"\")","v":""},{"$f":"IFERROR(repcalc('Cost scenario - input'!$CY133:$GK133,'Cost scenario - input'!$J133,'Cost scenario - input'!$H133,'Cost scenario - input'!$I133,20,TRUE,TRUE),\"\")","v":""},"","","","","","","","","","","","","","","","","","","",{"$f":"IFERROR(IF(OR(D148=\"\",'Cost scenario - input'!$G133=\"\"),\"\",D148/'Cost scenario - input'!$G133),\"\")","v":""},{"$f":"IFERROR(IF(OR(E148=\"\",'Cost scenario - input'!$G133=\"\"),\"\",E148/'Cost scenario - input'!$G133),\"\")","v":""},{"$f":"IFERROR(IF(OR(F148=\"\",'Cost scenario - input'!$G133=\"\"),\"\",F148/'Cost scenario - input'!$G133),\"\")","v":""},{"$f":"IFERROR(IF(OR(G148=\"\",'Cost scenario - input'!$G133=\"\"),\"\",G148/'Cost scenario - input'!$G133),\"\")","v":""},{"$f":"IFERROR(IF(OR(H148=\"\",'Cost scenario - input'!$G133=\"\"),\"\",H148/'Cost scenario - input'!$G133),\"\")","v":""},{"$f":"IFERROR(IF(OR(I148=\"\",'Cost scenario - input'!$G133=\"\"),\"\",I148/'Cost scenario - input'!$G133),\"\")","v":""},{"$f":"IFERROR(IF(OR(J148=\"\",'Cost scenario - input'!$G133=\"\"),\"\",J148/'Cost scenario - input'!$G133),\"\")","v":""},{"$f":"IFERROR(IF(OR(K148=\"\",'Cost scenario - input'!$G133=\"\"),\"\",K148/'Cost scenario - input'!$G133),\"\")","v":""},{"$f":"IFERROR(IF(OR(L148=\"\",'Cost scenario - input'!$G133=\"\"),\"\",L148/'Cost scenario - input'!$G133),\"\")","v":""},{"$f":"IFERROR(IF(OR(M148=\"\",'Cost scenario - input'!$G133=\"\"),\"\",M148/'Cost scenario - input'!$G133),\"\")","v":""},{"$f":"IFERROR(IF(OR(N148=\"\",'Cost scenario - input'!$G133=\"\"),\"\",N148/'Cost scenario - input'!$G133),\"\")","v":""},{"$f":"IFERROR(IF(OR(O148=\"\",'Cost scenario - input'!$G133=\"\"),\"\",O148/'Cost scenario - input'!$G133),\"\")","v":""},{"$f":"IFERROR(IF(OR(P148=\"\",'Cost scenario - input'!$G133=\"\"),\"\",P148/'Cost scenario - input'!$G133),\"\")","v":""},{"$f":"IFERROR(IF(OR(Q148=\"\",'Cost scenario - input'!$G133=\"\"),\"\",Q148/'Cost scenario - input'!$G133),\"\")","v":""},{"$f":"IFERROR(IF(OR(R148=\"\",'Cost scenario - input'!$G133=\"\"),\"\",R148/'Cost scenario - input'!$G133),\"\")","v":""},{"$f":"IFERROR(IF(OR(S148=\"\",'Cost scenario - input'!$G133=\"\"),\"\",S148/'Cost scenario - input'!$G133),\"\")","v":""},{"$f":"IFERROR(IF(OR(T148=\"\",'Cost scenario - input'!$G133=\"\"),\"\",T148/'Cost scenario - input'!$G133),\"\")","v":""},{"$f":"IFERROR(IF(OR(U148=\"\",'Cost scenario - input'!$G133=\"\"),\"\",U148/'Cost scenario - input'!$G133),\"\")","v":""},{"$f":"IFERROR(IF(OR(V148=\"\",'Cost scenario - input'!$G133=\"\"),\"\",V148/'Cost scenario - input'!$G133),\"\")","v":""},{"$f":"IFERROR(IF(OR(W148=\"\",'Cost scenario - input'!$G133=\"\"),\"\",W148/'Cost scenario - input'!$G133),\"\")","v":""}]
[{"$f":"IFERROR('Cost scenario - input'!A134,\"\")","v":""},{"$f":"IFERROR('Cost scenario - input'!B134,\"\")","v":""},{"$f":"IFERROR('Cost scenario - input'!C134,\"\")","v":""},{"$f":"IFERROR(repcalc('Cost scenario - input'!$CY134:$GK134,'Cost scenario - input'!$J134,'Cost scenario - input'!$H134,'Cost scenario - input'!$I134,20,TRUE,TRUE),\"\")","v":""},"","","","","","","","","","","","","","","","","","","",{"$f":"IFERROR(IF(OR(D149=\"\",'Cost scenario - input'!$G134=\"\"),\"\",D149/'Cost scenario - input'!$G134),\"\")","v":""},{"$f":"IFERROR(IF(OR(E149=\"\",'Cost scenario - input'!$G134=\"\"),\"\",E149/'Cost scenario - input'!$G134),\"\")","v":""},{"$f":"IFERROR(IF(OR(F149=\"\",'Cost scenario - input'!$G134=\"\"),\"\",F149/'Cost scenario - input'!$G134),\"\")","v":""},{"$f":"IFERROR(IF(OR(G149=\"\",'Cost scenario - input'!$G134=\"\"),\"\",G149/'Cost scenario - input'!$G134),\"\")","v":""},{"$f":"IFERROR(IF(OR(H149=\"\",'Cost scenario - input'!$G134=\"\"),\"\",H149/'Cost scenario - input'!$G134),\"\")","v":""},{"$f":"IFERROR(IF(OR(I149=\"\",'Cost scenario - input'!$G134=\"\"),\"\",I149/'Cost scenario - input'!$G134),\"\")","v":""},{"$f":"IFERROR(IF(OR(J149=\"\",'Cost scenario - input'!$G134=\"\"),\"\",J149/'Cost scenario - input'!$G134),\"\")","v":""},{"$f":"IFERROR(IF(OR(K149=\"\",'Cost scenario - input'!$G134=\"\"),\"\",K149/'Cost scenario - input'!$G134),\"\")","v":""},{"$f":"IFERROR(IF(OR(L149=\"\",'Cost scenario - input'!$G134=\"\"),\"\",L149/'Cost scenario - input'!$G134),\"\")","v":""},{"$f":"IFERROR(IF(OR(M149=\"\",'Cost scenario - input'!$G134=\"\"),\"\",M149/'Cost scenario - input'!$G134),\"\")","v":""},{"$f":"IFERROR(IF(OR(N149=\"\",'Cost scenario - input'!$G134=\"\"),\"\",N149/'Cost scenario - input'!$G134),\"\")","v":""},{"$f":"IFERROR(IF(OR(O149=\"\",'Cost scenario - input'!$G134=\"\"),\"\",O149/'Cost scenario - input'!$G134),\"\")","v":""},{"$f":"IFERROR(IF(OR(P149=\"\",'Cost scenario - input'!$G134=\"\"),\"\",P149/'Cost scenario - input'!$G134),\"\")","v":""},{"$f":"IFERROR(IF(OR(Q149=\"\",'Cost scenario - input'!$G134=\"\"),\"\",Q149/'Cost scenario - input'!$G134),\"\")","v":""},{"$f":"IFERROR(IF(OR(R149=\"\",'Cost scenario - input'!$G134=\"\"),\"\",R149/'Cost scenario - input'!$G134),\"\")","v":""},{"$f":"IFERROR(IF(OR(S149=\"\",'Cost scenario - input'!$G134=\"\"),\"\",S149/'Cost scenario - input'!$G134),\"\")","v":""},{"$f":"IFERROR(IF(OR(T149=\"\",'Cost scenario - input'!$G134=\"\"),\"\",T149/'Cost scenario - input'!$G134),\"\")","v":""},{"$f":"IFERROR(IF(OR(U149=\"\",'Cost scenario - input'!$G134=\"\"),\"\",U149/'Cost scenario - input'!$G134),\"\")","v":""},{"$f":"IFERROR(IF(OR(V149=\"\",'Cost scenario - input'!$G134=\"\"),\"\",V149/'Cost scenario - input'!$G134),\"\")","v":""},{"$f":"IFERROR(IF(OR(W149=\"\",'Cost scenario - input'!$G134=\"\"),\"\",W149/'Cost scenario - input'!$G134),\"\")","v":""}]
[{"$f":"IFERROR('Cost scenario - input'!A135,\"\")","v":""},{"$f":"IFERROR('Cost scenario - input'!B135,\"\")","v":""},{"$f":"IFERROR('Cost scenario - input'!C135,\"\")","v":""},{"$f":"IFERROR(repcalc('Cost scenario - input'!$CY135:$GK135,'Cost scenario - input'!$J135,'Cost scenario - input'!$H135,'Cost scenario - input'!$I135,20,TRUE,TRUE),\"\")","v":""},"","","","","","","","","","","","","","","","","","","",{"$f":"IFERROR(IF(OR(D150=\"\",'Cost scenario - input'!$G135=\"\"),\"\",D150/'Cost scenario - input'!$G135),\"\")","v":""},{"$f":"IFERROR(IF(OR(E150=\"\",'Cost scenario - input'!$G135=\"\"),\"\",E150/'Cost scenario - input'!$G135),\"\")","v":""},{"$f":"IFERROR(IF(OR(F150=\"\",'Cost scenario - input'!$G135=\"\"),\"\",F150/'Cost scenario - input'!$G135),\"\")","v":""},{"$f":"IFERROR(IF(OR(G150=\"\",'Cost scenario - input'!$G135=\"\"),\"\",G150/'Cost scenario - input'!$G135),\"\")","v":""},{"$f":"IFERROR(IF(OR(H150=\"\",'Cost scenario - input'!$G135=\"\"),\"\",H150/'Cost scenario - input'!$G135),\"\")","v":""},{"$f":"IFERROR(IF(OR(I150=\"\",'Cost scenario - input'!$G135=\"\"),\"\",I150/'Cost scenario - input'!$G135),\"\")","v":""},{"$f":"IFERROR(IF(OR(J150=\"\",'Cost scenario - input'!$G135=\"\"),\"\",J150/'Cost scenario - input'!$G135),\"\")","v":""},{"$f":"IFERROR(IF(OR(K150=\"\",'Cost scenario - input'!$G135=\"\"),\"\",K150/'Cost scenario - input'!$G135),\"\")","v":""},{"$f":"IFERROR(IF(OR(L150=\"\",'Cost scenario - input'!$G135=\"\"),\"\",L150/'Cost scenario - input'!$G135),\"\")","v":""},{"$f":"IFERROR(IF(OR(M150=\"\",'Cost scenario - input'!$G135=\"\"),\"\",M150/'Cost scenario - input'!$G135),\"\")","v":""},{"$f":"IFERROR(IF(OR(N150=\"\",'Cost scenario - input'!$G135=\"\"),\"\",N150/'Cost scenario - input'!$G135),\"\")","v":""},{"$f":"IFERROR(IF(OR(O150=\"\",'Cost scenario - input'!$G135=\"\"),\"\",O150/'Cost scenario - input'!$G135),\"\")","v":""},{"$f":"IFERROR(IF(OR(P150=\"\",'Cost scenario - input'!$G135=\"\"),\"\",P150/'Cost scenario - input'!$G135),\"\")","v":""},{"$f":"IFERROR(IF(OR(Q150=\"\",'Cost scenario - input'!$G135=\"\"),\"\",Q150/'Cost scenario - input'!$G135),\"\")","v":""},{"$f":"IFERROR(IF(OR(R150=\"\",'Cost scenario - input'!$G135=\"\"),\"\",R150/'Cost scenario - input'!$G135),\"\")","v":""},{"$f":"IFERROR(IF(OR(S150=\"\",'Cost scenario - input'!$G135=\"\"),\"\",S150/'Cost scenario - input'!$G135),\"\")","v":""},{"$f":"IFERROR(IF(OR(T150=\"\",'Cost scenario - input'!$G135=\"\"),\"\",T150/'Cost scenario - input'!$G135),\"\")","v":""},{"$f":"IFERROR(IF(OR(U150=\"\",'Cost scenario - input'!$G135=\"\"),\"\",U150/'Cost scenario - input'!$G135),\"\")","v":""},{"$f":"IFERROR(IF(OR(V150=\"\",'Cost scenario - input'!$G135=\"\"),\"\",V150/'Cost scenario - input'!$G135),\"\")","v":""},{"$f":"IFERROR(IF(OR(W150=\"\",'Cost scenario - input'!$G135=\"\"),\"\",W150/'Cost scenario - input'!$G135),\"\")","v":""}]
[{"$f":"IFERROR('Cost scenario - input'!A136,\"\")","v":""},{"$f":"IFERROR('Cost scenario - input'!B136,\"\")","v":""},{"$f":"IFERROR('Cost scenario - input'!C136,\"\")","v":""},{"$f":"IFERROR(repcalc('Cost scenario - input'!$CY136:$GK136,'Cost scenario - input'!$J136,'Cost scenario - input'!$H136,'Cost scenario - input'!$I136,20,TRUE,TRUE),\"\")","v":""},"","","","","","","","","","","","","","","","","","","",{"$f":"IFERROR(IF(OR(D151=\"\",'Cost scenario - input'!$G136=\"\"),\"\",D151/'Cost scenario - input'!$G136),\"\")","v":""},{"$f":"IFERROR(IF(OR(E151=\"\",'Cost scenario - input'!$G136=\"\"),\"\",E151/'Cost scenario - input'!$G136),\"\")","v":""},{"$f":"IFERROR(IF(OR(F151=\"\",'Cost scenario - input'!$G136=\"\"),\"\",F151/'Cost scenario - input'!$G136),\"\")","v":""},{"$f":"IFERROR(IF(OR(G151=\"\",'Cost scenario - input'!$G136=\"\"),\"\",G151/'Cost scenario - input'!$G136),\"\")","v":""},{"$f":"IFERROR(IF(OR(H151=\"\",'Cost scenario - input'!$G136=\"\"),\"\",H151/'Cost scenario - input'!$G136),\"\")","v":""},{"$f":"IFERROR(IF(OR(I151=\"\",'Cost scenario - input'!$G136=\"\"),\"\",I151/'Cost scenario - input'!$G136),\"\")","v":""},{"$f":"IFERROR(IF(OR(J151=\"\",'Cost scenario - input'!$G136=\"\"),\"\",J151/'Cost scenario - input'!$G136),\"\")","v":""},{"$f":"IFERROR(IF(OR(K151=\"\",'Cost scenario - input'!$G136=\"\"),\"\",K151/'Cost scenario - input'!$G136),\"\")","v":""},{"$f":"IFERROR(IF(OR(L151=\"\",'Cost scenario - input'!$G136=\"\"),\"\",L151/'Cost scenario - input'!$G136),\"\")","v":""},{"$f":"IFERROR(IF(OR(M151=\"\",'Cost scenario - input'!$G136=\"\"),\"\",M151/'Cost scenario - input'!$G136),\"\")","v":""},{"$f":"IFERROR(IF(OR(N151=\"\",'Cost scenario - input'!$G136=\"\"),\"\",N151/'Cost scenario - input'!$G136),\"\")","v":""},{"$f":"IFERROR(IF(OR(O151=\"\",'Cost scenario - input'!$G136=\"\"),\"\",O151/'Cost scenario - input'!$G136),\"\")","v":""},{"$f":"IFERROR(IF(OR(P151=\"\",'Cost scenario - input'!$G136=\"\"),\"\",P151/'Cost scenario - input'!$G136),\"\")","v":""},{"$f":"IFERROR(IF(OR(Q151=\"\",'Cost scenario - input'!$G136=\"\"),\"\",Q151/'Cost scenario - input'!$G136),\"\")","v":""},{"$f":"IFERROR(IF(OR(R151=\"\",'Cost scenario - input'!$G136=\"\"),\"\",R151/'Cost scenario - input'!$G136),\"\")","v":""},{"$f":"IFERROR(IF(OR(S151=\"\",'Cost scenario - input'!$G136=\"\"),\"\",S151/'Cost scenario - input'!$G136),\"\")","v":""},{"$f":"IFERROR(IF(OR(T151=\"\",'Cost scenario - input'!$G136=\"\"),\"\",T151/'Cost scenario - input'!$G136),\"\")","v":""},{"$f":"IFERROR(IF(OR(U151=\"\",'Cost scenario - input'!$G136=\"\"),\"\",U151/'Cost scenario - input'!$G136),\"\")","v":""},{"$f":"IFERROR(IF(OR(V151=\"\",'Cost scenario - input'!$G136=\"\"),\"\",V151/'Cost scenario - input'!$G136),\"\")","v":""},{"$f":"IFERROR(IF(OR(W151=\"\",'Cost scenario - input'!$G136=\"\"),\"\",W151/'Cost scenario - input'!$G136),\"\")","v":""}]
[{"$f":"IFERROR('Cost scenario - input'!A137,\"\")","v":""},{"$f":"IFERROR('Cost scenario - input'!B137,\"\")","v":""},{"$f":"IFERROR('Cost scenario - input'!C137,\"\")","v":""},{"$f":"IFERROR(repcalc('Cost scenario - input'!$CY137:$GK137,'Cost scenario - input'!$J137,'Cost scenario - input'!$H137,'Cost scenario - input'!$I137,20,TRUE,TRUE),\"\")","v":""},"","","","","","","","","","","","","","","","","","","",{"$f":"IFERROR(IF(OR(D152=\"\",'Cost scenario - input'!$G137=\"\"),\"\",D152/'Cost scenario - input'!$G137),\"\")","v":""},{"$f":"IFERROR(IF(OR(E152=\"\",'Cost scenario - input'!$G137=\"\"),\"\",E152/'Cost scenario - input'!$G137),\"\")","v":""},{"$f":"IFERROR(IF(OR(F152=\"\",'Cost scenario - input'!$G137=\"\"),\"\",F152/'Cost scenario - input'!$G137),\"\")","v":""},{"$f":"IFERROR(IF(OR(G152=\"\",'Cost scenario - input'!$G137=\"\"),\"\",G152/'Cost scenario - input'!$G137),\"\")","v":""},{"$f":"IFERROR(IF(OR(H152=\"\",'Cost scenario - input'!$G137=\"\"),\"\",H152/'Cost scenario - input'!$G137),\"\")","v":""},{"$f":"IFERROR(IF(OR(I152=\"\",'Cost scenario - input'!$G137=\"\"),\"\",I152/'Cost scenario - input'!$G137),\"\")","v":""},{"$f":"IFERROR(IF(OR(J152=\"\",'Cost scenario - input'!$G137=\"\"),\"\",J152/'Cost scenario - input'!$G137),\"\")","v":""},{"$f":"IFERROR(IF(OR(K152=\"\",'Cost scenario - input'!$G137=\"\"),\"\",K152/'Cost scenario - input'!$G137),\"\")","v":""},{"$f":"IFERROR(IF(OR(L152=\"\",'Cost scenario - input'!$G137=\"\"),\"\",L152/'Cost scenario - input'!$G137),\"\")","v":""},{"$f":"IFERROR(IF(OR(M152=\"\",'Cost scenario - input'!$G137=\"\"),\"\",M152/'Cost scenario - input'!$G137),\"\")","v":""},{"$f":"IFERROR(IF(OR(N152=\"\",'Cost scenario - input'!$G137=\"\"),\"\",N152/'Cost scenario - input'!$G137),\"\")","v":""},{"$f":"IFERROR(IF(OR(O152=\"\",'Cost scenario - input'!$G137=\"\"),\"\",O152/'Cost scenario - input'!$G137),\"\")","v":""},{"$f":"IFERROR(IF(OR(P152=\"\",'Cost scenario - input'!$G137=\"\"),\"\",P152/'Cost scenario - input'!$G137),\"\")","v":""},{"$f":"IFERROR(IF(OR(Q152=\"\",'Cost scenario - input'!$G137=\"\"),\"\",Q152/'Cost scenario - input'!$G137),\"\")","v":""},{"$f":"IFERROR(IF(OR(R152=\"\",'Cost scenario - input'!$G137=\"\"),\"\",R152/'Cost scenario - input'!$G137),\"\")","v":""},{"$f":"IFERROR(IF(OR(S152=\"\",'Cost scenario - input'!$G137=\"\"),\"\",S152/'Cost scenario - input'!$G137),\"\")","v":""},{"$f":"IFERROR(IF(OR(T152=\"\",'Cost scenario - input'!$G137=\"\"),\"\",T152/'Cost scenario - input'!$G137),\"\")","v":""},{"$f":"IFERROR(IF(OR(U152=\"\",'Cost scenario - input'!$G137=\"\"),\"\",U152/'Cost scenario - input'!$G137),\"\")","v":""},{"$f":"IFERROR(IF(OR(V152=\"\",'Cost scenario - input'!$G137=\"\"),\"\",V152/'Cost scenario - input'!$G137),\"\")","v":""},{"$f":"IFERROR(IF(OR(W152=\"\",'Cost scenario - input'!$G137=\"\"),\"\",W152/'Cost scenario - input'!$G137),\"\")","v":""}]
[{"$f":"IFERROR('Cost scenario - input'!A138,\"\")","v":""},{"$f":"IFERROR('Cost scenario - input'!B138,\"\")","v":""},{"$f":"IFERROR('Cost scenario - input'!C138,\"\")","v":""},{"$f":"IFERROR(repcalc('Cost scenario - input'!$CY138:$GK138,'Cost scenario - input'!$J138,'Cost scenario - input'!$H138,'Cost scenario - input'!$I138,20,TRUE,TRUE),\"\")","v":""},"","","","","","","","","","","","","","","","","","","",{"$f":"IFERROR(IF(OR(D153=\"\",'Cost scenario - input'!$G138=\"\"),\"\",D153/'Cost scenario - input'!$G138),\"\")","v":""},{"$f":"IFERROR(IF(OR(E153=\"\",'Cost scenario - input'!$G138=\"\"),\"\",E153/'Cost scenario - input'!$G138),\"\")","v":""},{"$f":"IFERROR(IF(OR(F153=\"\",'Cost scenario - input'!$G138=\"\"),\"\",F153/'Cost scenario - input'!$G138),\"\")","v":""},{"$f":"IFERROR(IF(OR(G153=\"\",'Cost scenario - input'!$G138=\"\"),\"\",G153/'Cost scenario - input'!$G138),\"\")","v":""},{"$f":"IFERROR(IF(OR(H153=\"\",'Cost scenario - input'!$G138=\"\"),\"\",H153/'Cost scenario - input'!$G138),\"\")","v":""},{"$f":"IFERROR(IF(OR(I153=\"\",'Cost scenario - input'!$G138=\"\"),\"\",I153/'Cost scenario - input'!$G138),\"\")","v":""},{"$f":"IFERROR(IF(OR(J153=\"\",'Cost scenario - input'!$G138=\"\"),\"\",J153/'Cost scenario - input'!$G138),\"\")","v":""},{"$f":"IFERROR(IF(OR(K153=\"\",'Cost scenario - input'!$G138=\"\"),\"\",K153/'Cost scenario - input'!$G138),\"\")","v":""},{"$f":"IFERROR(IF(OR(L153=\"\",'Cost scenario - input'!$G138=\"\"),\"\",L153/'Cost scenario - input'!$G138),\"\")","v":""},{"$f":"IFERROR(IF(OR(M153=\"\",'Cost scenario - input'!$G138=\"\"),\"\",M153/'Cost scenario - input'!$G138),\"\")","v":""},{"$f":"IFERROR(IF(OR(N153=\"\",'Cost scenario - input'!$G138=\"\"),\"\",N153/'Cost scenario - input'!$G138),\"\")","v":""},{"$f":"IFERROR(IF(OR(O153=\"\",'Cost scenario - input'!$G138=\"\"),\"\",O153/'Cost scenario - input'!$G138),\"\")","v":""},{"$f":"IFERROR(IF(OR(P153=\"\",'Cost scenario - input'!$G138=\"\"),\"\",P153/'Cost scenario - input'!$G138),\"\")","v":""},{"$f":"IFERROR(IF(OR(Q153=\"\",'Cost scenario - input'!$G138=\"\"),\"\",Q153/'Cost scenario - input'!$G138),\"\")","v":""},{"$f":"IFERROR(IF(OR(R153=\"\",'Cost scenario - input'!$G138=\"\"),\"\",R153/'Cost scenario - input'!$G138),\"\")","v":""},{"$f":"IFERROR(IF(OR(S153=\"\",'Cost scenario - input'!$G138=\"\"),\"\",S153/'Cost scenario - input'!$G138),\"\")","v":""},{"$f":"IFERROR(IF(OR(T153=\"\",'Cost scenario - input'!$G138=\"\"),\"\",T153/'Cost scenario - input'!$G138),\"\")","v":""},{"$f":"IFERROR(IF(OR(U153=\"\",'Cost scenario - input'!$G138=\"\"),\"\",U153/'Cost scenario - input'!$G138),\"\")","v":""},{"$f":"IFERROR(IF(OR(V153=\"\",'Cost scenario - input'!$G138=\"\"),\"\",V153/'Cost scenario - input'!$G138),\"\")","v":""},{"$f":"IFERROR(IF(OR(W153=\"\",'Cost scenario - input'!$G138=\"\"),\"\",W153/'Cost scenario - input'!$G138),\"\")","v":""}]
[{"$f":"IFERROR('Cost scenario - input'!A139,\"\")","v":""},{"$f":"IFERROR('Cost scenario - input'!B139,\"\")","v":""},{"$f":"IFERROR('Cost scenario - input'!C139,\"\")","v":""},{"$f":"IFERROR(repcalc('Cost scenario - input'!$CY139:$GK139,'Cost scenario - input'!$J139,'Cost scenario - input'!$H139,'Cost scenario - input'!$I139,20,TRUE,TRUE),\"\")","v":""},"","","","","","","","","","","","","","","","","","","",{"$f":"IFERROR(IF(OR(D154=\"\",'Cost scenario - input'!$G139=\"\"),\"\",D154/'Cost scenario - input'!$G139),\"\")","v":""},{"$f":"IFERROR(IF(OR(E154=\"\",'Cost scenario - input'!$G139=\"\"),\"\",E154/'Cost scenario - input'!$G139),\"\")","v":""},{"$f":"IFERROR(IF(OR(F154=\"\",'Cost scenario - input'!$G139=\"\"),\"\",F154/'Cost scenario - input'!$G139),\"\")","v":""},{"$f":"IFERROR(IF(OR(G154=\"\",'Cost scenario - input'!$G139=\"\"),\"\",G154/'Cost scenario - input'!$G139),\"\")","v":""},{"$f":"IFERROR(IF(OR(H154=\"\",'Cost scenario - input'!$G139=\"\"),\"\",H154/'Cost scenario - input'!$G139),\"\")","v":""},{"$f":"IFERROR(IF(OR(I154=\"\",'Cost scenario - input'!$G139=\"\"),\"\",I154/'Cost scenario - input'!$G139),\"\")","v":""},{"$f":"IFERROR(IF(OR(J154=\"\",'Cost scenario - input'!$G139=\"\"),\"\",J154/'Cost scenario - input'!$G139),\"\")","v":""},{"$f":"IFERROR(IF(OR(K154=\"\",'Cost scenario - input'!$G139=\"\"),\"\",K154/'Cost scenario - input'!$G139),\"\")","v":""},{"$f":"IFERROR(IF(OR(L154=\"\",'Cost scenario - input'!$G139=\"\"),\"\",L154/'Cost scenario - input'!$G139),\"\")","v":""},{"$f":"IFERROR(IF(OR(M154=\"\",'Cost scenario - input'!$G139=\"\"),\"\",M154/'Cost scenario - input'!$G139),\"\")","v":""},{"$f":"IFERROR(IF(OR(N154=\"\",'Cost scenario - input'!$G139=\"\"),\"\",N154/'Cost scenario - input'!$G139),\"\")","v":""},{"$f":"IFERROR(IF(OR(O154=\"\",'Cost scenario - input'!$G139=\"\"),\"\",O154/'Cost scenario - input'!$G139),\"\")","v":""},{"$f":"IFERROR(IF(OR(P154=\"\",'Cost scenario - input'!$G139=\"\"),\"\",P154/'Cost scenario - input'!$G139),\"\")","v":""},{"$f":"IFERROR(IF(OR(Q154=\"\",'Cost scenario - input'!$G139=\"\"),\"\",Q154/'Cost scenario - input'!$G139),\"\")","v":""},{"$f":"IFERROR(IF(OR(R154=\"\",'Cost scenario - input'!$G139=\"\"),\"\",R154/'Cost scenario - input'!$G139),\"\")","v":""},{"$f":"IFERROR(IF(OR(S154=\"\",'Cost scenario - input'!$G139=\"\"),\"\",S154/'Cost scenario - input'!$G139),\"\")","v":""},{"$f":"IFERROR(IF(OR(T154=\"\",'Cost scenario - input'!$G139=\"\"),\"\",T154/'Cost scenario - input'!$G139),\"\")","v":""},{"$f":"IFERROR(IF(OR(U154=\"\",'Cost scenario - input'!$G139=\"\"),\"\",U154/'Cost scenario - input'!$G139),\"\")","v":""},{"$f":"IFERROR(IF(OR(V154=\"\",'Cost scenario - input'!$G139=\"\"),\"\",V154/'Cost scenario - input'!$G139),\"\")","v":""},{"$f":"IFERROR(IF(OR(W154=\"\",'Cost scenario - input'!$G139=\"\"),\"\",W154/'Cost scenario - input'!$G139),\"\")","v":""}]
[{"$f":"IFERROR('Cost scenario - input'!A140,\"\")","v":""},{"$f":"IFERROR('Cost scenario - input'!B140,\"\")","v":""},{"$f":"IFERROR('Cost scenario - input'!C140,\"\")","v":""},{"$f":"IFERROR(repcalc('Cost scenario - input'!$CY140:$GK140,'Cost scenario - input'!$J140,'Cost scenario - input'!$H140,'Cost scenario - input'!$I140,20,TRUE,TRUE),\"\")","v":""},"","","","","","","","","","","","","","","","","","","",{"$f":"IFERROR(IF(OR(D155=\"\",'Cost scenario - input'!$G140=\"\"),\"\",D155/'Cost scenario - input'!$G140),\"\")","v":""},{"$f":"IFERROR(IF(OR(E155=\"\",'Cost scenario - input'!$G140=\"\"),\"\",E155/'Cost scenario - input'!$G140),\"\")","v":""},{"$f":"IFERROR(IF(OR(F155=\"\",'Cost scenario - input'!$G140=\"\"),\"\",F155/'Cost scenario - input'!$G140),\"\")","v":""},{"$f":"IFERROR(IF(OR(G155=\"\",'Cost scenario - input'!$G140=\"\"),\"\",G155/'Cost scenario - input'!$G140),\"\")","v":""},{"$f":"IFERROR(IF(OR(H155=\"\",'Cost scenario - input'!$G140=\"\"),\"\",H155/'Cost scenario - input'!$G140),\"\")","v":""},{"$f":"IFERROR(IF(OR(I155=\"\",'Cost scenario - input'!$G140=\"\"),\"\",I155/'Cost scenario - input'!$G140),\"\")","v":""},{"$f":"IFERROR(IF(OR(J155=\"\",'Cost scenario - input'!$G140=\"\"),\"\",J155/'Cost scenario - input'!$G140),\"\")","v":""},{"$f":"IFERROR(IF(OR(K155=\"\",'Cost scenario - input'!$G140=\"\"),\"\",K155/'Cost scenario - input'!$G140),\"\")","v":""},{"$f":"IFERROR(IF(OR(L155=\"\",'Cost scenario - input'!$G140=\"\"),\"\",L155/'Cost scenario - input'!$G140),\"\")","v":""},{"$f":"IFERROR(IF(OR(M155=\"\",'Cost scenario - input'!$G140=\"\"),\"\",M155/'Cost scenario - input'!$G140),\"\")","v":""},{"$f":"IFERROR(IF(OR(N155=\"\",'Cost scenario - input'!$G140=\"\"),\"\",N155/'Cost scenario - input'!$G140),\"\")","v":""},{"$f":"IFERROR(IF(OR(O155=\"\",'Cost scenario - input'!$G140=\"\"),\"\",O155/'Cost scenario - input'!$G140),\"\")","v":""},{"$f":"IFERROR(IF(OR(P155=\"\",'Cost scenario - input'!$G140=\"\"),\"\",P155/'Cost scenario - input'!$G140),\"\")","v":""},{"$f":"IFERROR(IF(OR(Q155=\"\",'Cost scenario - input'!$G140=\"\"),\"\",Q155/'Cost scenario - input'!$G140),\"\")","v":""},{"$f":"IFERROR(IF(OR(R155=\"\",'Cost scenario - input'!$G140=\"\"),\"\",R155/'Cost scenario - input'!$G140),\"\")","v":""},{"$f":"IFERROR(IF(OR(S155=\"\",'Cost scenario - input'!$G140=\"\"),\"\",S155/'Cost scenario - input'!$G140),\"\")","v":""},{"$f":"IFERROR(IF(OR(T155=\"\",'Cost scenario - input'!$G140=\"\"),\"\",T155/'Cost scenario - input'!$G140),\"\")","v":""},{"$f":"IFERROR(IF(OR(U155=\"\",'Cost scenario - input'!$G140=\"\"),\"\",U155/'Cost scenario - input'!$G140),\"\")","v":""},{"$f":"IFERROR(IF(OR(V155=\"\",'Cost scenario - input'!$G140=\"\"),\"\",V155/'Cost scenario - input'!$G140),\"\")","v":""},{"$f":"IFERROR(IF(OR(W155=\"\",'Cost scenario - input'!$G140=\"\"),\"\",W155/'Cost scenario - input'!$G140),\"\")","v":""}]
[{"$f":"IFERROR('Cost scenario - input'!A141,\"\")","v":""},{"$f":"IFERROR('Cost scenario - input'!B141,\"\")","v":""},{"$f":"IFERROR('Cost scenario - input'!C141,\"\")","v":""},{"$f":"IFERROR(repcalc('Cost scenario - input'!$CY141:$GK141,'Cost scenario - input'!$J141,'Cost scenario - input'!$H141,'Cost scenario - input'!$I141,20,TRUE,TRUE),\"\")","v":""},"","","","","","","","","","","","","","","","","","","",{"$f":"IFERROR(IF(OR(D156=\"\",'Cost scenario - input'!$G141=\"\"),\"\",D156/'Cost scenario - input'!$G141),\"\")","v":""},{"$f":"IFERROR(IF(OR(E156=\"\",'Cost scenario - input'!$G141=\"\"),\"\",E156/'Cost scenario - input'!$G141),\"\")","v":""},{"$f":"IFERROR(IF(OR(F156=\"\",'Cost scenario - input'!$G141=\"\"),\"\",F156/'Cost scenario - input'!$G141),\"\")","v":""},{"$f":"IFERROR(IF(OR(G156=\"\",'Cost scenario - input'!$G141=\"\"),\"\",G156/'Cost scenario - input'!$G141),\"\")","v":""},{"$f":"IFERROR(IF(OR(H156=\"\",'Cost scenario - input'!$G141=\"\"),\"\",H156/'Cost scenario - input'!$G141),\"\")","v":""},{"$f":"IFERROR(IF(OR(I156=\"\",'Cost scenario - input'!$G141=\"\"),\"\",I156/'Cost scenario - input'!$G141),\"\")","v":""},{"$f":"IFERROR(IF(OR(J156=\"\",'Cost scenario - input'!$G141=\"\"),\"\",J156/'Cost scenario - input'!$G141),\"\")","v":""},{"$f":"IFERROR(IF(OR(K156=\"\",'Cost scenario - input'!$G141=\"\"),\"\",K156/'Cost scenario - input'!$G141),\"\")","v":""},{"$f":"IFERROR(IF(OR(L156=\"\",'Cost scenario - input'!$G141=\"\"),\"\",L156/'Cost scenario - input'!$G141),\"\")","v":""},{"$f":"IFERROR(IF(OR(M156=\"\",'Cost scenario - input'!$G141=\"\"),\"\",M156/'Cost scenario - input'!$G141),\"\")","v":""},{"$f":"IFERROR(IF(OR(N156=\"\",'Cost scenario - input'!$G141=\"\"),\"\",N156/'Cost scenario - input'!$G141),\"\")","v":""},{"$f":"IFERROR(IF(OR(O156=\"\",'Cost scenario - input'!$G141=\"\"),\"\",O156/'Cost scenario - input'!$G141),\"\")","v":""},{"$f":"IFERROR(IF(OR(P156=\"\",'Cost scenario - input'!$G141=\"\"),\"\",P156/'Cost scenario - input'!$G141),\"\")","v":""},{"$f":"IFERROR(IF(OR(Q156=\"\",'Cost scenario - input'!$G141=\"\"),\"\",Q156/'Cost scenario - input'!$G141),\"\")","v":""},{"$f":"IFERROR(IF(OR(R156=\"\",'Cost scenario - input'!$G141=\"\"),\"\",R156/'Cost scenario - input'!$G141),\"\")","v":""},{"$f":"IFERROR(IF(OR(S156=\"\",'Cost scenario - input'!$G141=\"\"),\"\",S156/'Cost scenario - input'!$G141),\"\")","v":""},{"$f":"IFERROR(IF(OR(T156=\"\",'Cost scenario - input'!$G141=\"\"),\"\",T156/'Cost scenario - input'!$G141),\"\")","v":""},{"$f":"IFERROR(IF(OR(U156=\"\",'Cost scenario - input'!$G141=\"\"),\"\",U156/'Cost scenario - input'!$G141),\"\")","v":""},{"$f":"IFERROR(IF(OR(V156=\"\",'Cost scenario - input'!$G141=\"\"),\"\",V156/'Cost scenario - input'!$G141),\"\")","v":""},{"$f":"IFERROR(IF(OR(W156=\"\",'Cost scenario - input'!$G141=\"\"),\"\",W156/'Cost scenario - input'!$G141),\"\")","v":""}]
[{"$f":"IFERROR('Cost scenario - input'!A142,\"\")","v":""},{"$f":"IFERROR('Cost scenario - input'!B142,\"\")","v":""},{"$f":"IFERROR('Cost scenario - input'!C142,\"\")","v":""},{"$f":"IFERROR(repcalc('Cost scenario - input'!$CY142:$GK142,'Cost scenario - input'!$J142,'Cost scenario - input'!$H142,'Cost scenario - input'!$I142,20,TRUE,TRUE),\"\")","v":""},"","","","","","","","","","","","","","","","","","","",{"$f":"IFERROR(IF(OR(D157=\"\",'Cost scenario - input'!$G142=\"\"),\"\",D157/'Cost scenario - input'!$G142),\"\")","v":""},{"$f":"IFERROR(IF(OR(E157=\"\",'Cost scenario - input'!$G142=\"\"),\"\",E157/'Cost scenario - input'!$G142),\"\")","v":""},{"$f":"IFERROR(IF(OR(F157=\"\",'Cost scenario - input'!$G142=\"\"),\"\",F157/'Cost scenario - input'!$G142),\"\")","v":""},{"$f":"IFERROR(IF(OR(G157=\"\",'Cost scenario - input'!$G142=\"\"),\"\",G157/'Cost scenario - input'!$G142),\"\")","v":""},{"$f":"IFERROR(IF(OR(H157=\"\",'Cost scenario - input'!$G142=\"\"),\"\",H157/'Cost scenario - input'!$G142),\"\")","v":""},{"$f":"IFERROR(IF(OR(I157=\"\",'Cost scenario - input'!$G142=\"\"),\"\",I157/'Cost scenario - input'!$G142),\"\")","v":""},{"$f":"IFERROR(IF(OR(J157=\"\",'Cost scenario - input'!$G142=\"\"),\"\",J157/'Cost scenario - input'!$G142),\"\")","v":""},{"$f":"IFERROR(IF(OR(K157=\"\",'Cost scenario - input'!$G142=\"\"),\"\",K157/'Cost scenario - input'!$G142),\"\")","v":""},{"$f":"IFERROR(IF(OR(L157=\"\",'Cost scenario - input'!$G142=\"\"),\"\",L157/'Cost scenario - input'!$G142),\"\")","v":""},{"$f":"IFERROR(IF(OR(M157=\"\",'Cost scenario - input'!$G142=\"\"),\"\",M157/'Cost scenario - input'!$G142),\"\")","v":""},{"$f":"IFERROR(IF(OR(N157=\"\",'Cost scenario - input'!$G142=\"\"),\"\",N157/'Cost scenario - input'!$G142),\"\")","v":""},{"$f":"IFERROR(IF(OR(O157=\"\",'Cost scenario - input'!$G142=\"\"),\"\",O157/'Cost scenario - input'!$G142),\"\")","v":""},{"$f":"IFERROR(IF(OR(P157=\"\",'Cost scenario - input'!$G142=\"\"),\"\",P157/'Cost scenario - input'!$G142),\"\")","v":""},{"$f":"IFERROR(IF(OR(Q157=\"\",'Cost scenario - input'!$G142=\"\"),\"\",Q157/'Cost scenario - input'!$G142),\"\")","v":""},{"$f":"IFERROR(IF(OR(R157=\"\",'Cost scenario - input'!$G142=\"\"),\"\",R157/'Cost scenario - input'!$G142),\"\")","v":""},{"$f":"IFERROR(IF(OR(S157=\"\",'Cost scenario - input'!$G142=\"\"),\"\",S157/'Cost scenario - input'!$G142),\"\")","v":""},{"$f":"IFERROR(IF(OR(T157=\"\",'Cost scenario - input'!$G142=\"\"),\"\",T157/'Cost scenario - input'!$G142),\"\")","v":""},{"$f":"IFERROR(IF(OR(U157=\"\",'Cost scenario - input'!$G142=\"\"),\"\",U157/'Cost scenario - input'!$G142),\"\")","v":""},{"$f":"IFERROR(IF(OR(V157=\"\",'Cost scenario - input'!$G142=\"\"),\"\",V157/'Cost scenario - input'!$G142),\"\")","v":""},{"$f":"IFERROR(IF(OR(W157=\"\",'Cost scenario - input'!$G142=\"\"),\"\",W157/'Cost scenario - input'!$G142),\"\")","v":""}]
[{"$f":"IFERROR('Cost scenario - input'!A143,\"\")","v":""},{"$f":"IFERROR('Cost scenario - input'!B143,\"\")","v":""},{"$f":"IFERROR('Cost scenario - input'!C143,\"\")","v":""},{"$f":"IFERROR(repcalc('Cost scenario - input'!$CY143:$GK143,'Cost scenario - input'!$J143,'Cost scenario - input'!$H143,'Cost scenario - input'!$I143,20,TRUE,TRUE),\"\")","v":""},"","","","","","","","","","","","","","","","","","","",{"$f":"IFERROR(IF(OR(D158=\"\",'Cost scenario - input'!$G143=\"\"),\"\",D158/'Cost scenario - input'!$G143),\"\")","v":""},{"$f":"IFERROR(IF(OR(E158=\"\",'Cost scenario - input'!$G143=\"\"),\"\",E158/'Cost scenario - input'!$G143),\"\")","v":""},{"$f":"IFERROR(IF(OR(F158=\"\",'Cost scenario - input'!$G143=\"\"),\"\",F158/'Cost scenario - input'!$G143),\"\")","v":""},{"$f":"IFERROR(IF(OR(G158=\"\",'Cost scenario - input'!$G143=\"\"),\"\",G158/'Cost scenario - input'!$G143),\"\")","v":""},{"$f":"IFERROR(IF(OR(H158=\"\",'Cost scenario - input'!$G143=\"\"),\"\",H158/'Cost scenario - input'!$G143),\"\")","v":""},{"$f":"IFERROR(IF(OR(I158=\"\",'Cost scenario - input'!$G143=\"\"),\"\",I158/'Cost scenario - input'!$G143),\"\")","v":""},{"$f":"IFERROR(IF(OR(J158=\"\",'Cost scenario - input'!$G143=\"\"),\"\",J158/'Cost scenario - input'!$G143),\"\")","v":""},{"$f":"IFERROR(IF(OR(K158=\"\",'Cost scenario - input'!$G143=\"\"),\"\",K158/'Cost scenario - input'!$G143),\"\")","v":""},{"$f":"IFERROR(IF(OR(L158=\"\",'Cost scenario - input'!$G143=\"\"),\"\",L158/'Cost scenario - input'!$G143),\"\")","v":""},{"$f":"IFERROR(IF(OR(M158=\"\",'Cost scenario - input'!$G143=\"\"),\"\",M158/'Cost scenario - input'!$G143),\"\")","v":""},{"$f":"IFERROR(IF(OR(N158=\"\",'Cost scenario - input'!$G143=\"\"),\"\",N158/'Cost scenario - input'!$G143),\"\")","v":""},{"$f":"IFERROR(IF(OR(O158=\"\",'Cost scenario - input'!$G143=\"\"),\"\",O158/'Cost scenario - input'!$G143),\"\")","v":""},{"$f":"IFERROR(IF(OR(P158=\"\",'Cost scenario - input'!$G143=\"\"),\"\",P158/'Cost scenario - input'!$G143),\"\")","v":""},{"$f":"IFERROR(IF(OR(Q158=\"\",'Cost scenario - input'!$G143=\"\"),\"\",Q158/'Cost scenario - input'!$G143),\"\")","v":""},{"$f":"IFERROR(IF(OR(R158=\"\",'Cost scenario - input'!$G143=\"\"),\"\",R158/'Cost scenario - input'!$G143),\"\")","v":""},{"$f":"IFERROR(IF(OR(S158=\"\",'Cost scenario - input'!$G143=\"\"),\"\",S158/'Cost scenario - input'!$G143),\"\")","v":""},{"$f":"IFERROR(IF(OR(T158=\"\",'Cost scenario - input'!$G143=\"\"),\"\",T158/'Cost scenario - input'!$G143),\"\")","v":""},{"$f":"IFERROR(IF(OR(U158=\"\",'Cost scenario - input'!$G143=\"\"),\"\",U158/'Cost scenario - input'!$G143),\"\")","v":""},{"$f":"IFERROR(IF(OR(V158=\"\",'Cost scenario - input'!$G143=\"\"),\"\",V158/'Cost scenario - input'!$G143),\"\")","v":""},{"$f":"IFERROR(IF(OR(W158=\"\",'Cost scenario - input'!$G143=\"\"),\"\",W158/'Cost scenario - input'!$G143),\"\")","v":""}]
[{"$f":"IFERROR('Cost scenario - input'!A144,\"\")","v":""},{"$f":"IFERROR('Cost scenario - input'!B144,\"\")","v":""},{"$f":"IFERROR('Cost scenario - input'!C144,\"\")","v":""},{"$f":"IFERROR(repcalc('Cost scenario - input'!$CY144:$GK144,'Cost scenario - input'!$J144,'Cost scenario - input'!$H144,'Cost scenario - input'!$I144,20,TRUE,TRUE),\"\")","v":""},"","","","","","","","","","","","","","","","","","","",{"$f":"IFERROR(IF(OR(D159=\"\",'Cost scenario - input'!$G144=\"\"),\"\",D159/'Cost scenario - input'!$G144),\"\")","v":""},{"$f":"IFERROR(IF(OR(E159=\"\",'Cost scenario - input'!$G144=\"\"),\"\",E159/'Cost scenario - input'!$G144),\"\")","v":""},{"$f":"IFERROR(IF(OR(F159=\"\",'Cost scenario - input'!$G144=\"\"),\"\",F159/'Cost scenario - input'!$G144),\"\")","v":""},{"$f":"IFERROR(IF(OR(G159=\"\",'Cost scenario - input'!$G144=\"\"),\"\",G159/'Cost scenario - input'!$G144),\"\")","v":""},{"$f":"IFERROR(IF(OR(H159=\"\",'Cost scenario - input'!$G144=\"\"),\"\",H159/'Cost scenario - input'!$G144),\"\")","v":""},{"$f":"IFERROR(IF(OR(I159=\"\",'Cost scenario - input'!$G144=\"\"),\"\",I159/'Cost scenario - input'!$G144),\"\")","v":""},{"$f":"IFERROR(IF(OR(J159=\"\",'Cost scenario - input'!$G144=\"\"),\"\",J159/'Cost scenario - input'!$G144),\"\")","v":""},{"$f":"IFERROR(IF(OR(K159=\"\",'Cost scenario - input'!$G144=\"\"),\"\",K159/'Cost scenario - input'!$G144),\"\")","v":""},{"$f":"IFERROR(IF(OR(L159=\"\",'Cost scenario - input'!$G144=\"\"),\"\",L159/'Cost scenario - input'!$G144),\"\")","v":""},{"$f":"IFERROR(IF(OR(M159=\"\",'Cost scenario - input'!$G144=\"\"),\"\",M159/'Cost scenario - input'!$G144),\"\")","v":""},{"$f":"IFERROR(IF(OR(N159=\"\",'Cost scenario - input'!$G144=\"\"),\"\",N159/'Cost scenario - input'!$G144),\"\")","v":""},{"$f":"IFERROR(IF(OR(O159=\"\",'Cost scenario - input'!$G144=\"\"),\"\",O159/'Cost scenario - input'!$G144),\"\")","v":""},{"$f":"IFERROR(IF(OR(P159=\"\",'Cost scenario - input'!$G144=\"\"),\"\",P159/'Cost scenario - input'!$G144),\"\")","v":""},{"$f":"IFERROR(IF(OR(Q159=\"\",'Cost scenario - input'!$G144=\"\"),\"\",Q159/'Cost scenario - input'!$G144),\"\")","v":""},{"$f":"IFERROR(IF(OR(R159=\"\",'Cost scenario - input'!$G144=\"\"),\"\",R159/'Cost scenario - input'!$G144),\"\")","v":""},{"$f":"IFERROR(IF(OR(S159=\"\",'Cost scenario - input'!$G144=\"\"),\"\",S159/'Cost scenario - input'!$G144),\"\")","v":""},{"$f":"IFERROR(IF(OR(T159=\"\",'Cost scenario - input'!$G144=\"\"),\"\",T159/'Cost scenario - input'!$G144),\"\")","v":""},{"$f":"IFERROR(IF(OR(U159=\"\",'Cost scenario - input'!$G144=\"\"),\"\",U159/'Cost scenario - input'!$G144),\"\")","v":""},{"$f":"IFERROR(IF(OR(V159=\"\",'Cost scenario - input'!$G144=\"\"),\"\",V159/'Cost scenario - input'!$G144),\"\")","v":""},{"$f":"IFERROR(IF(OR(W159=\"\",'Cost scenario - input'!$G144=\"\"),\"\",W159/'Cost scenario - input'!$G144),\"\")","v":""}]
[{"$f":"IFERROR('Cost scenario - input'!A145,\"\")","v":""},{"$f":"IFERROR('Cost scenario - input'!B145,\"\")","v":""},{"$f":"IFERROR('Cost scenario - input'!C145,\"\")","v":""},{"$f":"IFERROR(repcalc('Cost scenario - input'!$CY145:$GK145,'Cost scenario - input'!$J145,'Cost scenario - input'!$H145,'Cost scenario - input'!$I145,20,TRUE,TRUE),\"\")","v":""},"","","","","","","","","","","","","","","","","","","",{"$f":"IFERROR(IF(OR(D160=\"\",'Cost scenario - input'!$G145=\"\"),\"\",D160/'Cost scenario - input'!$G145),\"\")","v":""},{"$f":"IFERROR(IF(OR(E160=\"\",'Cost scenario - input'!$G145=\"\"),\"\",E160/'Cost scenario - input'!$G145),\"\")","v":""},{"$f":"IFERROR(IF(OR(F160=\"\",'Cost scenario - input'!$G145=\"\"),\"\",F160/'Cost scenario - input'!$G145),\"\")","v":""},{"$f":"IFERROR(IF(OR(G160=\"\",'Cost scenario - input'!$G145=\"\"),\"\",G160/'Cost scenario - input'!$G145),\"\")","v":""},{"$f":"IFERROR(IF(OR(H160=\"\",'Cost scenario - input'!$G145=\"\"),\"\",H160/'Cost scenario - input'!$G145),\"\")","v":""},{"$f":"IFERROR(IF(OR(I160=\"\",'Cost scenario - input'!$G145=\"\"),\"\",I160/'Cost scenario - input'!$G145),\"\")","v":""},{"$f":"IFERROR(IF(OR(J160=\"\",'Cost scenario - input'!$G145=\"\"),\"\",J160/'Cost scenario - input'!$G145),\"\")","v":""},{"$f":"IFERROR(IF(OR(K160=\"\",'Cost scenario - input'!$G145=\"\"),\"\",K160/'Cost scenario - input'!$G145),\"\")","v":""},{"$f":"IFERROR(IF(OR(L160=\"\",'Cost scenario - input'!$G145=\"\"),\"\",L160/'Cost scenario - input'!$G145),\"\")","v":""},{"$f":"IFERROR(IF(OR(M160=\"\",'Cost scenario - input'!$G145=\"\"),\"\",M160/'Cost scenario - input'!$G145),\"\")","v":""},{"$f":"IFERROR(IF(OR(N160=\"\",'Cost scenario - input'!$G145=\"\"),\"\",N160/'Cost scenario - input'!$G145),\"\")","v":""},{"$f":"IFERROR(IF(OR(O160=\"\",'Cost scenario - input'!$G145=\"\"),\"\",O160/'Cost scenario - input'!$G145),\"\")","v":""},{"$f":"IFERROR(IF(OR(P160=\"\",'Cost scenario - input'!$G145=\"\"),\"\",P160/'Cost scenario - input'!$G145),\"\")","v":""},{"$f":"IFERROR(IF(OR(Q160=\"\",'Cost scenario - input'!$G145=\"\"),\"\",Q160/'Cost scenario - input'!$G145),\"\")","v":""},{"$f":"IFERROR(IF(OR(R160=\"\",'Cost scenario - input'!$G145=\"\"),\"\",R160/'Cost scenario - input'!$G145),\"\")","v":""},{"$f":"IFERROR(IF(OR(S160=\"\",'Cost scenario - input'!$G145=\"\"),\"\",S160/'Cost scenario - input'!$G145),\"\")","v":""},{"$f":"IFERROR(IF(OR(T160=\"\",'Cost scenario - input'!$G145=\"\"),\"\",T160/'Cost scenario - input'!$G145),\"\")","v":""},{"$f":"IFERROR(IF(OR(U160=\"\",'Cost scenario - input'!$G145=\"\"),\"\",U160/'Cost scenario - input'!$G145),\"\")","v":""},{"$f":"IFERROR(IF(OR(V160=\"\",'Cost scenario - input'!$G145=\"\"),\"\",V160/'Cost scenario - input'!$G145),\"\")","v":""},{"$f":"IFERROR(IF(OR(W160=\"\",'Cost scenario - input'!$G145=\"\"),\"\",W160/'Cost scenario - input'!$G145),\"\")","v":""}]
[{"$f":"IFERROR('Cost scenario - input'!A146,\"\")","v":""},{"$f":"IFERROR('Cost scenario - input'!B146,\"\")","v":""},{"$f":"IFERROR('Cost scenario - input'!C146,\"\")","v":""},{"$f":"IFERROR(repcalc('Cost scenario - input'!$CY146:$GK146,'Cost scenario - input'!$J146,'Cost scenario - input'!$H146,'Cost scenario - input'!$I146,20,TRUE,TRUE),\"\")","v":""},"","","","","","","","","","","","","","","","","","","",{"$f":"IFERROR(IF(OR(D161=\"\",'Cost scenario - input'!$G146=\"\"),\"\",D161/'Cost scenario - input'!$G146),\"\")","v":""},{"$f":"IFERROR(IF(OR(E161=\"\",'Cost scenario - input'!$G146=\"\"),\"\",E161/'Cost scenario - input'!$G146),\"\")","v":""},{"$f":"IFERROR(IF(OR(F161=\"\",'Cost scenario - input'!$G146=\"\"),\"\",F161/'Cost scenario - input'!$G146),\"\")","v":""},{"$f":"IFERROR(IF(OR(G161=\"\",'Cost scenario - input'!$G146=\"\"),\"\",G161/'Cost scenario - input'!$G146),\"\")","v":""},{"$f":"IFERROR(IF(OR(H161=\"\",'Cost scenario - input'!$G146=\"\"),\"\",H161/'Cost scenario - input'!$G146),\"\")","v":""},{"$f":"IFERROR(IF(OR(I161=\"\",'Cost scenario - input'!$G146=\"\"),\"\",I161/'Cost scenario - input'!$G146),\"\")","v":""},{"$f":"IFERROR(IF(OR(J161=\"\",'Cost scenario - input'!$G146=\"\"),\"\",J161/'Cost scenario - input'!$G146),\"\")","v":""},{"$f":"IFERROR(IF(OR(K161=\"\",'Cost scenario - input'!$G146=\"\"),\"\",K161/'Cost scenario - input'!$G146),\"\")","v":""},{"$f":"IFERROR(IF(OR(L161=\"\",'Cost scenario - input'!$G146=\"\"),\"\",L161/'Cost scenario - input'!$G146),\"\")","v":""},{"$f":"IFERROR(IF(OR(M161=\"\",'Cost scenario - input'!$G146=\"\"),\"\",M161/'Cost scenario - input'!$G146),\"\")","v":""},{"$f":"IFERROR(IF(OR(N161=\"\",'Cost scenario - input'!$G146=\"\"),\"\",N161/'Cost scenario - input'!$G146),\"\")","v":""},{"$f":"IFERROR(IF(OR(O161=\"\",'Cost scenario - input'!$G146=\"\"),\"\",O161/'Cost scenario - input'!$G146),\"\")","v":""},{"$f":"IFERROR(IF(OR(P161=\"\",'Cost scenario - input'!$G146=\"\"),\"\",P161/'Cost scenario - input'!$G146),\"\")","v":""},{"$f":"IFERROR(IF(OR(Q161=\"\",'Cost scenario - input'!$G146=\"\"),\"\",Q161/'Cost scenario - input'!$G146),\"\")","v":""},{"$f":"IFERROR(IF(OR(R161=\"\",'Cost scenario - input'!$G146=\"\"),\"\",R161/'Cost scenario - input'!$G146),\"\")","v":""},{"$f":"IFERROR(IF(OR(S161=\"\",'Cost scenario - input'!$G146=\"\"),\"\",S161/'Cost scenario - input'!$G146),\"\")","v":""},{"$f":"IFERROR(IF(OR(T161=\"\",'Cost scenario - input'!$G146=\"\"),\"\",T161/'Cost scenario - input'!$G146),\"\")","v":""},{"$f":"IFERROR(IF(OR(U161=\"\",'Cost scenario - input'!$G146=\"\"),\"\",U161/'Cost scenario - input'!$G146),\"\")","v":""},{"$f":"IFERROR(IF(OR(V161=\"\",'Cost scenario - input'!$G146=\"\"),\"\",V161/'Cost scenario - input'!$G146),\"\")","v":""},{"$f":"IFERROR(IF(OR(W161=\"\",'Cost scenario - input'!$G146=\"\"),\"\",W161/'Cost scenario - input'!$G146),\"\")","v":""}]
[{"$f":"IFERROR('Cost scenario - input'!A147,\"\")","v":""},{"$f":"IFERROR('Cost scenario - input'!B147,\"\")","v":""},{"$f":"IFERROR('Cost scenario - input'!C147,\"\")","v":""},{"$f":"IFERROR(repcalc('Cost scenario - input'!$CY147:$GK147,'Cost scenario - input'!$J147,'Cost scenario - input'!$H147,'Cost scenario - input'!$I147,20,TRUE,TRUE),\"\")","v":""},"","","","","","","","","","","","","","","","","","","",{"$f":"IFERROR(IF(OR(D162=\"\",'Cost scenario - input'!$G147=\"\"),\"\",D162/'Cost scenario - input'!$G147),\"\")","v":""},{"$f":"IFERROR(IF(OR(E162=\"\",'Cost scenario - input'!$G147=\"\"),\"\",E162/'Cost scenario - input'!$G147),\"\")","v":""},{"$f":"IFERROR(IF(OR(F162=\"\",'Cost scenario - input'!$G147=\"\"),\"\",F162/'Cost scenario - input'!$G147),\"\")","v":""},{"$f":"IFERROR(IF(OR(G162=\"\",'Cost scenario - input'!$G147=\"\"),\"\",G162/'Cost scenario - input'!$G147),\"\")","v":""},{"$f":"IFERROR(IF(OR(H162=\"\",'Cost scenario - input'!$G147=\"\"),\"\",H162/'Cost scenario - input'!$G147),\"\")","v":""},{"$f":"IFERROR(IF(OR(I162=\"\",'Cost scenario - input'!$G147=\"\"),\"\",I162/'Cost scenario - input'!$G147),\"\")","v":""},{"$f":"IFERROR(IF(OR(J162=\"\",'Cost scenario - input'!$G147=\"\"),\"\",J162/'Cost scenario - input'!$G147),\"\")","v":""},{"$f":"IFERROR(IF(OR(K162=\"\",'Cost scenario - input'!$G147=\"\"),\"\",K162/'Cost scenario - input'!$G147),\"\")","v":""},{"$f":"IFERROR(IF(OR(L162=\"\",'Cost scenario - input'!$G147=\"\"),\"\",L162/'Cost scenario - input'!$G147),\"\")","v":""},{"$f":"IFERROR(IF(OR(M162=\"\",'Cost scenario - input'!$G147=\"\"),\"\",M162/'Cost scenario - input'!$G147),\"\")","v":""},{"$f":"IFERROR(IF(OR(N162=\"\",'Cost scenario - input'!$G147=\"\"),\"\",N162/'Cost scenario - input'!$G147),\"\")","v":""},{"$f":"IFERROR(IF(OR(O162=\"\",'Cost scenario - input'!$G147=\"\"),\"\",O162/'Cost scenario - input'!$G147),\"\")","v":""},{"$f":"IFERROR(IF(OR(P162=\"\",'Cost scenario - input'!$G147=\"\"),\"\",P162/'Cost scenario - input'!$G147),\"\")","v":""},{"$f":"IFERROR(IF(OR(Q162=\"\",'Cost scenario - input'!$G147=\"\"),\"\",Q162/'Cost scenario - input'!$G147),\"\")","v":""},{"$f":"IFERROR(IF(OR(R162=\"\",'Cost scenario - input'!$G147=\"\"),\"\",R162/'Cost scenario - input'!$G147),\"\")","v":""},{"$f":"IFERROR(IF(OR(S162=\"\",'Cost scenario - input'!$G147=\"\"),\"\",S162/'Cost scenario - input'!$G147),\"\")","v":""},{"$f":"IFERROR(IF(OR(T162=\"\",'Cost scenario - input'!$G147=\"\"),\"\",T162/'Cost scenario - input'!$G147),\"\")","v":""},{"$f":"IFERROR(IF(OR(U162=\"\",'Cost scenario - input'!$G147=\"\"),\"\",U162/'Cost scenario - input'!$G147),\"\")","v":""},{"$f":"IFERROR(IF(OR(V162=\"\",'Cost scenario - input'!$G147=\"\"),\"\",V162/'Cost scenario - input'!$G147),\"\")","v":""},{"$f":"IFERROR(IF(OR(W162=\"\",'Cost scenario - input'!$G147=\"\"),\"\",W162/'Cost scenario - input'!$G147),\"\")","v":""}]
[{"$f":"IFERROR('Cost scenario - input'!A148,\"\")","v":""},{"$f":"IFERROR('Cost scenario - input'!B148,\"\")","v":""},{"$f":"IFERROR('Cost scenario - input'!C148,\"\")","v":""},{"$f":"IFERROR(repcalc('Cost scenario - input'!$CY148:$GK148,'Cost scenario - input'!$J148,'Cost scenario - input'!$H148,'Cost scenario - input'!$I148,20,TRUE,TRUE),\"\")","v":""},"","","","","","","","","","","","","","","","","","","",{"$f":"IFERROR(IF(OR(D163=\"\",'Cost scenario - input'!$G148=\"\"),\"\",D163/'Cost scenario - input'!$G148),\"\")","v":""},{"$f":"IFERROR(IF(OR(E163=\"\",'Cost scenario - input'!$G148=\"\"),\"\",E163/'Cost scenario - input'!$G148),\"\")","v":""},{"$f":"IFERROR(IF(OR(F163=\"\",'Cost scenario - input'!$G148=\"\"),\"\",F163/'Cost scenario - input'!$G148),\"\")","v":""},{"$f":"IFERROR(IF(OR(G163=\"\",'Cost scenario - input'!$G148=\"\"),\"\",G163/'Cost scenario - input'!$G148),\"\")","v":""},{"$f":"IFERROR(IF(OR(H163=\"\",'Cost scenario - input'!$G148=\"\"),\"\",H163/'Cost scenario - input'!$G148),\"\")","v":""},{"$f":"IFERROR(IF(OR(I163=\"\",'Cost scenario - input'!$G148=\"\"),\"\",I163/'Cost scenario - input'!$G148),\"\")","v":""},{"$f":"IFERROR(IF(OR(J163=\"\",'Cost scenario - input'!$G148=\"\"),\"\",J163/'Cost scenario - input'!$G148),\"\")","v":""},{"$f":"IFERROR(IF(OR(K163=\"\",'Cost scenario - input'!$G148=\"\"),\"\",K163/'Cost scenario - input'!$G148),\"\")","v":""},{"$f":"IFERROR(IF(OR(L163=\"\",'Cost scenario - input'!$G148=\"\"),\"\",L163/'Cost scenario - input'!$G148),\"\")","v":""},{"$f":"IFERROR(IF(OR(M163=\"\",'Cost scenario - input'!$G148=\"\"),\"\",M163/'Cost scenario - input'!$G148),\"\")","v":""},{"$f":"IFERROR(IF(OR(N163=\"\",'Cost scenario - input'!$G148=\"\"),\"\",N163/'Cost scenario - input'!$G148),\"\")","v":""},{"$f":"IFERROR(IF(OR(O163=\"\",'Cost scenario - input'!$G148=\"\"),\"\",O163/'Cost scenario - input'!$G148),\"\")","v":""},{"$f":"IFERROR(IF(OR(P163=\"\",'Cost scenario - input'!$G148=\"\"),\"\",P163/'Cost scenario - input'!$G148),\"\")","v":""},{"$f":"IFERROR(IF(OR(Q163=\"\",'Cost scenario - input'!$G148=\"\"),\"\",Q163/'Cost scenario - input'!$G148),\"\")","v":""},{"$f":"IFERROR(IF(OR(R163=\"\",'Cost scenario - input'!$G148=\"\"),\"\",R163/'Cost scenario - input'!$G148),\"\")","v":""},{"$f":"IFERROR(IF(OR(S163=\"\",'Cost scenario - input'!$G148=\"\"),\"\",S163/'Cost scenario - input'!$G148),\"\")","v":""},{"$f":"IFERROR(IF(OR(T163=\"\",'Cost scenario - input'!$G148=\"\"),\"\",T163/'Cost scenario - input'!$G148),\"\")","v":""},{"$f":"IFERROR(IF(OR(U163=\"\",'Cost scenario - input'!$G148=\"\"),\"\",U163/'Cost scenario - input'!$G148),\"\")","v":""},{"$f":"IFERROR(IF(OR(V163=\"\",'Cost scenario - input'!$G148=\"\"),\"\",V163/'Cost scenario - input'!$G148),\"\")","v":""},{"$f":"IFERROR(IF(OR(W163=\"\",'Cost scenario - input'!$G148=\"\"),\"\",W163/'Cost scenario - input'!$G148),\"\")","v":""}]
[{"$f":"IFERROR('Cost scenario - input'!A149,\"\")","v":""},{"$f":"IFERROR('Cost scenario - input'!B149,\"\")","v":""},{"$f":"IFERROR('Cost scenario - input'!C149,\"\")","v":""},{"$f":"IFERROR(repcalc('Cost scenario - input'!$CY149:$GK149,'Cost scenario - input'!$J149,'Cost scenario - input'!$H149,'Cost scenario - input'!$I149,20,TRUE,TRUE),\"\")","v":""},"","","","","","","","","","","","","","","","","","","",{"$f":"IFERROR(IF(OR(D164=\"\",'Cost scenario - input'!$G149=\"\"),\"\",D164/'Cost scenario - input'!$G149),\"\")","v":""},{"$f":"IFERROR(IF(OR(E164=\"\",'Cost scenario - input'!$G149=\"\"),\"\",E164/'Cost scenario - input'!$G149),\"\")","v":""},{"$f":"IFERROR(IF(OR(F164=\"\",'Cost scenario - input'!$G149=\"\"),\"\",F164/'Cost scenario - input'!$G149),\"\")","v":""},{"$f":"IFERROR(IF(OR(G164=\"\",'Cost scenario - input'!$G149=\"\"),\"\",G164/'Cost scenario - input'!$G149),\"\")","v":""},{"$f":"IFERROR(IF(OR(H164=\"\",'Cost scenario - input'!$G149=\"\"),\"\",H164/'Cost scenario - input'!$G149),\"\")","v":""},{"$f":"IFERROR(IF(OR(I164=\"\",'Cost scenario - input'!$G149=\"\"),\"\",I164/'Cost scenario - input'!$G149),\"\")","v":""},{"$f":"IFERROR(IF(OR(J164=\"\",'Cost scenario - input'!$G149=\"\"),\"\",J164/'Cost scenario - input'!$G149),\"\")","v":""},{"$f":"IFERROR(IF(OR(K164=\"\",'Cost scenario - input'!$G149=\"\"),\"\",K164/'Cost scenario - input'!$G149),\"\")","v":""},{"$f":"IFERROR(IF(OR(L164=\"\",'Cost scenario - input'!$G149=\"\"),\"\",L164/'Cost scenario - input'!$G149),\"\")","v":""},{"$f":"IFERROR(IF(OR(M164=\"\",'Cost scenario - input'!$G149=\"\"),\"\",M164/'Cost scenario - input'!$G149),\"\")","v":""},{"$f":"IFERROR(IF(OR(N164=\"\",'Cost scenario - input'!$G149=\"\"),\"\",N164/'Cost scenario - input'!$G149),\"\")","v":""},{"$f":"IFERROR(IF(OR(O164=\"\",'Cost scenario - input'!$G149=\"\"),\"\",O164/'Cost scenario - input'!$G149),\"\")","v":""},{"$f":"IFERROR(IF(OR(P164=\"\",'Cost scenario - input'!$G149=\"\"),\"\",P164/'Cost scenario - input'!$G149),\"\")","v":""},{"$f":"IFERROR(IF(OR(Q164=\"\",'Cost scenario - input'!$G149=\"\"),\"\",Q164/'Cost scenario - input'!$G149),\"\")","v":""},{"$f":"IFERROR(IF(OR(R164=\"\",'Cost scenario - input'!$G149=\"\"),\"\",R164/'Cost scenario - input'!$G149),\"\")","v":""},{"$f":"IFERROR(IF(OR(S164=\"\",'Cost scenario - input'!$G149=\"\"),\"\",S164/'Cost scenario - input'!$G149),\"\")","v":""},{"$f":"IFERROR(IF(OR(T164=\"\",'Cost scenario - input'!$G149=\"\"),\"\",T164/'Cost scenario - input'!$G149),\"\")","v":""},{"$f":"IFERROR(IF(OR(U164=\"\",'Cost scenario - input'!$G149=\"\"),\"\",U164/'Cost scenario - input'!$G149),\"\")","v":""},{"$f":"IFERROR(IF(OR(V164=\"\",'Cost scenario - input'!$G149=\"\"),\"\",V164/'Cost scenario - input'!$G149),\"\")","v":""},{"$f":"IFERROR(IF(OR(W164=\"\",'Cost scenario - input'!$G149=\"\"),\"\",W164/'Cost scenario - input'!$G149),\"\")","v":""}]
[{"$f":"IFERROR('Cost scenario - input'!A150,\"\")","v":""},{"$f":"IFERROR('Cost scenario - input'!B150,\"\")","v":""},{"$f":"IFERROR('Cost scenario - input'!C150,\"\")","v":""},{"$f":"IFERROR(repcalc('Cost scenario - input'!$CY150:$GK150,'Cost scenario - input'!$J150,'Cost scenario - input'!$H150,'Cost scenario - input'!$I150,20,TRUE,TRUE),\"\")","v":""},"","","","","","","","","","","","","","","","","","","",{"$f":"IFERROR(IF(OR(D165=\"\",'Cost scenario - input'!$G150=\"\"),\"\",D165/'Cost scenario - input'!$G150),\"\")","v":""},{"$f":"IFERROR(IF(OR(E165=\"\",'Cost scenario - input'!$G150=\"\"),\"\",E165/'Cost scenario - input'!$G150),\"\")","v":""},{"$f":"IFERROR(IF(OR(F165=\"\",'Cost scenario - input'!$G150=\"\"),\"\",F165/'Cost scenario - input'!$G150),\"\")","v":""},{"$f":"IFERROR(IF(OR(G165=\"\",'Cost scenario - input'!$G150=\"\"),\"\",G165/'Cost scenario - input'!$G150),\"\")","v":""},{"$f":"IFERROR(IF(OR(H165=\"\",'Cost scenario - input'!$G150=\"\"),\"\",H165/'Cost scenario - input'!$G150),\"\")","v":""},{"$f":"IFERROR(IF(OR(I165=\"\",'Cost scenario - input'!$G150=\"\"),\"\",I165/'Cost scenario - input'!$G150),\"\")","v":""},{"$f":"IFERROR(IF(OR(J165=\"\",'Cost scenario - input'!$G150=\"\"),\"\",J165/'Cost scenario - input'!$G150),\"\")","v":""},{"$f":"IFERROR(IF(OR(K165=\"\",'Cost scenario - input'!$G150=\"\"),\"\",K165/'Cost scenario - input'!$G150),\"\")","v":""},{"$f":"IFERROR(IF(OR(L165=\"\",'Cost scenario - input'!$G150=\"\"),\"\",L165/'Cost scenario - input'!$G150),\"\")","v":""},{"$f":"IFERROR(IF(OR(M165=\"\",'Cost scenario - input'!$G150=\"\"),\"\",M165/'Cost scenario - input'!$G150),\"\")","v":""},{"$f":"IFERROR(IF(OR(N165=\"\",'Cost scenario - input'!$G150=\"\"),\"\",N165/'Cost scenario - input'!$G150),\"\")","v":""},{"$f":"IFERROR(IF(OR(O165=\"\",'Cost scenario - input'!$G150=\"\"),\"\",O165/'Cost scenario - input'!$G150),\"\")","v":""},{"$f":"IFERROR(IF(OR(P165=\"\",'Cost scenario - input'!$G150=\"\"),\"\",P165/'Cost scenario - input'!$G150),\"\")","v":""},{"$f":"IFERROR(IF(OR(Q165=\"\",'Cost scenario - input'!$G150=\"\"),\"\",Q165/'Cost scenario - input'!$G150),\"\")","v":""},{"$f":"IFERROR(IF(OR(R165=\"\",'Cost scenario - input'!$G150=\"\"),\"\",R165/'Cost scenario - input'!$G150),\"\")","v":""},{"$f":"IFERROR(IF(OR(S165=\"\",'Cost scenario - input'!$G150=\"\"),\"\",S165/'Cost scenario - input'!$G150),\"\")","v":""},{"$f":"IFERROR(IF(OR(T165=\"\",'Cost scenario - input'!$G150=\"\"),\"\",T165/'Cost scenario - input'!$G150),\"\")","v":""},{"$f":"IFERROR(IF(OR(U165=\"\",'Cost scenario - input'!$G150=\"\"),\"\",U165/'Cost scenario - input'!$G150),\"\")","v":""},{"$f":"IFERROR(IF(OR(V165=\"\",'Cost scenario - input'!$G150=\"\"),\"\",V165/'Cost scenario - input'!$G150),\"\")","v":""},{"$f":"IFERROR(IF(OR(W165=\"\",'Cost scenario - input'!$G150=\"\"),\"\",W165/'Cost scenario - input'!$G150),\"\")","v":""}]
[{"$f":"IFERROR('Cost scenario - input'!A151,\"\")","v":""},{"$f":"IFERROR('Cost scenario - input'!B151,\"\")","v":""},{"$f":"IFERROR('Cost scenario - input'!C151,\"\")","v":""},{"$f":"IFERROR(repcalc('Cost scenario - input'!$CY151:$GK151,'Cost scenario - input'!$J151,'Cost scenario - input'!$H151,'Cost scenario - input'!$I151,20,TRUE,TRUE),\"\")","v":""},"","","","","","","","","","","","","","","","","","","",{"$f":"IFERROR(IF(OR(D166=\"\",'Cost scenario - input'!$G151=\"\"),\"\",D166/'Cost scenario - input'!$G151),\"\")","v":""},{"$f":"IFERROR(IF(OR(E166=\"\",'Cost scenario - input'!$G151=\"\"),\"\",E166/'Cost scenario - input'!$G151),\"\")","v":""},{"$f":"IFERROR(IF(OR(F166=\"\",'Cost scenario - input'!$G151=\"\"),\"\",F166/'Cost scenario - input'!$G151),\"\")","v":""},{"$f":"IFERROR(IF(OR(G166=\"\",'Cost scenario - input'!$G151=\"\"),\"\",G166/'Cost scenario - input'!$G151),\"\")","v":""},{"$f":"IFERROR(IF(OR(H166=\"\",'Cost scenario - input'!$G151=\"\"),\"\",H166/'Cost scenario - input'!$G151),\"\")","v":""},{"$f":"IFERROR(IF(OR(I166=\"\",'Cost scenario - input'!$G151=\"\"),\"\",I166/'Cost scenario - input'!$G151),\"\")","v":""},{"$f":"IFERROR(IF(OR(J166=\"\",'Cost scenario - input'!$G151=\"\"),\"\",J166/'Cost scenario - input'!$G151),\"\")","v":""},{"$f":"IFERROR(IF(OR(K166=\"\",'Cost scenario - input'!$G151=\"\"),\"\",K166/'Cost scenario - input'!$G151),\"\")","v":""},{"$f":"IFERROR(IF(OR(L166=\"\",'Cost scenario - input'!$G151=\"\"),\"\",L166/'Cost scenario - input'!$G151),\"\")","v":""},{"$f":"IFERROR(IF(OR(M166=\"\",'Cost scenario - input'!$G151=\"\"),\"\",M166/'Cost scenario - input'!$G151),\"\")","v":""},{"$f":"IFERROR(IF(OR(N166=\"\",'Cost scenario - input'!$G151=\"\"),\"\",N166/'Cost scenario - input'!$G151),\"\")","v":""},{"$f":"IFERROR(IF(OR(O166=\"\",'Cost scenario - input'!$G151=\"\"),\"\",O166/'Cost scenario - input'!$G151),\"\")","v":""},{"$f":"IFERROR(IF(OR(P166=\"\",'Cost scenario - input'!$G151=\"\"),\"\",P166/'Cost scenario - input'!$G151),\"\")","v":""},{"$f":"IFERROR(IF(OR(Q166=\"\",'Cost scenario - input'!$G151=\"\"),\"\",Q166/'Cost scenario - input'!$G151),\"\")","v":""},{"$f":"IFERROR(IF(OR(R166=\"\",'Cost scenario - input'!$G151=\"\"),\"\",R166/'Cost scenario - input'!$G151),\"\")","v":""},{"$f":"IFERROR(IF(OR(S166=\"\",'Cost scenario - input'!$G151=\"\"),\"\",S166/'Cost scenario - input'!$G151),\"\")","v":""},{"$f":"IFERROR(IF(OR(T166=\"\",'Cost scenario - input'!$G151=\"\"),\"\",T166/'Cost scenario - input'!$G151),\"\")","v":""},{"$f":"IFERROR(IF(OR(U166=\"\",'Cost scenario - input'!$G151=\"\"),\"\",U166/'Cost scenario - input'!$G151),\"\")","v":""},{"$f":"IFERROR(IF(OR(V166=\"\",'Cost scenario - input'!$G151=\"\"),\"\",V166/'Cost scenario - input'!$G151),\"\")","v":""},{"$f":"IFERROR(IF(OR(W166=\"\",'Cost scenario - input'!$G151=\"\"),\"\",W166/'Cost scenario - input'!$G151),\"\")","v":""}]
[{"$f":"IFERROR('Cost scenario - input'!A152,\"\")","v":""},{"$f":"IFERROR('Cost scenario - input'!B152,\"\")","v":""},{"$f":"IFERROR('Cost scenario - input'!C152,\"\")","v":""},{"$f":"IFERROR(repcalc('Cost scenario - input'!$CY152:$GK152,'Cost scenario - input'!$J152,'Cost scenario - input'!$H152,'Cost scenario - input'!$I152,20,TRUE,TRUE),\"\")","v":""},"","","","","","","","","","","","","","","","","","","",{"$f":"IFERROR(IF(OR(D167=\"\",'Cost scenario - input'!$G152=\"\"),\"\",D167/'Cost scenario - input'!$G152),\"\")","v":""},{"$f":"IFERROR(IF(OR(E167=\"\",'Cost scenario - input'!$G152=\"\"),\"\",E167/'Cost scenario - input'!$G152),\"\")","v":""},{"$f":"IFERROR(IF(OR(F167=\"\",'Cost scenario - input'!$G152=\"\"),\"\",F167/'Cost scenario - input'!$G152),\"\")","v":""},{"$f":"IFERROR(IF(OR(G167=\"\",'Cost scenario - input'!$G152=\"\"),\"\",G167/'Cost scenario - input'!$G152),\"\")","v":""},{"$f":"IFERROR(IF(OR(H167=\"\",'Cost scenario - input'!$G152=\"\"),\"\",H167/'Cost scenario - input'!$G152),\"\")","v":""},{"$f":"IFERROR(IF(OR(I167=\"\",'Cost scenario - input'!$G152=\"\"),\"\",I167/'Cost scenario - input'!$G152),\"\")","v":""},{"$f":"IFERROR(IF(OR(J167=\"\",'Cost scenario - input'!$G152=\"\"),\"\",J167/'Cost scenario - input'!$G152),\"\")","v":""},{"$f":"IFERROR(IF(OR(K167=\"\",'Cost scenario - input'!$G152=\"\"),\"\",K167/'Cost scenario - input'!$G152),\"\")","v":""},{"$f":"IFERROR(IF(OR(L167=\"\",'Cost scenario - input'!$G152=\"\"),\"\",L167/'Cost scenario - input'!$G152),\"\")","v":""},{"$f":"IFERROR(IF(OR(M167=\"\",'Cost scenario - input'!$G152=\"\"),\"\",M167/'Cost scenario - input'!$G152),\"\")","v":""},{"$f":"IFERROR(IF(OR(N167=\"\",'Cost scenario - input'!$G152=\"\"),\"\",N167/'Cost scenario - input'!$G152),\"\")","v":""},{"$f":"IFERROR(IF(OR(O167=\"\",'Cost scenario - input'!$G152=\"\"),\"\",O167/'Cost scenario - input'!$G152),\"\")","v":""},{"$f":"IFERROR(IF(OR(P167=\"\",'Cost scenario - input'!$G152=\"\"),\"\",P167/'Cost scenario - input'!$G152),\"\")","v":""},{"$f":"IFERROR(IF(OR(Q167=\"\",'Cost scenario - input'!$G152=\"\"),\"\",Q167/'Cost scenario - input'!$G152),\"\")","v":""},{"$f":"IFERROR(IF(OR(R167=\"\",'Cost scenario - input'!$G152=\"\"),\"\",R167/'Cost scenario - input'!$G152),\"\")","v":""},{"$f":"IFERROR(IF(OR(S167=\"\",'Cost scenario - input'!$G152=\"\"),\"\",S167/'Cost scenario - input'!$G152),\"\")","v":""},{"$f":"IFERROR(IF(OR(T167=\"\",'Cost scenario - input'!$G152=\"\"),\"\",T167/'Cost scenario - input'!$G152),\"\")","v":""},{"$f":"IFERROR(IF(OR(U167=\"\",'Cost scenario - input'!$G152=\"\"),\"\",U167/'Cost scenario - input'!$G152),\"\")","v":""},{"$f":"IFERROR(IF(OR(V167=\"\",'Cost scenario - input'!$G152=\"\"),\"\",V167/'Cost scenario - input'!$G152),\"\")","v":""},{"$f":"IFERROR(IF(OR(W167=\"\",'Cost scenario - input'!$G152=\"\"),\"\",W167/'Cost scenario - input'!$G152),\"\")","v":""}]
[{"$f":"IFERROR('Cost scenario - input'!A153,\"\")","v":""},{"$f":"IFERROR('Cost scenario - input'!B153,\"\")","v":""},{"$f":"IFERROR('Cost scenario - input'!C153,\"\")","v":""},{"$f":"IFERROR(repcalc('Cost scenario - input'!$CY153:$GK153,'Cost scenario - input'!$J153,'Cost scenario - input'!$H153,'Cost scenario - input'!$I153,20,TRUE,TRUE),\"\")","v":""},"","","","","","","","","","","","","","","","","","","",{"$f":"IFERROR(IF(OR(D168=\"\",'Cost scenario - input'!$G153=\"\"),\"\",D168/'Cost scenario - input'!$G153),\"\")","v":""},{"$f":"IFERROR(IF(OR(E168=\"\",'Cost scenario - input'!$G153=\"\"),\"\",E168/'Cost scenario - input'!$G153),\"\")","v":""},{"$f":"IFERROR(IF(OR(F168=\"\",'Cost scenario - input'!$G153=\"\"),\"\",F168/'Cost scenario - input'!$G153),\"\")","v":""},{"$f":"IFERROR(IF(OR(G168=\"\",'Cost scenario - input'!$G153=\"\"),\"\",G168/'Cost scenario - input'!$G153),\"\")","v":""},{"$f":"IFERROR(IF(OR(H168=\"\",'Cost scenario - input'!$G153=\"\"),\"\",H168/'Cost scenario - input'!$G153),\"\")","v":""},{"$f":"IFERROR(IF(OR(I168=\"\",'Cost scenario - input'!$G153=\"\"),\"\",I168/'Cost scenario - input'!$G153),\"\")","v":""},{"$f":"IFERROR(IF(OR(J168=\"\",'Cost scenario - input'!$G153=\"\"),\"\",J168/'Cost scenario - input'!$G153),\"\")","v":""},{"$f":"IFERROR(IF(OR(K168=\"\",'Cost scenario - input'!$G153=\"\"),\"\",K168/'Cost scenario - input'!$G153),\"\")","v":""},{"$f":"IFERROR(IF(OR(L168=\"\",'Cost scenario - input'!$G153=\"\"),\"\",L168/'Cost scenario - input'!$G153),\"\")","v":""},{"$f":"IFERROR(IF(OR(M168=\"\",'Cost scenario - input'!$G153=\"\"),\"\",M168/'Cost scenario - input'!$G153),\"\")","v":""},{"$f":"IFERROR(IF(OR(N168=\"\",'Cost scenario - input'!$G153=\"\"),\"\",N168/'Cost scenario - input'!$G153),\"\")","v":""},{"$f":"IFERROR(IF(OR(O168=\"\",'Cost scenario - input'!$G153=\"\"),\"\",O168/'Cost scenario - input'!$G153),\"\")","v":""},{"$f":"IFERROR(IF(OR(P168=\"\",'Cost scenario - input'!$G153=\"\"),\"\",P168/'Cost scenario - input'!$G153),\"\")","v":""},{"$f":"IFERROR(IF(OR(Q168=\"\",'Cost scenario - input'!$G153=\"\"),\"\",Q168/'Cost scenario - input'!$G153),\"\")","v":""},{"$f":"IFERROR(IF(OR(R168=\"\",'Cost scenario - input'!$G153=\"\"),\"\",R168/'Cost scenario - input'!$G153),\"\")","v":""},{"$f":"IFERROR(IF(OR(S168=\"\",'Cost scenario - input'!$G153=\"\"),\"\",S168/'Cost scenario - input'!$G153),\"\")","v":""},{"$f":"IFERROR(IF(OR(T168=\"\",'Cost scenario - input'!$G153=\"\"),\"\",T168/'Cost scenario - input'!$G153),\"\")","v":""},{"$f":"IFERROR(IF(OR(U168=\"\",'Cost scenario - input'!$G153=\"\"),\"\",U168/'Cost scenario - input'!$G153),\"\")","v":""},{"$f":"IFERROR(IF(OR(V168=\"\",'Cost scenario - input'!$G153=\"\"),\"\",V168/'Cost scenario - input'!$G153),\"\")","v":""},{"$f":"IFERROR(IF(OR(W168=\"\",'Cost scenario - input'!$G153=\"\"),\"\",W168/'Cost scenario - input'!$G153),\"\")","v":""}]
[{"$f":"IFERROR('Cost scenario - input'!A154,\"\")","v":""},{"$f":"IFERROR('Cost scenario - input'!B154,\"\")","v":""},{"$f":"IFERROR('Cost scenario - input'!C154,\"\")","v":""},{"$f":"IFERROR(repcalc('Cost scenario - input'!$CY154:$GK154,'Cost scenario - input'!$J154,'Cost scenario - input'!$H154,'Cost scenario - input'!$I154,20,TRUE,TRUE),\"\")","v":""},"","","","","","","","","","","","","","","","","","","",{"$f":"IFERROR(IF(OR(D169=\"\",'Cost scenario - input'!$G154=\"\"),\"\",D169/'Cost scenario - input'!$G154),\"\")","v":""},{"$f":"IFERROR(IF(OR(E169=\"\",'Cost scenario - input'!$G154=\"\"),\"\",E169/'Cost scenario - input'!$G154),\"\")","v":""},{"$f":"IFERROR(IF(OR(F169=\"\",'Cost scenario - input'!$G154=\"\"),\"\",F169/'Cost scenario - input'!$G154),\"\")","v":""},{"$f":"IFERROR(IF(OR(G169=\"\",'Cost scenario - input'!$G154=\"\"),\"\",G169/'Cost scenario - input'!$G154),\"\")","v":""},{"$f":"IFERROR(IF(OR(H169=\"\",'Cost scenario - input'!$G154=\"\"),\"\",H169/'Cost scenario - input'!$G154),\"\")","v":""},{"$f":"IFERROR(IF(OR(I169=\"\",'Cost scenario - input'!$G154=\"\"),\"\",I169/'Cost scenario - input'!$G154),\"\")","v":""},{"$f":"IFERROR(IF(OR(J169=\"\",'Cost scenario - input'!$G154=\"\"),\"\",J169/'Cost scenario - input'!$G154),\"\")","v":""},{"$f":"IFERROR(IF(OR(K169=\"\",'Cost scenario - input'!$G154=\"\"),\"\",K169/'Cost scenario - input'!$G154),\"\")","v":""},{"$f":"IFERROR(IF(OR(L169=\"\",'Cost scenario - input'!$G154=\"\"),\"\",L169/'Cost scenario - input'!$G154),\"\")","v":""},{"$f":"IFERROR(IF(OR(M169=\"\",'Cost scenario - input'!$G154=\"\"),\"\",M169/'Cost scenario - input'!$G154),\"\")","v":""},{"$f":"IFERROR(IF(OR(N169=\"\",'Cost scenario - input'!$G154=\"\"),\"\",N169/'Cost scenario - input'!$G154),\"\")","v":""},{"$f":"IFERROR(IF(OR(O169=\"\",'Cost scenario - input'!$G154=\"\"),\"\",O169/'Cost scenario - input'!$G154),\"\")","v":""},{"$f":"IFERROR(IF(OR(P169=\"\",'Cost scenario - input'!$G154=\"\"),\"\",P169/'Cost scenario - input'!$G154),\"\")","v":""},{"$f":"IFERROR(IF(OR(Q169=\"\",'Cost scenario - input'!$G154=\"\"),\"\",Q169/'Cost scenario - input'!$G154),\"\")","v":""},{"$f":"IFERROR(IF(OR(R169=\"\",'Cost scenario - input'!$G154=\"\"),\"\",R169/'Cost scenario - input'!$G154),\"\")","v":""},{"$f":"IFERROR(IF(OR(S169=\"\",'Cost scenario - input'!$G154=\"\"),\"\",S169/'Cost scenario - input'!$G154),\"\")","v":""},{"$f":"IFERROR(IF(OR(T169=\"\",'Cost scenario - input'!$G154=\"\"),\"\",T169/'Cost scenario - input'!$G154),\"\")","v":""},{"$f":"IFERROR(IF(OR(U169=\"\",'Cost scenario - input'!$G154=\"\"),\"\",U169/'Cost scenario - input'!$G154),\"\")","v":""},{"$f":"IFERROR(IF(OR(V169=\"\",'Cost scenario - input'!$G154=\"\"),\"\",V169/'Cost scenario - input'!$G154),\"\")","v":""},{"$f":"IFERROR(IF(OR(W169=\"\",'Cost scenario - input'!$G154=\"\"),\"\",W169/'Cost scenario - input'!$G154),\"\")","v":""}]
[{"$f":"IFERROR('Cost scenario - input'!A155,\"\")","v":""},{"$f":"IFERROR('Cost scenario - input'!B155,\"\")","v":""},{"$f":"IFERROR('Cost scenario - input'!C155,\"\")","v":""},{"$f":"IFERROR(repcalc('Cost scenario - input'!$CY155:$GK155,'Cost scenario - input'!$J155,'Cost scenario - input'!$H155,'Cost scenario - input'!$I155,20,TRUE,TRUE),\"\")","v":""},"","","","","","","","","","","","","","","","","","","",{"$f":"IFERROR(IF(OR(D170=\"\",'Cost scenario - input'!$G155=\"\"),\"\",D170/'Cost scenario - input'!$G155),\"\")","v":""},{"$f":"IFERROR(IF(OR(E170=\"\",'Cost scenario - input'!$G155=\"\"),\"\",E170/'Cost scenario - input'!$G155),\"\")","v":""},{"$f":"IFERROR(IF(OR(F170=\"\",'Cost scenario - input'!$G155=\"\"),\"\",F170/'Cost scenario - input'!$G155),\"\")","v":""},{"$f":"IFERROR(IF(OR(G170=\"\",'Cost scenario - input'!$G155=\"\"),\"\",G170/'Cost scenario - input'!$G155),\"\")","v":""},{"$f":"IFERROR(IF(OR(H170=\"\",'Cost scenario - input'!$G155=\"\"),\"\",H170/'Cost scenario - input'!$G155),\"\")","v":""},{"$f":"IFERROR(IF(OR(I170=\"\",'Cost scenario - input'!$G155=\"\"),\"\",I170/'Cost scenario - input'!$G155),\"\")","v":""},{"$f":"IFERROR(IF(OR(J170=\"\",'Cost scenario - input'!$G155=\"\"),\"\",J170/'Cost scenario - input'!$G155),\"\")","v":""},{"$f":"IFERROR(IF(OR(K170=\"\",'Cost scenario - input'!$G155=\"\"),\"\",K170/'Cost scenario - input'!$G155),\"\")","v":""},{"$f":"IFERROR(IF(OR(L170=\"\",'Cost scenario - input'!$G155=\"\"),\"\",L170/'Cost scenario - input'!$G155),\"\")","v":""},{"$f":"IFERROR(IF(OR(M170=\"\",'Cost scenario - input'!$G155=\"\"),\"\",M170/'Cost scenario - input'!$G155),\"\")","v":""},{"$f":"IFERROR(IF(OR(N170=\"\",'Cost scenario - input'!$G155=\"\"),\"\",N170/'Cost scenario - input'!$G155),\"\")","v":""},{"$f":"IFERROR(IF(OR(O170=\"\",'Cost scenario - input'!$G155=\"\"),\"\",O170/'Cost scenario - input'!$G155),\"\")","v":""},{"$f":"IFERROR(IF(OR(P170=\"\",'Cost scenario - input'!$G155=\"\"),\"\",P170/'Cost scenario - input'!$G155),\"\")","v":""},{"$f":"IFERROR(IF(OR(Q170=\"\",'Cost scenario - input'!$G155=\"\"),\"\",Q170/'Cost scenario - input'!$G155),\"\")","v":""},{"$f":"IFERROR(IF(OR(R170=\"\",'Cost scenario - input'!$G155=\"\"),\"\",R170/'Cost scenario - input'!$G155),\"\")","v":""},{"$f":"IFERROR(IF(OR(S170=\"\",'Cost scenario - input'!$G155=\"\"),\"\",S170/'Cost scenario - input'!$G155),\"\")","v":""},{"$f":"IFERROR(IF(OR(T170=\"\",'Cost scenario - input'!$G155=\"\"),\"\",T170/'Cost scenario - input'!$G155),\"\")","v":""},{"$f":"IFERROR(IF(OR(U170=\"\",'Cost scenario - input'!$G155=\"\"),\"\",U170/'Cost scenario - input'!$G155),\"\")","v":""},{"$f":"IFERROR(IF(OR(V170=\"\",'Cost scenario - input'!$G155=\"\"),\"\",V170/'Cost scenario - input'!$G155),\"\")","v":""},{"$f":"IFERROR(IF(OR(W170=\"\",'Cost scenario - input'!$G155=\"\"),\"\",W170/'Cost scenario - input'!$G155),\"\")","v":""}]
[{"$f":"IFERROR('Cost scenario - input'!A156,\"\")","v":""},{"$f":"IFERROR('Cost scenario - input'!B156,\"\")","v":""},{"$f":"IFERROR('Cost scenario - input'!C156,\"\")","v":""},{"$f":"IFERROR(repcalc('Cost scenario - input'!$CY156:$GK156,'Cost scenario - input'!$J156,'Cost scenario - input'!$H156,'Cost scenario - input'!$I156,20,TRUE,TRUE),\"\")","v":""},"","","","","","","","","","","","","","","","","","","",{"$f":"IFERROR(IF(OR(D171=\"\",'Cost scenario - input'!$G156=\"\"),\"\",D171/'Cost scenario - input'!$G156),\"\")","v":""},{"$f":"IFERROR(IF(OR(E171=\"\",'Cost scenario - input'!$G156=\"\"),\"\",E171/'Cost scenario - input'!$G156),\"\")","v":""},{"$f":"IFERROR(IF(OR(F171=\"\",'Cost scenario - input'!$G156=\"\"),\"\",F171/'Cost scenario - input'!$G156),\"\")","v":""},{"$f":"IFERROR(IF(OR(G171=\"\",'Cost scenario - input'!$G156=\"\"),\"\",G171/'Cost scenario - input'!$G156),\"\")","v":""},{"$f":"IFERROR(IF(OR(H171=\"\",'Cost scenario - input'!$G156=\"\"),\"\",H171/'Cost scenario - input'!$G156),\"\")","v":""},{"$f":"IFERROR(IF(OR(I171=\"\",'Cost scenario - input'!$G156=\"\"),\"\",I171/'Cost scenario - input'!$G156),\"\")","v":""},{"$f":"IFERROR(IF(OR(J171=\"\",'Cost scenario - input'!$G156=\"\"),\"\",J171/'Cost scenario - input'!$G156),\"\")","v":""},{"$f":"IFERROR(IF(OR(K171=\"\",'Cost scenario - input'!$G156=\"\"),\"\",K171/'Cost scenario - input'!$G156),\"\")","v":""},{"$f":"IFERROR(IF(OR(L171=\"\",'Cost scenario - input'!$G156=\"\"),\"\",L171/'Cost scenario - input'!$G156),\"\")","v":""},{"$f":"IFERROR(IF(OR(M171=\"\",'Cost scenario - input'!$G156=\"\"),\"\",M171/'Cost scenario - input'!$G156),\"\")","v":""},{"$f":"IFERROR(IF(OR(N171=\"\",'Cost scenario - input'!$G156=\"\"),\"\",N171/'Cost scenario - input'!$G156),\"\")","v":""},{"$f":"IFERROR(IF(OR(O171=\"\",'Cost scenario - input'!$G156=\"\"),\"\",O171/'Cost scenario - input'!$G156),\"\")","v":""},{"$f":"IFERROR(IF(OR(P171=\"\",'Cost scenario - input'!$G156=\"\"),\"\",P171/'Cost scenario - input'!$G156),\"\")","v":""},{"$f":"IFERROR(IF(OR(Q171=\"\",'Cost scenario - input'!$G156=\"\"),\"\",Q171/'Cost scenario - input'!$G156),\"\")","v":""},{"$f":"IFERROR(IF(OR(R171=\"\",'Cost scenario - input'!$G156=\"\"),\"\",R171/'Cost scenario - input'!$G156),\"\")","v":""},{"$f":"IFERROR(IF(OR(S171=\"\",'Cost scenario - input'!$G156=\"\"),\"\",S171/'Cost scenario - input'!$G156),\"\")","v":""},{"$f":"IFERROR(IF(OR(T171=\"\",'Cost scenario - input'!$G156=\"\"),\"\",T171/'Cost scenario - input'!$G156),\"\")","v":""},{"$f":"IFERROR(IF(OR(U171=\"\",'Cost scenario - input'!$G156=\"\"),\"\",U171/'Cost scenario - input'!$G156),\"\")","v":""},{"$f":"IFERROR(IF(OR(V171=\"\",'Cost scenario - input'!$G156=\"\"),\"\",V171/'Cost scenario - input'!$G156),\"\")","v":""},{"$f":"IFERROR(IF(OR(W171=\"\",'Cost scenario - input'!$G156=\"\"),\"\",W171/'Cost scenario - input'!$G156),\"\")","v":""}]
[{"$f":"IFERROR('Cost scenario - input'!A157,\"\")","v":""},{"$f":"IFERROR('Cost scenario - input'!B157,\"\")","v":""},{"$f":"IFERROR('Cost scenario - input'!C157,\"\")","v":""},{"$f":"IFERROR(repcalc('Cost scenario - input'!$CY157:$GK157,'Cost scenario - input'!$J157,'Cost scenario - input'!$H157,'Cost scenario - input'!$I157,20,TRUE,TRUE),\"\")","v":""},"","","","","","","","","","","","","","","","","","","",{"$f":"IFERROR(IF(OR(D172=\"\",'Cost scenario - input'!$G157=\"\"),\"\",D172/'Cost scenario - input'!$G157),\"\")","v":""},{"$f":"IFERROR(IF(OR(E172=\"\",'Cost scenario - input'!$G157=\"\"),\"\",E172/'Cost scenario - input'!$G157),\"\")","v":""},{"$f":"IFERROR(IF(OR(F172=\"\",'Cost scenario - input'!$G157=\"\"),\"\",F172/'Cost scenario - input'!$G157),\"\")","v":""},{"$f":"IFERROR(IF(OR(G172=\"\",'Cost scenario - input'!$G157=\"\"),\"\",G172/'Cost scenario - input'!$G157),\"\")","v":""},{"$f":"IFERROR(IF(OR(H172=\"\",'Cost scenario - input'!$G157=\"\"),\"\",H172/'Cost scenario - input'!$G157),\"\")","v":""},{"$f":"IFERROR(IF(OR(I172=\"\",'Cost scenario - input'!$G157=\"\"),\"\",I172/'Cost scenario - input'!$G157),\"\")","v":""},{"$f":"IFERROR(IF(OR(J172=\"\",'Cost scenario - input'!$G157=\"\"),\"\",J172/'Cost scenario - input'!$G157),\"\")","v":""},{"$f":"IFERROR(IF(OR(K172=\"\",'Cost scenario - input'!$G157=\"\"),\"\",K172/'Cost scenario - input'!$G157),\"\")","v":""},{"$f":"IFERROR(IF(OR(L172=\"\",'Cost scenario - input'!$G157=\"\"),\"\",L172/'Cost scenario - input'!$G157),\"\")","v":""},{"$f":"IFERROR(IF(OR(M172=\"\",'Cost scenario - input'!$G157=\"\"),\"\",M172/'Cost scenario - input'!$G157),\"\")","v":""},{"$f":"IFERROR(IF(OR(N172=\"\",'Cost scenario - input'!$G157=\"\"),\"\",N172/'Cost scenario - input'!$G157),\"\")","v":""},{"$f":"IFERROR(IF(OR(O172=\"\",'Cost scenario - input'!$G157=\"\"),\"\",O172/'Cost scenario - input'!$G157),\"\")","v":""},{"$f":"IFERROR(IF(OR(P172=\"\",'Cost scenario - input'!$G157=\"\"),\"\",P172/'Cost scenario - input'!$G157),\"\")","v":""},{"$f":"IFERROR(IF(OR(Q172=\"\",'Cost scenario - input'!$G157=\"\"),\"\",Q172/'Cost scenario - input'!$G157),\"\")","v":""},{"$f":"IFERROR(IF(OR(R172=\"\",'Cost scenario - input'!$G157=\"\"),\"\",R172/'Cost scenario - input'!$G157),\"\")","v":""},{"$f":"IFERROR(IF(OR(S172=\"\",'Cost scenario - input'!$G157=\"\"),\"\",S172/'Cost scenario - input'!$G157),\"\")","v":""},{"$f":"IFERROR(IF(OR(T172=\"\",'Cost scenario - input'!$G157=\"\"),\"\",T172/'Cost scenario - input'!$G157),\"\")","v":""},{"$f":"IFERROR(IF(OR(U172=\"\",'Cost scenario - input'!$G157=\"\"),\"\",U172/'Cost scenario - input'!$G157),\"\")","v":""},{"$f":"IFERROR(IF(OR(V172=\"\",'Cost scenario - input'!$G157=\"\"),\"\",V172/'Cost scenario - input'!$G157),\"\")","v":""},{"$f":"IFERROR(IF(OR(W172=\"\",'Cost scenario - input'!$G157=\"\"),\"\",W172/'Cost scenario - input'!$G157),\"\")","v":""}]
[{"$f":"IFERROR('Cost scenario - input'!A158,\"\")","v":""},{"$f":"IFERROR('Cost scenario - input'!B158,\"\")","v":""},{"$f":"IFERROR('Cost scenario - input'!C158,\"\")","v":""},{"$f":"IFERROR(repcalc('Cost scenario - input'!$CY158:$GK158,'Cost scenario - input'!$J158,'Cost scenario - input'!$H158,'Cost scenario - input'!$I158,20,TRUE,TRUE),\"\")","v":""},"","","","","","","","","","","","","","","","","","","",{"$f":"IFERROR(IF(OR(D173=\"\",'Cost scenario - input'!$G158=\"\"),\"\",D173/'Cost scenario - input'!$G158),\"\")","v":""},{"$f":"IFERROR(IF(OR(E173=\"\",'Cost scenario - input'!$G158=\"\"),\"\",E173/'Cost scenario - input'!$G158),\"\")","v":""},{"$f":"IFERROR(IF(OR(F173=\"\",'Cost scenario - input'!$G158=\"\"),\"\",F173/'Cost scenario - input'!$G158),\"\")","v":""},{"$f":"IFERROR(IF(OR(G173=\"\",'Cost scenario - input'!$G158=\"\"),\"\",G173/'Cost scenario - input'!$G158),\"\")","v":""},{"$f":"IFERROR(IF(OR(H173=\"\",'Cost scenario - input'!$G158=\"\"),\"\",H173/'Cost scenario - input'!$G158),\"\")","v":""},{"$f":"IFERROR(IF(OR(I173=\"\",'Cost scenario - input'!$G158=\"\"),\"\",I173/'Cost scenario - input'!$G158),\"\")","v":""},{"$f":"IFERROR(IF(OR(J173=\"\",'Cost scenario - input'!$G158=\"\"),\"\",J173/'Cost scenario - input'!$G158),\"\")","v":""},{"$f":"IFERROR(IF(OR(K173=\"\",'Cost scenario - input'!$G158=\"\"),\"\",K173/'Cost scenario - input'!$G158),\"\")","v":""},{"$f":"IFERROR(IF(OR(L173=\"\",'Cost scenario - input'!$G158=\"\"),\"\",L173/'Cost scenario - input'!$G158),\"\")","v":""},{"$f":"IFERROR(IF(OR(M173=\"\",'Cost scenario - input'!$G158=\"\"),\"\",M173/'Cost scenario - input'!$G158),\"\")","v":""},{"$f":"IFERROR(IF(OR(N173=\"\",'Cost scenario - input'!$G158=\"\"),\"\",N173/'Cost scenario - input'!$G158),\"\")","v":""},{"$f":"IFERROR(IF(OR(O173=\"\",'Cost scenario - input'!$G158=\"\"),\"\",O173/'Cost scenario - input'!$G158),\"\")","v":""},{"$f":"IFERROR(IF(OR(P173=\"\",'Cost scenario - input'!$G158=\"\"),\"\",P173/'Cost scenario - input'!$G158),\"\")","v":""},{"$f":"IFERROR(IF(OR(Q173=\"\",'Cost scenario - input'!$G158=\"\"),\"\",Q173/'Cost scenario - input'!$G158),\"\")","v":""},{"$f":"IFERROR(IF(OR(R173=\"\",'Cost scenario - input'!$G158=\"\"),\"\",R173/'Cost scenario - input'!$G158),\"\")","v":""},{"$f":"IFERROR(IF(OR(S173=\"\",'Cost scenario - input'!$G158=\"\"),\"\",S173/'Cost scenario - input'!$G158),\"\")","v":""},{"$f":"IFERROR(IF(OR(T173=\"\",'Cost scenario - input'!$G158=\"\"),\"\",T173/'Cost scenario - input'!$G158),\"\")","v":""},{"$f":"IFERROR(IF(OR(U173=\"\",'Cost scenario - input'!$G158=\"\"),\"\",U173/'Cost scenario - input'!$G158),\"\")","v":""},{"$f":"IFERROR(IF(OR(V173=\"\",'Cost scenario - input'!$G158=\"\"),\"\",V173/'Cost scenario - input'!$G158),\"\")","v":""},{"$f":"IFERROR(IF(OR(W173=\"\",'Cost scenario - input'!$G158=\"\"),\"\",W173/'Cost scenario - input'!$G158),\"\")","v":""}]
[{"$f":"IFERROR('Cost scenario - input'!A159,\"\")","v":""},{"$f":"IFERROR('Cost scenario - input'!B159,\"\")","v":""},{"$f":"IFERROR('Cost scenario - input'!C159,\"\")","v":""},{"$f":"IFERROR(repcalc('Cost scenario - input'!$CY159:$GK159,'Cost scenario - input'!$J159,'Cost scenario - input'!$H159,'Cost scenario - input'!$I159,20,TRUE,TRUE),\"\")","v":""},"","","","","","","","","","","","","","","","","","","",{"$f":"IFERROR(IF(OR(D174=\"\",'Cost scenario - input'!$G159=\"\"),\"\",D174/'Cost scenario - input'!$G159),\"\")","v":""},{"$f":"IFERROR(IF(OR(E174=\"\",'Cost scenario - input'!$G159=\"\"),\"\",E174/'Cost scenario - input'!$G159),\"\")","v":""},{"$f":"IFERROR(IF(OR(F174=\"\",'Cost scenario - input'!$G159=\"\"),\"\",F174/'Cost scenario - input'!$G159),\"\")","v":""},{"$f":"IFERROR(IF(OR(G174=\"\",'Cost scenario - input'!$G159=\"\"),\"\",G174/'Cost scenario - input'!$G159),\"\")","v":""},{"$f":"IFERROR(IF(OR(H174=\"\",'Cost scenario - input'!$G159=\"\"),\"\",H174/'Cost scenario - input'!$G159),\"\")","v":""},{"$f":"IFERROR(IF(OR(I174=\"\",'Cost scenario - input'!$G159=\"\"),\"\",I174/'Cost scenario - input'!$G159),\"\")","v":""},{"$f":"IFERROR(IF(OR(J174=\"\",'Cost scenario - input'!$G159=\"\"),\"\",J174/'Cost scenario - input'!$G159),\"\")","v":""},{"$f":"IFERROR(IF(OR(K174=\"\",'Cost scenario - input'!$G159=\"\"),\"\",K174/'Cost scenario - input'!$G159),\"\")","v":""},{"$f":"IFERROR(IF(OR(L174=\"\",'Cost scenario - input'!$G159=\"\"),\"\",L174/'Cost scenario - input'!$G159),\"\")","v":""},{"$f":"IFERROR(IF(OR(M174=\"\",'Cost scenario - input'!$G159=\"\"),\"\",M174/'Cost scenario - input'!$G159),\"\")","v":""},{"$f":"IFERROR(IF(OR(N174=\"\",'Cost scenario - input'!$G159=\"\"),\"\",N174/'Cost scenario - input'!$G159),\"\")","v":""},{"$f":"IFERROR(IF(OR(O174=\"\",'Cost scenario - input'!$G159=\"\"),\"\",O174/'Cost scenario - input'!$G159),\"\")","v":""},{"$f":"IFERROR(IF(OR(P174=\"\",'Cost scenario - input'!$G159=\"\"),\"\",P174/'Cost scenario - input'!$G159),\"\")","v":""},{"$f":"IFERROR(IF(OR(Q174=\"\",'Cost scenario - input'!$G159=\"\"),\"\",Q174/'Cost scenario - input'!$G159),\"\")","v":""},{"$f":"IFERROR(IF(OR(R174=\"\",'Cost scenario - input'!$G159=\"\"),\"\",R174/'Cost scenario - input'!$G159),\"\")","v":""},{"$f":"IFERROR(IF(OR(S174=\"\",'Cost scenario - input'!$G159=\"\"),\"\",S174/'Cost scenario - input'!$G159),\"\")","v":""},{"$f":"IFERROR(IF(OR(T174=\"\",'Cost scenario - input'!$G159=\"\"),\"\",T174/'Cost scenario - input'!$G159),\"\")","v":""},{"$f":"IFERROR(IF(OR(U174=\"\",'Cost scenario - input'!$G159=\"\"),\"\",U174/'Cost scenario - input'!$G159),\"\")","v":""},{"$f":"IFERROR(IF(OR(V174=\"\",'Cost scenario - input'!$G159=\"\"),\"\",V174/'Cost scenario - input'!$G159),\"\")","v":""},{"$f":"IFERROR(IF(OR(W174=\"\",'Cost scenario - input'!$G159=\"\"),\"\",W174/'Cost scenario - input'!$G159),\"\")","v":""}]
[{"$f":"IFERROR('Cost scenario - input'!A160,\"\")","v":""},{"$f":"IFERROR('Cost scenario - input'!B160,\"\")","v":""},{"$f":"IFERROR('Cost scenario - input'!C160,\"\")","v":""},{"$f":"IFERROR(repcalc('Cost scenario - input'!$CY160:$GK160,'Cost scenario - input'!$J160,'Cost scenario - input'!$H160,'Cost scenario - input'!$I160,20,TRUE,TRUE),\"\")","v":""},"","","","","","","","","","","","","","","","","","","",{"$f":"IFERROR(IF(OR(D175=\"\",'Cost scenario - input'!$G160=\"\"),\"\",D175/'Cost scenario - input'!$G160),\"\")","v":""},{"$f":"IFERROR(IF(OR(E175=\"\",'Cost scenario - input'!$G160=\"\"),\"\",E175/'Cost scenario - input'!$G160),\"\")","v":""},{"$f":"IFERROR(IF(OR(F175=\"\",'Cost scenario - input'!$G160=\"\"),\"\",F175/'Cost scenario - input'!$G160),\"\")","v":""},{"$f":"IFERROR(IF(OR(G175=\"\",'Cost scenario - input'!$G160=\"\"),\"\",G175/'Cost scenario - input'!$G160),\"\")","v":""},{"$f":"IFERROR(IF(OR(H175=\"\",'Cost scenario - input'!$G160=\"\"),\"\",H175/'Cost scenario - input'!$G160),\"\")","v":""},{"$f":"IFERROR(IF(OR(I175=\"\",'Cost scenario - input'!$G160=\"\"),\"\",I175/'Cost scenario - input'!$G160),\"\")","v":""},{"$f":"IFERROR(IF(OR(J175=\"\",'Cost scenario - input'!$G160=\"\"),\"\",J175/'Cost scenario - input'!$G160),\"\")","v":""},{"$f":"IFERROR(IF(OR(K175=\"\",'Cost scenario - input'!$G160=\"\"),\"\",K175/'Cost scenario - input'!$G160),\"\")","v":""},{"$f":"IFERROR(IF(OR(L175=\"\",'Cost scenario - input'!$G160=\"\"),\"\",L175/'Cost scenario - input'!$G160),\"\")","v":""},{"$f":"IFERROR(IF(OR(M175=\"\",'Cost scenario - input'!$G160=\"\"),\"\",M175/'Cost scenario - input'!$G160),\"\")","v":""},{"$f":"IFERROR(IF(OR(N175=\"\",'Cost scenario - input'!$G160=\"\"),\"\",N175/'Cost scenario - input'!$G160),\"\")","v":""},{"$f":"IFERROR(IF(OR(O175=\"\",'Cost scenario - input'!$G160=\"\"),\"\",O175/'Cost scenario - input'!$G160),\"\")","v":""},{"$f":"IFERROR(IF(OR(P175=\"\",'Cost scenario - input'!$G160=\"\"),\"\",P175/'Cost scenario - input'!$G160),\"\")","v":""},{"$f":"IFERROR(IF(OR(Q175=\"\",'Cost scenario - input'!$G160=\"\"),\"\",Q175/'Cost scenario - input'!$G160),\"\")","v":""},{"$f":"IFERROR(IF(OR(R175=\"\",'Cost scenario - input'!$G160=\"\"),\"\",R175/'Cost scenario - input'!$G160),\"\")","v":""},{"$f":"IFERROR(IF(OR(S175=\"\",'Cost scenario - input'!$G160=\"\"),\"\",S175/'Cost scenario - input'!$G160),\"\")","v":""},{"$f":"IFERROR(IF(OR(T175=\"\",'Cost scenario - input'!$G160=\"\"),\"\",T175/'Cost scenario - input'!$G160),\"\")","v":""},{"$f":"IFERROR(IF(OR(U175=\"\",'Cost scenario - input'!$G160=\"\"),\"\",U175/'Cost scenario - input'!$G160),\"\")","v":""},{"$f":"IFERROR(IF(OR(V175=\"\",'Cost scenario - input'!$G160=\"\"),\"\",V175/'Cost scenario - input'!$G160),\"\")","v":""},{"$f":"IFERROR(IF(OR(W175=\"\",'Cost scenario - input'!$G160=\"\"),\"\",W175/'Cost scenario - input'!$G160),\"\")","v":""}]

{"sheet":"Lives scenario - input","index":4,"n_rows":190,"n_cols":192,"rows_kept":190,"cut":false,"hidden":false,"merged":[[1,3,1,4],[2,5,3,5],[2,6,3,7],[2,8,3,8],[2,3,3,3],[2,4,3,4]]}
[null,"Unit cost - historical"]
[null,"Replacement lives - comparative",null,"Asset lives"]
[null,null,null,"Historical","NEM median","Unit cost","Replacement \nlife",null,"Method","Volume",null,null,null,null,null,null,null,null,null,null,null,null,null,null,null,null,null,null,null,null,null,null,null,null,null,null,null,null,null,null,null,null,null,null,null,null,null,null,null,null,null,null,null,null,null,null,null,null,null,null,null,null,null,null,null,null,null,null,null,null,null,null,null,null,null,null,null,null,null,null,null,null,null,null,null,null,null,null,null,null,null,null,null,null,null,null,null,null,null,null,null,"Replacement Cost (NOT depreciated)"]
[null,null,null,null,null,null,null,null,null,"Installation date",null,null,null,null,null,null,null,null,null,null,null,null,null,null,null,null,null,null,null,null,null,null,null,null,null,null,null,null,null,null,null,null,null,null,null,null,null,null,null,null,null,null,null,null,null,null,null,null,null,null,null,null,null,null,null,null,null,null,null,null,null,null,null,null,null,null,null,null,null,null,null,null,null,null,null,null,null,null,null,null,null,null,null,null,null,null,null,null,null,null,null,"Installation date"]
["ID","Asset group","Asset category",null,null,"$ ('000)","μ","σ","#",2018,2017,2016,2015,2014,2013,2012,2011,2010,2009,2008,2007,2006,2005,2004,2003,2002,2001,2000,1999,1998,1997,1996,1995,1994,1993,1992,1991,1990,1989,1988,1987,1986,1985,1984,1983,1982,1981,1980,1979,1978,1977,1976,1975,1974,1973,1972,1971,1970,1969,1968,1967,1966,1965,1964,1963,1962,1961,1960,1959,1958,1957,1956,1955,1954,1953,1952,1951,1950,1949,1948,1947,1946,1945,1944,1943,1942,1941,1940,1939,1938,1937,1936,1935,1934,1933,1932,1931,1930,1929,1928,null,{"$f":"J5","v":2018},{"$f":"K5","v":2017},2016,2015,2014,2013,2012,2011,2010,2009,2008,2007,2006,2005,2004,2003,2002,2001,2000,1999,1998,1997,1996,1995,1994,1993,1992,1991,1990,1989,1988,1987,1986,1985,1984,1983,1982,1981,1980,1979,1978,1977,1976,1975,1974,1973,1972,1971,1970,1969,1968,1967,1966,1965,1964,1963,1962,1961,1960,1959,1958,1957,1956,1955,1954,{"$f":"BW5","v":1953},1952,1951,1950,1949,1948,1947,1946,1945,1944,1943,1942,1941,1940,1939,1938,1937,1936,1935,1934,1933,1932,1931,1930,1929,1928]
[1,"OVERHEAD CONDUCTORS","˂ = 1 kv",70.453953780666225,72.491265031944152,62.29077380609602,72.491265031944152,8.5141802325264493,2,29.207205083787301,65.698176429739604,147.63806071689501,140.05164967920001,135.89775367109499,162.873756638114,185.62901676322801,167.57451511583301,185.260681517808,226.73283835284099,224.797511760812,269.13285232704999,239.60295798472501,209.15435855742601,120.03775272927101,102.70560871415501,128.92760635442801,121.926741148118,145.13967300625799,132.18566823255,154.06140477791899,156.79747338842901,169.59076476231701,224.88858545601201,218.49938369601699,209.98712189371599,265.024100409526,255.58979018746899,277.42964293841101,299.02769129822201,207.10284883105601,205.59174749172601,286.53064271136202,372.83295479465602,362.968875803147,312.43054943718198,420.49351579380101,417.95559951630702,349.39428821163602,256.31551456244398,320.88512877708598,360.16346854646099,346.254500385136,350.62798275107502,353.70925242611298,313.71193101659497,343.14412859657801,329.175885978964,382.84218744305099,346.89271079970803,306.20044274090202,257.56175848125599,249.295494635918,267.736832139694,234.830466963834,277.70418570004301,223.69858247481901,223.69858247481901,223.69858247481901,223.69858247481901,223.69858247481901,223.69858247481901,223.69858247481901,223.69858247481901,223.69858247481901,223.69858247481901,223.69858247481901,223.69858247481901,223.69858247481901,0.94636610512538599,0,4.9545483431545101,0,0,0,0,0,0,0,0,0,0,0,0,0,0,0,0,0,0,0,null,{"$f":"IFERROR($F6*J6,\"\")","v":1819.3394053824525},{"$f":"IFERROR($F6*K6,\"\")","v":4092.3902474578986},9196.4890452867785,8723.9256313376482,8465.1762346827327,10145.532333693889,11562.975095046242,10438.346216746573,11540.031207588971,14123.36394825095,14002.81095726595,16764.493628093715,14925.053659098034,13028.386839459727,7477.2445034511056,6397.6118410308336,8031.0003647850626,{"$f":"IFERROR($F6*AA6,\"\")","v":7594.9110537718379},9040.8625415235565,8233.9475602814236,9596.6041172707519,9767.0359482059921,10563.939967412329,14008.48400821334,13610.49568657998,13080.260312074577,16508.556291773864,15920.885807715171,17281.307135382543,18626.666280416655,12900.596711133407,12806.469039407113,17848.215453648765,{"$f":"IFERROR($F6*AQ6,\"\")","v":23224.05325457234},22609.612141306789,19461.540685105803,26192.866479241722,26034.777710461534,21764.040576132942,15966.091740602309,19988.182974393454,22434.861152446581,21568.460762833292,21840.888363634953,22032.823035998324,19541.358935228316,21374.713297299368,20504.620655936902,23847.536101446101,{"$f":"IFERROR($F6*BG6,\"\")","v":21608.215383408096},19073.462518099983,16043.72123865625,15528.809267244793,16677.534450374376,14627.771500424087,17298.408616447465,13934.357801683265,13934.357801683265,13934.357801683265,13934.357801683265,13934.357801683265,13934.357801683265,13934.357801683265,13934.357801683265,13934.357801683265,{"$f":"IFERROR($F6*BW6,\"\")","v":13934.357801683265},13934.357801683265,13934.357801683265,13934.357801683265,58.949876992121503,0,308.6226501548054,0,0,0,0,0,0,0,0,0,{"$f":"IFERROR($F6*CM6,\"\")","v":0},0,0,0,0,0,0,0,0,0]
[1,"OVERHEAD CONDUCTORS","˃ 11 kv & < = 22 kv ; multiple-phase",76.458665662179172,72.273782943610158,15.981222950215326,76.458665662179172,8.7440645961806105,2,31.508058273945601,59.610367345129802,71.132779976543205,144.208179960639,129.80122029647899,118.359763447883,198.848763161969,139.85966766542501,158.93795041571801,162.21309318236001,130.18145198753501,146.28607598551201,90.730566712952395,77.884412680135696,32.059727548588903,54.386010776064303,42.629796170563999,74.118857783794496,122.289994648589,112.971561398707,69.123366666906193,80.597838852980601,54.950916900151597,150.706673078666,121.739533893222,133.46720526903101,120.277087829255,231.38764968007101,203.010820885296,373.18718269464699,249.02906112896801,225.5687315548,314.23774191740898,248.22345045787901,213.38964752348201,172.32372042502999,291.032117747889,360.06036893955502,285.49959122311299,173.69570768854899,142.67949728596699,147.694013385603,154.52903344181999,177.22879221823399,263.25851053525702,160.56251190233601,225.38489333985299,247.85355565891501,253.72560048773499,366.41594866695698,331.30667738929998,275.56477862642498,270.62150515570102,426.342592827055,247.076673251127,223.09860093704199,127.972104562392,127.972104562392,127.972104562392,127.972104562392,127.972104562392,127.972104562392,127.972104562392,127.972104562392,127.972104562392,127.972104562392,127.972104562392,127.972104562392,127.972104562392,0,0,0,0,0,0,0,0,0,0,0,0,0,0,0,0,0,0,0,0,0,0,null,{"$f":"IFERROR($F7*J7,\"\")","v":503.53730400430129},952.64657068675467,1136.7888158737494,2304.623075195746,2074.3822407680454,1891.5337679953648,3177.8464174659907,2235.1285307041785,2540.022820843858,2592.3636075913491,2080.458808195549,2337.8303948366074,1449.9854150390775,1244.6881633878261,512.35365367715951,869.15496358509688,681.27627692401882,1184.5099910581225,1954.34366905974,1805.423709746676,1104.6759337733104,1288.0520320150101,878.18285430007791,2408.4769425553754,1945.546633002876,2132.9691639465382,1922.1749564019544,3697.8576174635346,3244.3611898741451,5963.9875688058919,3979.7889469848387,3604.8641895745295,5021.903412954337,3966.914303239093,3410.2275323406298,2753.9437957229788,4651.0491594023324,5754.2050315598144,4562.632619531907,2775.8698300661317,2280.192856551681,2360.3309563274083,2469.5629357150051,2832.3328416369845,4207.1929504055524,2565.9853001578335,3601.9262300746918,3961.0029319887244,4054.8453895717553,5855.7749681612931,5294.6858762534657,4403.8621644556288,4324.8626090161042,6813.4760291420389,3948.587401023764,3565.388481455986,2045.1507344198544,2045.1507344198544,2045.1507344198544,2045.1507344198544,2045.1507344198544,2045.1507344198544,2045.1507344198544,2045.1507344198544,2045.1507344198544,2045.1507344198544,2045.1507344198544,2045.1507344198544,2045.1507344198544,0,0,0,0,0,0,0,0,0,0,0,0,0,0,0,0,0,0,0,0,0,0]
[1,"OVERHEAD CONDUCTORS","˃ 11 kv & < = 22 kv ; single-phase",76.458665662179172,71.58334210755838,15.981222950215326,76.458665662179172,8.7440645961806105,2,4.2797065762345898,5.0735700276721802,15.3889103100977,25.888860502015199,34.357695055344998,46.446057757929999,92.778769320759196,49.300868128162797,41.2984465987833,30.533983950341799,50.572688001291901,64.783044462441097,60.3069920555808,26.773895131993601,17.425899761396401,10.5614973866236,26.2280768897086,16.476561876461101,25.672101300027901,38.120722778110597,44.935101293746897,21.590887866262602,20.304609029742199,54.778673507028003,51.5661284625143,35.023757000195197,38.372661010849697,38.111131296798298,47.207215325106198,97.846942462231993,52.683430515488503,41.526516994318399,86.229142343671597,66.524980266382002,61.536376349075901,61.443345833789401,109.14269848661399,126.29269662206001,82.252390667457306,53.806714781605102,54.443860160285702,43.489701472161897,37.947546879238097,50.9970388413265,65.563723153680598,90.483615776511797,61.2125777755667,110.11209239534701,97.005094832402804,55.966086902237301,48.318857786104999,66.9609892267314,60.631766884535899,56.963918101845998,36.867306181788202,32.301541762671498,20.740878173028399,20.740878173028399,20.740878173028399,20.740878173028399,20.740878173028399,20.740878173028399,20.740878173028399,20.740878173028399,20.740878173028399,20.740878173028399,20.740878173028399,20.740878173028399,20.740878173028399,0,0,0,0,0,0,0,0,0,0,0,0,0,0,0,0,0,0,0,0,0,0,null,68.394944956307683,81.081853765759249,245.93360662653859,413.73565160972834,549.07798473497905,742.2648041880575,1482.7181975616504,787.88816519533464,659.9996825927177,487.97040506870877,808.21340214032534,1035.3122769479835,963.77948549710118,427.87958735007453,278.48718919497992,168.78564442374827,419.15674432982325,263.31560880074306,410.27157447625859,609.21576974033724,718.11787206587826,345.0487926838415,324.49248382126535,875.43019423286819,824.08979563888522,559.72246917428413,613.24205080742399,609.06248613906257,754.42903296934378,1563.7138024858205,841.94564885019929,663.64452643210791,1378.0471486000686,1063.1505413957257,983.42654998293938,981.93980857697238,1744.233797902707,2018.3117417010469,1314.4937934448456,859.89710514347769,870.0794674918717,695.01861526492701,606.44820709085184,814.99504752402947,1047.7884771651643,1446.038837066056,978.25185278872709,1759.72589808475,1550.2600478234099,894.40651243578009,772.19443897949168,1070.118497799361,968.96978444725073,910.35307530340754,589.18463966500894,516.2181405449445,331.46459826642155,331.46459826642155,331.46459826642155,331.46459826642155,331.46459826642155,331.46459826642155,331.46459826642155,331.46459826642155,331.46459826642155,331.46459826642155,331.46459826642155,331.46459826642155,331.46459826642155,0,0,0,0,0,0,0,0,0,0,0,0,0,0,0,0,0,0,0,0,0,0]
[1,"OVERHEAD CONDUCTORS","˃ 11 kv & < = 22 kv ; swer",79.087398363968731,73.07983216564503,15.318142485705247,79.087398363968731,8.8931096003573877,2,16.845263076737702,102.26467397511399,94.828745847989595,83.686079682631004,145.82116956051601,219.24175151709801,219.15222803936999,160.930314029111,141.99482701253899,179.88630957856401,178.843089250915,239.814895501872,239.62934267613099,203.493289532755,56.812925828486598,141.94312551020101,237.372197834882,192.06165614426899,1020.27800037984,1764.1142925250199,206.328131241726,203.87020488040801,203.28147203764499,260.77970414298301,343.55651467971001,363.76156504922102,644.58449046393002,572.50619798712103,632.59787636964597,1335.4277882087999,1268.6830211210599,1499.9822077582401,3087.9338624971801,2205.0973561361102,1867.8729923941901,2354.60487936543,3754.27220592607,4843.2695523197599,2969.4015665597599,971.45471509961499,669.23681807461799,871.389145887724,1233.5662150902599,2033.9943745994201,2817.2564543189801,1155.0966794214301,997.14877577685797,1580.3460945214999,2069.2303516207298,1395.0050118636,1081.68445228673,1311.8499685459799,1194.3769750296101,1479.0531819544999,1325.05317710956,1482.53192337976,220.48620512023601,143.30416132007201,147.18082916972401,211.952941280517,203.414858096556,226.485255811705,293.80397149606199,284.25762581170397,333.48231233703399,347.81694042505302,439.44757000459998,460.73148440269699,880.21537423031805,0,0,0,0,0,0,0,0,0,0,0,0,0,0,0,0,0,0,0,0,0,0,null,258.03814001865766,1566.5048472049893,1452.6002406402345,1281.9152926486247,2233.7094527601689,3358.3763885544918,3357.0050551668382,2465.1534805672122,2175.0969924111405,2755.5241213521281,2739.5439237292162,3673.5187394921895,3670.6764148688635,3117.1392039476132,870.26849287056154,2174.3050214316022,3636.1011485797371,2942.0278148584389,15628.763784848821,27022.954093967361,3160.563713170051,3122.9128469480111,3113.8945533765527,3994.6606654422726,5262.6476437560841,5572.1514842471051,9873.8370690021948,8769.7315147160989,9690.2244063847884,20456.273139152607,19433.867286727396,22976.941184463452,47301.410892165957,33777.99549614486,28612.344642694836,36068.173039656467,57508.476580498493,74189.893099111941,45485.71629383877,14880.881744306098,10251.464935946999,13348.063097205153,18895.943048304725,31157.01564523685,43155.135786030893,17693.935520142462,15274.467026796463,24207.966652608149,31696.765361872309,21368.885539999563,16569.396564700168,20095.104738055266,18295.636685149184,22656.347385114757,20297.35336810067,22709.635241937816,3377.4391061642091,2195.1535618953535,2254.5369123860755,3246.7253547992768,3115.9377800325583,3469.3334194350996,4500.5310982427609,4354.2988148319673,5108.3295768411472,5327.9094523730155,6731.5204923273932,7057.5505257309969,13483.264520568378,0,0,0,0,0,0,0,0,0,0,0,0,0,0,0,0,0,0,0,0,0,0]
[1,"OVERHEAD CONDUCTORS","> 1 kv & < = 11 kv",77.799908743439133,75.201418114363008,33.325412702523096,77.799908743439133,8.820425655456722,2,67.659840461326397,199.974043747682,313.92436910111599,402.391722042852,350.64222990748601,409.283806806087,483.59141987543802,425.35001120484401,396.36622326965301,583.43570064317998,483.10812561783598,616.93810780600904,397.33533073187198,277.71223024872,128.61128301565699,100.982382899168,144.68606160309099,190.666395090424,228.24613847297101,220.11467976719999,280.62519564409899,314.67952384375701,374.28051044894403,591.40369408205004,433.31750312899601,442.05891809422701,541.776335540736,490.51786191674302,481.10090764479799,435.21122716823999,245.45735292110001,340.70350040500398,469.77574157137502,592.39946972561802,607.59931849272903,533.66866756744196,872.62029157756103,787.94451567294198,860.00925877565999,447.99221550764003,510.00764742823901,573.71764832268798,570.44790309944597,468.61952143118702,607.50905442913995,339.67316458215203,484.78034342456698,598.137183752483,734.75604245623799,642.48148228917705,681.90306315287,698.77748466687399,642.106763689319,948.10792976560799,1012.59206014888,677.30536190932003,616.03663871793901,616.03663871793901,616.03663871793901,616.03663871793901,616.03663871793901,616.03663871793901,616.03663871793901,616.03663871793901,616.03663871793901,616.03663871793901,616.03663871793901,616.03663871793901,616.03663871793901,0.21806107195507499,15.6673773698933,3.9072536412967001,0,0,0,0,0,0,0,0,0,0,0,0,0,0,0,0,0,0,0,null,2254.792106760573,6664.2175376839114,10461.659157673879,13409.870205157004,11685.297022599958,13639.551774272581,16115.883646748101,14174.96466642425,13209.0679718016,19443.235509319693,16099.777666156755,20559.717054548935,13241.363877933141,9254.8746855767131,4286.0240846977686,3365.2795857989845,4821.7227152256874,6354.0363048907029,7606.3967623689932,7335.4125451256496,9351.9504595658855,10486.825001126659,12473.052477222067,19708.772179081032,14440.484623000635,14731.795884320969,18054.91997435566,16346.710186334698,16032.886298821342,14503.593758153129,8179.9675869645207,11354.084760191003,15655.470465499908,19741.956813362056,20248.498046541969,17784.728593090604,29080.431349418261,26258.576171490469,28660.163476689853,14929.52546930977,16996.215331988958,19119.377405074585,19010.41179607794,15616.938952153174,20245.489959370654,11319.748393672267,16155.505014694572,19933.168501276388,24486.048350526711,21410.960551015607,22724.701002684062,23287.048063754581,21398.472899028027,31596.088045973669,33745.048303759519,22571.480711259857,20529.675225150437,20529.675225150437,20529.675225150437,20529.675225150437,20529.675225150437,20529.675225150437,20529.675225150437,20529.675225150437,20529.675225150437,20529.675225150437,20529.675225150437,20529.675225150437,20529.675225150437,7.2669752172574587,522.12181681786512,130.21084012964866,0,0,0,0,0,0,0,0,0,0,0,0,0,0,0,0,0,0,0]
[1,"OVERHEAD CONDUCTORS","> 22 kv & < = 66 kv",87.823934736782576,85.517964234053835,23.681549428886886,87.823934736782576,9.3714425109895743,2,5.0092360392128699,22.856699152689298,132.20596896607,68.949305512922294,60.676691770400801,41.164604972510901,86.214406715982506,134.780007144047,142.70856269595799,102.15865437428501,61.635620367442897,155.79667671169099,88.048912413363993,45.446615362344303,46.054526286339403,34.257253985454398,77.785645959949207,112.85607973528001,121.951924385989,367.95975074832,99.979914339544493,390.61473932542299,50.178583625925803,229.698231809216,99.756611919151993,78.937270189087897,91.794654667969297,44.342425495888797,453.70352552780702,201.58957909040799,41.3446649573645,364.116631767586,618.67383333264604,318.78862927719598,253.50466891328301,119.001694657708,335.31508556415002,171.86330003650599,96.447002806390202,98.447647825409902,87.892628746579504,160.963101336525,101.996283098996,108.033324893588,64.162642363651699,189.42090265449301,203.23354665929699,89.204800429640002,280.41472942334099,225.27288405344899,264.05376790955398,372.120984021124,221.03858264620999,480.66969372255198,316.48771410478798,377.51591234697901,50.2102850493199,52.198280892201097,71.412701867796997,131.71985724378399,373.99432537806399,160.51578482283901,71.560854621020596,125.351894036639,106.825203695846,190.35759294278199,121.529668498352,109.908733601677,749.35461546693602,16.563647407224099,24.756090572295602,4.6834146729962702,0,0,0,0,0,0,0,0,0,0,0,0,0,0,0,0,0,0,0,null,118.62647086358115,541.28205076560857,3130.8421888638723,1632.8263865916924,1436.9180753420808,974.84162737711972,2041.6907341266972,3191.7994012074769,3379.5598814097325,2419.2752231532018,1459.6269903117063,3689.5067004042207,2085.1346714768115,1076.2462680789668,1090.642540673917,811.26485355447062,1842.0846196584325,2672.6068306014331,2888.0105252946746,8713.8570251872388,2367.6792833277996,9250.3622569867712,1188.306608408896,5439.6100303178664,2362.3911360216844,1869.3568657642843,2173.839651827117,1050.0973411776247,10744.402465847004,4773.9535815779991,979.10572680859491,8622.8460130838921,14651.154964425985,7549.4086815950131,6003.3833473235163,2818.1445141578165,7940.780773038854,4069.9892348261337,2284.0144642275218,2331.3928381350929,2081.4336320969269,3811.8556405278455,2415.4300197716138,2558.3965234345005,1519.4707866228093,4485.7804690767471,4812.8852808201309,2112.5078906685098,6640.6552754267914,5334.8109386996566,6253.2023566339285,8812.4014766222754,5234.536120627321,11383.003110858535,7494.9194452079573,8940.1617384363126,1189.0573472339695,1236.1361690515821,1691.1634291325975,3119.3303100845947,8856.7651025638279,3801.2624923986332,1694.6719158810877,2968.5270746332576,2529.7863415740871,4507.9627464384212,2878.0108516199602,2602.809107454475,17745.878365944769,392.25283479683162,586.2625825538189,110.91051607453528,0,0,0,0,0,0,0,0,0,0,0,0,0,0,0,0,0,0,0]
[1,"OVERHEAD CONDUCTORS","> 66 kv & < = 132 kv",85.955294763932685,72.456967657289255,399.55399277038168,85.955294763932685,9.2712078373819597,2,0,0.15178562602572601,4.8058529003122397,1.86362265960096,14.8458501699696,3.7313150768560699,0.22827660014843101,83.233130163080702,62.1838047021945,5.3957201715641103,170.05811893464499,12.2928455545128,1.9408421536561,8.2853029977602993E-2,15.5517372940676,89.250982190095698,166.62268395148399,8.2866717895856006,0,5.3339026938957899,0,0.12503386703429301,163.05545878331,0,27.090095894814201,0.38699942508507801,2.51934583342784,0,104.85004373586899,23.953020220468201,2.4788652809240199,234.39226548319999,289.730413709299,236.69356278654101,119.146071582231,10.0820309496505,123.23677086491401,17.007515724552601,155.52738638218199,26.7652123839549,4.8492834309158201,1.9954285612019998E-3,58.787695556289798,9.9386296777372998E-2,9.4117710848216198,72.941754371390402,4.8890171172713597,5.6249162910825596,40.073082208725999,42.212112710871303,39.243974114806797,39.256980544734503,85.278143379380097,143.71652594757401,0,0,18.287939712234699,39.892501700624003,0,0,63.333026303842203,20.933768934721101,0,0,0,13.001452477470201,1.132115218555E-3,14.387247752802001,19.4811007295582,0,0,0,0,0,0,0,0,0,0,0,0,0,0,0,0,0,0,0,0,0,0,null,0,60.646552923730788,1920.1977149868744,744.61787466092142,5931.7187114822027,1490.8618372421663,91.208827045353516,33256.129487435785,24845.787454415447,2155.8815384201293,67947.40042335786,4911.6555238152259,775.47123183036138,33.1042589406754,6213.7587303607606,35660.586292730957,66574.758658932828,3310.9728003066107,0,2131.1821183947577,0,49.957780805072773,65149.459599877911,0,10823.95597930554,154.62716549258514,1006.6146869155184,0,41893.2536168156,9570.5248679977576,990.44052053306598,93652.365548307876,115762.94362456494,94571.858074409494,47605.288623586108,4028.3157211674202,49239.743855205037,6795.4208148500429,62141.588214142699,10694.147475356447,1937.5505568976712,0.79728144891631703,23488.858485285215,39.710191704061501,3760.5107159813047,29144.169198765478,1953.4263099285131,2247.457763101203,16011.359999112219,16866.018176902009,15680.086549748561,15685.283320757864,34073.222683276406,57422.511769441357,0,0,7307.0193315673996,15939.208336083562,0,0,25304.963533931761,8364.1709616003955,0,0,0,5194.7822491875895,0.45234115584976353,5748.4822846087409,7783.7515800569745,0,0,0,0,0,0,0,0,0,0,0,0,0,0,0,0,0,0,0,0,0,0]
[2,"POLES","˂ = 1 kv ; concrete",63.780848562696086,59.063410723972268,48.84736859397173,63.780848562696086,7.9862912896222413,2,0,1,2,8,3,49,43,62,77,63,79,52,103,65,51,57,128,87,170,114,89,106,86,184,164,103,186,61,96,196,215,60,66,40,33,29,33,33,27,2,5,4,3,1,3,5,7,15,18,9,5,9,3,4,0,0,0,0,0,0,0,0,0,0,0,0,0,0,0,0,0,0,0,0,0,0,0,0,0,0,0,0,0,0,0,0,0,0,0,0,0,null,0,48.84736859397173,97.69473718794346,390.77894875177384,146.54210578191518,2393.5210611046145,2100.4368495407844,3028.5368528262475,3761.2473817358232,3077.3842214202191,3858.9421189237669,2540.0631668865299,5031.2789651790881,3175.0789586081623,2491.2157982925582,2784.3000098563884,6252.4631800283814,4249.7210676755403,8304.0526609751942,5568.6000197127769,4347.4158048634836,5177.821070961003,4200.8736990815687,8987.9158212907987,8010.9684494113635,5031.2789651790881,9085.610558478742,2979.6894842322754,4689.3473850212858,9574.0842444184582,10502.184247703923,2930.8421156383038,3223.926327202134,1953.8947437588693,1611.963163601067,1416.5736892251803,1611.963163601067,1611.963163601067,1318.8789520372368,97.69473718794346,244.23684296985866,195.38947437588692,146.54210578191518,48.84736859397173,146.54210578191518,244.23684296985866,341.9315801578021,732.71052890957594,879.25263469149115,439.62631734574558,244.23684296985866,439.62631734574558,146.54210578191518,195.38947437588692,0,0,0,0,0,0,0,0,0,0,0,0,0,0,0,0,0,0,0,0,0,0,0,0,0,0,0,0,0,0,0,0,0,0,0,0,0]
[2,"POLES","˂ = 1 kv ; steel",63.496355816296393,61.418452293555418,4.4410773298420168,63.496355816296393,7.9684600655519633,2,11,732,976,1179,2062,3377,3613,3413,2813,3335,5439,4751,5067,3583,3434,2470,1953,2142,1810,1932,2007,1993,1951,1675,1464,1442,1386,1331,1327,45,47,25,54,49,48,36,39,43,46,40,50,44,42,34,41,32,30,39,53,54,46,20,20,14,19,13,1,0,1,0,1,0,0,0,0,0,0,0,0,0,0,0,0,0,0,0,0,0,0,0,0,0,0,0,0,0,0,0,0,0,0,null,48.851850628262184,3250.868605444356,4334.4914739258084,5236.0301718837381,9157.5014541342389,14997.51814287649,16045.612392719206,15157.396926750804,12492.750528845592,14810.992895023126,24155.019597010731,21099.55839407942,22502.9388303095,15912.380072823946,15250.659550677485,10969.461004709781,8673.424025181459,9512.7876405215993,8038.34996701405,8580.1614012547761,8913.2422009929269,8851.0671183751401,8664.5418705217744,7438.8045274853785,6501.7372108887121,6404.0335096321878,6155.3331791610353,5911.0739260197242,5893.3096167003559,199.84847984289075,208.73063450257479,111.02693324605042,239.8181758114689,217.61278916225882,213.1717118324168,159.8787838743126,173.20201586383865,190.96632518320672,204.28955717273277,177.64309319368067,222.05386649210084,195.40740251304874,186.5252478533647,150.99662921462857,182.08417052352269,142.11447455494454,133.2323198952605,173.20201586383865,235.37709848162689,239.8181758114689,204.28955717273277,88.821546596840335,88.821546596840335,62.175082617788235,84.380469266998318,57.734005287946218,4.4410773298420168,0,4.4410773298420168,0,4.4410773298420168,0,0,0,0,0,0,0,0,0,0,0,0,0,0,0,0,0,0,0,0,0,0,0,0,0,0,0,0,0,0]
[2,"POLES","˂ = 1 kv ; wood",63.496355816296393,66.390299837975292,4.4410773298420168,66.390299837975292,8.1480242904630131,2,70,1219,1167,1776,2435,2147,2623,1880,2205,2112,2286,4549,4670,5541,5397,4705,4763,4343,4275,3858,4258,4298,4707,5617,5179,5051,5559,5162,5023,4738,3659,3235,4578,5240,4944,4344,5806,4843,4403,3314,4121,4128,4140,3941,4099,3231,3354,3394,3911,3238,2751,2123,2168,2031,1751,2757,1605,1604,1599,1559,1559,1574,1585,1551,1519,1527,1502,1519,1550,1,0,1,0,0,0,0,0,0,0,0,0,0,0,0,0,0,0,0,0,0,0,null,310.87541308894117,5413.6732650774184,5182.7372439256333,7887.3533377994218,10814.023298165312,9534.9930271708108,11648.94583617561,8349.225380102991,9792.5755123016461,9379.5553206263394,10152.302776018851,20202.460773451334,20739.831130362218,24608.009484654616,23968.494349157365,20895.268836906689,21152.851322037524,19287.598843503878,18985.605585074623,17133.676338530502,18910.107270467306,19087.750363660987,20904.150991566374,24945.531361722609,23000.339491251805,22431.881593032027,24687.94887659177,22924.841176644491,22307.53142779645,21041.824388791476,16249.901949891939,14366.885162038925,20331.252016016751,23271.245208372169,21956.686318738932,19292.039920833722,25784.894977062748,21508.137508424887,19554.063483294402,14717.730271096443,18301.679676278953,18332.767217587847,18386.060145545951,17502.285756907389,18203.975975022426,14349.120852719556,14895.373364290124,15073.016457483805,17369.053437012128,14380.20839402845,12217.403734395388,9428.4071712546011,9628.2556510974919,9019.8280569091366,7776.3264045533715,12244.05019837444,7127.9291143964365,7123.4880370665951,7101.2826504173845,6923.6395572237043,6923.6395572237043,6990.2557171713343,7039.1075677995968,6888.1109385849677,6745.9964640300232,6781.5250826687598,6670.4981494227095,6745.9964640300232,6883.6698612551263,4.4410773298420168,0,4.4410773298420168,0,0,0,0,0,0,0,0,0,0,0,0,0,0,0,0,0,0,0]
[2,"POLES","˃ 11 kv & < = 22 kv ; concrete",64.601738168903665,53.086576274097638,6.1451450192675416,64.601738168903665,8.0375206481167858,2,0,0,0,0,10,34,1,62,2,40,4,1,13,16,6,2,14,7,3370,2416,19,11,54,203,156,124,184,215,277,748,118,28,66,72,1,0,2,2,2,1,1,1,0,3,1,0,2,0,0,0,1,0,0,0,0,0,0,0,0,0,0,0,0,0,0,0,0,0,0,0,0,0,0,0,0,0,0,0,0,0,0,0,0,0,0,0,0,0,0,0,0,null,0,0,0,0,61.451450192675416,208.93493065509642,6.1451450192675416,380.99899119458757,12.290290038535083,245.80580077070167,24.580580077070167,6.1451450192675416,79.886885250478045,98.322320308280666,36.87087011560525,12.290290038535083,86.032030269745576,43.016015134872788,20709.138714931614,14846.670366550381,116.75775536608329,67.596595211942955,331.83783104044727,1247.4644389113109,958.64262300573648,761.99798238917515,1130.7066835452276,1321.2061791425215,1702.2051703371089,4596.5684744121208,725.12711227356988,172.06406053949115,405.57957127165776,442.45044138726303,6.1451450192675416,0,12.290290038535083,12.290290038535083,12.290290038535083,6.1451450192675416,6.1451450192675416,6.1451450192675416,0,18.435435057802625,6.1451450192675416,0,12.290290038535083,0,0,0,6.1451450192675416,0,0,0,0,0,0,0,0,0,0,0,0,0,0,0,0,0,0,0,0,0,0,0,0,0,0,0,0,0,0,0,0,0,0,0,0,0,0,0,0]
[2,"POLES","˃ 11 kv & < = 22 kv ; steel",39.469917131452682,39.469917131452682,7.1278733735109938,39.469917131452682,6.2825088246219503,2,0,2,0,1,5,0,15,39,30,4,142,4,1,2,8,2,3,4,2,2,1,3,2,3,1,0,0,0,1,2,5,0,0,0,1,0,1,0,0,0,0,0,4,1,0,3,0,0,0,0,0,0,0,1,0,0,0,0,0,0,0,0,0,0,0,0,0,0,0,0,0,0,0,0,0,0,0,0,0,0,0,0,0,0,0,0,0,0,0,0,0,null,0,14.255746747021988,0,7.1278733735109938,35.639366867554969,0,106.91810060266491,277.98706156692879,213.83620120532981,28.511493494043975,1012.1580190385612,28.511493494043975,7.1278733735109938,14.255746747021988,57.022986988087951,14.255746747021988,21.383620120532981,28.511493494043975,14.255746747021988,14.255746747021988,7.1278733735109938,21.383620120532981,14.255746747021988,21.383620120532981,7.1278733735109938,0,0,0,7.1278733735109938,14.255746747021988,35.639366867554969,0,0,0,7.1278733735109938,0,7.1278733735109938,0,0,0,0,0,28.511493494043975,7.1278733735109938,0,21.383620120532981,0,0,0,0,0,0,0,7.1278733735109938,0,0,0,0,0,0,0,0,0,0,0,0,0,0,0,0,0,0,0,0,0,0,0,0,0,0,0,0,0,0,0,0,0,0,0,0,0]
[2,"POLES","˃ 11 kv & < = 22 kv ; wood",64.601738168903665,65.87186103777637,6.1451450192675416,65.87186103777637,8.1161481650950886,2,74,1784,1720,2504,2907,3278,4384,3587,2566,3658,4086,5282,5165,6250,5651,5246,6193,5920,5840,5882,3761,3154,3360,4004,3889,3903,4114,5323,5901,8026,7022,9959,13104,8547,9219,8673,12888,13917,8443,3880,2615,4644,5018,9601,8690,3409,3787,5249,6874,4798,4490,3647,4022,4200,3416,3178,1389,1218,1020,1025,949,952,922,935,924,927,958,952,950,0,0,0,0,0,0,0,0,0,0,0,0,0,0,0,0,0,0,0,0,0,0,null,454.74073142579806,10962.938714373295,10569.649433140172,15387.443128245925,17863.936571010745,20143.785373159,26940.315764468902,22042.635184112671,15768.442119440511,22478.940480480669,25109.062548727175,32458.655991771157,31739.674024516851,38407.156370422133,34726.214503880881,32237.430771077525,38056.883104323882,36379.258514063848,35887.646912522447,36145.743003331678,23111.890417465223,19381.787390769827,20647.687264738939,24605.160657147237,23898.468979931469,23984.501010201217,25281.126609266666,32710.606937561126,36262.500758697766,49320.933924641293,43151.208325296677,61199.499246885447,80525.980332481864,52522.554479679675,56652.091932627467,53296.84275210739,79198.629008320073,85521.983233146384,51883.459397675855,23843.162674758063,16069.554225384622,28538.053469478462,30836.337706684524,58999.537329987666,53401.310217434933,20948.799370683049,23271.66418796618,32255.866206135324,42241.726862445081,29484.405802445664,27591.701136511263,22411.343885268725,24715.773267494053,25809.609080923674,20991.815385817921,19529.270871232246,8535.6064317626151,7484.7866334678656,6268.0479196528922,6298.7736447492298,5831.7426232848966,5850.1780583426998,5665.8237077646736,5745.7105930151511,5678.1139978032088,5696.5494328610112,5887.0489284583045,5850.1780583426998,5837.8877683041646,0,0,0,0,0,0,0,0,0,0,0,0,0,0,0,0,0,0,0,0,0,0]
[2,"POLES","> 1 kv & < = 11 kv ; concrete",68.299183899026687,54.008139631117032,6.0675852822681655,68.299183899026687,8.2643320298150336,2,0,2,1,1,1,4,3,5,8,2,8,51,164,3,1,2,6,2,124,33,244,16,17,15,46,34,80,37,23,28,45,49,103,133,19,14,2,0,5,2,2,1,0,1,2,0,1,2,0,3,1,1,1,1,1,0,0,0,0,1,0,0,0,0,0,0,0,0,0,0,0,0,0,0,0,0,0,0,0,0,0,0,0,0,0,0,0,0,0,0,0,null,0,12.135170564536331,6.0675852822681655,6.0675852822681655,6.0675852822681655,24.270341129072662,18.202755846804497,30.337926411340828,48.540682258145324,12.135170564536331,48.540682258145324,309.44684939567645,995.08398629197916,18.202755846804497,6.0675852822681655,12.135170564536331,36.405511693608993,12.135170564536331,752.38057500125251,200.23031431484947,1480.4908088734323,97.081364516290648,103.14894979855882,91.013779234022479,279.10892298433561,206.29789959711763,485.40682258145324,224.50065544392211,139.5544614921678,169.89238790350862,273.04133770206744,297.31167883114011,624.96128407362107,806.98884254166603,115.28412036309514,84.94619395175431,12.135170564536331,0,30.337926411340828,12.135170564536331,12.135170564536331,6.0675852822681655,0,6.0675852822681655,12.135170564536331,0,6.0675852822681655,12.135170564536331,0,18.202755846804497,6.0675852822681655,6.0675852822681655,6.0675852822681655,6.0675852822681655,6.0675852822681655,0,0,0,0,6.0675852822681655,0,0,0,0,0,0,0,0,0,0,0,0,0,0,0,0,0,0,0,0,0,0,0,0,0,0,0,0,0,0,0]
[2,"POLES","> 1 kv & < = 11 kv ; steel",68.299183899026687,57.499727857639414,6.0675852822681655,68.299183899026687,8.2643320298150336,2,0,0,3,1,8,30,37,28,21,47,49,71,84,31,52,34,23,43,60,42,57,26,38,39,27,31,39,30,28,21,15,10,16,15,6,6,20,17,9,8,5,4,5,8,12,8,8,19,18,11,12,3,4,9,3,2,0,0,0,0,0,0,0,0,0,0,0,0,0,0,0,0,0,0,0,0,0,0,0,0,0,0,0,0,0,0,0,0,0,0,0,null,0,0,18.202755846804497,6.0675852822681655,48.540682258145324,182.02755846804496,224.50065544392211,169.89238790350862,127.41929092763148,285.17650826660378,297.31167883114011,430.79855504103978,509.67716371052592,188.09514375031313,315.51443467794462,206.29789959711763,139.5544614921678,260.9061671375311,364.05511693608992,254.83858185526296,345.85236108928541,157.75721733897231,230.56824072619028,236.63582600845845,163.82480262124048,188.09514375031313,236.63582600845845,182.02755846804496,169.89238790350862,127.41929092763148,91.013779234022479,60.675852822681655,97.081364516290648,91.013779234022479,36.405511693608993,36.405511693608993,121.35170564536331,103.14894979855882,54.608267540413493,48.540682258145324,30.337926411340828,24.270341129072662,30.337926411340828,48.540682258145324,72.811023387217986,48.540682258145324,48.540682258145324,115.28412036309514,109.21653508082699,66.743438104949817,72.811023387217986,18.202755846804497,24.270341129072662,54.608267540413493,18.202755846804497,12.135170564536331,0,0,0,0,0,0,0,0,0,0,0,0,0,0,0,0,0,0,0,0,0,0,0,0,0,0,0,0,0,0,0,0,0,0,0]
[2,"POLES","> 1 kv & < = 11 kv ; wood",68.299183899026687,69.354653141148319,6.0675852822681655,69.354653141148319,8.327944112513503,2,143,1625,1764,3461,4606,4467,4960,3967,3425,3942,5298,7498,6351,5740,5316,4286,4472,4084,4326,3892,4506,4824,5259,6864,5591,5119,5434,5055,4823,4227,3002,3889,4863,5880,5905,4899,7141,5747,5654,3648,4213,4129,3861,3376,3867,2380,3015,3452,4070,3641,3372,2798,2592,3148,3580,3838,2122,2074,2150,2045,2064,2041,2045,2036,2074,2085,2082,2096,2066,1,0,3,0,0,0,0,0,0,0,0,0,0,0,0,0,0,0,0,0,0,0,null,867.66469536434772,9859.8260836857698,10703.220437921043,20999.912661930121,27947.297810127169,27103.903455891894,30095.2230000501,24070.110814757812,20781.479591768468,23918.42118270111,32146.066825456743,45494.754446446706,38535.234127685122,34827.939520219268,32255.283360537567,26005.670519801359,{"$f":"IFERROR($F21*Z21,\"\")","v":27134.241382303237},24780.018292783188,26248.373931092083,23615.0419185877,27340.539281900354,29270.031401661632,31909.430999448283,41647.905377488685,33923.869313161311,31059.96905993074,32971.258423845211,30671.643601865577,29263.963816379361,25647.682988147535,18214.891017369035,23596.839162740896,{"$f":"IFERROR($F21*AP21,\"\")","v":29506.667227670088},35677.401459736815,35829.091091793518,29725.100297831741,43328.626500676968,34870.41261719515,34306.127185944206,22134.551109714266,25562.736794195782,25053.059630485255,23426.946774837386,20484.167912937326,23463.352286530997,14440.852971798235,18293.76962603852,20945.304394389706,{"$f":"IFERROR($F21*BF21,\"\")","v":24695.072098831435},22092.078012738391,20459.897571808255,16977.103619786329,15727.181051639085,19100.758468580185,21721.955310520032,23287.392313345219,12875.415968973048,12584.171875424176,13045.308356876556,12408.211902238398,12523.496022601494,12383.941561109326,12408.211902238398,12353.603634697985,{"$f":"IFERROR($F21*BV21,\"\")","v":12584.171875424176},12650.915313529125,12632.71255768232,12717.658751634075,12535.631193166029,6.0675852822681655,0,18.202755846804497,0,0,0,0,0,0,0,0,{"$f":"IFERROR($F21*CL21,\"\")","v":0},0,0,0,0,0,0,0,0,0,0]
[2,"POLES","> 22 kv & < = 66 kv ; concrete",51.219835217494946,52.275448572437263,41.883697182532785,52.275448572437263,7.2301762476745521,2,0,17,38,10,19,55,97,84,78,142,184,298,249,242,359,87,335,205,449,855,339,936,258,442,102,101,52,147,1359,239,484,1387,2234,660,735,127,215,2,3,1,3,5,5,2,5,3,6,3,2,2,2,2,5,4,3,3,0,0,0,0,1,0,0,0,0,0,0,0,0,0,0,0,0,0,0,0,0,0,0,0,0,0,0,0,0,0,0,0,0,0,0,null,0,712.0228521030574,1591.5804929362457,418.83697182532785,795.79024646812286,2303.6033450393033,4062.71862670568,3518.2305633327542,3266.9283802375571,5947.4849999196558,7706.600281586032,12481.341760394769,10429.040598450663,10135.854718172934,15036.24728852927,3643.8816548803525,14031.038556148484,8586.157922419221,18805.780034957221,35810.56109106553,14198.573344878614,39203.140562850684,10805.993873093459,18512.594154679489,4272.137112618344,4230.2534154358109,2177.9522534917051,6156.9034858323193,56919.944471062052,10010.203626625336,20271.709436345867,58092.687992172971,93568.179505778244,27643.240140471637,30784.517429161599,5319.2295421816634,9004.994894244548,83.76739436506557,125.65109154759836,41.883697182532785,125.65109154759836,209.41848591266393,209.41848591266393,83.76739436506557,209.41848591266393,125.65109154759836,251.30218309519671,125.65109154759836,83.76739436506557,83.76739436506557,83.76739436506557,83.76739436506557,209.41848591266393,167.53478873013114,125.65109154759836,125.65109154759836,0,0,0,0,41.883697182532785,0,0,0,0,0,0,0,0,0,0,0,0,0,0,0,0,0,0,0,0,0,0,0,0,0,0,0,0,0,0]
[2,"POLES","> 22 kv & < = 66 kv ; steel",69.483071053717012,57.77219949093076,14.732254592740356,69.483071053717012,8.3356506077040571,2,0,0,1,3,4,32,39,42,35,50,37,29,26,26,53,29,24,29,33,34,33,29,31,27,28,25,31,26,28,0,0,0,4,5,3,1,2,2,5,0,2,0,1,0,0,2,52,0,2,73,4,1,0,0,1,0,0,0,0,0,554,453,0,0,0,0,0,0,37,0,0,0,0,0,0,0,0,0,0,0,0,0,0,0,0,0,0,0,0,0,0,null,0,0,14.732254592740356,44.196763778221069,58.929018370961423,471.43214696769138,574.55792911687388,618.75469289509499,515.62891074591244,736.61272963701776,545.09341993139321,427.23538318947033,383.03861941124927,383.03861941124927,780.80949341523888,427.23538318947033,353.57411022576855,427.23538318947033,486.16440156043171,500.8966561531721,486.16440156043171,427.23538318947033,456.69989237495105,397.7708740039896,412.50312859672994,368.30636481850888,456.69989237495105,383.03861941124927,412.50312859672994,0,0,0,58.929018370961423,73.661272963701776,44.196763778221069,14.732254592740356,29.464509185480711,29.464509185480711,73.661272963701776,0,29.464509185480711,0,14.732254592740356,0,0,29.464509185480711,766.07723882249854,0,29.464509185480711,1075.454585270046,58.929018370961423,14.732254592740356,0,0,14.732254592740356,0,0,0,0,0,8161.6690443781572,6673.7113305113808,0,0,0,0,0,0,545.09341993139321,0,0,0,0,0,0,0,0,0,0,0,0,0,0,0,0,0,0,0,0,0,0]
[2,"POLES","> 22 kv & < = 66 kv ; wood",69.483071053717012,63.355440101260491,14.732254592740356,69.483071053717012,8.3356506077040571,2,6,213,248,483,686,759,593,640,414,400,421,851,805,770,757,870,954,1111,1334,825,875,678,488,689,878,564,752,882,893,624,632,908,961,929,1527,1094,1588,953,829,610,527,701,1045,913,565,1365,1183,528,1382,1189,1925,2136,580,1823,998,1636,256,501,270,339,788,212,261,423,354,624,353,272,472,45,56,38,0,0,0,0,0,0,0,0,0,0,0,0,0,0,0,0,0,0,0,null,88.393527556442137,3137.970228253696,3653.5991389996084,7115.6789682935914,10106.326650619883,11181.78123588993,8736.2269734950314,9428.6429393538274,6099.1534013945075,5892.9018370961421,6202.2791835436901,12537.148658422042,11859.464947155986,11343.836036410074,11152.31672670445,12817.061495684109,14054.570881474299,16367.534852534534,19652.827626715636,12154.110039010793,12890.722768647811,9988.4686138779616,7189.3402412572932,10150.523414398105,12934.919532426033,8308.9915903055607,11078.655453740748,12993.848550796994,13155.903351317138,9192.9268658699821,9310.7849026119056,13376.887170208243,14157.696663623481,13686.26451665579,22496.152763114522,16117.086524457949,23394.820293271685,14039.838626881559,12213.039057381755,8986.6753015716167,7763.8981703741674,10327.310469510989,15395.206049413671,13450.548443171945,8323.7238448983007,20109.527519090585,17428.257183211841,7778.6304249669074,20359.97584716717,17516.650710768285,28359.590091025184,31468.0958100934,8544.7076637894061,26856.900122565668,14702.790083554875,24101.968513723223,3771.457175741531,7380.8595509629185,3977.7087400398959,4994.2343069389808,11609.016619079401,3123.2379736609555,3845.1184487052328,6231.7436927291701,5215.2181258300861,9192.9268658699821,5200.4858712373452,4007.1732492253768,6953.6241677734479,662.95145667331599,825.00625719345987,559.82567452413355,0,0,0,0,0,0,0,0,0,0,0,0,0,0,0,0,0,0,0]
[2,"POLES","> 66 kv & < = 132 kv ; concrete",52.995548446185431,52.518668220907692,173.48534505444022,52.995548446185431,7.2798041488892702,2,0,0,0,3,44,10,33,14,39,57,266,249,146,259,481,144,441,14,14,13,10,11,37,81,40,11,20,10,293,11,25,891,9,759,640,39,24,12,12,0,0,3,1,0,0,0,0,0,0,0,0,0,0,0,0,0,0,0,0,0,0,0,0,0,0,0,0,0,0,0,0,0,0,0,0,0,0,0,0,0,0,0,0,0,0,0,0,0,0,0,0,null,0,0,0,520.45603516332062,7633.3551823953694,1734.8534505444022,5725.0163867965275,2428.7948307621632,6765.9284571231683,9888.6646681030925,46147.101784481099,43197.85091855561,25328.860377948273,44932.704369100014,83446.450971185739,24981.88968783939,76507.037169008137,2428.7948307621632,2428.7948307621632,2255.3094857077226,1734.8534505444022,1908.3387955988424,6418.957767014288,14052.312949409657,6939.4138021776089,1908.3387955988424,3469.7069010888044,1734.8534505444022,50831.206100950985,1908.3387955988424,4337.1336263610056,154575.44244350624,1561.3681054899619,131675.37689632011,111030.62083484174,6765.9284571231683,4163.648281306565,2081.8241406532825,2081.8241406532825,0,0,520.45603516332062,173.48534505444022,0,0,0,0,0,0,0,0,0,0,0,0,0,0,0,0,0,0,0,0,0,0,0,0,0,0,0,0,0,0,0,0,0,0,0,0,0,0,0,0,0,0,0,0,0,0,0,0]
[2,"POLES","> 66 kv & < = 132 kv ; steel",72.467079551177051,62.907492593468845,111.95037053987653,72.467079551177051,8.5127598081454785,2,0,0,0,0,0,6,9,7,7,5,3,8,3,3,3,6,6,3,3,3,4,6,159,14,2,4,3,3,3,11,0,0,288,0,0,24,197,0,2,1,0,0,0,0,0,0,16,0,0,0,0,0,0,48,0,0,0,0,0,0,0,0,0,0,0,0,0,0,0,0,0,0,0,0,0,0,0,0,0,0,0,0,0,0,0,0,0,0,0,0,0,null,0,0,0,0,0,671.70222323925918,1007.5533348588888,783.65259377913571,783.65259377913571,559.75185269938265,335.85111161962959,895.60296431901224,335.85111161962959,335.85111161962959,335.85111161962959,671.70222323925918,671.70222323925918,335.85111161962959,335.85111161962959,335.85111161962959,447.80148215950612,671.70222323925918,17800.10891584037,1567.3051875582714,223.90074107975306,447.80148215950612,335.85111161962959,335.85111161962959,335.85111161962959,1231.4540759386418,0,0,32241.706715484441,0,0,2686.8088929570367,22054.222996355675,0,223.90074107975306,111.95037053987653,0,0,0,0,0,0,1791.2059286380245,0,0,0,0,0,0,5373.6177859140735,0,0,0,0,0,0,0,0,0,0,0,0,0,0,0,0,0,0,0,0,0,0,0,0,0,0,0,0,0,0,0,0,0,0,0,0,0]
[2,"POLES","> 66 kv & < = 132 kv ; wood",72.467079551177051,64.345514158265175,111.95037053987653,72.467079551177051,8.5127598081454785,2,0,1,1,2,20,1,1,2,33,14,15,22,21,7,5,15,101,36,7,8,3,6,3,4,3,136,9,8,3,2,3,9,2,15,8,4,203,17,4,143,38,280,90,268,78,7,2,250,39,460,632,13,851,142,0,2,3,3,1,0,215,3,1,2,3,3,2,2,2,0,0,0,0,0,0,0,0,0,0,0,0,0,0,0,0,0,0,0,0,0,0,null,0,111.95037053987653,111.95037053987653,223.90074107975306,2239.0074107975306,111.95037053987653,111.95037053987653,223.90074107975306,3694.3622278159255,1567.3051875582714,1679.255558098148,2462.9081518772837,2350.9577813374071,783.65259377913571,559.75185269938265,1679.255558098148,11306.98742452753,4030.2133394355551,783.65259377913571,895.60296431901224,335.85111161962959,671.70222323925918,335.85111161962959,447.80148215950612,335.85111161962959,15225.250393423208,1007.5533348588888,895.60296431901224,335.85111161962959,223.90074107975306,335.85111161962959,1007.5533348588888,223.90074107975306,1679.255558098148,895.60296431901224,447.80148215950612,22725.925219594938,1903.156299177901,447.80148215950612,16008.902987202344,4254.1140805153082,31346.103751165429,10075.533348588888,30002.69930468691,8732.1289021103694,783.65259377913571,223.90074107975306,27987.592634969133,4366.0644510551847,51497.170448343204,70752.634181201967,1455.3548170183949,95269.765329434929,15896.952616662467,0,223.90074107975306,335.85111161962959,335.85111161962959,111.95037053987653,0,24069.329666073456,335.85111161962959,111.95037053987653,223.90074107975306,335.85111161962959,335.85111161962959,223.90074107975306,223.90074107975306,223.90074107975306,0,0,0,0,0,0,0,0,0,0,0,0,0,0,0,0,0,0,0,0,0,0]
[2,"POLES","staking of a wooden pole",25.787101523419004,29.001678561521871,7.3006518950992731,29.001678561521871,5.385320655404084,2,1563,1461,1873,1332,2428,4000,2595,2595,2840,2768,2616,2547,4195,2500,2000,1700,1500,1500,1500,1500,800,800,800,800,800,800,400,400,400,200,0,0,0,0,0,0,0,0,0,0,0,0,0,0,0,0,0,0,0,0,0,0,0,0,0,0,0,0,0,0,0,0,0,0,0,0,0,0,0,0,0,0,0,0,0,0,0,0,0,0,0,0,0,0,0,0,0,0,0,0,0,null,11410.918912040164,10666.252418740038,13674.120999520939,9724.4683242722313,17725.982801301034,29202.607580397093,18945.191667782612,18945.191667782612,20733.851382081935,20208.204445634787,19098.505357579699,18594.760376817849,30626.234699941451,18251.629737748182,14601.303790198546,12411.108221668765,10950.97784264891,10950.97784264891,10950.97784264891,10950.97784264891,5840.5215160794187,5840.5215160794187,5840.5215160794187,5840.5215160794187,5840.5215160794187,5840.5215160794187,2920.2607580397093,2920.2607580397093,2920.2607580397093,1460.1303790198547,0,0,0,0,0,0,0,0,0,0,0,0,0,0,0,0,0,0,0,0,0,0,0,0,0,0,0,0,0,0,0,0,0,0,0,0,0,0,0,0,0,0,0,0,0,0,0,0,0,0,0,0,0,0,0,0,0,0,0,0,0]
[3,"SERVICE LINES","˂ = 11 kv ; commercial and industrial ; simple type",53.776677330770539,53.837954324831813,1.0776881660346251,53.837954324831813,7.337435132580854,2,16.018033895526401,244.27501690677701,273.30770334241902,442.49818636391598,623.70219480705805,596.67176260835697,635.71572022870305,529.59624567083995,551.62104227718896,637.71797446564301,927.04371170358797,1345.5148472242099,1127.26913539767,1157.3029489517801,1082.2184150665,950.06963542840697,1044.1755845646201,1014.14177101051,1004.13049982581,950.06963542840697,1015.1428981289801,1023.15191507675,1205.3570506383601,1432.61290653114,1033.1631862614499,1019.14740660286,954.07414390228905,1073.2082710002701,1138.2815337008401,1049.1812201569801,741.83519478656501,873.98397442465705,978.10119474557905,1052.1846015123899,952.07188966534795,841.94790663360504,1157.3029489517801,1090.2274320142601,995.12035575957498,723.81490665409797,830.93550833043003,757.85322868209096,696.784474455397,695.783347336926,720.81152529868598,611.68866938541305,626.70557616246901,667.75178801975505,739.83294054962403,662.74615242740299,605.681906674591,452.50945754861999,449.50607619320903,431.48578806074102,399.44972026968901,490.55228805049501,282.31784740865203,269.30319486853699,268.30206775006701,273.30770334241902,252.28403385454001,255.28741520995101,301.33926265959002,257.28966944689199,261.29417792077402,268.30206775006701,242.272762669836,270.30432198700697,300.33813554111902,2.0022542369408001,0,5.0056355923519904,0,0,0,0,0,0,0,0,0,0,0,0,0,0,0,0,0,0,0,null,17.262445572350309,263.25229497834158,294.54047757822696,476.8750589361764,672.15647447338893,643.02609757004745,685.10330865265189,570.73960673583031,594.47546939781216,687.26111434919471,999.06403749977153,1450.0454280774177,1214.8446071541525,1247.2116926023073,1166.2939789819152,1023.8788030100249,1125.295670747578,1092.9285852994233,1082.1395568167086,1023.8788030100249,1094.0074881476949,1102.6387109338773,1298.9990293193591,1543.9099758770781,1113.4277394165917,1098.3230995407805,1028.1944144031129,1156.5838533474721,1226.7125384851388,1130.6901849889462,799.46701056947211,941.88218654136142,1054.0880827616388,1133.9268935337604,1026.0366087065688,907.35729539666158,1247.2116926023073,1174.9252017680869,1072.42943118226,780.04675930057817,895.48936406567009,816.72945614182197,750.91638239723693,749.83747954896432,776.81005075576172,659.20964029412596,675.39318301820435,719.62819979735161,797.30920487292815,714.23368555599211,652.73622320449499,487.66408741889535,484.42737887407992,465.00712760518496,430.48223646048518,528.66239565322712,304.25060321267335,290.22486618513892,289.14596333686745,294.54047757822696,271.88351776451651,275.12022630933194,324.74975732983978,277.27803200587596,281.59364339896399,289.14596333686745,261.09448928179756,291.30376903341033,323.67085448156723,2.1578056965437886,0,5.3945142413594613,0,0,0,0,0,0,0,0,0,0,0,0,0,0,0,0,0,0,0]
[3,"SERVICE LINES","˂ = 11 kv ; residential ; simple type",59.773345771270726,55.878458150344443,0.79762113527167322,59.773345771270726,7.7313223817967085,2,82.056005668866504,1603.09415953078,1734.1836320017801,2803.9137546849302,4035.7545227138799,4214.8767789910398,4545.1021676584296,3737.5509899172698,3879.6479753438498,3774.5762607678598,4332.9573725145301,6596.5023093801001,7169.8936660662002,7651.2221871238198,7753.29185271192,6314.3097045188697,6336.3247304300303,5642.8514142285103,5757.9299587641199,5413.6950081532696,5646.8541462123603,5483.7428178705904,6034.1184656495698,6865.6860352938202,6346.3315603896499,6309.3062895390603,7684.2447259905603,7066.8233174821398,6798.64027456438,6128.1826672699799,4965.3890259623804,4358.9751304095398,6714.5829029035904,8974.1251077852994,8083.5172413793098,6806.64573853207,10017.837472573399,8116.5397802460502,6878.6949142413196,5002.41429681297,6694.5692429843502,7690.2488239663298,7640.21467416824,7695.2522389461401,8399.7330681032308,6831.6628134311204,6714.5829029035904,6848.6744243624698,7245.9455737592998,6460.4094219292901,5030.4334206999001,3925.6793931580901,3765.5701138042,3362.2948664316,2488.6986109569598,3890.6554882994301,2361.6118704698201,2242.5305939503601,2341.59821055058,2274.5524498211398,2236.52649597459,2262.5442538696002,2230.52239799882,2196.4991761361198,2194.4978101441998,2186.4923461765002,2216.5128360553599,2187.49302917246,2272.5510838292198,9.0061469636560805,0,73.049858705210397,0,0,0,0,0,0,0,0,0,0,0,0,0,0,0,0,0,0,0,null,65.449604397460149,1278.6617834723295,1383.2215173268135,2236.460872215654,3219.0031040848344,3361.8748014890466,3625.2695508934594,2981.1496637135788,3094.4892225482099,3010.6818022831676,3456.0583785488056,5261.50966082997,5718.8587257049021,6102.7765271095159,6184.1894496526966,5036.4268749752846,5053.9865249355798,4500.857551186311,4592.6466305242157,4318.0775584178009,4504.0502148154583,4373.9491719278249,4812.9404209351769,5476.2162898899296,5061.9681840084422,5032.4360454388534,6129.1160020499583,5636.6476372544366,5422.7391741017609,4887.9680162200721,3960.4992319536213,3476.8106921382468,5355.6932378897291,7157.9518565417375,6447.5841990571089,5429.1245013600465,7990.4388978411043,6473.9236739975513,5486.5924466846463,3990.0313705232102,5339.7299197440034,6133.9049974936743,6093.9967021293687,6137.8958270301055,6699.8046257595142,5449.0786490422033,5355.6932378897291,5462.6474694660665,5779.5193346586484,5152.9590974390549,4012.3800159272209,3131.2048542833691,3003.4983091175895,2681.8374484812916,1985.0386114205264,3103.2690475283575,1883.6715411951977,1788.6897982281459,1867.7082230494721,1814.2311072613031,1783.9008027844297,1804.6531163738714,1779.1118073407138,1751.9741664929868,1750.3778346784175,1743.9925074201244,1767.9374846387122,1744.790673327409,1812.6347754467338,7.1834931655748955,0,58.26611123188524,0,0,0,0,0,0,0,0,0,0,0,0,0,0,0,0,0,0,0]
[3,"SERVICE LINES","˂ = 11 kV ; residential ; complex type",59.773345771270726,"",1.9474852436097683,59.773345771270726,7.7313223817967085,2,0,0,0,0,0,0,0,0,0,0,0,0,0,0,0,0,0,0,0,0,0,0,0,0,0,0,0,0,0,0,0,0,0,0,0,0,0,0,0,0,0,0,0,0,0,0,0,0,0,0,0,0,0,0,0,0,0,0,0,0,0,0,0,0,0,0,0,0,0,0,0,0,0,0,0,0,0,0,0,0,0,0,0,0,0,0,0,0,0,0,0,null,0,0,0,0,0,0,0,0,0,0,0,0,0,0,0,0,0,0,0,0,0,0,0,0,0,0,0,0,0,0,0,0,0,0,0,0,0,0,0,0,0,0,0,0,0,0,0,0,0,0,0,0,0,0,0,0,0,0,0,0,0,0,0,0,0,0,0,0,0,0,0,0,0,0,0,0,0,0,0,0,0,0,0,0,0,0,{"$f":"IFERROR($F31*CR31,\"\")","v":0},0,0,0,0]
[4,"SWITCHGEAR","˂ = 11 kv ; circuit breaker",57.59431194134126,55.357387191951808,229.48512503085638,57.59431194134126,7.5890916413851048,2,28.832535885167498,57.665071770334897,116.35987696514,423.22043745728001,119.449077238551,130.77614490772399,114.3004101162,89.586807928913203,129.74641148325401,107.092276144908,137.98427887901599,119.449077238551,111.211209842789,62.813738892686203,79.289473684210506,27.802802460697201,194.61961722487999,53.5461380724539,90.616541353383397,21.624401913875602,39.129870129870099,9.2676008202323992,30.892002734108001,38.100136705399898,6.1784005468216003,8.2378673957621302,23.6838687628161,23.6838687628161,23.6838687628161,9.2676008202323992,6.1784005468216003,26.7730690362269,29.8622693096377,31.921736158578302,43.248803827751203,42.219070403280902,74.140806561859193,49.427204374572803,37.070403280929597,19.564935064935099,11.3270676691729,1.0297334244702701,15.446001367054,15.446001367054,1.0297334244702701,14.416267942583699,0,15.446001367054,14.416267942583699,24.713602187286401,12.356801093643201,25.743335611756699,14.416267942583699,21.624401913875602,12.356801093643201,1.0297334244702701,6.1784005468216003,1.0297334244702701,5.1486671223513296,4.1189336978810704,1.0297334244702701,1.0297334244702701,0,0,1.0297334244702701,0,0,3.0892002734108002,1.0297334244702701,0,0,0,0,0,0,0,0,0,0,0,0,0,0,0,0,0,0,0,0,0,0,null,6616.6381025643168,13233.27620512861,26702.86091392022,97122.795005497639,27411.786424909296,30011.179965202431,26230.243906594318,20558.839818681961,29774.871461539486,24576.084380953209,31665.33949084354,27411.786424909296,25521.318395605242,14414.818723443659,18195.754782051845,6380.3295989012986,44662.307192308996,12288.042190476583,20795.148322344958,4962.4785769232321,8979.7231391944115,2126.7765329670992,7089.2551098903314,8743.4146355314151,1417.8510219780665,1890.4680293040876,5435.0955842492467,5435.0955842492467,5435.0955842492467,2126.7765329670992,1417.8510219780665,6144.0210952382795,6852.9466062273132,7325.5636135533505,9924.9571538464643,9688.6486501834461,17014.212263736794,11342.808175824532,8507.1061318683969,4489.8615695972176,2599.3935402931138,236.30850366301183,3544.6275549451657,3544.6275549451657,236.30850366301183,3308.319051282147,0,3544.6275549451657,3308.319051282147,5671.4040879122658,2835.7020439561329,5907.712591575284,3308.319051282147,4962.4785769232321,2835.7020439561329,236.30850366301183,1417.8510219780665,236.30850366301183,1181.5425183150544,945.23401465204506,236.30850366301183,236.30850366301183,0,0,236.30850366301183,0,0,708.92551098903323,236.30850366301183,0,0,0,0,0,0,0,0,0,0,0,0,0,0,0,0,0,0,0,0,0,0]
[4,"SWITCHGEAR","˂ = 11 kv ; fuse",50.586233242715814,48.118663812759813,6.5324527386137081,50.586233242715814,7.1123999636350463,2,1249.0511960973599,1795.4464169253599,2272.50739571648,2920.3168810163602,3150.0512352281298,3180.0615787963402,3687.13290115566,3659.1922364542302,4717.8329768084895,6902.3790206871399,6339.4263689249501,2871.6794276472001,1827.52643936034,1894.79100253046,1681.6140792528599,1351.5003000026099,1001.72457151801,914.798059113558,989.30649831737696,814.41863407507901,841.324459343125,733.70115827094105,781.30377220671505,915.83289854694397,912.72838024678504,777.16441447316902,892.03159157905702,835.115422742806,835.115422742806,805.105079174602,655.05336133357696,702.65597526935005,804.070239741215,869.26512404455696,953.08711814885305,725.42244280385,1108.31303315681,883.75287611196597,755.43278637205503,511.21068009287001,612.62494456473496,629.18237549891705,553.63909686171201,562.95265176218902,601.24171079748498,444.98095635614197,559.84813346202998,537.08166592753003,584.684279863303,455.32935069000598,436.70224088905098,402.552539587301,314.59118774945898,346.67121018443601,413.93577335455097,365.298319985391,147.98203897425199,180.06206140923001,158.330433308116,138.66848407377501,169.713667075366,141.77300237393399,136.59880520700199,133.494286906843,166.60914877520699,189.375616309707,139.703323507161,163.504630475048,129.35492917329699,0,0,0,0,0,0,0,0,0,0,0,0,0,1.03483943338638,0,0,0,0,0,0,0,0,null,8159.3679066149271,11728.668863278237,14845.047160668026,19076.832007015164,20577.560818339491,20773.601969368385,24086.021417786997,23903.500346139455,30819.020949674679,45089.464736637514,41412.003144923743,18759.1101415546,11938.230093688411,12377.632673580716,10985.064497306714,8828.6118359892971,6543.7184205494677,5975.8750865348666,6462.5979442616872,5320.1512365417857,5495.9122684986942,4792.8681406710584,5103.8299664409769,5982.6351262255148,5962.3550071535647,5076.7898076783722,5827.1542133405555,5455.3520303547875,5455.3520303547875,5259.3108793259353,4279.1051241816394,4590.0669499515516,5252.5508396352807,5678.4333401462509,6225.9965550889219,4738.7878231458562,7240.0025086864689,5773.0738958153534,4934.8289741747149,3339.4596071812448,4001.9434968649739,4110.1041319153792,3616.6212344979108,3677.4615917137608,3927.583060267822,2906.8170669796264,3657.1814726418106,3508.4605994475064,3819.4224252174176,2974.4174638861309,2852.7367494544242,2629.6554396629676,2055.0520659576928,2264.6132963678474,2704.0158762601195,2386.2940107995541,966.6856757629929,1176.2469061731542,1034.2860726694973,905.84531854714294,1108.6465092666497,926.12543761909285,892.32523916584057,872.04512009389066,1088.3663901946995,1237.0872633890042,912.60535823779071,1068.0862711227496,845.00496133128615,0,0,0,0,0,0,0,0,0,0,0,0,0,6.7600396906503155,0,0,0,0,0,0,0,0]
[4,"SWITCHGEAR","˂ = 11 kv ; switch",58.347472814502886,63.316169287113297,18.490176399255574,63.316169287113297,7.9571458002925457,2,478.898394577239,979.75501248662101,1722.1520870495899,2906.8505173028898,3176.62297538352,3907.5181234391698,4570.4473421334296,4188.7925080271098,4965.6953621120201,5954.86104174099,4488.8882268997504,2499.0549411345,1937.5518016410999,1542.3037816624999,1549.62318943989,981.84627185158797,631.56032821976498,359.69661077417101,512.35854441669596,437.07320727791699,464.25957902247598,467.39646806992499,414.06935426328897,406.74994648590803,451.712022832679,335.64712807706002,423.48002140563699,329.37334998216198,226.90164109882301,256.17927220834798,238.40356760613599,216.44534427399199,324.14520156974697,392.111130931145,305.32386728505202,237.357937923653,351.33157331430601,259.316161255797,257.22490189083101,149.52504459507699,207.034677131645,238.40356760613599,214.354084909026,225.85601141634001,230.038530146272,205.989047449162,185.076453799501,287.54816268283997,250.951123795933,249.90549411345,189.25897252943301,143.25126650017799,124.42993221548301,155.798822689975,141.160007135212,148.479414912594,88.878523011059599,81.559115233678199,88.878523011059599,102.47170888333901,73.194077773813802,94.106671423474793,84.696004281127401,81.559115233678199,78.422226186228997,93.061041740991797,80.513485551195103,77.376596503746001,82.604744916161295,0,1.04562968248305,8.3650374598644301,1.04562968248305,0,0,0,0,0,0,0,0,0,0,0,0,0,0,0,0,0,0,null,8854.9157930534475,18115.843008932472,31842.89587589306,53748.178831197751,58736.319168769383,72250.699385678367,84508.377579555905,77451.512373301433,91816.583190416539,110106.43109484571,83000.335151917971,46207.966693008158,35825.674595039382,28517.468984178577,28652.806125120605,18154.510763487306,11677.661875555203,6650.8537834287954,9473.5998659305315,8081.5607019570807,8584.2415111697137,8642.2431430019387,7656.2154018540614,7520.8782609122045,8352.2349838407972,6206.1746060483683,7830.2202973507547,6090.1713423839183,4195.4513691978154,4736.7999329652657,4408.1240192493069,4002.1125964237144,5993.5019559968769,7250.2039790284698,5645.4921650035103,4388.7901419718983,6496.1827652095108,4794.8015647974908,4756.1338102426744,2764.7444506695297,3828.1077009270402,4408.1240192493069,3963.444841868898,4176.1174919204077,4253.4530010300405,3808.773823649632,3422.0962781014482,5316.8162512875497,4640.1305465782243,4620.7966693008166,3499.4317872110814,2648.7411870050619,2300.7313960116949,2880.7477143339797,2610.0734324502455,2745.4105733921215,1643.3795685797877,1508.0424276379224,1643.3795685797877,1894.7199731861026,1353.3714094186489,1740.0489549668325,1566.0440594701508,1508.0424276379224,1450.040795805694,1720.7150776894243,1488.7085503605124,1430.7069185282858,1527.3763049153324,0,19.33387727740919,154.67101821927409,19.33387727740919,0,0,0,0,0,0,0,0,0,0,0,0,0,0,0,0,0,0]
[4,"SWITCHGEAR","> 11 kv & < = 22 kv ; circuit breaker",40.650319689323879,49.907378876340459,19.127531117217625,49.907378876340459,7.0645154735721585,2,20.263736263736298,79.028571428571396,53.698901098901104,144.88571428571399,93.213186813186795,54.712087912087902,83.081318681318706,71.936263736263697,34.448351648351597,96.252747252747298,54.712087912087902,81.054945054944994,84.094505494505498,63.830769230769199,28.3692307692308,29.382417582417599,103.345054945055,74.975824175824201,49.646153846153801,32.421978021977999,35.461538461538503,20.263736263736298,51.672527472527499,17.224175824175799,7.0923076923076902,8.1054945054945104,15.197802197802201,28.3692307692308,41.540659340659303,5.0659340659340701,6.0791208791208797,20.263736263736298,35.461538461538503,36.474725274725301,27.356043956044001,28.3692307692308,16.210989010989,13.171428571428599,3.0395604395604399,10.131868131868099,3.0395604395604399,1.01318681318681,4.0527472527472499,15.197802197802201,6.0791208791208797,2.0263736263736298,4.0527472527472499,2.0263736263736298,5.0659340659340701,8.1054945054945104,4.0527472527472499,15.197802197802201,2.0263736263736298,0,4.0527472527472499,2.0263736263736298,0,0,2.0263736263736298,0,1.01318681318681,0,1.01318681318681,0,1.01318681318681,1.01318681318681,0,0,0,0,0,0,0,0,0,0,0,0,0,0,0,0,0,0,0,0,0,0,0,0,0,null,387.59524593570728,1511.6214591492551,1027.1274017296225,2771.3060084402964,1782.93813130425,1046.5071640264077,1589.1405083363975,1375.9631230717578,658.91191809070028,1841.0774181946072,1046.5071640264077,1550.3809837428253,1608.5202706331825,1220.9250246974752,542.63334430998987,562.01310660677484,1976.7357542721047,1434.102409962115,949.60835254248036,620.15239349713011,678.2916803874873,387.59524593570728,988.36787713605236,329.45595904535014,135.65833607749727,155.03809837428273,290.69643445178002,542.63334430998987,794.57025416819783,96.898811483926735,116.27857378071199,387.59524593570728,678.2916803874873,697.67144268427239,523.25358201320478,542.63334430998987,310.07619674856505,251.93690985820982,58.139286890355997,193.79762296785267,58.139286890355997,19.37976229678527,77.519049187141263,290.69643445178002,116.27857378071199,38.759524593570724,77.519049187141263,38.759524593570724,96.898811483926735,155.03809837428273,77.519049187141263,290.69643445178002,38.759524593570724,0,77.519049187141263,38.759524593570724,0,0,38.759524593570724,0,19.37976229678527,0,19.37976229678527,0,19.37976229678527,19.37976229678527,0,0,0,0,0,0,0,0,0,0,0,0,0,0,0,0,0,0,0,0,0,0,0,0,0]
[4,"SWITCHGEAR","> 11 kv & < = 22 kv ; switch",48.10186909667047,49.13259333019208,5.3919174192712189,49.13259333019208,7.0094645537438938,2,377.68485707536001,972.22722824069399,1032.40778239006,1642.5140899733401,1442.2581080625,1706.8450271674899,2083.4922884816601,1920.5897539738801,2398.9213998852601,2959.2231109311201,1823.0557524214501,750.18173534473999,734.61779892679999,598.69275421011798,618.40707367284301,317.50430292598998,405.699942627653,351.74496304545897,698.30194728493802,406.73753838885,223.08308865715,223.08308865715,146.301002328642,271.85008943336402,226.19587594073801,189.88002429887601,174.31608788093601,241.759812358678,223.08308865715,259.39894029901097,183.6544497317,305.05315379163699,319.57949444838198,214.78232256758099,258.361344537815,239.684620836286,336.18102662751801,344.48179271708699,212.70713104518899,128.66187438831,97.534001552428194,139.03783200026999,94.421214268840103,195.06800310485599,195.06800310485599,116.21072525395699,138.00023623907401,180.54166244811199,211.66953528399301,176.39127940332801,104.797171880801,132.812257433094,115.17312949276101,155.63936417940701,129.699470149506,93.383618507644002,44.616617731429898,37.353447403057601,47.729405015018102,47.729405015018102,26.977489791097199,37.353447403057601,30.0902770746853,38.391043164253603,45.654213492625999,31.127872835881298,25.939894029901101,44.616617731429898,44.616617731429898,0,0,0,0,0,0,0,0,0,0,0,0,0,0,0,0,0,0,0,0,0,0,null,2036.4455598595944,5242.1689274407727,5566.6575056601341,8856.3003331256659,7776.536615947346,9203.1674339808451,11234.018363181518,10355.661349725589,12934.786083503832,15955.886639339473,9829.7660677838157,4044.9179664244152,3960.9985065400947,3228.1018902169976,3334.3998727371422,1711.9569816402111,2187.5005876513765,1896.5797933857214,3765.1864334766697,2193.0952183103363,1202.8455916753128,1202.8455916753128,788.84292291264399,1465.7932326461942,1219.6294836521768,1023.8174105887518,939.89795070443154,1303.5489435364973,1202.8455916753128,1398.6576647387321,990.24962663502367,1644.8214137327495,1723.1462429581206,1158.0885464036699,1393.0630340797777,1292.3596822185877,1812.6603335013958,1857.4173787730388,1146.8992850857603,693.73420171041414,525.89528194176364,749.68050829996105,509.1113899648991,1051.7905638835252,1051.7905638835252,626.59863380295246,744.0858776410065,973.46573465815959,1141.3046544268059,951.08721202234085,565.0576965544509,716.11272434623299,621.00400314399781,839.19459884324169,699.32883236936891,503.51675930594388,240.569118335062,201.40670372237756,257.35301031192716,257.35301031192716,145.46039713282846,201.40670372237756,162.24428910969309,207.00133438133224,246.16374899401723,167.83891976864777,139.86576647387324,240.569118335062,240.569118335062,0,0,0,0,0,0,0,0,0,0,0,0,0,0,0,0,0,0,0,0,0,0]
[4,"SWITCHGEAR","> 132 kv ; circuit breaker",45.070777807055016,"",164.98936724995204,45.070777807055016,6.7134773260252407,2,0,2.8571428571428599,0,0,0,0,0,0,0,0,0,0,0,0,0,0,0,0,0,0,1.4285714285714299,0,5.71428571428571,0,0,0,0,0,0,0,0,0,0,0,0,0,0,0,0,0,0,0,0,0,0,0,0,0,0,0,0,0,0,0,0,0,0,0,0,0,0,0,0,0,0,0,0,0,0,0,0,0,0,0,0,0,0,0,0,0,0,0,0,0,0,0,0,0,0,0,0,null,{"$f":"IFERROR($F37*J37,\"\")","v":0},471.39819214272057,0,0,0,0,0,0,0,0,0,0,0,0,0,0,0,0,0,0,235.69909607136029,0,942.79638428543956,0,0,0,0,0,0,0,{"$f":"IFERROR($F37*AN37,\"\")","v":0},0,0,0,0,0,0,0,0,0,0,0,0,0,0,0,{"$f":"IFERROR($F37*BD37,\"\")","v":0},0,0,0,0,0,0,0,0,0,0,0,0,0,0,0,{"$f":"IFERROR($F37*BT37,\"\")","v":0},0,0,0,0,0,0,0,0,0,0,0,0,0,0,0,{"$f":"IFERROR($F37*CJ37,\"\")","v":0},0,0,0,0,0,0,0,0,0,0,0,0]
[4,"SWITCHGEAR","> 132 kv ; switch",60.068588875076209,"",28.573651092407154,60.068588875076209,7.7503928206947172,2,0,7.6956521739130404,1.2826086956521701,0,0,0,0,0,6.4130434782608701,0,0,0,0,0,0,0,0,0,0,1.2826086956521701,2.5652173913043499,16.673913043478301,1.2826086956521701,2.5652173913043499,1.2826086956521701,0,8.9782608695652204,5.1304347826086998,0,1.2826086956521701,1.2826086956521701,0,0,0,0,0,0,0,0,0,0,0,0,0,0,0,0,0,0,0,0,0,0,0,0,0,1.2826086956521701,0,0,0,0,0,0,0,0,0,0,0,0,0,0,0,0,0,0,0,0,0,0,0,0,0,0,0,0,0,0,0,0,0,0,null,0,219.89288014591583,36.648813357652543,0,0,0,0,0,183.2440667882633,0,0,0,0,0,0,0,{"$f":"IFERROR($F38*Z38,\"\")","v":0},0,0,36.648813357652543,73.29762671530537,476.43457364948563,36.648813357652543,73.29762671530537,36.648813357652543,0,256.54169350356864,146.59525343061074,0,36.648813357652543,36.648813357652543,0,0,0,0,0,0,0,0,0,0,0,0,0,0,0,0,0,0,0,0,0,0,0,0,0,36.648813357652543,0,0,0,0,0,0,0,0,0,0,0,0,0,0,0,0,0,0,0,0,0,0,0,0,0,0,0,0,0,0,0,0,0,0]
[4,"SWITCHGEAR","> 22 kv & < = 33 kv ; circuit breaker",56.47472704144657,56.47472704144657,98.410567589935454,56.47472704144657,7.5149668689520226,2,9.0688775510204103,19.145408163265301,11.084183673469401,11.084183673469401,35.267857142857103,24.183673469387799,13.0994897959184,8.0612244897959204,3.0229591836734699,34.2602040816327,11.084183673469401,25.191326530612201,6.0459183673469399,7.0535714285714297,18.137755102040799,6.0459183673469399,21.160714285714299,18.137755102040799,7.0535714285714297,5.03826530612245,5.03826530612245,0,4.0306122448979602,16.122448979591798,2.0153061224489801,0,1.0076530612244901,0,0,1.0076530612244901,0,0,6.0459183673469399,0,3.0229591836734699,0,2.0153061224489801,1.0076530612244901,0,1.0076530612244901,3.0229591836734699,1.0076530612244901,0,1.0076530612244901,0,0,0,0,5.03826530612245,0,12.091836734693899,6.0459183673469399,0,13.0994897959184,1.0076530612244901,0,0,0,0,2.0153061224489801,0,0,0,1.0076530612244901,0,0,10.0765306122449,4.0306122448979602,0,0,0,0,0,0,0,0,0,0,0,0,0,0,0,0,0,0,0,0,0,0,0,null,892.47338719954234,1884.110484087922,1090.8008065772194,1090.8008065772194,3470.7298391093268,2379.9290325321167,1289.1282259548975,793.30967751070432,297.49112906651413,3371.5661294204974,1090.8008065772194,2479.0927422209461,594.98225813302827,694.14596782186629,1784.9467743990826,594.98225813302827,2082.4379034655999,1784.9467743990826,694.14596782186629,495.81854844419018,495.81854844419018,0,396.65483875535216,1586.6193550214045,198.32741937767608,0,99.16370968883804,0,0,99.16370968883804,0,0,594.98225813302827,0,297.49112906651413,0,198.32741937767608,99.16370968883804,0,99.16370968883804,297.49112906651413,99.16370968883804,0,99.16370968883804,0,0,0,0,495.81854844419018,0,1189.9645162660584,594.98225813302827,0,1289.1282259548975,99.16370968883804,0,0,0,0,198.32741937767608,0,0,0,99.16370968883804,0,0,991.63709688838037,396.65483875535216,0,0,0,0,0,0,0,0,0,0,0,0,0,0,0,0,0,0,0,0,0,0,0]
[4,"SWITCHGEAR","> 22 kv & < = 33 kv ; switch",54.231980612241621,54.231980612241621,6.7383942530261081,54.231980612241621,7.3642365939886547,2,86.017204301075296,112.64157706093199,104.449462365591,266.24372759856601,196.610752688172,229.379211469534,233.47526881720401,198.65878136200701,100.35340501792101,169.98637992831499,86.017204301075296,78.849103942652306,34.816487455197098,39.936559139784897,36.864516129032303,20.4802867383513,38.912544802867401,31.744444444444401,23.552329749103901,14.3362007168459,29.696415770609299,19.456272401433701,18.432258064516098,18.432258064516098,8.1921146953405,9.2161290322580598,17.408243727598599,12.2881720430107,26.624372759856598,24.5763440860215,12.2881720430107,20.4802867383513,7.1681003584229401,18.432258064516098,76.8010752688172,22.528315412186402,32.768458781362,32.768458781362,25.600358422939099,6.1440860215053803,2.0480286738351299,5.1200716845878098,17.408243727598599,9.2161290322580598,6.1440860215053803,2.0480286738351299,6.1440860215053803,31.744444444444401,23.552329749103901,30.720430107526902,32.768458781362,27.648387096774201,8.1921146953405,39.936559139784897,17.408243727598599,10.2401433691756,6.1440860215053803,8.1921146953405,4.09605734767025,1.0240143369175601,5.1200716845878098,3.0720430107526902,2.0480286738351299,1.0240143369175601,3.0720430107526902,3.0720430107526902,1.0240143369175601,2.0480286738351299,2.0480286738351299,0,0,0,0,0,0,0,0,2.0480286738351299,0,0,0,0,0,0,0,0,0,0,0,0,0,null,579.61783512373836,759.02335551918168,703.82165693596517,1794.0552039544259,1324.8407659971156,1545.6475603299682,1573.2484096215733,1338.6411906429182,676.22080764436032,1145.4352456016702,579.61783512373836,531.31634886342658,234.60721897865571,269.10828059316384,248.40764362445955,138.00424645803321,262.20806827026263,213.90658200995071,158.70488342673755,96.602972520623183,200.10615736414758,131.10403413513131,124.20382181222941,124.20382181222941,55.201698583213151,62.101910906114774,117.3036094893282,82.802547874819396,179.40552039544255,165.60509574963945,82.802547874819396,138.00424645803321,48.301486260311528,124.20382181222941,517.51592421762336,151.80467110383634,220.8067943328526,220.8067943328526,172.50530807254134,41.401273937409897,13.800424645803322,34.501061614508203,117.3036094893282,62.101910906114774,41.401273937409897,13.800424645803322,41.401273937409897,213.90658200995071,158.70488342673755,207.0063696870495,220.8067943328526,186.30573271834447,55.201698583213151,269.10828059316384,117.3036094893282,69.002123229016277,41.401273937409897,55.201698583213151,27.600849291606576,6.900212322901627,34.501061614508203,20.700636968704949,13.800424645803322,6.900212322901627,20.700636968704949,20.700636968704949,6.900212322901627,13.800424645803322,13.800424645803322,0,0,0,0,0,0,0,0,13.800424645803322,0,0,0,0,0,0,0,0,0,0,0,0,0]
[4,"SWITCHGEAR","> 33 kv & < = 66 kv ; circuit breaker",45.070777807055016,49.77784528288926,164.98936724995204,49.77784528288926,7.0553416134790563,2,26.467320261437902,42.754901960784302,3.0539215686274499,9.1617647058823497,15.2696078431372,16.287581699346401,20.359477124183002,5.0898692810457504,19.341503267973799,27.485294117647001,24.431372549019599,24.431372549019599,21.377450980392201,35.629084967320303,16.287581699346401,21.377450980392201,19.341503267973799,6.1078431372548998,18.323529411764699,4.0718954248366002,10.179738562091501,11.1977124183006,3.0539215686274499,6.1078431372548998,5.0898692810457504,9.1617647058823497,3.0539215686274499,27.485294117647001,7.1258169934640501,1.01797385620915,2.0359477124183001,7.1258169934640501,8.1437908496732003,16.287581699346401,17.3055555555555,7.1258169934640501,8.1437908496732003,6.1078431372548998,13.233660130718899,7.1258169934640501,12.2156862745098,0,0,1.01797385620915,8.1437908496732003,2.0359477124183001,3.0539215686274499,9.1617647058823497,8.1437908496732003,1.01797385620915,2.0359477124183001,6.1078431372548998,0,2.0359477124183001,0,4.0718954248366002,0,0,0,1.01797385620915,0,0,7.1258169934640501,1.01797385620915,2.0359477124183001,0,0,0,0,0,0,0,0,0,0,0,0,0,0,0,0,0,0,0,0,0,0,0,0,0,0,null,4366.8264227364743,7054.1042213435358,503.86458723882396,1511.5937617164718,2519.3229361941117,2687.2777986070614,3359.0972482588268,839.77431206470669,3191.1423858458766,4534.7812851494073,4030.9166979105917,4030.9166979105917,3527.0521106717761,5878.4201844529553,2687.2777986070614,3527.0521106717761,3191.1423858458766,1007.7291744776479,3023.1875234329436,671.81944965176535,1679.5486241294134,1847.5034865423463,503.86458723882396,1007.7291744776479,839.77431206470669,1511.5937617164718,503.86458723882396,4534.7812851494073,1175.6840368905891,167.95486241294134,335.90972482588268,1175.6840368905891,1343.6388993035307,2687.2777986070614,2855.2326610199943,1175.6840368905891,1343.6388993035307,1007.7291744776479,2183.413211368229,1175.6840368905891,2015.4583489552958,0,0,167.95486241294134,1343.6388993035307,335.90972482588268,503.86458723882396,1511.5937617164718,1343.6388993035307,167.95486241294134,335.90972482588268,1007.7291744776479,0,335.90972482588268,0,671.81944965176535,0,0,0,167.95486241294134,0,0,1175.6840368905891,167.95486241294134,335.90972482588268,0,0,0,0,0,0,0,0,0,0,0,0,0,0,0,0,0,0,0,0,0,0,0,0,0,0]
[4,"SWITCHGEAR","> 33 kv & < = 66 kv ; switch",60.068588875076209,62.094070739875832,28.573651092407154,62.094070739875832,7.8799791078324457,2,3.07832898172324,4.1044386422976498,6.15665796344648,12.3133159268929,22.574412532637101,50.279373368146203,61.566579634464702,40.018276762402103,54.383812010443897,86.193211488250597,80.036553524804205,30.783289817232401,54.383812010443897,44.122715404699697,43.096605744125299,32.835509138381198,25.652741514360301,50.279373368146203,41.044386422976501,30.783289817232401,43.096605744125299,23.6005221932115,18.4699738903394,36.9399477806788,11.287206266318501,14.3655352480418,29.757180156657999,60.540469973890303,7.1827676240208902,27.704960835509102,33.861618798955597,37.966057441253298,53.357702349869399,50.279373368146203,103.63707571801601,31.809399477806799,62.5926892950392,42.0704960835509,35.913838120104401,71.827676240208902,69.775456919060005,18.4699738903394,8.2088772845952995,33.861618798955597,5.13054830287206,16.417754569190599,9.2349869451697106,52.331592689295,8.2088772845952995,14.3655352480418,15.3916449086162,11.287206266318501,4.1044386422976498,57.4621409921671,21.548302872062699,8.2088772845952995,10.2610966057441,9.2349869451697106,7.1827676240208902,3.07832898172324,0,0,9.2349869451697106,0,0,0,0,0,0,0,0,0,2.0522193211488302,0,0,0,0,0,0,0,0,0,0,0,0,0,0,0,0,0,0,null,87.959098271404855,117.27879769520638,175.91819654280971,351.83639308561771,645.03338732363591,1436.665271766278,1759.1819654280944,1143.4682775282627,1553.9440694614855,2462.8547515993323,2286.9365550565253,879.59098271404855,1553.9440694614855,1260.7470752234674,1231.4273757996662,938.23038156165103,732.99248559503951,1436.665271766278,1172.7879769520639,879.59098271404855,1231.4273757996662,674.35308674743703,527.75458962842799,1055.509179256856,322.51669366181653,410.47579193322304,850.27128329024731,1729.8622660042931,205.23789596661123,791.6318844426421,967.55008098545215,1084.82887868066,1524.6243700376815,1436.665271766278,2961.2896418039709,908.91068213784979,1788.5016648518983,1202.1076763758651,1026.1894798330547,2052.3789596661127,1993.7395608185072,527.75458962842799,234.55759539041276,967.55008098545215,146.5984971190079,469.11519078082551,263.87729481421428,1495.3046706138803,234.55759539041276,410.47579193322304,439.79549135702428,322.51669366181653,117.27879769520638,1641.9031677328894,615.71368789983455,234.55759539041276,293.19699423801524,263.87729481421428,205.23789596661123,87.959098271404855,0,0,263.87729481421428,0,0,0,0,0,0,0,0,0,58.639398847603339,0,0,0,0,0,0,0,0,0,0,0,0,0,0,0,0,0,0]
[4,"SWITCHGEAR","> 66 kv & < = 132 kv ; circuit breaker",50.977170172753119,44.112617602786514,164.98936724995204,50.977170172753119,7.1398298420027571,2,0,2.1259842519685002,0,15.944881889763799,8.5039370078740202,0,10.629921259842501,0,3.18897637795276,9.5669291338582703,4.2519685039370101,3.18897637795276,10.629921259842501,12.755905511810999,6.3779527559055103,3.18897637795276,3.18897637795276,0,0,0,0,0,2.1259842519685002,2.1259842519685002,0,0,2.1259842519685002,3.18897637795276,0,10.629921259842501,4.2519685039370101,0,0,0,4.2519685039370101,0,5.3149606299212602,0,0,0,1.0629921259842501,0,0,0,0,0,0,0,0,0,2.1259842519685002,1.0629921259842501,0,2.1259842519685002,0,0,1.0629921259842501,0,0,0,0,0,0,0,0,0,0,0,0,0,0,0,0,0,0,0,0,0,0,0,0,0,0,0,0,0,0,0,0,0,0,null,0,350.76479651564546,0,2630.7359738673485,1403.059186062585,0,1753.8239825782273,0,526.14719477346978,1578.4415843204076,701.52959303129251,526.14719477346978,1753.8239825782273,2104.5887790938723,1052.294389546938,526.14719477346978,526.14719477346978,0,0,0,0,0,350.76479651564546,350.76479651564546,0,0,350.76479651564546,526.14719477346978,0,1753.8239825782273,701.52959303129251,0,0,0,701.52959303129251,0,876.91199128911524,0,0,0,175.38239825782273,0,0,0,0,0,0,0,0,0,350.76479651564546,175.38239825782273,0,350.76479651564546,0,0,175.38239825782273,0,0,0,0,0,0,0,0,0,0,0,0,0,0,0,0,0,0,0,0,0,0,0,0,0,0,0,0,0,0,0,0,0,0]
[4,"SWITCHGEAR","> 66 kv & < = 132 kv ; switch",51.722023665549855,57.166349982593644,28.573651092407154,57.166349982593644,7.5608432057934944,2,1.0471698113207499,6.2830188679245298,0,19.896226415094301,17.801886792452802,2.0943396226415101,39.792452830188701,6.2830188679245298,4.1886792452830202,21.9905660377358,10.4716981132075,13.6132075471698,31.415094339622598,12.566037735848999,0,4.1886792452830202,8.3773584905660403,1.0471698113207499,0,1.0471698113207499,10.4716981132075,1.0471698113207499,2.0943396226415101,5.2358490566037696,12.566037735848999,0,7.3301886792452802,8.3773584905660403,3.14150943396226,3.14150943396226,0,4.1886792452830202,3.14150943396226,1.0471698113207499,26.179245283018901,0,10.4716981132075,1.0471698113207499,5.2358490566037696,0,0,2.0943396226415101,0,0,0,0,0,0,0,21.9905660377358,0,0,0,0,0,0,2.0943396226415101,0,0,0,0,0,0,0,0,0,0,0,0,0,0,0,0,0,0,0,0,0,0,0,0,0,0,0,0,0,0,0,0,0,0,null,29.921464823180941,179.5287889390865,0,568.50783164043935,508.66490199407747,59.842929646362172,1137.0156632808814,179.5287889390865,119.68585929272434,628.35076128680123,299.21464823180941,388.97904270135365,897.64394469543106,359.05757787817129,0,119.68585929272434,239.37171858544869,29.921464823180941,0,29.921464823180941,299.21464823180941,29.921464823180941,59.842929646362172,149.60732411590527,359.05757787817129,0,209.45025376226747,239.37171858544869,89.764394469543106,89.764394469543106,0,119.68585929272434,89.764394469543106,29.921464823180941,748.03662057952783,0,299.21464823180941,29.921464823180941,149.60732411590527,0,0,59.842929646362172,0,0,0,0,0,0,0,628.35076128680123,0,0,0,0,0,0,59.842929646362172,0,0,0,0,0,0,0,0,0,0,0,0,0,0,0,0,0,0,0,0,0,0,0,0,0,0,0,0,0,0,0,0,0,0]
[5,"TRANSFORMERS","ground outdoor / indoor chamber mounted ; ˂ 22 kv ; < = 60 kva ; single phase",55.469229450105487,"",66.227526320950901,55.469229450105487,7.4477667424608223,2,0,0,0,0,0,0,0,0,0,0,0,0,0,0,0,0,0,0,0,0,0,0,0,0,0,0,0,0,0,0,2,0,0,0,0,0,0,0,0,0,0,0,0,0,0,0,0,0,0,0,0,0,0,0,0,0,0,0,0,0,0,0,0,0,0,0,0,0,0,0,0,0,0,0,0,0,0,0,0,0,0,0,0,0,0,0,0,0,0,0,0,null,0,0,0,0,0,0,0,0,0,0,0,0,0,0,0,0,0,0,0,0,0,0,0,0,0,0,0,0,0,0,132.4550526419018,0,0,0,0,0,0,0,0,0,0,0,0,0,0,0,0,0,0,0,0,0,0,0,0,0,0,0,0,0,0,0,0,0,0,0,0,0,0,0,0,0,0,0,0,0,0,0,0,0,0,0,0,0,0,0,0,0,0,0,0]
[5,"TRANSFORMERS","ground outdoor / indoor chamber mounted ; ˂ 22 kv ; > 60 kva and < = 600 kva ; multiple phase",55.469229450105487,64.439191702986236,66.227526320950901,64.439191702986236,8.0274025502017921,2,0,0,0,0,0,0,0,0,0,0,0,0,1,0,1,1,0,0,0,0,0,0,0,0,0,0,0,0,0,1,0,0,0,0,0,0,1,0,0,0,0,0,0,0,0,0,0,0,0,0,0,0,0,0,0,0,0,0,0,0,0,0,0,0,0,0,0,0,0,0,0,0,0,0,0,0,0,0,0,0,0,0,0,0,0,0,0,0,0,0,0,null,0,0,0,0,0,0,0,0,0,0,0,0,66.227526320950901,0,66.227526320950901,66.227526320950901,0,0,0,0,0,0,0,0,0,0,0,0,0,66.227526320950901,0,0,0,0,0,0,66.227526320950901,0,0,0,0,0,0,0,0,0,0,0,0,0,0,0,0,0,0,0,0,0,0,0,0,0,0,0,0,0,0,0,0,0,0,0,0,0,0,0,0,0,0,0,0,0,0,0,0,0,0,0,0,0,0]
[5,"TRANSFORMERS","ground outdoor / indoor chamber mounted ; ˂ 22 kv ; > 600 kva ; multiple phase",55.469229450105487,58.142648515714264,213.19840635572052,58.142648515714264,7.6251326884005284,2,0,0,0,0,0,0,5,2,0,0,1,1,1,0,0,0,0,2,1,0,2,2,0,3,0,0,0,0,0,0,0,1,0,2,2,0,3,0,0,2,3,0,2,0,0,2,0,0,0,0,0,2,0,0,2,0,1,0,0,0,0,0,0,0,0,0,0,0,0,0,0,0,2,0,0,0,0,0,0,0,0,0,0,0,0,0,0,0,0,0,0,null,0,0,0,0,0,0,1065.9920317786027,426.39681271144104,0,0,213.19840635572052,213.19840635572052,213.19840635572052,0,0,0,0,426.39681271144104,213.19840635572052,0,426.39681271144104,426.39681271144104,0,639.59521906716157,0,0,0,0,0,0,0,213.19840635572052,0,426.39681271144104,426.39681271144104,0,639.59521906716157,0,0,426.39681271144104,639.59521906716157,0,426.39681271144104,0,0,426.39681271144104,0,0,0,0,0,426.39681271144104,0,0,426.39681271144104,0,213.19840635572052,0,0,0,0,0,0,0,0,0,0,0,0,0,0,0,426.39681271144104,0,0,0,0,0,0,0,0,0,0,0,0,0,0,0,0,0,0]
[5,"TRANSFORMERS","ground outdoor / indoor chamber mounted ; > = 22 kv & < = 33 kv ; < = 15 mva",75.583785280225683,64.10872915526916,193.75534560443614,75.583785280225683,8.6938935627384861,2,0,1,0,0,1,5,1,2,0,1,2,1,3,1,3,0,1,0,3,4,4,1,0,4,2,2,2,0,0,0,4,3,1,4,3,0,2,2,0,4,0,1,1,8,0,2,1,7,1,2,2,9,3,3,2,2,2,0,0,2,0,0,0,0,0,1,1,0,0,3,0,0,0,0,5,1,0,0,0,0,0,0,0,0,0,0,0,2,0,0,0,null,0,193.75534560443614,0,0,193.75534560443614,968.77672802218069,193.75534560443614,387.51069120887229,0,193.75534560443614,387.51069120887229,193.75534560443614,581.26603681330846,193.75534560443614,581.26603681330846,0,193.75534560443614,0,581.26603681330846,775.02138241774458,775.02138241774458,193.75534560443614,0,775.02138241774458,387.51069120887229,387.51069120887229,387.51069120887229,0,0,0,775.02138241774458,581.26603681330846,193.75534560443614,775.02138241774458,581.26603681330846,0,387.51069120887229,387.51069120887229,0,775.02138241774458,0,193.75534560443614,193.75534560443614,1550.0427648354892,0,387.51069120887229,193.75534560443614,1356.287419231053,193.75534560443614,387.51069120887229,387.51069120887229,1743.7981104399253,581.26603681330846,581.26603681330846,387.51069120887229,387.51069120887229,387.51069120887229,0,0,387.51069120887229,0,0,0,0,0,193.75534560443614,193.75534560443614,0,0,581.26603681330846,0,0,0,0,968.77672802218069,193.75534560443614,0,0,0,0,0,0,0,0,0,0,0,387.51069120887229,0,0,0]
[5,"TRANSFORMERS","ground outdoor / indoor chamber mounted ; > = 22 kv & < = 33 kv ; > 15 mva and < = 40 mva",60.957944342117528,55.331392195215464,1569.7480379418703,60.957944342117528,7.8075568740879193,2,0,0,0,0,0,2,2,0,0,0,0,2,0,0,5,0,0,0,0,1,2,0,0,0,0,0,0,0,0,0,0,0,0,2,0,0,0,0,0,0,0,2,0,0,0,0,0,0,0,0,0,0,0,0,0,0,2,0,0,0,0,0,0,0,0,2,0,0,0,0,0,0,0,0,0,0,0,0,0,0,0,0,0,0,0,0,0,0,0,0,0,null,0,0,0,0,0,3139.4960758837406,3139.4960758837406,0,0,0,0,3139.4960758837406,0,0,7848.7401897093514,0,0,0,0,1569.7480379418703,3139.4960758837406,0,0,0,0,0,0,0,0,0,0,0,0,3139.4960758837406,0,0,0,0,0,0,0,3139.4960758837406,0,0,0,0,0,0,0,0,0,0,0,0,0,0,3139.4960758837406,0,0,0,0,0,0,0,0,3139.4960758837406,0,0,0,0,0,0,0,0,0,0,0,0,0,0,0,0,0,0,0,0,0,0,0,0,0]
[5,"TRANSFORMERS","ground outdoor / indoor chamber mounted ; > = 22 kv & < = 33 kv ; > 40 mva",60.957944342117528,"",1569.7480379418703,60.957944342117528,7.8075568740879193,2,0,0,0,0,0,0,0,0,0,0,0,0,0,0,0,0,0,0,0,0,0,0,0,0,0,0,0,0,0,0,0,0,0,0,0,0,0,0,0,0,0,0,0,0,0,2,0,0,0,0,0,0,0,0,0,0,0,0,0,0,0,0,0,0,0,0,0,0,0,0,0,0,0,0,0,0,0,0,0,0,0,0,0,0,0,0,0,0,0,0,0,null,0,0,0,0,0,0,0,0,0,0,0,0,0,0,0,0,0,0,0,0,0,0,0,0,0,0,0,0,0,0,0,0,0,0,0,0,0,0,0,0,0,0,0,0,0,3139.4960758837406,0,0,0,0,0,0,0,0,0,0,0,0,0,0,0,0,0,0,0,0,0,0,0,0,0,0,0,0,0,0,0,0,0,0,0,0,0,0,0,0,0,0,0,0,0]
[5,"TRANSFORMERS","ground outdoor / indoor chamber mounted ; > 132 kv ; < = 100 mva",78.071292875668348,"",3651.7776980791186,78.071292875668348,8.8357961087650931,2,0,0,0,0,0,0,0,0,0,0,0,0,0,0,0,0,0,0,0,4,1,2,0,0,0,0,0,0,0,0,0,0,0,0,0,0,0,0,0,0,0,0,0,0,0,0,0,0,0,0,0,0,0,0,0,0,0,0,0,0,0,0,0,0,0,0,0,0,0,0,0,0,0,0,0,0,0,0,0,0,0,0,0,0,0,0,0,0,0,0,0,null,0,0,0,0,0,0,0,0,0,0,0,0,0,0,0,0,0,0,0,14607.110792316475,3651.7776980791186,7303.5553961582373,0,0,0,0,0,0,0,0,0,0,0,0,0,0,0,0,0,0,0,0,0,0,0,0,0,0,0,0,0,0,0,0,0,0,0,0,0,0,0,0,0,0,0,0,0,0,0,0,0,0,0,0,0,0,0,0,0,0,0,0,0,0,0,0,0,0,0,0,0]
[5,"TRANSFORMERS","ground outdoor / indoor chamber mounted ; > 33 kv & < = 66 kv ; < = 15 mva",78.071292875668348,69.525475953514359,3651.7776980791186,78.071292875668348,8.8357961087650931,2,0,1,1,1,1,4,2,2,1,5,2,6,2,1,3,3,2,3,9,4,5,6,4,3,0,0,5,10,5,1,3,6,11,8,5,8,6,5,12,3,0,5,6,4,1,1,5,3,2,3,2,4,2,3,5,1,1,0,0,0,2,3,1,0,1,0,4,0,1,0,0,0,3,0,0,0,0,0,0,0,0,0,0,0,0,0,0,0,0,1,0,null,0,3651.7776980791186,3651.7776980791186,3651.7776980791186,3651.7776980791186,14607.110792316475,7303.5553961582373,7303.5553961582373,3651.7776980791186,18258.888490395591,7303.5553961582373,21910.666188474712,7303.5553961582373,3651.7776980791186,10955.333094237356,{"$f":"IFERROR($F52*Y52,\"\")","v":10955.333094237356},7303.5553961582373,10955.333094237356,32865.999282712066,14607.110792316475,18258.888490395591,21910.666188474712,14607.110792316475,10955.333094237356,0,0,18258.888490395591,36517.776980791183,18258.888490395591,3651.7776980791186,10955.333094237356,21910.666188474712,40169.554678870307,29214.221584632949,18258.888490395591,29214.221584632949,21910.666188474712,18258.888490395591,43821.332376949424,10955.333094237356,0,18258.888490395591,21910.666188474712,14607.110792316475,3651.7776980791186,3651.7776980791186,18258.888490395591,10955.333094237356,7303.5553961582373,10955.333094237356,7303.5553961582373,14607.110792316475,7303.5553961582373,10955.333094237356,18258.888490395591,3651.7776980791186,3651.7776980791186,0,0,0,7303.5553961582373,10955.333094237356,3651.7776980791186,0,3651.7776980791186,0,14607.110792316475,0,3651.7776980791186,0,0,0,10955.333094237356,0,0,0,0,0,0,0,0,0,0,0,0,0,0,0,0,3651.7776980791186,0]
[5,"TRANSFORMERS","ground outdoor / indoor chamber mounted ; > 33 kv & < = 66 kv ; > 15 mva and < = 40 mva",56.386555189769098,54.76543001909868,415.13292483712257,56.386555189769098,7.5090981608825098,2,0,0,0,0,1,1,0,3,4,2,11,6,3,8,2,0,4,2,3,0,1,1,6,0,1,1,2,1,1,0,0,2,8,0,2,4,2,5,1,6,2,1,0,2,0,0,2,0,1,0,1,0,0,0,0,0,1,0,0,0,0,0,0,0,0,0,0,0,0,0,0,0,0,0,0,0,0,0,0,0,0,0,0,0,0,0,0,0,0,0,0,null,{"$f":"IFERROR($F53*J53,\"\")","v":0},0,0,0,415.13292483712257,415.13292483712257,0,1245.3987745113677,1660.5316993484903,830.26584967424515,4566.4621732083488,2490.7975490227354,1245.3987745113677,3321.0633986969806,830.26584967424515,0,1660.5316993484903,830.26584967424515,1245.3987745113677,0,415.13292483712257,415.13292483712257,2490.7975490227354,0,415.13292483712257,415.13292483712257,830.26584967424515,415.13292483712257,415.13292483712257,0,0,830.26584967424515,3321.0633986969806,0,830.26584967424515,1660.5316993484903,830.26584967424515,2075.6646241856129,415.13292483712257,2490.7975490227354,830.26584967424515,415.13292483712257,0,{"$f":"IFERROR($F53*BA53,\"\")","v":830.26584967424515},0,0,830.26584967424515,0,415.13292483712257,0,415.13292483712257,0,0,0,0,0,415.13292483712257,0,0,{"$f":"IFERROR($F53*BQ53,\"\")","v":0},0,0,0,0,0,0,0,0,0,0,0,0,0,0,0,{"$f":"IFERROR($F53*CG53,\"\")","v":0},0,0,0,0,0,0,0,0,0,0,0,0,0,0,0]
[5,"TRANSFORMERS","ground outdoor / indoor chamber mounted ; > 33 kv & < = 66 kv ; > 40 mva",78.071292875668348,"",3651.7776980791186,78.071292875668348,8.8357961087650931,2,0,0,0,0,1,0,1,0,0,0,0,2,0,0,0,0,0,0,0,0,0,0,0,0,0,0,0,0,0,0,0,0,0,0,0,0,0,0,0,0,0,0,0,0,0,0,0,0,0,0,0,0,0,0,0,0,0,0,0,0,0,0,0,0,0,0,0,0,0,0,0,0,0,0,0,0,0,0,0,0,0,0,0,0,0,0,0,0,0,0,0,null,0,0,0,0,3651.7776980791186,0,3651.7776980791186,0,0,0,0,7303.5553961582373,0,0,0,0,0,0,0,0,0,0,0,0,0,0,0,0,0,0,0,0,{"$f":"IFERROR($F54*AP54,\"\")","v":0},0,0,0,0,0,0,0,0,0,0,0,0,0,0,0,0,0,0,0,0,0,0,0,0,0,0,0,0,0,0,0,0,0,0,0,0,0,0,0,0,0,0,0,0,0,0,0,0,0,0,0,0,0,0,0,0,0,0]
[5,"TRANSFORMERS","ground outdoor / indoor chamber mounted ; > 66 kv & < = 132 kv ; < = 100 mva",78.071292875668348,52.085369786030682,3651.7776980791186,78.071292875668348,8.8357961087650931,2,0,0,0,1,1,1,6,0,2,4,5,6,3,4,3,3,0,0,2,1,2,3,0,0,0,1,1,3,0,2,0,0,0,1,3,1,0,1,0,0,0,0,0,0,0,0,1,2,0,1,0,3,0,3,0,1,0,0,0,0,0,2,0,0,0,3,0,0,0,0,0,0,0,0,0,0,0,0,0,0,0,0,0,0,0,0,0,0,0,0,0,null,0,0,0,3651.7776980791186,3651.7776980791186,3651.7776980791186,21910.666188474712,0,7303.5553961582373,14607.110792316475,18258.888490395591,21910.666188474712,10955.333094237356,14607.110792316475,10955.333094237356,10955.333094237356,0,0,7303.5553961582373,3651.7776980791186,7303.5553961582373,10955.333094237356,0,0,0,3651.7776980791186,3651.7776980791186,10955.333094237356,0,7303.5553961582373,0,{"$f":"IFERROR($F55*AO55,\"\")","v":0},0,3651.7776980791186,10955.333094237356,3651.7776980791186,0,3651.7776980791186,0,0,0,0,0,0,0,0,3651.7776980791186,7303.5553961582373,0,3651.7776980791186,0,10955.333094237356,0,10955.333094237356,0,3651.7776980791186,0,0,0,0,0,7303.5553961582373,0,0,0,10955.333094237356,0,0,0,0,0,0,0,0,0,0,0,0,0,0,0,0,0,0,0,0,0,0,0,0,0]
[5,"TRANSFORMERS","ground outdoor / indoor chamber mounted ; > 66 kv & < = 132 kv ; > 100 mva",78.071292875668348,"",3651.7776980791186,78.071292875668348,8.8357961087650931,2,0,0,0,0,0,0,0,0,0,0,0,0,0,0,1,0,0,0,0,0,0,0,0,1,0,0,0,0,0,0,0,0,0,0,0,0,0,0,0,0,0,0,0,0,0,0,0,0,0,0,0,0,0,0,0,0,0,0,0,0,0,0,0,0,0,0,0,0,0,0,0,0,0,0,0,0,0,0,0,0,0,0,0,0,0,0,0,0,0,0,0,null,0,0,0,0,0,0,0,0,0,0,0,0,0,0,3651.7776980791186,0,0,0,0,0,0,0,0,3651.7776980791186,0,0,0,0,0,0,0,0,0,0,0,0,0,0,0,0,0,0,0,0,0,0,0,0,0,0,0,0,0,0,0,0,0,0,0,0,0,0,0,0,0,0,0,0,0,0,0,0,0,0,0,0,0,0,0,0,0,0,0,0,0,0,0,0,0,0,0]
[5,"TRANSFORMERS","kiosk mounted ; < = 22 kv ; < = 60 kva ; multiple phase",54.020937152075632,"",223.5854407465645,54.020937152075632,7.3498936830457371,2,1.00501253132832,3.0150375939849599,11.055137844611499,12.0601503759398,7.0350877192982502,12.0601503759398,13.065162907268199,12.0601503759398,16.080200501253099,12.0601503759398,24.1203007518797,18.090225563909801,22.110275689222998,7.0350877192982502,10.0501253132832,11.055137844611499,10.0501253132832,7.0350877192982502,7.0350877192982502,5.0250626566415999,7.0350877192982502,0,6.0300751879699197,5.0250626566415999,2.01002506265664,2.01002506265664,5.0250626566415999,6.0300751879699197,9.0451127819548898,3.0150375939849599,7.0350877192982502,7.0350877192982502,8.0401002506265709,19.095238095238098,1.00501253132832,7.0350877192982502,6.0300751879699197,7.0350877192982502,0,3.0150375939849599,2.01002506265664,2.01002506265664,5.0250626566415999,2.01002506265664,2.01002506265664,4.0200501253132801,5.0250626566415999,3.0150375939849599,1.00501253132832,3.0150375939849599,2.01002506265664,5.0250626566415999,2.01002506265664,4.0200501253132801,3.0150375939849599,2.01002506265664,3.0150375939849599,2.01002506265664,4.0200501253132801,3.0150375939849599,0,2.01002506265664,1.00501253132832,1.00501253132832,1.00501253132832,0,1.00501253132832,0,3.0150375939849599,0,1.00501253132832,0,0,0,0,0,0,0,0,0,0,0,0,0,0,0,0,0,0,0,0,null,224.70616977286289,674.11850931858862,2471.7678675014872,2696.4740372743458,1572.9431884100425,2696.4740372743458,2921.1802070472263,2696.4740372743458,3595.2987163658017,2696.4740372743458,5392.9480745487135,4044.7110559115413,4943.5357350029744,1572.9431884100425,2247.061697728629,2471.7678675014872,2247.061697728629,1572.9431884100425,1572.9431884100425,1123.5308488643145,1572.9431884100425,0,1348.2370186371772,1123.5308488643145,449.41233954572579,449.41233954572579,1123.5308488643145,1348.2370186371772,2022.3555279557681,674.11850931858862,1572.9431884100425,1572.9431884100425,1797.6493581829056,4269.4172256843995,224.70616977286289,1572.9431884100425,1348.2370186371772,1572.9431884100425,0,674.11850931858862,449.41233954572579,449.41233954572579,1123.5308488643145,449.41233954572579,449.41233954572579,898.82467909145157,1123.5308488643145,674.11850931858862,224.70616977286289,674.11850931858862,449.41233954572579,1123.5308488643145,449.41233954572579,898.82467909145157,674.11850931858862,449.41233954572579,674.11850931858862,449.41233954572579,898.82467909145157,674.11850931858862,0,449.41233954572579,224.70616977286289,224.70616977286289,224.70616977286289,0,224.70616977286289,0,674.11850931858862,0,224.70616977286289,0,0,0,0,0,0,0,0,0,0,0,0,0,0,0,0,0,0,0,0]
[5,"TRANSFORMERS","kiosk mounted ; < = 22 kv ; < = 60 kva ; single phase",54.020937152075632,41.326770265851934,223.5854407465645,54.020937152075632,7.3498936830457371,2,0,1.0097087378640801,1.0097087378640801,1.0097087378640801,0,1.0097087378640801,1.0097087378640801,1.0097087378640801,17.165048543689299,3.0291262135922299,2.0194174757281602,6.0582524271844704,3.0291262135922299,2.0194174757281602,0,3.0291262135922299,5.0485436893203897,2.0194174757281602,2.0194174757281602,1.0097087378640801,6.0582524271844704,3.0291262135922299,5.0485436893203897,1.0097087378640801,1.0097087378640801,1.0097087378640801,2.0194174757281602,1.0097087378640801,6.0582524271844704,3.0291262135922299,3.0291262135922299,1.0097087378640801,0,0,3.0291262135922299,1.0097087378640801,2.0194174757281602,0,1.0097087378640801,0,2.0194174757281602,1.0097087378640801,1.0097087378640801,1.0097087378640801,1.0097087378640801,0,1.0097087378640801,1.0097087378640801,0,0,0,1.0097087378640801,0,0,1.0097087378640801,0,0,0,0,0,0,0,0,1.0097087378640801,0,0,0,0,0,0,0,0,0,0,0,0,0,0,0,0,0,0,0,0,0,0,0,0,0,0,0,null,0,225.75617318099771,225.75617318099771,225.75617318099771,0,225.75617318099771,225.75617318099771,225.75617318099771,3837.854944076947,677.26851954299082,451.51234636199541,1354.5370390859839,677.26851954299082,451.51234636199541,0,677.26851954299082,1128.7808659049861,451.51234636199541,451.51234636199541,225.75617318099771,1354.5370390859839,677.26851954299082,1128.7808659049861,225.75617318099771,225.75617318099771,225.75617318099771,451.51234636199541,225.75617318099771,1354.5370390859839,677.26851954299082,677.26851954299082,225.75617318099771,0,0,677.26851954299082,225.75617318099771,451.51234636199541,0,225.75617318099771,0,451.51234636199541,225.75617318099771,225.75617318099771,225.75617318099771,225.75617318099771,0,225.75617318099771,225.75617318099771,0,0,0,225.75617318099771,0,0,225.75617318099771,0,0,0,0,0,0,0,0,225.75617318099771,0,0,0,0,0,0,0,0,0,0,0,0,0,0,0,0,0,0,0,0,0,0,0,0,0,0,0]
[5,"TRANSFORMERS","kiosk mounted ; < = 22 kv ; > 60 kva and < = 600 kva ; multiple phase",54.020937152075632,51.586527208471168,223.5854407465645,54.020937152075632,7.3498936830457371,2,16.018720748829899,84.098283931357201,93.1088143525741,129.150936037441,192.22464898595899,255.29836193447699,193.225819032761,220.25741029641199,225.26326053042101,270.315912636505,405.47386895475802,327.38260530421201,368.43057722308902,342.40015600624002,300.35101404056201,191.22347893915801,112.13104524181,90.105304212168505,99.115834633385305,71.083073322932904,67.078393135725406,61.071372854914202,63.073712948517901,101.118174726989,104.121684867395,89.104134165366602,71.083073322932904,63.073712948517901,55.064352574102998,49.057332293291701,29.0339313572543,24.028081123244899,27.031591263650501,18.021060842433702,31.036271450857999,28.0327613104524,42.049141965678601,43.050312012480497,19.022230889235601,10.011700468018701,16.018720748829899,5.00585023400936,13.015210608424301,10.011700468018701,9.0105304212168509,12.014040561622499,2.0023400936037401,10.011700468018701,12.014040561622499,7.0081903276131001,2.0023400936037401,12.014040561622499,2.0023400936037401,7.0081903276131001,3.0035101404056199,11.0128705148206,0,3.0035101404056199,1.0011700468018701,1.0011700468018701,0,0,0,0,0,0,0,0,0,0,0,0,4.00468018720749,0,0,0,0,0,1.0011700468018701,0,0,0,8.0093603744149799,0,0,0,0,0,0,0,0,null,3581.5527388232708,18803.151878822224,20817.77529441033,28876.268956762608,42978.632865879292,57080.996774995983,43202.47991205578,49246.350158820169,50365.58538970237,60438.702467642797,90658.053701464305,73197.9840997008,82375.712992935529,76555.689792347621,67154.113852936644,42754.785819703036,25070.869171763054,20146.234155880971,22160.857571469056,15893.140278528315,14997.752093822492,13654.669816763768,14102.363909116668,22608.551663821956,23280.092802351406,19922.387109704508,15893.140278528315,14102.363909116668,12311.587539705042,10968.505262646297,6491.5643391172025,5372.3291082349169,6043.8702467642797,4029.2468311761941,6939.2584314701026,6267.7172929407407,9401.5759394111119,9625.4229855875728,4253.0938773526559,2238.4704617645471,3581.5527388232708,1119.2352308822758,2910.0116002939094,2238.4704617645471,2014.623415588097,2686.1645541174698,447.69409235290942,2238.4704617645471,2686.1645541174698,1566.9293232351852,447.69409235290942,2686.1645541174698,447.69409235290942,1566.9293232351852,671.54113852936632,2462.3175079410084,0,671.54113852936632,223.84704617645471,223.84704617645471,0,0,0,0,0,0,0,0,0,0,0,0,895.38818470582112,0,0,0,0,0,223.84704617645471,0,0,0,1790.7763694116422,0,0,0,0,0,0,0,0]
[5,"TRANSFORMERS","kiosk mounted ; < = 22 kv ; > 600 kva ; multiple phase",55.58828570053776,45.471696297173295,155.85099696918681,55.58828570053776,7.4557552065862351,2,36.191556967771199,55.838402178846998,68.246935996368606,73.417158420335895,69.280980481162004,85.825692237857496,77.5533363595098,92.029959146618197,147.868361325465,142.698138901498,194.400363141171,162.344984112574,85.825692237857496,137.52791647753099,98.234226055378997,78.587380844303198,56.872446663640503,45.497957330912399,45.497957330912399,36.191556967771199,41.361779391738501,47.566046300499302,57.906491148433901,21.714934180662699,32.0553790285974,5.1702224239673198,10.340444847934601,16.544711756695399,16.544711756695399,31.021334543803899,4.1361779391738498,17.5787562414889,16.544711756695399,20.6808896958693,14.4766227871085,11.3744893327281,7.2383113935542402,10.340444847934601,4.1361779391738498,5.1702224239673198,20.6808896958693,10.340444847934601,5.1702224239673198,6.20426690876078,0,7.2383113935542402,2.0680889695869298,3.10213345438039,1.03404448479346,2.0680889695869298,4.1361779391738498,11.3744893327281,2.0680889695869298,4.1361779391738498,3.10213345438039,3.10213345438039,0,0,2.0680889695869298,0,0,3.10213345438039,0,0,0,0,0,0,3.10213345438039,0,0,0,1.03404448479346,0,0,0,0,1.03404448479346,0,0,0,0,0,0,0,0,0,0,0,0,0,null,5640.4902352942609,8702.4706487397179,10636.353015126329,11442.137334454077,10797.50987899187,13376.019700840689,12086.764789916288,14342.960884033979,23045.431532773666,22239.647213445962,30297.490406723457,25301.627626891452,13376.019700840689,21433.862894118258,15309.902067227284,12247.921653781827,8863.6275126052751,7090.902010084219,7090.902010084219,5640.4902352942609,6446.2745546220103,7413.2157378153161,9024.7843764708141,3384.2941411765532,4995.8627798320676,805.78431932775243,1611.5686386554987,2578.5098218488042,2578.5098218488042,4834.7059159665114,644.62745546220106,2739.6666857143605,2578.5098218488042,3223.1372773110129,2256.1960941177076,1772.7255025210548,1128.0980470588522,1611.5686386554987,644.62745546220106,805.78431932775243,3223.1372773110129,1611.5686386554987,805.78431932775243,966.94118319330232,0,1128.0980470588522,322.31372773110127,483.47059159665116,161.15686386554987,322.31372773110127,644.62745546220106,1772.7255025210548,322.31372773110127,644.62745546220106,483.47059159665116,483.47059159665116,0,0,322.31372773110127,0,0,483.47059159665116,0,0,0,0,0,0,483.47059159665116,0,0,0,161.15686386554987,0,0,0,0,161.15686386554987,0,0,0,0,0,0,0,0,0,0,0,0,0]
[5,"TRANSFORMERS","kiosk mounted ; < = 22 kv ; > 600 kva ; single phase",55.58828570053776,"",155.85099696918681,55.58828570053776,7.4557552065862351,2,0,0,0,1,0,0,0,0,0,0,0,1,0,0,0,0,0,0,1,0,0,0,0,0,0,0,0,0,0,0,0,0,0,0,0,0,0,0,0,0,0,1,1,0,0,0,0,0,0,0,0,0,0,0,0,0,0,0,0,0,0,0,0,0,0,0,0,0,0,0,0,0,0,0,0,0,0,0,0,0,0,0,0,0,0,0,0,0,0,0,0,null,0,0,0,155.85099696918681,0,0,0,0,0,0,0,155.85099696918681,0,0,0,0,0,0,155.85099696918681,0,0,0,0,0,0,0,0,0,0,0,0,0,0,0,0,0,0,0,0,0,0,155.85099696918681,155.85099696918681,0,0,0,0,0,0,0,0,0,0,0,0,0,0,0,0,0,0,0,0,0,0,0,0,0,0,0,0,0,0,0,0,0,0,0,0,0,0,0,0,0,0,0,0,0,0,0,0]
[5,"TRANSFORMERS","pole mounted ; < = 22 kv ; < = 60 kva ; multiple phase",54.871407250927604,56.711756871374,18.671478756539521,56.711756871374,7.530720873287895,2,160.036029273785,274.06170013135699,374.08421842747202,505.11371739538401,422.09502720960802,337.07588665791002,365.08219178082197,441.09930568586998,1228.2765246762999,551.12407581159698,527.11867142052904,333.07498592606498,309.06958153499698,333.07498592606498,320.07205854757001,372.08376806155002,488.10988928504401,500.11259148057798,522.117545505723,471.106061174704,621.139838618878,589.13263276412101,772.17384124601199,817.18397447926395,866.19500844436095,750.16888722086696,719.16190654907098,733.16505911052695,778.17519234377903,609.13713642334403,463.104259711015,502.11304184649998,612.13781197222704,602.13556014261599,648.14591855882895,594.13375867892705,718.16168136610997,632.14231563145097,604.13601050853799,389.08759617189003,432.09727903921902,383.08624507412298,326.07340964533699,273.06147494839598,302.068005254269,241.05426909363899,327.073634828298,245.05516982548301,330.07431037718101,281.06327641208497,268.06034903359,272.06124976543401,267.060123850629,360.08106586601599,235.05291799587201,106.023869393883,22.004954025145398,24.0054043910677,16.003602927378498,18.0040532933008,13.002927378495,5.0011259148057796,3.00067554888347,33.007431037718099,1.0002251829611599,0,2.0004503659223101,1.0002251829611599,3.00067554888347,0,2.0004503659223101,0,2.0004503659223101,0,0,0,1.0002251829611599,0,0,0,0,0,1.0002251829611599,0,0,0,0,0,0,0,0,null,2988.1093208664138,5117.1372119837361,6984.7055375252339,9431.2200439846201,7881.1383337851676,6293.7052570748901,6816.6243882265053,8235.9763156380541,22933.739037649724,10290.301473733709,9842.0850756037435,6219.0025240532223,5770.7861259232559,6219.0025240532223,5976.2186417328276,6947.35417101441,9113.7334286425576,9337.8416277075394,9748.7066593266645,8796.2468133004932,11597.599301612767,10999.977437439484,14417.627473180433,15258.033219674111,16173.141699189457,14006.76244156131,13427.81626064344,13689.275826219246,14529.681572712927,11373.491102547785,8646.8413472571774,9375.1929942183633,11429.518152314022,11242.76131975988,12101.842749508969,11093.355853716565,13409.140577388027,11803.031817422338,11280.112686270704,7264.8407863564726,8067.8951663393073,7152.7866868239798,6088.2727412653185,5098.4615287283241,5640.0563431353521,4500.839664555042,6106.9484245207314,4575.5423975766907,6162.9754742869673,5247.8669947716398,5005.0831124512451,5079.7858454728939,4986.4074291958332,6723.2459719494254,4388.7855650225501,1979.6224250740072,410.86503161913112,448.21639812996108,298.81093208664134,336.16229859747131,242.78388232039552,93.378416277075388,56.027049766245277,616.2975474286967,18.675683255415155,0,37.351366510830125,18.675683255415155,56.027049766245277,0,37.351366510830125,0,37.351366510830125,0,0,0,18.675683255415155,0,0,0,0,0,18.675683255415155,0,0,0,0,0,0,0,0]
[5,"TRANSFORMERS","pole mounted ; < = 22 kv ; < = 60 kva ; single phase",48.366015056348857,55.655848837815093,11.548998518744352,55.655848837815093,7.4602847692172647,2,337.97194264974598,719.19624700764496,814.75379031635305,1137.63769981209,1065.2151406728599,852.97680763983601,895.22330047105504,1007.88061468764,1425.3161986151499,1846.7752580504,1534.95590620093,1082.31491158074,1078.2914360730001,1009.8923524415,933.446317794538,671.92040979175795,677.95562305336,677.95562305336,605.533063914129,654.82063888388404,553.22788231357299,583.40394862158598,700.08473834590302,842.91811887049903,721.20798476151299,657.83824551468501,693.04365620736701,716.17864037684399,783.57185513140598,817.77139694715402,689.02018069963196,823.80661020875698,744.34296893098895,828.83595459342598,825.81834796262501,689.02018069963196,943.50500656387601,895.22330047105504,683.99083631496296,452.64099462019601,367.14214008082598,404.35928852737499,312.82522072640199,407.37689515817698,501.928569589951,298.743056449329,330.93086051121003,330.93086051121003,364.12453345002399,286.67262992612399,255.49069474117701,217.26767741769399,191.11508661741601,664.87932765322103,250.461350356509,119.698396355119,28.164328554145499,11.064557646271499,12.070426523205199,14.082164277072801,5.0293443846688497,1.00586887693377,1.00586887693377,20.117377538675399,1.00586887693377,0,1.00586887693377,1.00586887693377,0,0,0,0,2.0117377538675401,0,0,0,0,0,0,0,0,0,0,0,0,0,0,0,0,0,0,null,3903.2374650390675,8305.9963913777883,9409.5903175049079,13138.576109997559,12302.168081774915,9851.0278879557518,10338.932571085645,11640.011726098701,16460.974666548696,21328.404719677786,17727.203487052433,12499.653310660891,12453.186197981799,11663.245282438131,10780.370141536489,7760.0078173991105,7829.7084864176586,7829.7084864176586,6993.3004581950045,7562.5225885132068,6389.2279933675291,6737.7313384603021,8085.2776061523609,9734.8601062581693,8329.2299477173128,7597.3729230224799,8003.9601589640515,8271.1460568685143,9049.4701942423708,9444.4406520141802,7957.4930462850152,9514.1413210327391,8596.4158456217647,9572.2252118815377,9537.3748773722637,7957.4930462850152,10896.537923234084,10338.932571085645,7899.4091554362176,5227.5501763916136,4240.1240319620902,4669.9448242431736,3612.8180107950916,4704.7951587524585,5796.772306709815,3450.1831164184609,3821.9200178507581,3821.9200178507581,4205.2736974528052,3310.7817783813534,2950.6616551188185,2509.2240846679733,2207.1878522542361,7678.6903702107902,2892.5777642700327,1382.3966022013437,325.26978875325563,127.78455986735104,139.40133803710938,162.63489437662841,58.083890848795768,11.616778169759154,11.616778169759154,232.33556339518307,11.616778169759154,0,11.616778169759154,11.616778169759154,0,0,0,0,23.233556339518309,0,0,0,0,0,0,0,0,0,0,0,0,0,0,0,0,0,0]
[5,"TRANSFORMERS","pole mounted ; < = 22 kv ; > 60 kva and < = 600 kva ; multiple phase",47.679102411301997,53.319350485971896,32.174904505476086,53.319350485971896,7.3020100305307647,2,205,704,783,1052,928,907,778,805,1452,1691,1485,838,733,662,535,464,478,400,450,413,492,506,477,542,469,312,334,342,383,290,253,221,289,342,284,271,381,384,342,188,204,240,212,198,186,148,152,139,159,137,113,96,115,264,78,43,9,11,20,11,17,8,2,106,2,4,2,3,1,4,1,2,6,0,0,1,0,1,2,0,0,0,0,1,0,0,0,0,0,0,0,null,6595.8554236225973,22651.132771855166,25192.950227787776,33847.999539760844,29858.311381081807,29182.63838646681,25032.075705260395,25900.798126908248,46717.961341951275,54407.763518760061,47779.733190631989,26962.569975588958,23584.205002513972,21299.786782625168,17213.573910429706,14929.155690540903,15379.604353617569,12869.961802190433,14478.707027464239,13288.235560761623,15830.053016694234,16280.501679770899,15347.429449112093,17438.798241968037,15090.030213068285,10038.570205708538,10746.418104829012,11003.817340872822,12322.988425597341,9330.7223065880644,8140.2508398854497,7110.6538957102148,9298.5474020825895,11003.817340872822,9137.6728795552081,8719.3991209840187,12258.638616586388,12355.163330102816,11003.817340872822,6048.8820470295041,6563.6805191171215,7721.9770813142604,6821.0797551609303,6370.6310920842652,5984.5322380185517,4761.8858668104604,4890.5854848323652,4472.3117262611759,5115.8098163706973,4407.9619172502235,3635.7642091187977,3088.790832525704,3700.1140181297496,8494.1747894456857,2509.6425514271345,1383.5208937354716,289.57414054928478,353.92394956023696,643.49809010952174,353.92394956023696,546.97337659309346,257.39923604380868,64.349809010952171,3410.5398775804651,64.349809010952171,128.69961802190434,64.349809010952171,96.52471351642825,32.174904505476086,128.69961802190434,32.174904505476086,64.349809010952171,193.0494270328565,0,0,32.174904505476086,0,32.174904505476086,64.349809010952171,0,0,0,0,32.174904505476086,0,0,0,0,0,0,0]
[5,"TRANSFORMERS","pole mounted ; < = 22 kv ; > 60 kva and < = 600 kva ; single phase",41.225661834384859,58.653651599327844,59.280870408742487,58.653651599327844,7.6585672027689258,2,12,24,26,30,29,26,18,17,19,80,55,47,26,17,15,10,10,8,13,9,8,6,3,14,6,6,14,12,10,8,12,20,21,11,9,17,15,9,3,2,8,1,0,4,7,3,7,2,4,3,0,2,0,2,4,2,1,0,1,0,0,0,0,1,0,0,0,0,0,0,0,0,0,0,0,0,0,0,0,0,0,0,0,0,0,0,0,0,0,0,0,null,711.37044490490985,1422.7408898098197,1541.3026306273046,1778.4261122622747,1719.1452418535321,1541.3026306273046,1067.0556673573647,1007.7747969486222,1126.3365377661073,4742.469632699399,3260.4478724808368,2786.200909210897,1541.3026306273046,1007.7747969486222,889.21305613113736,592.80870408742487,592.80870408742487,474.2469632699399,770.65131531365228,533.52783367868233,474.2469632699399,355.68522245245492,177.84261122622746,829.93218572239482,355.68522245245492,355.68522245245492,829.93218572239482,711.37044490490985,592.80870408742487,474.2469632699399,711.37044490490985,1185.6174081748497,1244.8982785835922,652.08957449616742,533.52783367868233,1007.7747969486222,889.21305613113736,533.52783367868233,177.84261122622746,118.56174081748497,474.2469632699399,59.280870408742487,0,237.12348163496995,414.96609286119741,177.84261122622746,414.96609286119741,118.56174081748497,237.12348163496995,177.84261122622746,0,118.56174081748497,0,118.56174081748497,237.12348163496995,118.56174081748497,59.280870408742487,0,59.280870408742487,0,0,0,0,59.280870408742487,0,0,0,0,0,0,0,0,0,0,0,0,0,0,0,0,0,0,0,0,0,0,0,0,0,0,0]
[5,"TRANSFORMERS","pole mounted ; < = 22 kv ; > 600 kva ; multiple phase",21.791763588232286,49.171407527508407,46.441774390315075,49.171407527508407,7.0122327063146166,2,108.24197162061201,108.24197162061201,72.161314413741593,75.168035847647502,75.168035847647502,84.188200149365201,63.141150112023901,82.183719193427905,70.156833457804296,66.147871545929803,70.156833457804296,75.168035847647502,95.212845407020197,49.109783420463003,52.116504854368898,23.0515309932786,39.087378640776699,18.040328603435398,6.0134428678117997,11.024645257654999,33.073935772964902,14.031366691560899,7.0156833457804302,10.022404779686299,4.0089619118745299,1.00224047796863,1.00224047796863,1.00224047796863,2.0044809559372698,0,0,3.0067214339058999,0,3.0067214339058999,3.0067214339058999,3.0067214339058999,4.0089619118745299,3.0067214339058999,1.00224047796863,0,0,0,0,1.00224047796863,0,0,1.00224047796863,2.0044809559372698,0,0,1.00224047796863,0,0,0,0,0,0,0,0,0,0,0,0,0,0,0,0,0,0,0,0,0,0,0,0,0,0,0,0,0,0,0,0,0,0,0,0,0,0,0,0,null,{"$f":"IFERROR($F66*J66,\"\")","v":5026.9492255673495},5026.9492255673495,3351.2994837115784,3490.9369621995611,3490.9369621995611,3909.8493976635086,2932.3870482476314,3816.7577453381855,3258.2078313862553,3072.024526735614,3258.2078313862553,3490.9369621995611,4421.8534854527788,2280.7454819703785,2420.3829604583607,1070.5540017412004,{"$f":"IFERROR($F66*Z66,\"\")","v":1815.2872203437717},837.82487092789461,279.27495697596487,512.00408778927044,1536.012263367807,651.64156627725299,325.82078313862559,465.4582616266066,186.18330465064309,46.54582616266066,46.54582616266066,46.54582616266066,93.091652325321775,0,0,139.63747848798243,{"$f":"IFERROR($F66*AP66,\"\")","v":0},139.63747848798243,139.63747848798243,139.63747848798243,186.18330465064309,139.63747848798243,46.54582616266066,0,0,0,0,46.54582616266066,0,0,46.54582616266066,93.091652325321775,{"$f":"IFERROR($F66*BF66,\"\")","v":0},0,46.54582616266066,0,0,0,0,0,0,0,0,0,0,0,0,0,{"$f":"IFERROR($F66*BV66,\"\")","v":0},0,0,0,0,0,0,0,0,0,0,0,0,0,{"$f":"IFERROR($F66*CJ66,\"\")","v":0},{"$f":"IFERROR($F66*CK66,\"\")","v":0},0,0,0,0,0,0,0,0,0,0,0]
[5,"TRANSFORMERS","pole mounted ; < = 22 kv ; > 600 kva ; single phase",21.791763588232286,"",46.441774390315075,21.791763588232286,4.6681649058524366,2,70.230452674897094,38.677640603566502,53.945130315500698,66.159122085047997,60.052126200274301,60.052126200274301,44.784636488340198,49.873799725651601,26.4636488340192,28.499314128943698,21.3744855967078,35.624142661179697,30.5349794238683,18.320987654321002,25.4458161865569,14.249657064471901,20.3566529492455,10.1783264746228,11.196159122085,2.03566529492455,7.1248285322359397,3.05349794238683,3.05349794238683,3.05349794238683,0,3.05349794238683,2.03566529492455,1.0178326474622801,4.0713305898491097,3.05349794238683,2.03566529492455,9.1604938271604901,1.0178326474622801,3.05349794238683,3.05349794238683,3.05349794238683,0,0,1.0178326474622801,0,0,0,0,0,0,0,0,1.0178326474622801,0,0,0,1.0178326474622801,0,0,0,0,0,0,0,0,0,0,0,0,0,0,0,0,0,0,0,0,0,0,0,0,0,0,0,0,0,0,0,0,0,0,0,0,0,0,0,null,3261.6268384572709,1796.2582588605253,2505.3075715686296,3072.5470217351108,2788.9272966518679,2788.9272966518679,2079.877983943768,2316.2277548464695,1229.0188086940443,1323.5587170551221,992.6690377913427,1654.4483963189059,1418.0986254162046,850.85917524972376,1181.7488545135031,661.77935852756343,945.39908361080154,472.69954180540304,519.9694959859396,94.539908361080151,330.8896792637812,141.80986254162045,141.80986254162045,141.80986254162045,0,141.80986254162045,94.539908361080151,47.26995418054031,189.07981672216076,141.80986254162045,94.539908361080151,425.42958762486137,47.26995418054031,141.80986254162045,141.80986254162045,141.80986254162045,0,0,47.26995418054031,0,0,0,0,0,0,0,0,47.26995418054031,0,0,0,47.26995418054031,0,0,0,0,0,0,0,0,0,0,0,0,0,0,0,0,0,0,0,0,0,0,0,0,0,0,0,0,0,0,0,0,0,0,0,0,0,0,0]
[6,"UNDERGROUND CABLES","˂ = 1 kv",25.83730556962951,58.591614386525436,216.92890230833856,58.591614386525436,7.6545159472382993,2,90.838021704744804,84.060684318798295,164.88806107014199,250.265751789864,280.87553180584803,380.46564002662399,399.092885817114,355.31298799884399,519.15087073873997,1142.05177161809,1247.6042833675699,639.22016306138096,222.73705476544799,309.50671688907403,83.816864369257999,17.521103126609901,13.2223043200788,4.4606020818557299,6.1606578308530802,3.8147353965525999,2.13422256733132,3.5671193149662201,6.2233274823091003E-2,3.19359752248609,10.725162535364101,8.1257547506409704,1.6433762209768401,5.3403123997091999,0,1.2248835764739701,0.55106181834834,0,0.72374090956245596,0,0.51273954040696701,0,0,0.25763769231734202,0,0,0,3.7643552106549003E-2,0,0,0.19264538287171701,0,0,8.3831512743968994E-2,0.44816924166260302,0,0,0,0,0,0,0,0,0,0,0,0,0,0,0,0,0,0,0,0,0,0,0,0,0,0,0,0,0,0,0,0,0,0,0,0,0,0,0,0,0,0,null,19705.392336271325,18235.191976564682,35768.986091696192,54289.874821146317,60930.020799913451,82533.993657015017,86574.781639373643,77077.656462485102,112618.82852177303,247744.03719640564,270641.42770610831,138665.32830626256,48318.104793660925,67140.952351804546,18182.300382550031,3800.8336684866845,2868.299962141497,967.63351325125325,1336.4247407442288,827.52636217092015,462.97455881286743,773.81127739849478,13.500195994426294,692.78360496753703,2326.597735875052,1762.7110584833131,356.49579969613154,1158.468106852526,0,265.71264970001022,119.54123535834246,0,157.0003210670221,0,111.22802567056536,0,0,55.889061787654477,0,0,0,8.1659744374604202,0,0,41.790351441131179,0,0,18.185478038396688,97.220861642228982,0,0,0,0,0,0,0,0,0,0,0,0,0,0,0,0,0,0,0,0,0,0,0,0,0,0,0,0,0,0,0,0,0,0,0,0,0,0,0,0,0,0]
[6,"UNDERGROUND CABLES","> 1 kv & < = 11 kv",54.473535071740052,69.106848694810182,372.6575396913143,69.106848694810182,8.3130529106225577,2,19.117165335113999,16.416048218534499,24.147628831524699,33.707653101923,72.455802791765095,104.486689075022,91.539114924817298,109.32150717445499,143.72185610373899,175.48887542459801,164.43260136995301,87.065064133790401,46.256020217887396,58.076917553153898,45.991630357212202,64.198004608179403,40.8312851215032,14.720599591653301,32.498330611929099,106.90790670448899,17.680448592162399,15.282539405188601,12.247540925182699,11.1332189213717,23.215472623943,18.092382669469298,27.927570964187399,15.750362059945999,11.5247942823069,8.0515912894435093,3.7546593604992098,4.4089174482702704,20.2673307834513,20.4449864866491,10.829461191614801,6.4180800829529101,17.0291524992967,10.030213210565901,7.7901017769036702,2.89703407179061,4.5450270252038001,2.3694503440716499,2.62752634338647,26.088363820241099,1.52047481396659,0.62518155166634204,3.9299569372026499,2.4489768820179099,1.8945307148650199,1.5062183577994499,0.43222137656990101,0.54845261216993302,0.492823266127284,3.5328440227881202,0.133458806478258,0.45618423588122398,0,0,1.4814437587606999E-2,0.24145654270589001,0,0.34070946325752999,0,0.80598707781338896,0,0,0,0,3.3049564517901003E-2,0,0,0,0,0,0,0,0,0,0,0,0,0,0.40443216055912901,0,0,0,0,0,0,0,0,null,7124.155799655663,6117.5641405730494,8998.7959497350403,12561.411073730924,27001.201204738241,38937.752481189025,34112.741353402882,40739.48389897876,53559.033295488473,65397.252558926244,61277.048671569326,32445.45259316482,17237.65469030961,21642.801208213637,17139.127815311062,23923.870450375794,15216.086255813949,5485.7424266064845,12110.747929916422,39840.037486043431,6588.7524729940014,5695.1535349731457,4564.1384684472678,4148.8779720831653,8651.4209108096584,6742.262812758202,10407.419885068663,5869.4911745068966,4294.8014826930157,3000.4862005240352,1399.202119662599,1643.0163289745065,7552.7736258709992,7618.9783631368209,4035.6803638497404,2391.7459332550579,6346.0420734161044,3737.834577628807,2903.0401621258575,1079.6015895953992,1693.7385890429812,882.99353564247917,979.16750260051731,9722.0254758229457,566.61640333539822,232.97861890437733,1464.5280833107524,912.62969961370038,706.01115507122518,561.30362745543471,161.0705547945324,204.38500108852182,183.6543058576315,1316.5409616453865,49.734430472326864,170.0004949894591,0,0,5.5207118633081533,89.980601147147738,0,126.96795032709937,0,300.35716144092942,0,0,0,0,12.316169401110345,0,0,0,0,0,0,0,0,0,0,0,0,0,150.71469392600761,0,0,0,0,0,0,0,0]
[6,"UNDERGROUND CABLES","> 11 kv & < = 22 kv",59.397756716267864,46.410660893436074,1758.6274518672669,59.397756716267864,7.7069940129902701,2,4.2225562338453502,5.4346554032136103,12.1132319601393,13.687795579529601,22.062256095492,17.3094147979903,23.696584989450098,21.3238496432026,35.052816969218703,74.728558208194997,97.690369787090304,32.668777666275098,16.107345179929901,23.2305239284638,15.318276373066301,3.8348112752266599,4.1231826846089001,5.7426547208191296,16.9344819075774,12.050351360612099,13.7180957036935,11.455645559353,7.26577555502171,22.157125613024,20.7953528232071,10.0777460272482,14.710809839448601,6.9488220828704197,7.5814108323527201,11.0591455892728,1.7159041199107401,13.7270002759545,5.3408171133021201,51.969318835300101,3.9361944462431402,3.02517742036689,5.1807775139793204,2.13318955263854,6.8651571395078799,1.1548056301138401,5.0402506134823999E-2,1.90176964688252,0.13130770225826299,4.3650618983715503,0,0.250455747956774,7.5104695918251002E-2,0.65133623067927104,1.860577673344,0.73524176685040099,0.34183043802843599,0.125393518353272,0,3.0514493331271502,0,1.16349770838247,7.4312866713298995E-2,0,0.23272882526698599,0.126073975403967,4.1643223701117997E-2,0.34040836559855803,0.67083654897418199,0,0,0.189520263433577,0,0,0,0,0,0,0,0,0,0,0,0,0,0,0,0,0,0,0,0,0,0,0,0,0,null,7425.9033098936916,9557.5341835302261,21302.662255936917,24071.733061708183,38799.289219658174,30440.812039503246,41673.464877952756,37500.707362026114,61644.846187346782,131419.6939033927,171800.96609064165,57452.209222859652,28326.819410126627,40853.837101855861,26939.141344964148,6744.0043813437251,7251.1422582169871,10099.190238627678,29781.444765815177,21192.07870741851,24125.0196918578,20146.21275953954,12777.792350167307,38966.129357535356,36571.27834615748,17723.000816464973,25870.834022853411,12220.389273077401,13332.87721365936,19448.917027491949,3017.63609004717,24140.679517083132,9392.5075908555991,91394.67075860138,6922.2996090506613,5320.1600582262154,9111.0575581006869,3751.4857073065909,12073.253806921119,2030.8728826890761,88.639230931609816,3344.5043081355184,230.92132983299481,7676.5176835760549,0,440.45835383473189,132.08118000597969,1145.4577756683168,3272.0629726740867,1293.0163549425079,601.15239220062006,220.52048366228613,0,5366.3625652194714,0,2046.1590101460677,130.68864742896085,0,409.28330095534199,221.71715411145499,73.234916385035717,598.65149658689313,1179.7515707418968,0,0,333.29553795940467,0,0,0,0,0,0,0,0,0,0,0,0,0,0,0,0,0,0,0,0,0,0,0,0,0]
[6,"UNDERGROUND CABLES","> 22 kv & < = 33 kv",54.473535071740052,58.931768827058953,372.6575396913143,58.931768827058953,7.6767029919789751,2,0.16733503520749199,5.8113263574899997E-3,0.69293151046854096,6.0226095334949999E-3,0.60152302058329898,3.6830476738103202,2.3484394451239701,10.5154102300689,5.91556872815248,5.2113166473932599,0.51759023752129796,0.98962232790326798,0.75443089619590098,6.0205335934685102,1.487743665122,0.26267015386091003,2.4334446087822301,0,0.122012376486293,0.42603694919887602,0.26540267246356197,1.7712262207322998E-2,1.0490834305488E-2,3.1096066461491999E-2,0,0.62888288730671604,6.224120739504E-2,0.44658429599389199,0.55733164465955498,0.16177353732317101,0,0.129444667248831,0.62803617598334505,0.51577344403629899,0,0.29206429972067399,1.38414067765312,0.25175630840940999,0.12805941230477699,0,0,0.83922647824891805,0,4.29324706095632,1.2703419136877301,0.83917634238010896,0,0,0,0,0,0.53165514951391202,0,0.75401863234659505,0,0,0,0,0,0,0,0,0,0,0,0,0,0,5.0396967173205999E-2,0,0,0,0,0,0,0,0,0,0,0,0,0,0,0,0,0,0,0,0,0,0,null,62.358662524583423,2.1656345827255103,258.22615186579264,2.2443708512737008,224.16208891826,1372.5154846879723,875.16366573393395,3918.6469051823537,2204.4812881081803,1942.0364403699607,192.88390448292989,368.79022194002295,281.14436164347779,2243.5972365708826,554.41889393570307,97.886013288145719,906.84148088387872,0,45.468832033272314,158.76588130604659,98.904306947770735,6.6006080565484364,3.9094885015923961,11.588183621617203,0,234.35794953769087,23.194655215252443,166.42300500986147,207.69383949094359,60.286128406013916,0,48.238531223110208,234.04241617909466,192.20686269268296,0,108.83996336557298,515.81045952088027,93.818886493618464,47.722305523813816,0,0,312.74407462804811,0,1599.9108870229484,473.40249212162541,312.7253911185274,0,0,0,0,0,198.12529998207231,0,280.99072841169175,0,0,0,0,0,0,0,0,0,0,0,0,0,0,18.78080979467088,0,0,0,0,0,0,0,0,0,0,0,0,0,0,0,0,0,0,0,0,0,0]
[6,"UNDERGROUND CABLES","> 33 kv & < = 66 kv",54.473535071740052,41.272917969900369,372.6575396913143,54.473535071740052,7.3806188813499949,2,0.10441356930825001,0,0,0,0,0,0,0.149177868000059,1.17444143715778,8.9123204673752205,3.5243288295832298,0.84439275703413197,0,0,0,0,0,0,0,2.5999667936901698,7.7207298759780002E-3,0,0,0.161020121170977,0,0,0,0,0.35475174781080399,0,0,0.64638511960175904,0,0,0,0,0,0,0,0,0,0,0,0,0,0,0.72048821440070099,0,0,0,0,0,0,0,0,0,0,0,0,0,0,0,0,0,0,0,0,0,0,0,0,0,0,0,0,0,0,0,0,0,0,0,0,0,0,0,0,0,0,0,0,null,38.910503848800971,0,0,0,0,0,0,55.592257265297633,437.66445648274964,3321.2434183125943,1313.3677106956557,314.66932736950537,0,0,0,0,0,0,0,968.89722861569362,2.8771882002031877,0,0,60.005362196373596,0,0,0,0,132.20091354036779,0,0,240.88028836386746,0,0,0,0,0,0,0,0,0,0,0,0,0,0,268.49536535515341,0,0,0,0,0,0,0,0,0,0,0,0,0,0,0,0,0,0,0,0,0,0,0,0,0,0,0,0,0,0,0,0,0,0,0,0,0,0,0,0,0,0,0,0]
[6,"UNDERGROUND CABLES","> 66 kv & < = 132 kv",59.397756716267864,"",1758.6274518672669,59.397756716267864,7.7069940129902701,2,0,0,0,6.1438109193959596,0,0,0,0,0,8.8804522499539509,4.3395143367189998E-2,0,0,0,0,0,0,0,0,0,0,0,0,0,0,0,0,0,0,0,0,0,0,0,0,0,0,0,0,0,0,0,0,0,0,0,0,0,0,0,0,0,0,0,0,0,0,0,0,0,0,0,0,0,0,0,0,0,0,0,0,0,0,0,0,0,0,0,0,0,0,0,0,0,0,0,0,0,0,0,0,null,0,0,0,10804.674541931607,0,0,0,0,0,15617.407111765455,76.315890403256077,0,0,0,0,0,0,0,0,0,0,0,0,0,0,0,0,0,0,0,0,0,0,0,0,0,0,0,0,0,0,0,0,0,0,0,0,0,0,0,0,0,0,0,0,0,0,0,0,0,0,0,0,0,0,0,0,0,0,0,0,0,0,0,0,0,0,0,0,0,0,0,0,0,0,0,0,0,0,0,0]
["","","","","","","","","","","","","","","","","","","","","","","","","","","","","","","","","","","","","","","","","","","","","","","","","","","","","","","","","","","","","","","","","","","","","","","","","","","","","","","","","","","","","","","","","","","","","","","","","","","","",null,"","","","","","","","","","","","","","","","","","","","","","","","","","","","","","","","","","","","","","","","","","","","","","","","","","","","","","","","","","","","","","","","","","","","","","","","","","","","","","","","","","","","","","","","","","",""]
["","","","","","","","","","","","","","","","","","","","","","","","","","","","","","","","","","","","","","","","","","","","","","","","","","","","","","","","","","","","","","","","","","","","","","","","","","","","","","","","","","","","","","","","","","","","","","","","","","","","",null,"","","","","","","","","","","","","","","","","","","","","","","","","","","","","","","","","","","","","","","","","","","","","","","","","","","","","","","","","","","","","","","","","","","","","","","","","","","","","","","","","","","","","","","","","","",""]
["","","","","","","","","","","","","","","","","","","","","","","","","","","","","","","","","","","","","","","","","","","","","","","","","","","","","","","","","","","","","","","","","","","","","","","","","","","","","","","","","","","","","","","","","","","","","","","","","","","","",null,"","","","","","","","","","","","","","","","","","","","","","","","","","","","","","","","","","","","","","","","","","","","","","","","","","","","","","","","","","","","","","","","","","","","","","","","","","","","","","","","","","","","","","","","","","",""]
["","","","","","","","","","","","","","","","","","","","","","","","","","","","","","","","","","","","","","","","","","","","","","","","","","","","","","","","","","","","","","","","","","","","","","","","","","","","","","","","","","","","","","","","","","","","","","","","","","","","",null,"","","","","","","","","","","","","","","","","","","","","","","","","","","","","","","","","","","","","","","","","","","","","","","","","","","","","","","","","","","","","","","","","","","","","","","","","","","","","","","","","","","","","","","","","","",""]
["","","","","","","","","","","","","","","","","","","","","","","","","","","","","","","","","","","","","","","","","","","","","","","","","","","","","","","","","","","","","","","","","","","","","","","","","","","","","","","","","","","","","","","","","","","","","","","","","","","","",null,"","","","","","","","","","","","","","","","","","","","","","","","","","","","","","","","","","","","","","","","","","","","","","","","","","","","","","","","","","","","","","","","","","","","","","","","","","","","","","","","","","","","","","","","","","",""]
["","","","","","","","","","","","","","","","","","","","","","","","","","","","","","","","","","","","","","","","","","","","","","","","","","","","","","","","","","","","","","","","","","","","","","","","","","","","","","","","","","","","","","","","","","","","","","","","","","","","",null,"","","","","","","","","","","","","","","","","","","","","","","","","","","","","","","","","","","","","","","","","","","","","","","","","","","","","","","","","","","","","","","","","","","","","","","","","","","","","","","","","","","","","","","","","","",""]
["","","","","","","","","","","","","","","","","","","","","","","","","","","","","","","","","","","","","","","","","","","","","","","","","","","","","","","","","","","","","","","","","","","","","","","","","","","","","","","","","","","","","","","","","","","","","","","","","","","","",null,"","","","","","","","","","","","","","","","","","","","","","","","","","","","","","","","","","","","","","","","","","","","","","","","","","","","","","","","","","","","","","","","","","","","","","","","","","","","","","","","","","","","","","","","","","",""]
["","","","","","","","","","","","","","","","","","","","","","","","","","","","","","","","","","","","","","","","","","","","","","","","","","","","","","","","","","","","","","","","","","","","","","","","","","","","","","","","","","","","","","","","","","","","","","","","","","","","",null,"","","","","","","","","","","","","","","",{"$f":"IFERROR($F81*Y81,\"\")","v":""},"","","","","","","","","","","","","","","","","","","","","","","","","","","","","","","",{"$f":"IFERROR($F81*BE81,\"\")","v":""},"","","","","","","","","","","","","","","","","","","","","","","","","","","","","","","","","","","","","","","","","","",""]
["","","","","","","","","","","","","","","","","","","","","","","","","","","","","","","","","","","","","","","","","","","","","","","","","","","","","","","","","","","","","","","","","","","","","","","","","","","","","","","","","","","","","","","","","","","","","","","","","","","","",null,{"$f":"IFERROR($F82*J82,\"\")","v":""},"","","","","","","","","","","","","","","","","","","","","","","","","","","","","","","",{"$f":"IFERROR($F82*AP82,\"\")","v":""},"","","","","","","","","","","","","","","","","","","","","","","","","","","","","","","","","","","","","","","","","","","","","","","","","","","","","","","","","",""]
["","","","","","","","","","","","","","","","","","","","","","","","","","","","","","","","","","","","","","","","","","","","","","","","","","","","","","","","","","","","","","","","","","","","","","","","","","","","","","","","","","","","","","","","","","","","","","","","","","","","",null,"","","","","","","","","","","","","","","","","","","","","","","","","","","","","","","","","","","","","","","","","","","","","","","","","","","","","","","","","","","","","","","","","","","","","","","","","","","","","","","","","","","","","","","","","","",""]
["","","","","","","","","","","","","","","","","","","","","","","","","","","","","","","","","","","","","","","","","","","","","","","","","","","","","","","","","","","","","","","","","","","","","","","","","","","","","","","","","","","","","","","","","","","","","","","","","","","","",null,"","","","","","","","","","","","","","","","","","","","","","","","","","","","","","","","","","","","","","","","","","","","","","","","","","","","","","","","","","","",{"$f":"IFERROR($F84*BQ84,\"\")","v":""},"","","","","","","","","","","","","","","","","","","","","","","","","","","","","","",""]
["","","","","","","","","","","","","","","","","","","","","","","","","","","","","","","","","","","","","","","","","","","","","","","","","","","","","","","","","","","","","","","","","","","","","","","","","","","","","","","","","","","","","","","","","","","","","","","","","","","","",null,"","","","","","","","","","","","","","","","","","","","","","","","","","","","","","","","","","","","","","","","","","","","","","","","","","","","","","","","","","","","","","","","","","","","","","","","","","","",{"$f":"IFERROR($F85*CG85,\"\")","v":""},"","","","","","","","","","","","","","",""]
["","","","","","","","","","","","","","","","","","","","","","","","","","","","","","","","","","","","","","","","","","","","","","","","","","","","","","","","","","","","","","","","","","","","","","","","","","","","","","","","","","","","","","","","","","","","","","","","","","","","",null,{"$f":"IFERROR($F86*J86,\"\")","v":""},{"$f":"IFERROR($F86*K86,\"\")","v":""},"","","","","","","","","","","","","","",{"$f":"IFERROR($F86*Z86,\"\")","v":""},"","","","","","","","","",{"$f":"IFERROR($F86*AJ86,\"\")","v":""},"","","","","","","","","","","","","","","","","","","","",{"$f":"IFERROR($F86*BE86,\"\")","v":""},{"$f":"IFERROR($F86*BF86,\"\")","v":""},"","","","","","","","","","","","","","","",{"$f":"IFERROR($F86*BV86,\"\")","v":""},"",{"$f":"IFERROR($F86*BX86,\"\")","v":""},"","","","",{"$f":"IFERROR($F86*CC86,\"\")","v":""},"","","","","","","","","","","","",{"$f":"IFERROR($F86*CP86,\"\")","v":""},"","","","","",""]
["","","","","","","","","","","","","","","","","","","","","","","","","","","","","","","","","","","","","","","","","","","","","","","","","","","","","","","","","","","","","","","","","","","","","","","","","","","","","","","","","","","","","","","","","","","","","","","","","","","","",null,{"$f":"IFERROR($F87*J87,\"\")","v":""},"","","","","","","","","","","","","","","","","","","","","","","","","","","","","","","","","","","","","","","","","","","","","","","","","","","","","","","","","","","","","","","","","","","","","","","","","","","","","","","","","","","","","","","","","",""]
["","","","","","","","","","","","","","","","","","","","","","","","","","","","","","","","","","","","","","","","","","","","","","","","","","","","","","","","","","","","","","","","","","","","","","","","","","","","","","","","","","","","","","","","","","","","","","","","","","","","",null,"","","","","","","","","","","","","","","","","","","","","","","","","","","","","","","","","","","","","","","","","","","","","","","","","","","","","","","","","","","","","","","","","","","","","","","","","","","","","","","","","","","","","","","","","","",""]
["","","","","","","","","","","","","","","","","","","","","","","","","","","","","","","","","","","","","","","","","","","","","","","","","","","","","","","","","","","","","","","","","","","","","","","","","","","","","","","","","","","","","","","","","","","","","","","","","","","","",null,"","","","","","","","","","","","","","","","","","","","","","","","","","","","","","","","","","","","","","","","","","",{"$f":"IFERROR($F89*AZ89,\"\")","v":""},"","","","","","","","","","","","","","","","","","","","","","","","","","","","","","","","","","","","","","","","","","","","","","","",""]
["","","","","","","","","","","","","","","","","","","","","","","","","","","","","","","","","","","","","","","","","","","","","","","","","","","","","","","","","","","","","","","","","","","","","","","","","","","","","","","","","","","","","","","","","","","","","","","","","","","","",null,"","","","","","","","","","","","","","","","","","","","","","","","","","","","","","","","","","","","","","","","","","","","","","","","","","","","","","","","","","","","","","","","","","","","","","","","","","","","","","","","","","","","","","","","","","",""]
["","","","","","","","","","","","","","","","","","","","","","","","","","","","","","","","","","","","","","","","","","","","","","","","","","","","","","","","","","","","","","","","","","","","","","","","","","","","","","","","","","","","","","","","","","","","","","","","","","","","",null,"","","","","","","","","","","","","","","","","","","","","","","","","","","","","","","","","","","","","","","","","","","","","","","","","","","","","","","","","","","","","","","","","","","","","","","","","","","","","","","","","","","","","","","","","","",""]
["","","","","","","","","","","","","","","","","","","","","","","","","","","","","","","","","","","","","","","","","","","","","","","","","","","","","","","","","","","","","","","","","","","","","","","","","","","","","","","","","","","","","","","","","","","","","","","","","","","","",null,"","","","","","","","","","","","","","","","","","","","","","","","","","","","","","","","","","","","","","","","","","","","","","","","","","","","","","","","","","","","","","","","","","","","","","","","","","","","","","","","","","","","","","","","","","",""]
["","","","","","","","","","","","","","","","","","","","","","","","","","","","","","","","","","","","","","","","","","","","","","","","","","","","","","","","","","","","","","","","","","","","","","","","","","","","","","","","","","","","","","","","","","","","","","","","","","","","",null,"","","","","","","","","","","","","","","","","","","","","","","","","","","","","","","","","","","","","","","","","","","","","","","","","","","","","","","","","","","","","","","","","","","","","","","","","","","","","","","","","","","","","","","","","","",""]
["","","","","","","","","","","","","","","","","","","","","","","","","","","","","","","","","","","","","","","","","","","","","","","","","","","","","","","","","","","","","","","","","","","","","","","","","","","","","","","","","","","","","","","","","","","","","","","","","","","","",null,"","","","","","","","","","","","","","","","","","","","","","","","","","","","","","","","","","","","","","","","","","","","","","","","","","","","","","","","","","","","","","","",{"$f":"IFERROR($F94*BU94,\"\")","v":""},"","","","","","","","","","","","","","","","","","","","","","","","","","",""]
["","","","","","","","","","","","","","","","","","","","","","","","","","","","","","","","","","","","","","","","","","","","","","","","","","","","","","","","","","","","","","","","","","","","","","","","","","","","","","","","","","","","","","","","","","","","","","","","","","","","",null,"","","","","","","","","","","","","","","","","","","","","","","","","","","","","","","","","","","","","","","","","","","","","","","","","","","","","","","","","","","","","","","","","","","","","","","","","","","","","","","","","","","","","","","","","","",""]
["","","","","","","","","","","","","","","","","","","","","","","","","","","","","","","","","","","","","","","","","","","","","","","","","","","","","","","","","","","","","","","","","","","","","","","","","","","","","","","","","","","","","","","","","","","","","","","","","","","","",null,"","","","","","","","","","","","","","","","","","","","","","","","","","","","","","","","","","","","","","","","","","","","","","","","","","","","","","","","","","","","","","","","","","","","","","","","","","","","","","","","","","","","","","","","","","",""]
["","","","","","","","","","","","","","","","","","","","","","","","","","","","","","","","","","","","","","","","","","","","","","","","","","","","","","","","","","","","","","","","","","","","","","","","","","","","","","","","","","","","","","","","","","","","","","","","","","","","",null,"","","","","","","","","","","","","","","","","","","","","",{"$f":"IFERROR($F97*AE97,\"\")","v":""},"","","","","","","","","","","","","","","","","","","","","","","","","","","","","","","","","","","","","","","","","","","","","","","","","","","","","","","","","","","","","","","","","","","","",""]
["","","","","","","","","","","","","","","","","","","","","","","","","","","","","","","","","","","","","","","","","","","","","","","","","","","","","","","","","","","","","","","","","","","","","","","","","","","","","","","","","","","","","","","","","","","","","","","","","","","","",null,"","","","","","","","","","","","","","","","","",{"$f":"IFERROR($F98*AA98,\"\")","v":""},"","","","","","","","","","","","","","","","","","","","","","","","","","","","","","","","","","","","","","","","","","","","","","","","","","","","","","","","","","","","","","","","","","","","","","","","",""]
["","","","","","","","","","","","","","","","","","","","","","","","","","","","","","","","","","","","","","","","","","","","","","","","","","","","","","","","","","","","","","","","","","","","","","","","","","","","","","","","","","","","","","","","","","","","","","","","","","","","",null,"","","","","","","","","","","","","","","","","","","","","","","","","","","","","","","","","","","","","","","","","","","","","","","","","","","","","","","","","","","","","","","","","","","","","","","","","","","","","","","","","","","","","","","","","","",""]
["","","","","","","","","","","","","","","","","","","","","","","","","","","","","","","","","","","","","","","","","","","","","","","","","","","","","","","","","","","","","","","","","","","","","","","","","","","","","","","","","","","","","","","","","","","","","","","","","","","","",null,"","","","","","","","","","","","","","","","","","","","","","","","","","","","","","","","","","","","","",{"$f":"IFERROR($F100*AU100,\"\")","v":""},"","","","","","","","","","","","","","","","","","","","","","","","","","","","","","","","","","","","","","","","","","","","","","","","","","","","",""]
["","","","","","","","","","","","","","","","","","","","","","","","","","","","","","","","","","","","","","","","","","","","","","","","","","","","","","","","","","","","","","","","","","","","","","","","","","","","","","","","","","","","","","","","","","","","","","","","","","","","",null,"","","","","","","","","","","","","","","","","","","","","","","","","","","","","","","","","","","","","","","","","","","","","","","","","","","","","","","","","","","","","","","","","","","","","","","","","","","","","","","","","","","","","","","","","","",""]
["","","","","","","","","","","","","","","","","","","","","","","","","","","","","","","","","","","","","","","","","","","","","","","","","","","","","","","","","","","","","","","","","","","","","","","","","","","","","","","","","","","","","","","","","","","","","","","","","","","","",null,"","","","","","","","","","","","",{"$f":"IFERROR($F102*V102,\"\")","v":""},"","","","","","","","","","","","","","","","","","","","","","","","","","","","","","","","","","","","","","","","","","","","","","","","","","","","","","","","","","","","","","","","","","","","","","","","","","","","","",""]
["","","","","","","","","","","","","","","","","","","","","","","","","","","","","","","","","","","","","","","","","","","","","","","","","","","","","","","","","","","","","","","","","","","","","","","","","","","","","","","","","","","","","","","","","","","","","","","","","","","","",null,"","","","","","","","","","","","","","","","","","","","","","","","","","","","","","","","","","","","","","","","","","","","","","","","","","","","","","","","","","","","","","","","","","","","","","","","","","","","","","","","","","","","","","","","","","",""]
["","","","","","","","","","","","","","","","","","","","","","","","","","","","","","","","","","","","","","","","","","","","","","","","","","","","","","","","","","","","","","","","","","","","","","","","","","","","","","","","","","","","","","","","","","","","","","","","","","","","",null,"","","","","","","","","","","","","","","","","","","","","","","","","","","","","","","","","","","","","","","","","","","","","","","","","","","","","","","","","","","","","","","","","","","","","","","","","","","","","","","","","","","","","","","","","","",""]
["","","","","","","","","","","","","","","","","","","","","","","","","","","","","","","","","","","","","","","","","","","","","","","","","","","","","","","","","","","","","","","","","","","","","","","","","","","","","","","","","","","","","","","","","","","","","","","","","","","","",null,"","","","","","","","","","","","","","","","","","","","","","","","","","","","","","","","","","","","","","","","","","","","","","","","","","","","","","","","","","","","","","","","","","","","","","","","","","","","","","","","","","","","","","","","","","",""]
["","","","","","","","","","","","","","","","","","","","","","","","","","","","","","","","","","","","","","","","","","","","","","","","","","","","","","","","","","","","","","","","","","","","","","","","","","","","","","","","","","","","","","","","","","","","","","","","","","","","",null,"","","","","","","","","","","","","","","","","","","","","","","","","","","","","","","","","","","","","","","","","","","","","","","","","","","","","","","","","","","","","","","","","","","","","","","","","","","","","","","","","","","","","","","","","","",""]
["","","","","","","","","","","","","","","","","","","","","","","","","","","","","","","","","","","","","","","","","","","","","","","","","","","","","","","","","","","","","","","","","","","","","","","","","","","","","","","","","","","","","","","","","","","","","","","","","","","","",null,"","","","","","","","","","","","","","","","","","","","","","","","","","","","","","","","","","","","","","","","","","","","","","","","","","","","","","","","","","","","","","","","","","","","","","","","","","","","","","","","","","","","","","","","","","",""]
["","","","","","","","","","","","","","","","","","","","","","","","","","","","","","","","","","","","","","","","","","","","","","","","","","","","","","","","","","","","","","","","","","","","","","","","","","","","","","","","","","","","","","","","","","","","","","","","","","","","",null,"","","","","","","","","","","","","","","","","","","","","","","","","","","","","","","","","","","","","","","","","","","","","","","","","","","","","","","","","","","","","","","","","","","","","","","","","","","","","","","","","","","","","","","","","","",""]
["","","","","","","","","","","","","","","","","","","","","","","","","","","","","","","","","","","","","","","","","","","","","","","","","","","","","","","","","","","","","","","","","","","","","","","","","","","","","","","","","","","","","","","","","","","","","","","","","","","","",null,"","","","","","","","","","","","","","","","","","","","","","","","","","","","","","","","","","","","","","","","","","","","","","","","","","","","","","","","","",{"$f":"IFERROR($F109*BO109,\"\")","v":""},"","","","","","","","","","","","","","","","","","","","","","","","","","","","","","","","",""]
["","","","","","","","","","","","","","","","","","","","","","","","","","","","","","","","","","","","","","","","","","","","","","","","","","","","","","","","","","","","","","","","","","","","","","","","","","","","","","","","","","","","","","","","","","","","","","","","","","","","",null,"","","","","","","","","","","","","","","","","","","","","","","","","","","","","","","","","","","","","","","","","","","","","","","","","","","","","","","","","","","","","","","","","","","","","","","","","","","","","","","","","","","","","","","","","","",""]
["","","","","","","","","","","","","","","","","","","","","","","","","","","","","","","","","","","","","","","","","","","","","","","","","","","","","","","","","","","","","","","","","","","","","","","","","","","","","","","","","","","","","","","","","","","","","","","","","","","","",null,"","","","","","","","","","","","","","","","","","","","","","","","","","","","","","","","","","","","","","","","","","","","","","","","","","","","","","","","","","","","","","","","","","","","","","","","","","","","","","","","","","","","","","","","","","",""]
["","","","","","","","","","","","","","","","","","","","","","","","","","","","","","","","","","","","","","","","","","","","","","","","","","","","","","","","","","","","","","","","","","","","","","","","","","","","","","","","","","","","","","","","","","","","","","","","","","","","",null,"","","","","","","","","","","","","","","","","","","","","","","","","","","","","","","","","","","","","","","","","","","","","","","","","","","","","","","","","","","","","","","","","","","","","","","","","","","","","","","","","","","","","","","","","","",""]
["","","","","","","","","","","","","","","","","","","","","","","","","","","","","","","","","","","","","","","","","","","","","","","","","","","","","","","","","","","","","","","","","","","","","","","","","","","","","","","","","","","","","","","","","","","","","","","","","","","","",null,"","","","","","","","","","","","","","","","","","","","","","","","","","","","","","","","","","","","","","","","","","","","","","","","","","","","","","","","","","","","","","","","","","","","","","","","","","","","","","",{"$f":"IFERROR($F113*CJ113,\"\")","v":""},"","","","","","","","","","","",""]
["","","","","","","","","","","","","","","","","","","","","","","","","","","","","","","","","","","","","","","","","","","","","","","","","","","","","","","","","","","","","","","","","","","","","","","","","","","","","","","","","","","","","","","","","","","","","","","","","","","","",null,"","","","","","","","","","","","","","","","","","","","","","","","","","","","","","","","","","","","","","","","","","","","","","","","","","","","","","","","","","","","","","","","","","","","","","","","","","","","","","","","","","","","","","","","","","",""]
["","","","","","","","","","","","","","","","","","","","","","","","","","","","","","","","","","","","","","","","","","","","","","","","","","","","","","","","","","","","","","","","","","","","","","","","","","","","","","","","","","","","","","","","","","","","","","","","","","","","",null,"","","","","","","","","","","","","","","","","","","","","","","","","","","","","","","","","",{"$f":"IFERROR($F115*AQ115,\"\")","v":""},"","","","","","","","","","","","","","","","","","","","","","","","","","","","","","","","","","","","","","","","","","","","","","","","","","","","","","",{"$f":"IFERROR($F115*CT115,\"\")","v":""},"",""]
["","","","","","","","","","","","","","","","","","","","","","","","","","","","","","","","","","","","","","","","","","","","","","","","","","","","","","","","","","","","","","","","","","","","","","","","","","","","","","","","","","","","","","","","","","","","","","","","","","","","",null,"","","","","","","","","","","","","","","","","","","","","","","","","","","","","","","","","","","","","","","","","","","","","","","","","","","","","","","","","","","","","","","","","","","","","","","","","","","","","","","","","","","","","","","","","","",""]
["","","","","","","","","","","","","","","","","","","","","","","","","","","","","","","","","","","","","","","","","","","","","","","","","","","","","","","","","","","","","","","","","","","","","","","","","","","","","","","","","","","","","","","","","","","","","","","","","","","","",null,"","","","","","","","","","","","","","","","","","","","","","","","","","","","","","","","","","","","","","","","","","","","","","","","","","","","","","","","","","","","","","","","","","","","","","","","","","","","","","","","","","","","","","","","","","",""]
["","","","","","","","","","","","","","","","","","","","","","","","","","","","","","","","","","","","","","","","","","","","","","","","","","","","","","","","","","","","","","","","","","","","","","","","","","","","","","","","","","","","","","","","","","","","","","","","","","","","",null,"","","","","","","","","","","","","","","","","","","","","","","","","","","","","","","","","","","","","","","","","","","","","","","","","","","","","","","","","","","","","","","","","","","","","","","","","","","","","","","","","","","","","","","","","","",""]
["","","","","","","","","","","","","","","","","","","","","","","","","","","","","","","","","","","","","","","","","","","","","","","","","","","","","","","","","","","","","","","","","","","","","","","","","","","","","","","","","","","","","","","","","","","","","","","","","","","","",null,"","","","","","","","","","","","","","","","","","","","","","","","","","","","","","","","","","","","","","","","","","","","","","","","","","","","","","","","","","","","","","","","","","","","","","","","","","","","","","","","","","","","","","","","","","",""]
["","","","","","","","","","","","","","","","","","","","","","","","","","","","","","","","","","","","","","","","","","","","","","","","","","","","","","","","","","","","","","","","","","","","","","","","","","","","","","","","","","","","","","","","","","","","","","","","","","","","",null,"","","","","","","","","","","","","","","","","","","","","","","","","","","","","","","","","","","","","","","","","","","","","","","","","","","","","",{"$f":"IFERROR($F120*BK120,\"\")","v":""},"","","","","","","","","","","","","","","","","","","","","","","","","","","","","","","","","","","","",""]
["","","","","","","","","","","","","","","","","","","","","","","","","","","","","","","","","","","","","","","","","","","","","","","","","","","","","","","","","","","","","","","","","","","","","","","","","","","","","","","","","","","","","","","","","","","","","","","","","","","","",null,"","","","","","","","","","","","","","","","","","","","","","","","","","","","","","","","","","","","","","","","","","","","","","","","","","","","","","","","","","","","","","","","","","","","","","","","","","","","","","","","","","","","","","","","","","",""]
["","","","","","","","","","","","","","","","","","","","","","","","","","","","","","","","","","","","","","","","","","","","","","","","","","","","","","","","","","","","","","","","","","","","","","","","","","","","","","","","","","","","","","","","","","","","","","","","","","","","",null,"","","","","","","","","","","",{"$f":"IFERROR($F122*U122,\"\")","v":""},"","","","","","","","","","","","","","","","","","","","","","","","","","","","","","","","","","","","","","","","","","","","","","","","","","","","","","","","","","","","","","","","","","","","","","","","","","","","","","",""]
["","","","","","","","","","","","","","","","","","","","","","","","","","","","","","","","","","","","","","","","","","","","","","","","","","","","","","","","","","","","","","","","","","","","","","","","","","","","","","","","","","","","","","","","","","","","","","","","","","","","",null,{"$f":"IFERROR($F123*J123,\"\")","v":""},"","","","","","","","","","","","","","","","","","","","","","","","","","","","","","","","","","","","","","","","","","","","","","","","","","","","","","","","","","","","","","","","","","","","","","","","","","","","","","","","","","","","","","","","","",""]
["","","","","","","","","","","","","","","","","","","","","","","","","","","","","","","","","","","","","","","","","","","","","","","","","","","","","","","","","","","","","","","","","","","","","","","","","","","","","","","","","","","","","","","","","","","","","","","","","","","","",null,"","","","","","","","","","","","","","","","","","","","","","","","","","","","","","","","","","","","","","","","","","","","","","","","","","","","","","","","","","","","","","","","","","","","","","","","","","","","",{"$f":"IFERROR($F124*CH124,\"\")","v":""},"","","","","","","","","","","","","",""]
["","","","","","","","","","","","","","","","","","","","","","","","","","","","","","","","","","","","","","","","","","","","","","","","","","","","","","","","","","","","","","","","","","","","","","","","","","","","","","","","","","","","","","","","","","","","","","","","","","","","",null,"","","","","","","","","","","","","","","","","","","","","","","","","","","","","","","","","","","","","","","","","","","","","","","","","","","","","","","","","","","","","","","","","","","","","","","","","","","","","","","","","","","","","","","","","","",""]
["","","","","","","","","","","","","","","","","","","","","","","","","","","","","","","","","","","","","","","","","","","","","","","","","","","","","","","","","","","","","","","","","","","","","","","","","","","","","","","","","","","","","","","","","","","","","","","","","","","","",null,"","","","","","","","","","","","","","","","","","","","","","","","","","","","",{"$f":"IFERROR($F126*AL126,\"\")","v":""},"","","","","","","","","","","","","","","","","","","","","","","","","","","","","","","","","","","","","","","","","","","","","","","","","","","","","","","","","","","","","",""]
["","","","","","","","","","","","","","","","","","","","","","","","","","","","","","","","","","","","","","","","","","","","","","","","","","","","","","","","","","","","","","","","","","","","","","","","","","","","","","","","","","","","","","","","","","","","","","","","","","","","",null,"","","","","","","","","","","","","","","","","","","","","","","","","","","","","","","","","","","","","","","","","","","","","","","","","","","","","","","","","","","","","","","","","","","","","","","","","","","","","","","","","","","","","","","","","","",""]
["","","","","","","","","","","","","","","","","","","","","","","","","","","","","","","","","","","","","","","","","","","","","","","","","","","","","","","","","","","","","","","","","","","","","","","","","","","","","","","","","","","","","","","","","","","","","","","","","","","","",null,"","","","","","","","","","","","","","","","","","","","","","","","","","","","","","","","","","","","","","","","","","","","","","","","","","","","","","","","","","","","","","","","","","","","","","","","","","","","","","","","","","","","","","","","","","",""]
["","","","","","","","","","","","","","","","","","","","","","","","","","","","","","","","","","","","","","","","","","","","","","","","","","","","","","","","","","","","","","","","","","","","","","","","","","","","","","","","","","","","","","","","","","","","","","","","","","","","",null,"","","","","","","","","","","","","","","","","","","","","","","","","","","","","","","","","","","","","","","","","","","","","","","","",{"$f":"IFERROR($F129*BF129,\"\")","v":""},"","","","","","","","","","","","","","","","","","","","","","","","","","","","","","","","","","","","","","","","","",""]
["","","","","","","","","","","","","","","","","","","","","","","","","","","","","","","","","","","","","","","","","","","","","","","","","","","","","","","","","","","","","","","","","","","","","","","","","","","","","","","","","","","","","","","","","","","","","","","","","","","","",null,"","","","","","","","","","","","","","","","","","","","","","","","","","","","","","","","","","","","","","","","","","","","","","","","","","","","","","","","","","","","","","","","","","","","","","","",{"$f":"IFERROR($F130*CC130,\"\")","v":""},"","","","","","","","","","","","","","","","","","",""]
["","","","","","","","","","","","","","","","","","","","","","","","","","","","","","","","","","","","","","","","","","","","","","","","","","","","","","","","","","","","","","","","","","","","","","","","","","","","","","","","","","","","","","","","","","","","","","","","","","","","",null,"","","","","","","","","","","","","","","","","","","","","","","","","","","","","","","","","","","","","","","","","","","","","","","","","","","","","","","","","","","","","","","","","","","","","","","","","","","","","","","","","","","","","","","","","","",""]
["","","","","","","","","","","","","","","","","","","","","","","","","","","","","","","","","","","","","","","","","","","","","","","","","","","","","","","","","","","","","","","","","","","","","","","","","","","","","","","","","","","","","","","","","","","","","","","","","","","","",null,"","","","","","","","","","","","","","","","","","","","","","","","","","","","","","","","","","","","","","","","","","","","","","","","","","","","","","","","","","","","","","","","","","","","","","","","","","","","","","","","","","","","","","","","","","",""]
["","","","","","","","","","","","","","","","","","","","","","","","","","","","","","","","","","","","","","","","","","","","","","","","","","","","","","","","","","","","","","","","","","","","","","","","","","","","","","","","","","","","","","","","","","","","","","","","","","","","",null,"","","","","","","","","","","","","","","","","","","","","","","","","","","","","","","","","","","","","","","","","","","","","","","","","","","","","","","","","","","","","","","","","","","","","","","","","","","","","","","","","","","","","","","","","","",""]
["","","","","","","","","","","","","","","","","","","","","","","","","","","","","","","","","","","","","","","","","","","","","","","","","","","","","","","","","","","","","","","","","","","","","","","","","","","","","","","","","","","","","","","","","","","","","","","","","","","","",null,"","","","","","","","","","","","","","","","","","","","","","","","","","","","","","","","","","","","","","","","","","","","","","","","","","","","","","","","","","","","","","","","","","","","","","","","","","","","","","","","","","","","","","","","","","",""]
["","","","","","","","","","","","","","","","","","","","","","","","","","","","","","","","","","","","","","","","","","","","","","","","","","","","","","","","","","","","","","","","","","","","","","","","","","","","","","","","","","","","","","","","","","","","","","","","","","","","",null,"","","","","","","","","","","","","","",{"$f":"IFERROR($F135*X135,\"\")","v":""},"","","","","","","","","","","","","","","","","","","","","","","","","","","","","","","","","","","","","","","","","","","","","","","","","","","","","","","","","","","","","","","","","","","","","","","","","","","",""]
["","","","","","","","","","","","","","","","","","","","","","","","","","","","","","","","","","","","","","","","","","","","","","","","","","","","","","","","","","","","","","","","","","","","","","","","","","","","","","","","","","","","","","","","","","","","","","","","","","","","",null,"","","","","","","","","","","","","","","","","","","","","","","","","","","","","","","","","","","","","","","","","","","","","","","","","","","","","","","","","","","","","","","","","","","","","","","","","","","","","","","","","","","","","","","","","","",""]
["","","","","","","","","","","","","","","","","","","","","","","","","","","","","","","","","","","","","","","","","","","","","","","","","","","","","","","","","","","","","","","","","","","","","","","","","","","","","","","","","","","","","","","","","","","","","","","","","","","","",null,"","","","","","","","","","","","","","","","","","","","","","","","","","","","","","","","","","","","","","","","","","","","","","","","","","","","","","","","","","","","","","","","","","","","","","","","","","","","","","","","","","","","","","","","","","",""]
["","","","","","","","","","","","","","","","","","","","","","","","","","","","","","","","","","","","","","","","","","","","","","","","","","","","","","","","","","","","","","","","","","","","","","","","","","","","","","","","","","","","","","","","","","","","","","","","","","","","",null,"","","","","","","","","","","","","","","","","","","","","","","","","","","","","","","","","","","","","","","","","","","","","","","","","","","","","","","","","","","","","","","","","","","","","","","","","","","","","","","","","","","","","","","","","","",""]
["","","","","","","","","","","","","","","","","","","","","","","","","","","","","","","","","","","","","","","","","","","","","","","","","","","","","","","","","","","","","","","","","","","","","","","","","","","","","","","","","","","","","","","","","","","","","","","","","","","","",null,"","","","","","","","","","","","","","","","","","","","","","","","","","","","","","","","","","","","","","","","","","","","","","","","","","","","","","","","","","","","","","","","","","","","","","","","","","","","","","","","","","","","","",{"$f":"IFERROR($F139*CQ139,\"\")","v":""},"","","","",""]
["","","","","","","","","","","","","","","","","","","","","","","","","","","","","","","","","","","","","","","","","","","","","","","","","","","","","","","","","","","","","","","","","","","","","","","","","","","","","","","","","","","","","","","","","","","","","","","","","","","","",null,"","","","","","","","","","","","","","","","","","","","","","","","","","","","","","","","","","","","","","","","","","","","","","","","","","","","","","","","","","","","","","","","","","","","","","","","","","","","","","","","","","","","","","","","","","",""]
["","","","","","","","","","","","","","","","","","","","","","","","","","","","","","","","","","","","","","","","","","","","","","","","","","","","","","","","","","","","","","","","","","","","","","","","","","","","","","","","","","","","","","","","","","","","","","","","","","","","",null,"","","","","","","","","","","","","","","","","","","","","","","","","","","","","","","","","","","","","","","","","","","","","","","","","","","","","","","","","","","","","","","","","","","","","","","","","","","","","","","","","","","","","","","","","","",""]
["","","","","","","","","","","","","","","","","","","","","","","","","","","","","","","","","","","","","","","","","","","","","","","","","","","","","","","","","","","","","","","","","","","","","","","","","","","","","","","","","","","","","","","","","","","","","","","","","","","","",null,"","","","","","","","","","","","","","","","","","","","","","","","","","","","","","","","","","","","","","","","","","","","","","","","","","","","","","","","","","","","","","","","","","","","","","","","","","","","","","","","","","","","","","","","","","",""]
["","","","","","","","","","","","","","","","","","","","","","","","","","","","","","","","","","","","","","","","","","","","","","","","","","","","","","","","","","","","","","","","","","","","","","","","","","","","","","","","","","","","","","","","","","","","","","","","","","","","",null,"","","","","","","","","","","","","","","","","","","","","","","","","","","","","","","","","","","","","","","","","","","","",{"$f":"IFERROR($F143*BB143,\"\")","v":""},"","","","","","","","","","","","","","","","","","","","","","","","","","","","","","","","","","","","","","","","","","","","","",""]
["","","","","","","","","","","","","","","","","","","","","","","","","","","","","","","","","","","","","","","","","","","","","","","","","","","","","","","","","","","","","","","","","","","","","","","","","","","","","","","","","","","","","","","","","","","","","","","","","","","","",null,"","","","","","","","","","","","","","","","","","","","","","","","","","","","","","","","","","","","","","","","","","","","","","","","","","","","","","","","","","","","","","","","","","","","","","","","","","","","","","","","","","","","","","","","","","",""]
["","","","","","","","","","","","","","","","","","","","","","","","","","","","","","","","","","","","","","","","","","","","","","","","","","","","","","","","","","","","","","","","","","","","","","","","","","","","","","","","","","","","","","","","","","","","","","","","","","","","",null,"","","","","","","","","","","","","","","","","","","","","","","","","","","","","","","","","","","","","","","","","","","","","","","","","","","","","","","","","","","","","","","","","","","","","","","","","","","","","","","","","","","","","","","","","","",""]
["","","","","","","","","","","","","","","","","","","","","","","","","","","","","","","","","","","","","","","","","","","","","","","","","","","","","","","","","","","","","","","","","","","","","","","","","","","","","","","","","","","","","","","","","","","","","","","","","","","","",null,"","",{"$f":"IFERROR($F146*L146,\"\")","v":""},"","","","","","","","","","","","","","","","","","","","","","","","","","","","","","","","","","","","","","","","","","","","","","","","","","","","","","","","","","","","","","","","","","","","","","","","","","","","","","","","","","","","","","","",""]
["","","","","","","","","","","","","","","","","","","","","","","","","","","","","","","","","","","","","","","","","","","","","","","","","","","","","","","","","","","","","","","","","","","","","","","","","","","","","","","","","","","","","","","","","","","","","","","","","","","","",null,{"$f":"IFERROR($F147*J147,\"\")","v":""},"","","","","","","","","","","","","","","","","","","","","","","","","","","","","","","","","","","","","","","","","","","","","","","","","","","","","","","","","","","","","","","","","","","","","","","","","","","","","","","","","","","","","","","","","",""]
["","","","","","","","","","","","","","","","","","","","","","","","","","","","","","","","","","","","","","","","","","","","","","","","","","","","","","","","","","","","","","","","","","","","","","","","","","","","","","","","","","","","","","","","","","","","","","","","","","","","",null,"","","","","","","","","","","","","","","","","","","","","","","","","","","","","","","","","","","","","","","","","","","","","","","","","","","","","","","","","","","","","","","","","","","","","","","","","","","","","","","","","","","","","","","","","","",""]
["","","","","","","","","","","","","","","","","","","","","","","","","","","","","","","","","","","","","","","","","","","","","","","","","","","","","","","","","","","","","","","","","","","","","","","","","","","","","","","","","","","","","","","","","","","","","","","","","","","","",null,"","","","","","","","","","","","","","","","","","","","","","","","","","","","","","","","","","","","","","","","","","","","","","","","","","","","","","","","","","","","","","","","","","","","","","","","","","","","","","","","","","","","","","","","","","",""]
["","","","","","","","","","","","","","","","","","","","","","","","","","","","","","","","","","","","","","","","","","","","","","","","","","","","","","","","","","","","","","","","","","","","","","","","","","","","","","","","","","","","","","","","","","","","","","","","","","","","",null,"","","","","","","","","","","","","","","","","","","","","","","","","","","","","","","","","","","","","","","","","","","","","","","","","","","","","","","","","","","","","","","","","","","","","","","","","","","","","","","","","","","","","","","","","","",""]
["","","","","","","","","","","","","","","","","","","","","","","","","","","","","","","","","","","","","","","","","","","","","","","","","","","","","","","","","","","","","","","","","","","","","","","","","","","","","","","","","","","","","","","","","","","","","","","","","","","","",null,"","","","","","","","","","","","","","","","","","","","","","","","","","","","","","","","","","","","","","","","","","","","","","","","","","","","","","","","","","","","",{"$f":"IFERROR($F151*BR151,\"\")","v":""},"","","","","","","","","","","","","","","","","","","","","","","","","","","","","",""]
["","","","","","","","","","","","","","","","","","","","","","","","","","","","","","","","","","","","","","","","","","","","","","","","","","","","","","","","","","","","","","","","","","","","","","","","","","","","","","","","","","","","","","","","","","","","","","","","","","","","",null,"","","","","","","","","","","","","","","","","","","","","","","","","","","","","","","","","","","","","","","","","","","","","","","","","","","","","","","","","","","","","","","","","","","","","","","","","","","","","","","","","","","","","","","","","","",""]
["","","","","","","","","","","","","","","","","","","","","","","","","","","","","","","","","","","","","","","","","","","","","","","","","","","","","","","","","","","","","","","","","","","","","","","","","","","","","","","","","","","","","","","","","","","","","","","","","","","","",null,"","","","","","","","","","","","","","","","","",{"$f":"IFERROR($F153*AA153,\"\")","v":""},"","","","","","","","","","","","","","","","","","","","",{"$f":"IFERROR($F153*AV153,\"\")","v":""},"","","","","","","","","","","","","","","","","","","","","","","","","","","","","","","","","","","","","","","","","","","","","","","","","","","",""]
["","","","","","","","","","","","","","","","","","","","","","","","","","","","","","","","","","","","","","","","","","","","","","","","","","","","","","","","","","","","","","","","","","","","","","","","","","","","","","","","","","","","","","","","","","","","","","","","","","","","",null,"","","","","","","","","","","","","","","","","","","","","","","","","","","","","","","","","",{"$f":"IFERROR($F154*AQ154,\"\")","v":""},"","","","","","","","","","","","","","","","","","","","","","","","","","","","","","","","","","","","","","","","","","","","","","","","","","","","","","","","",""]
["","","","","","","","","","","","","","","","","","","","","","","","","","","","","","","","","","","","","","","","","","","","","","","","","","","","","","","","","","","","","","","","","","","","","","","","","","","","","","","","","","","","","","","","","","","","","","","","","","","","",null,"","","","","","","","","","","","","","","","","","","","","","","","","","","","","","","","","","","","","","","","","","","","","","","","","","","","","","","","","","","","","","","","","","","","","","","","","","","","","","","","","","","","","","","","","","",""]
["","","","","","","","","","","","","","","","","","","","","","","","","","","","","","","","","","","","","","","","","","","","","","","","","","","","","","","","","","","","","","","","","","","","","","","","","","","","","","","","","","","","","","","","","","","","","","","","","","","","",null,"","","","","","","","","","","","","","","","","","","","","","","","","","","","","","","","","","","","","","","","","","","","","","","","","","","","","","","","","","","","","","","","","","","","","","","","","","","","","","","","","","","","","","","","","","",""]
["","","","","","","","","","","","","","","","","","","","","","","","","","","","","","","","","","","","","","","","","","","","","","","","","","","","","","","","","","","","","","","","","","","","","","","","","","","","","","","","","","","","","","","","","","","","","","","","","","","","",null,"","","","","","","","","","","","","","","","","","","","","","","","","","","","","","","","","","","","","","","","","","","","","","","","","","","","","","","","","","","","","","","","","","","","","","","","","","","","","","","","","","","","","","","","","","",""]
["","","","","","","","","","","","","","","","","","","","","","","","","","","","","","","","","","","","","","","","","","","","","","","","","","","","","","","","","","","","","","","","","","","","","","","","","","","","","","","","","","","","","","","","","","","","","","","","","","","","",null,"","","","","","","","","","","","","","","","","","","","","","","","","","","","","","","","","","","","","","","","","","","","","","","","","","","","","","","","","","","","","","","","","","","","","","","","","","","","","","","","","","","","","","","","","","",""]
["","","","","","","","","","","","","","","","","","","","","","","","","","","","","","","","","","","","","","","","","","","","","","","","","","","","","","","","","","","","","","","","","","","","","","","","","","","","","","","","","","","","","","","","","","","","","","","","","","","","",null,"","","","","","","","","","","","","","","","","","","","","","","","","","","","","","","","","","","","","","","","","","","","","","","","","","","","","","","","","","","","","","","","","","","","","","","","","","","","","","","","","","","","","","","","","","",""]
["","","","","","","","","","","","","","","","","","","","","","","","","","","","","","","","","","","","","","","","","","","","","","","","","","","","","","","","","","","","","","","","","","","","","","","","","","","","","","","","","","","","","","","","","","","","","","","","","","","","",null,"","","","","","","","","","","","","","","","","","","","","","","","","","","","","","","","","","","","","","","","","","","","","","","","","","","","","","","","","","","","","","","","","","","","","","","","","","","","","","","","","","","","","","","","","","",""]
["","","","","","","","","","","","","","","","","","","","","","","","","","","","","","","","","","","","","","","","","","","","","","","","","","","","","","","","","","","","","","","","","","","","","","","","","","","","","","","","","","","","","","","","","","","","","","","","","","","","",null,"","","","","","","","","","","","","","","","","","","","","","","","","","","","","","","","","","","","","","","","","","","","","","","","","","","","","","","","","","","","","","","","","","","","","","","","","","","","","","","","","","","","","","","","","","",""]
["","","","","","","","","","","","","","","","","","","","","","","","","","","","","","","","","","","","","","","","","","","","","","","","","","","","","","","","","","","","","","","","","","","","","","","","","","","","","","","","","","","","","","","","","","","","","","","","","","","","",null,"","","","","","","","","","","","","","","","","","","","","","","","","","","","","","","","","","","","","","","","","","","","","","","","","","","","","","","","","","","","","","","","","","","","","","","","","","","","","","","","","","","","","","","","","","",""]
["","","","","","","","","","","","","","","","","","","","","","","","","","","","","","","","","","","","","","","","","","","","","","","","","","","","","","","","","","","","","","","","","","","","","","","","","","","","","","","","","","","","","","","","","","","","","","","","","","","","",null,"","","","","","","","","","","","","","","","","","","","","","","","","","","","","","","","","","","","","","","","","","","","","","","","","","","","","","","","","","","","","","","","","","","","","","","","","","","","","","","","","","","","","","","","","","",""]
["","","","","","","","","","","","","","","","","","","","","","","","","","","","","","","","","","","","","","","","","","","","","","","","","","","","","","","","","","","","","","","","","","","","","","","","","","","","","","","","","","","","","","","","","","","","","","","","","","","","",null,"","","","","","","","","","","","","","","","","","","","","","","","","","","","","","","","","","","","","","","","","","","","","","","","","","","","","","","","","","","","","","","","","","","","","","","","","","","","","","","","","","","",{"$f":"IFERROR($F164*CO164,\"\")","v":""},"","","","","","",""]
["","","","","","","","","","","","","","","","","","","","","","","","","","","","","","","","","","","","","","","","","","","","","","","","","","","","","","","","","","","","","","","","","","","","","","","","","","","","","","","","","","","","","","","","","","","","","","","","","","","","",null,"","","","","","","","","","","","","","","","","","","","","","","","","","","","","","","","","","","","","","","","","","","","","","","","","","","","","","","","","","","","","","","","","","","","","","","","","","","","","","","","","","","","","","","","","","",""]
["","","","","","","","","","","","","","","","","","","","","","","","","","","","","","","","","","","","","","","","","","","","","","","","","","","","","","","","","","","","","","","","","","","","","","","","","","","","","","","","","","","","","","","","","","","","","","","","","","","","",null,"","","","","","","","","","","","","","","","","","","","","","","","","","","","","","","","","","","","","","","","","","","","","","","","","","","","","","","","","","","","","","","","","","","","","","","","","","","","","","","","","","","","","","","","","","",""]
["","","","","","","","","","","","","","","","","","","","","","","","","","","","","","","","","","","","","","","","","","","","","","","","","","","","","","","","","","","","","","","","","","","","","","","","","","","","","","","","","","","","","","","","","","","","","","","","","","","","",null,"","","","","","","","","","","","","","","","","","","","","","","","","","","","","","","","","","","","","","","","","","","","","","","","","","","","","","","","","","","","","","","","","","","","","","","","","","","","","","","","","","","","","","","","","","",""]
["","","","","","","","","","","","","","","","","","","","","","","","","","","","","","","","","","","","","","","","","","","","","","","","","","","","","","","","","","","","","","","","","","","","","","","","","","","","","","","","","","","","","","","","","","","","","","","","","","","","",null,"","","","","","","","","","","","","","","","","","","","","","","","","","","","","","","","","","","","","","","","","","","","","","","","","","","","","","","","","","","","","","","","","","","","","","","","","","","","","","","","","","","","","","","","","","",""]
["","","","","","","","","","","","","","","","","","","","","","","","","","","","","","","","","","","","","","","","","","","","","","","","","","","","","","","","","","","","","","","","","","","","","","","","","","","","","","","","","","","","","","","","","","","","","","","","","","","","",null,"","","","","","","","","","","","","","","","","","","","","",{"$f":"IFERROR($F169*AE169,\"\")","v":""},"","","","","","","","","","","","","","","","","","","","","","","","","","","","","","","","","","","","","","","","","","","","","","","","","","","","","","","","","","","","","","","","","","","","",""]
["","","","","","","","","","","","","","","","","","","","","","","","","","","","","","","","","","","","","","","","","","","","","","","","","","","","","","","","","","","","","","","","","","","","","","","","","","","","","","","","","","","","","","","","","","","","","","","","","","","","",null,"","","","","","","","","","","","","","","","","","","","","","","","","","","","","","","","","","","","","","","","","","","","","","","","","","","","","","",{"$f":"IFERROR($F170*BL170,\"\")","v":""},"","","","","","","","","","","","","","","","","","","","","","","","","","","","","","","","","","","",""]
["","","","","","","","","","","","","","","","","","","","","","","","","","","","","","","","","","","","","","","","","","","","","","","","","","","","","","","","","","","","","","","","","","","","","","","","","","","","","","","","","","","","","","","","","","","","","","","","","","","","",null,"","","","","","","","","","","","","","","","","","","","","","","","","","","","","","","","","","","","","","","","","","","","","","","","","","","","","","","","","","","","","","","","","","","","","","","","","","","","","","","",{"$f":"IFERROR($F171*CK171,\"\")","v":""},"","","","","","","","","","",""]
["","","","","","","","","","","","","","","","","","","","","","","","","","","","","","","","","","","","","","","","","","","","","","","","","","","","","","","","","","","","","","","","","","","","","","","","","","","","","","","","","","","","","","","","","","","","","","","","","","","","",null,"","","","","","","","","","","","","","","","","","","","","","","","","","","","","","","","","","","","","","","","","","","","","","","","","","","","","","","","","","","","","","","","","","","","","","","","","","","","",{"$f":"IFERROR($F172*CH172,\"\")","v":""},"","","","","","","","","","","","","",""]
["","","","","","","","","","","","","","","","","","","","","","","","","","","","","","","","","","","","","","","","","","","","","","","","","","","","","","","","","","","","","","","","","","","","","","","","","","","","","","","","","","","","","","","","","","","","","","","","","","","","",null,"","","","","","","","","","","","","","","","","","","","","","","","","","","","","","","","","","","","","","","","","","","","","","","","","","","","","","","","","","","","","","","","","","","","","","","","","","","","","","","","","","","","","","","","","","",""]
["","","","","","","","","","","","","","","","","","","","","","","","","","","","","","","","","","","","","","","","","","","","","","","","","","","","","","","","","","","","","","","","","","","","","","","","","","","","","","","","","","","","","","","","","","","","","","","","","","","","",null,"","","","","",{"$f":"IFERROR($F174*O174,\"\")","v":""},"","","","","","","","","","","","","","","","","","","","","","","","","","","","","","","","","","","","","","","","","","","","","","","","","","","","","","","","","","","","","","","","","","","","","","","","","","","","","","","","","","","","",""]
["","","","","","","","","","","","","","","","","","","","","","","","","","","","","","","","","","","","","","","","","","","","","","","","","","","","","","","","","","","","","","","","","","","","","","","","","","","","","","","","","","","","","","","","","","","","","","","","","","","","",null,"","","","","","","","","","","","","","","","","","","","","","","","","","","","","","","","","","","","","","","","","","","","","","","","","","","","","","","","","","","","","","","","","","","","","","","","","","","","","","","","","","","","","","","","","","",""]
["","","","","","","","","","","","","","","","","","","","","","","","","","","","","","","","","","","","","","","","","","","","","","","","","","","","","","","","","","","","","","","","","","","","","","","","","","","","","","","","","","","","","","","","","","","","","","","","","","","","",null,"","","","","","","","","","","","","","","","","","","","","","","","","","","","","","","","","","","","","","","","","","","","","","","","","","","","","","","","","","","","","","","","","","","","","","","","","","","","","","","","","","","","","","","","","","",""]
["","","","","","","","","","","","","","","","","","","","","","","","","","","","","","","","","","","","","","","","","","","","","","","","","","","","","","","","","","","","","","","","","","","","","","","","","","","","","","","","","","","","","","","","","","","","","","","","","","","","",null,"","","","","","","","","","","","","","","","","","","","","","","","","","","","","","","","","","","","","","","","","","","","","","","","","","","","","","","","","","","","","","","","","","","","","","",{"$f":"IFERROR($F177*CB177,\"\")","v":""},"","","","","","","","","","","","","","","","","","","",""]
["","","","","","","","","","","","","","","","","","","","","","","","","","","","","","","","","","","","","","","","","","","","","","","","","","","","","","","","","","","","","","","","","","","","","","","","","","","","","","","","","","","","","","","","","","","","","","","","","","","","",null,"","","","","","","","","","","","","","","","","","","","","","","","","","","","","","","","","","","","","","","","","","","","","","","","","","","",{"$f":"IFERROR($F178*BI178,\"\")","v":""},"","","","","","","","","","","","","","","","","","","","","","","","","","","","","","","","","","","","","","",""]
["","","","","","","","","","","","","","","","","","","","","","","","","","","","","","","","","","","","","","","","","","","","","","","","","","","","","","","","","","","","","","","","","","","","","","","","","","","","","","","","","","","","","","","","","","","","","","","","","","","","",null,"","","","","","","","","","","","",{"$f":"IFERROR($F179*V179,\"\")","v":""},"","","","","","","","","","","","","","","","","","","","","","","","","","","","","","","","","","","","","","","","","","","","","","","","","","","","","","","","","","","","","","","","","","","","","","","","","","","","","",""]
["","","","","","","","","","","","","","","","","","","","","","","","","","","","","","","","","","","","","","","","","","","","","","","","","","","","","","","","","","","","","","","","","","","","","","","","","","","","","","","","","","","","","","","","","","","","","","","","","","","","",null,"","","","","","","","","","","","","","","","","","","","","","","","","","","","","","","","","","","","","","","","","","","","","","","","","","","","","","","","","","","","","","","","","","","","","","","","","","","","","","","","","","","","","","","","","","",""]
["","","","","","","","","","","","","","","","","","","","","","","","","","","","","","","","","","","","","","","","","","","","","","","","","","","","","","","","","","","","","","","","","","","","","","","","","","","","","","","","","","","","","","","","","","","","","","","","","","","","",null,"","","","","","","","","","","","","","","","","","","","","","","","","","","","","","","","","","","","","","","","","","","","","","","","","","","","","","","","","","","","","","","","","","","","","","","","","","","","","","","","","","","","","","","","","","",""]
["","","","","","","","","","","","","","","","","","","","","","","","","","","","","","","","","","","","","","","","","","","","","","","","","","","","","","","","","","","","","","","","","","","","","","","","","","","","","","","","","","","","","","","","","","","","","","","","","","","","",null,"","","","","","","","","","","","","","","","","","","","","","","","","","","","","","","","","","","","","","","","","","","","","","","","","","","","","","","","","","","","","","","","","","","","","","","","","","","","","","","","","","","","","","","","","","",""]
["","","","","","","","","","","","","","","","","","","","","","","","","","","","","","","","","","","","","","","","","","","","","","","","","","","","","","","","","","","","","","","","","","","","","","","","","","","","","","","","","","","","","","","","","","","","","","","","","","","","",null,"","","","","","","","","","","","","","","","","","","","","","","","","","","","","","","","","","","","","","","","","","","","","","","","","","","","","","","","","","","","","","","","","","","","","","","","","","","","","","","","","","","","","","","","","","",""]
["","","","","","","","","","","","","","","","","","","","","","","","","","","","","","","","","","","","","","","","","","","","","","","","","","","","","","","","","","","","","","","","","","","","","","","","","","","","","","","","","","","","","","","","","","","","","","","","","","","","",null,"","","","","","","","","","","","","","","","","","","","","","","","","","","","","","","","","","","","","","","","","","","","","","","","","","","","","","","","","","","","","","","","","","","","","","","","","","","","","","","","","","","","","","","","","","",""]
["","","","","","","","","","","","","","","","","","","","","","","","","","","","","","","","","","","","","","","","","","","","","","","","","","","","","","","","","","","","","","","","","","","","","","","","","","","","","","","","","","","","","","","","","","","","","","","","","","","","",null,"","","","","","","","","","","","","","","","","","","","","","","","","","","","","","","","","","","","","","","","","","","","","","","","","","","","","","","","","","","","","","","","","","","","","","","","","","","","","","","","","","","","","","","","","","",""]
["","","","","","","","","","","","","","","","","","","","","","","","","","","","","","","","","","","","","","","","","","","","","","","","","","","","","","","","","","","","","","","","","","","","","","","","","","","","","","","","","","","","","","","","","","","","","","","","","","","","",null,"","","","","","","","","","","","","","","","","","","","","","","","","","","","","","","","","","","","","","","","","","","","","","","","","","","","","","","","","","","","","","","","","","","","","","","","","","","","","","","","","","","","","","","","","","",""]
["","","","","","","","","","","","","","","","","","","","","","","","","","","","","","","","","","","","","","","","","","","","","","","","","","","","","","","","","","","","","","","","","","","","","","","","","","","","","","","","","","","","","","","","","","","","","","","","","","","","",null,"","","","","","","","","","","","","","","","","","","","","","","","","","","","","","","","","","","","","","","","","","","","","","","","","","","","","","","","","","","","","","","","","","","","","","","","","","","","","","","","","","","","","","","","","","",""]
["","","","","","","","","","","","","","","","","","","","","","","","","","","","","","","","","","","","","","","","","","","","","","","","","","","","","","","","","","","","","","","","","","","","","","","","","","","","","","","","","","","","","","","","","","","","","","","","","","","","",null,"","","","","","","","","","","","","","","","","","","","","","","","","","","","","","","","","","","","","","","","","","","","","","","","","","","","","","","","","","","","","","","","","","","","","","","","","","","","","","","","","","","","","","","","","","",""]
["","","","","","","","","","","","","","","","","","","","","","","","","","","","","","","","","","","","","","","","","","","","","","","","","","","","","","","","","","","","","","","","","","","","","","","","","","","","","","","","","","","","","","","","","","","","","","","","","","","","",null,"","","","","","","","","","","","","","","","","","","","","","","","","","","","","","","","","","","","","","","","","","","","","","","","","","","","","","","","","","","","","","","","","","","","","","","","","","","","","","","","","","","","","","","","","","",""]
["","","","","","","","","","","","","","","","","","","","","","","","","","","","","","","","","","","","","","","","","","","","","","","","","","","","","","","","","","","","","","","","","","","","","","","","","","","","","","","","","","","","","","","","","","","","","","","","","","","","",null,"","","","","","","","","","","","","","","","","","","","","","","","",{"$f":"IFERROR($F190*AH190,\"\")","v":""},"","","","","","","","","","","","","","","","","","","","","","","","","","","","","","","","","","",{"$f":"IFERROR($F190*BQ190,\"\")","v":""},"","","","","","","","","","","","","","","","","","","","","","","","","","","","","","",""]

{"sheet":"Lives scenario - output","index":5,"n_rows":175,"n_cols":43,"rows_kept":175,"cut":false,"hidden":false,"merged":[]}
[null,null,null,"Replacement expenditure forecast ($,000)",null,null,null,null,null,null,null,null,null,null,null,null,null,null,null,null,null,null,null,"Replacement quantity forecast (#)"]
[null,null,null,1,2,3,4,5,6,7,8,9,10,11,12,13,14,15,16,17,18,19,20,1,2,3,4,5,6,7,8,9,10,11,12,13,14,15,16,17,18,19,20]
[]
[]
["ID","Asset group",null,2019,2020,2021,2022,2023,2024,2025,2026,2027,2028,2029,2030,2031,2032,2033,2034,2035,2036,2037,2038,2019,2020,2021,2022,2023,2024,2025,2026,2027,2028,2029,2030,2031,2032,2033,2034,2035,2036,2037,2038]
[{"$f":"IFERROR(IF('Historical scenario - output'!A6=\"\",\"\",'Historical scenario - output'!A6),\"\")","v":1},{"$f":"IFERROR(IF('Historical scenario - output'!B6=\"\",\"\",'Historical scenario - output'!B6),\"\")","v":"OVERHEAD CONDUCTORS"},null,{"$f":"IFERROR(IF($A6=\"\",\"\",SUMIFS(D$21:D$175,$A$21:$A$175,$A6)),\"\")","v":12282.144159794101},{"$f":"IFERROR(IF($A6=\"\",\"\",SUMIFS(E$21:E$175,$A$21:$A$175,$A6)),\"\")","v":14113.958004893973},16082.938797112112,18179.094415732987,20390.381630401811,22703.240972250995,25103.196527881835,27575.473140506176,30105.581239145227,32679.822321846143,35285.675865192286,37912.04038599971,40549.316269064897,43189.334129607108,45825.148042479617,48450.726130547453,51060.580233795241,{"$f":"IFERROR(IF($A6=\"\",\"\",SUMIFS(U$21:U$175,$A$21:$A$175,$A6)),\"\")","v":53649.380638073264},56211.600714551932,58741.230076575324,{"$f":"IFERROR(IF($A6=\"\",\"\",SUMIFS(X$21:X$175,$A$21:$A$175,$A6)),\"\")","v":335.74209399518912},{"$f":"IFERROR(IF($A6=\"\",\"\",SUMIFS(Y$21:Y$175,$A$21:$A$175,$A6)),\"\")","v":389.83917034208076},448.79769357663173,512.43878551999842,580.50895251963902,652.69259598508893,728.62758409716105,807.92255848141838,890.17444354544818,974.98458363352881,1061.9720696628958,1150.7831246968838,1241.0958650669443,1332.6202869261474,1425.09387926253,1518.2737593779718,1611.92659655852,{"$f":"IFERROR(IF($A6=\"\",\"\",SUMIFS(AO$21:AO$175,$A$21:$A$175,$A6)),\"\")","v":1705.8177807035679},1799.7012762167296,1893.3113788400785]
[{"$f":"IFERROR(IF('Historical scenario - output'!A7=\"\",\"\",'Historical scenario - output'!A7),\"\")","v":2},{"$f":"IFERROR(IF('Historical scenario - output'!B7=\"\",\"\",'Historical scenario - output'!B7),\"\")","v":"POLES"},null,{"$f":"IFERROR(IF($A7=\"\",\"\",SUMIFS(D$21:D$175,$A$21:$A$175,$A7)),\"\")","v":37870.51266924911},42082.754969793488,46583.010143822823,51403.514723596847,56582.375809048797,62159.773591649704,68172.557304020447,74647.653663644931,81594.962311984666,89000.601555120433,96821.452706311538,104981.9071295888,113373.53831190328,121858.11485631774,130273.97493032027,138445.35366178578,146193.85780202286,153350.97905878717,159770.37440885845,165338.63826020047,5595.7799298129685,6111.5891917247336,6636.2560581849802,7169.0924017121633,7710.3621972633518,8261.1162548374359,8822.8893708407159,9397.2949623161549,9985.5703461153353,10588.135867805438,11204.231229125546,11831.682418979339,12466.834103697311,13104.658200586115,13739.023856707125,14363.091885129825,14969.782008534283,15552.25641653481,16104.367987918733,16621.033345422766]
[{"$f":"IFERROR(IF('Historical scenario - output'!A8=\"\",\"\",'Historical scenario - output'!A8),\"\")","v":3},{"$f":"IFERROR(IF('Historical scenario - output'!B8=\"\",\"\",'Historical scenario - output'!B8),\"\")","v":"SERVICE LINES"},null,5953.6314385286787,5865.4110191333011,5791.3193035817658,5735.5838476564277,5700.9844690849586,5688.8518850134806,5699.1476023506902,5730.6127106915437,5780.9697699457156,5847.1598811366848,5925.5963723739624,6012.4172964338995,6103.7209744180018,6195.7718754202406,6285.1678546893263,6368.9637929733854,6444.750591080654,6510.6919170477449,6565.5237979701014,6608.5239236395228,7011.5316830904067,6931.9923245528917,6865.5590507506449,6817.6836400080492,6792.1449770604668,6790.9954687554437,6814.6170654031366,6861.8732148830895,6930.3371935504156,7016.5734587108482,7116.4471275030155,7225.4373546345023,7338.9329966057021,7452.4930839276631,7562.0597315777304,7664.1166060415335,7755.7913542690358,7834.9049838802439,7899.9746951744955,7950.1789019422049]
[{"$f":"IFERROR(IF('Historical scenario - output'!A9=\"\",\"\",'Historical scenario - output'!A9),\"\")","v":4},{"$f":"IFERROR(IF('Historical scenario - output'!B9=\"\",\"\",'Historical scenario - output'!B9),\"\")","v":"SWITCHGEAR"},null,18214.368025142187,17509.098055266044,16987.725261196847,16624.368518609484,16395.649683689557,16281.371662336931,16264.644375147778,16331.602183555471,16470.867354086702,16672.906112877419,16929.403191043304,17232.753175625821,17575.736881751211,17951.421346435302,18353.294621556855,18775.622042091461,19213.989201982939,19665.978413477311,20131.910005715676,20615.567828013696,1835.5258138951931,1703.6069703017015,1598.0456534347099,1514.9385842433819,1450.7586402863178,1402.4176269765162,1367.2669263115404,1343.0589428676215,1327.8904398464495,1320.1447087113763,1318.4442701521411,1321.6204855083199,1328.7018127440583,1338.9189188081864,1351.7226303633288,1366.8096988752591,1384.1513242320657,1404.01996076659,1427.0107207867891,1454.0543339444189]
[{"$f":"IFERROR(IF('Historical scenario - output'!A10=\"\",\"\",'Historical scenario - output'!A10),\"\")","v":5},{"$f":"IFERROR(IF('Historical scenario - output'!B10=\"\",\"\",'Historical scenario - output'!B10),\"\")","v":"TRANSFORMERS"},null,23451.894791694256,23556.361754119702,24053.875331168158,24817.420307934884,25772.150166556788,26872.799751118957,28092.747585123831,29417.48383100727,30840.059848564233,32357.645740360786,33968.859730404867,35671.772812175746,37462.605611720057,39335.17897233375,41281.147922426993,43290.965350328588,45355.409376244017,47467.406303369833,49623.823450346135,51826.914220295439,704.32516480793663,739.16281950082839,778.63523167821972,820.77152518324147,864.46065167186475,909.08115386314785,954.33913072165706,1000.1675247242599,1046.6431099568433,1093.9102109995108,1142.110885078876,1191.325452994392,1241.5285561780793,1292.5655920364266,1344.1523315473171,1395.8973824505913,1447.3435320785609,1498.0208533220616,1547.5026259989213,1595.4551268727216]
[{"$f":"IFERROR(IF('Historical scenario - output'!A11=\"\",\"\",'Historical scenario - output'!A11),\"\")","v":6},{"$f":"IFERROR(IF('Historical scenario - output'!B11=\"\",\"\",'Historical scenario - output'!B11),\"\")","v":"UNDERGROUND CABLES"},null,1247.8375564433863,1354.0936440333428,1472.6969789680752,1607.0055770541742,1761.2127542812702,1940.4057144528185,2150.5757544301055,2398.5630500549673,2691.9210017769879,3038.6898381858964,3447.0767978345116,3925.0505651216745,4479.870104045227,5117.5815152676741,5842.5295090989875,6656.9407235188091,7560.6425454782393,8550.9816630283658,9623.0001465491514,10769.913030783548,1.0506913991665148,1.1469737207122925,1.2593919527781556,1.3904837061454738,1.5432643079999697,1.7212966836832915,1.928735608483616,2.1703357597288506,2.4514150440134146,2.7777686006010964,3.1555349517706275,3.591024108344806,4.090527964407495,4.6601456823706515,5.305670310487919,6.0325965637348267,6.8463221295782972,7.7526242345730427,8.7584973290888346,9.8734340208285509]
[{"$f":"IFERROR(IF('Historical scenario - output'!A12=\"\",\"\",'Historical scenario - output'!A12),\"\")","v":""},{"$f":"IFERROR(IF('Historical scenario - output'!B12=\"\",\"\",'Historical scenario - output'!B12),\"\")","v":""},null,"","","","","","","","","","","","","","","","","","","","","","","","","","","","","","","","","","","","","","","",""]
[{"$f":"IFERROR(IF('Historical scenario - output'!A13=\"\",\"\",'Historical scenario - output'!A13),\"\")","v":""},{"$f":"IFERROR(IF('Historical scenario - output'!B13=\"\",\"\",'Historical scenario - output'!B13),\"\")","v":""},null,"","","","","","","","","","","","","","","","","","","","","","","","","","","","","","","","","","","","","","","",""]
[{"$f":"IFERROR(IF('Historical scenario - output'!A14=\"\",\"\",'Historical scenario - output'!A14),\"\")","v":""},{"$f":"IFERROR(IF('Historical scenario - output'!B14=\"\",\"\",'Historical scenario - output'!B14),\"\")","v":""},null,"","","","","","","","","","","","","","","","","","","","","","","","","","","","","","","","","","","","","","","",""]
[{"$f":"IFERROR(IF('Historical scenario - output'!A15=\"\",\"\",'Historical scenario - output'!A15),\"\")","v":""},{"$f":"IFERROR(IF('Historical scenario - output'!B15=\"\",\"\",'Historical scenario - output'!B15),\"\")","v":""},null,"","","","","","","","","","","","","","","","","","","","","","","","","","","","","","","","","","","","","","","",""]
[{"$f":"IFERROR(IF('Historical scenario - output'!A16=\"\",\"\",'Historical scenario - output'!A16),\"\")","v":""},{"$f":"IFERROR(IF('Historical scenario - output'!B16=\"\",\"\",'Historical scenario - output'!B16),\"\")","v":""},null,"","","","","","","","","","","","","","","","","","","","","","","","","","","","","","","","","","","","","","","",""]
[{"$f":"IFERROR(IF('Historical scenario - output'!A17=\"\",\"\",'Historical scenario - output'!A17),\"\")","v":""},{"$f":"IFERROR(IF('Historical scenario - output'!B17=\"\",\"\",'Historical scenario - output'!B17),\"\")","v":""},null,"","","","","","","","","","","","","","","","","","","","","","","","","","","","","","","","","","","","","","","",""]
[null,null,"Total",{"$f":"IFERROR(SUM(D$6:D$17),\"\")","v":99020.388640851714},{"$f":"IFERROR(SUM(E$6:E$17),\"\")","v":104481.67744723985},110971.56581584978,118366.98739058481,126602.75451306318,135646.44357682287,145482.86914895469,156101.38857946036,167484.36152550354,179596.82544952736,192378.06466316045,205735.94136494564,219544.78815290271,233647.40269538181,247861.26288057203,261988.57170124547,275829.22975060396,289195.41799378366,301926.23252399144,313900.78733950801]
[]
["ID","Asset group","Asset category"]
[{"$f":"IFERROR('Lives scenario - input'!A6,\"\")","v":1},{"$f":"IFERROR('Lives scenario - input'!B6,\"\")","v":"OVERHEAD CONDUCTORS"},{"$f":"IFERROR('Lives scenario - input'!C6,\"\")","v":"˂ = 1 kv"},{"$f":"IFERROR(repcalc('Lives scenario - input'!$CX6:$GJ6,'Lives scenario - input'!$I6,'Lives scenario - input'!$G6,'Lives scenario - input'!$H6,20,TRUE,TRUE),\"\")","v":6286.2955959248011},7031.8835110724131,7794.200356030964,8563.8340343723467,9331.4493468484507,10088.228083098551,10826.270661068455,11538.927576554001,12221.035085124464,12869.03832244807,13480.995486407503,14056.46756911876,14596.308218033546,15102.376530104095,15577.201117538698,16023.62616945767,16444.46941860743,16842.218242253453,17218.784234839059,17575.329348027866,{"$f":"IFERROR(IF(OR(D21=\"\",'Lives scenario - input'!$F6=\"\"),\"\",D21/'Lives scenario - input'!$F6),\"\")","v":100.91856645565703},{"$f":"IFERROR(IF(OR(E21=\"\",'Lives scenario - input'!$F6=\"\"),\"\",E21/'Lives scenario - input'!$F6),\"\")","v":112.88804234414961},{"$f":"IFERROR(IF(OR(F21=\"\",'Lives scenario - input'!$F6=\"\"),\"\",F21/'Lives scenario - input'!$F6),\"\")","v":125.12608015263078},{"$f":"IFERROR(IF(OR(G21=\"\",'Lives scenario - input'!$F6=\"\"),\"\",G21/'Lives scenario - input'!$F6),\"\")","v":137.48158051512689},{"$f":"IFERROR(IF(OR(H21=\"\",'Lives scenario - input'!$F6=\"\"),\"\",H21/'Lives scenario - input'!$F6),\"\")","v":149.80467855313813},{"$f":"IFERROR(IF(OR(I21=\"\",'Lives scenario - input'!$F6=\"\"),\"\",I21/'Lives scenario - input'!$F6),\"\")","v":161.95380899428284},{"$f":"IFERROR(IF(OR(J21=\"\",'Lives scenario - input'!$F6=\"\"),\"\",J21/'Lives scenario - input'!$F6),\"\")","v":173.80215398783429},{"$f":"IFERROR(IF(OR(K21=\"\",'Lives scenario - input'!$F6=\"\"),\"\",K21/'Lives scenario - input'!$F6),\"\")","v":185.24296411011602},{"$f":"IFERROR(IF(OR(L21=\"\",'Lives scenario - input'!$F6=\"\"),\"\",L21/'Lives scenario - input'!$F6),\"\")","v":196.19334194125014},{"$f":"IFERROR(IF(OR(M21=\"\",'Lives scenario - input'!$F6=\"\"),\"\",M21/'Lives scenario - input'!$F6),\"\")","v":206.59621860707492},{"$f":"IFERROR(IF(OR(N21=\"\",'Lives scenario - input'!$F6=\"\"),\"\",N21/'Lives scenario - input'!$F6),\"\")","v":216.42042091774752},{"$f":"IFERROR(IF(OR(O21=\"\",'Lives scenario - input'!$F6=\"\"),\"\",O21/'Lives scenario - input'!$F6),\"\")","v":225.6589011540444},{"$f":"IFERROR(IF(OR(P21=\"\",'Lives scenario - input'!$F6=\"\"),\"\",P21/'Lives scenario - input'!$F6),\"\")","v":234.32536355175432},{"$f":"IFERROR(IF(OR(Q21=\"\",'Lives scenario - input'!$F6=\"\"),\"\",Q21/'Lives scenario - input'!$F6),\"\")","v":242.44965357335337},{"$f":"IFERROR(IF(OR(R21=\"\",'Lives scenario - input'!$F6=\"\"),\"\",R21/'Lives scenario - input'!$F6),\"\")","v":250.07236490637803},{"$f":"IFERROR(IF(OR(S21=\"\",'Lives scenario - input'!$F6=\"\"),\"\",S21/'Lives scenario - input'!$F6),\"\")","v":257.2391574286325},{"$f":"IFERROR(IF(OR(T21=\"\",'Lives scenario - input'!$F6=\"\"),\"\",T21/'Lives scenario - input'!$F6),\"\")","v":263.99526629412509},{"$f":"IFERROR(IF(OR(U21=\"\",'Lives scenario - input'!$F6=\"\"),\"\",U21/'Lives scenario - input'!$F6),\"\")","v":270.38062321526672},{"$f":"IFERROR(IF(OR(V21=\"\",'Lives scenario - input'!$F6=\"\"),\"\",V21/'Lives scenario - input'!$F6),\"\")","v":276.42591643570114},{"$f":"IFERROR(IF(OR(W21=\"\",'Lives scenario - input'!$F6=\"\"),\"\",W21/'Lives scenario - input'!$F6),\"\")","v":282.14979962743496}]
[{"$f":"IFERROR('Lives scenario - input'!A7,\"\")","v":1},{"$f":"IFERROR('Lives scenario - input'!B7,\"\")","v":"OVERHEAD CONDUCTORS"},{"$f":"IFERROR('Lives scenario - input'!C7,\"\")","v":"˃ 11 kv & < = 22 kv ; multiple-phase"},{"$f":"IFERROR(repcalc('Lives scenario - input'!$CX7:$GJ7,'Lives scenario - input'!$I7,'Lives scenario - input'!$G7,'Lives scenario - input'!$H7,20,TRUE,TRUE),\"\")","v":511.8943482285128},598.54875805035624,693.65953669753799,797.00362425730555,908.20986190038559,1026.7694163088302,1152.0501452975241,1283.3130215385318,1419.7286236787504,1560.391907403467,1704.3339755829841,1850.530317758476,1997.9058790908298,2145.338207628934,2291.6606625603431,2435.6681019023285,2576.127498589854,2711.7955088336289,2841.4441559654997,2963.8945895702732,{"$f":"IFERROR(IF(OR(D22=\"\",'Lives scenario - input'!$F7=\"\"),\"\",D22/'Lives scenario - input'!$F7),\"\")","v":32.030987229398214},{"$f":"IFERROR(IF(OR(E22=\"\",'Lives scenario - input'!$F7=\"\"),\"\",E22/'Lives scenario - input'!$F7),\"\")","v":37.453251225826342},{"$f":"IFERROR(IF(OR(F22=\"\",'Lives scenario - input'!$F7=\"\"),\"\",F22/'Lives scenario - input'!$F7),\"\")","v":43.404659259083289},{"$f":"IFERROR(IF(OR(G22=\"\",'Lives scenario - input'!$F7=\"\"),\"\",G22/'Lives scenario - input'!$F7),\"\")","v":49.871253704433613},{"$f":"IFERROR(IF(OR(H22=\"\",'Lives scenario - input'!$F7=\"\"),\"\",H22/'Lives scenario - input'!$F7),\"\")","v":56.82980987935899},{"$f":"IFERROR(IF(OR(I22=\"\",'Lives scenario - input'!$F7=\"\"),\"\",I22/'Lives scenario - input'!$F7),\"\")","v":64.248488335806357},{"$f":"IFERROR(IF(OR(J22=\"\",'Lives scenario - input'!$F7=\"\"),\"\",J22/'Lives scenario - input'!$F7),\"\")","v":72.087733766457575},{"$f":"IFERROR(IF(OR(K22=\"\",'Lives scenario - input'!$F7=\"\"),\"\",K22/'Lives scenario - input'!$F7),\"\")","v":80.301302693561439},{"$f":"IFERROR(IF(OR(L22=\"\",'Lives scenario - input'!$F7=\"\"),\"\",L22/'Lives scenario - input'!$F7),\"\")","v":88.83729537479617},{"$f":"IFERROR(IF(OR(M22=\"\",'Lives scenario - input'!$F7=\"\"),\"\",M22/'Lives scenario - input'!$F7),\"\")","v":97.639080079440532},{"$f":"IFERROR(IF(OR(N22=\"\",'Lives scenario - input'!$F7=\"\"),\"\",N22/'Lives scenario - input'!$F7),\"\")","v":106.64602958686716},{"$f":"IFERROR(IF(OR(O22=\"\",'Lives scenario - input'!$F7=\"\"),\"\",O22/'Lives scenario - input'!$F7),\"\")","v":115.7940367594673},{"$f":"IFERROR(IF(OR(P22=\"\",'Lives scenario - input'!$F7=\"\"),\"\",P22/'Lives scenario - input'!$F7),\"\")","v":125.01583172418671},{"$f":"IFERROR(IF(OR(Q22=\"\",'Lives scenario - input'!$F7=\"\"),\"\",Q22/'Lives scenario - input'!$F7),\"\")","v":134.24117880791022},{"$f":"IFERROR(IF(OR(R22=\"\",'Lives scenario - input'!$F7=\"\"),\"\",R22/'Lives scenario - input'!$F7),\"\")","v":143.39707728872315},{"$f":"IFERROR(IF(OR(S22=\"\",'Lives scenario - input'!$F7=\"\"),\"\",S22/'Lives scenario - input'!$F7),\"\")","v":152.40811729427196},{"$f":"IFERROR(IF(OR(T22=\"\",'Lives scenario - input'!$F7=\"\"),\"\",T22/'Lives scenario - input'!$F7),\"\")","v":161.19714408684499},{"$f":"IFERROR(IF(OR(U22=\"\",'Lives scenario - input'!$F7=\"\"),\"\",U22/'Lives scenario - input'!$F7),\"\")","v":169.68635737586598},{"$f":"IFERROR(IF(OR(V22=\"\",'Lives scenario - input'!$F7=\"\"),\"\",V22/'Lives scenario - input'!$F7),\"\")","v":177.79891844429935},{"$f":"IFERROR(IF(OR(W22=\"\",'Lives scenario - input'!$F7=\"\"),\"\",W22/'Lives scenario - input'!$F7),\"\")","v":185.46106257345835}]
[{"$f":"IFERROR('Lives scenario - input'!A8,\"\")","v":1},{"$f":"IFERROR('Lives scenario - input'!B8,\"\")","v":"OVERHEAD CONDUCTORS"},{"$f":"IFERROR('Lives scenario - input'!C8,\"\")","v":"˃ 11 kv & < = 22 kv ; single-phase"},{"$f":"IFERROR(repcalc('Lives scenario - input'!$CX8:$GJ8,'Lives scenario - input'!$I8,'Lives scenario - input'!$G8,'Lives scenario - input'!$H8,20,TRUE,TRUE),\"\")","v":83.714950592821509},98.123335445761768,114.05202334899272,131.51489148338055,150.51399799292523,171.04264235297529,193.08867670061716,216.63755590818172,241.67458508474297,268.18586418400378,296.15754412947916,325.57319074162626,356.40928461969935,388.62914061782305,422.1757769725599,456.96446670832734,492.87583077595434,529.75035948483765,567.38516435713632,605.53356967843035,{"$f":"IFERROR(IF(OR(D23=\"\",'Lives scenario - input'!$F8=\"\"),\"\",D23/'Lives scenario - input'!$F8),\"\")","v":5.2383319382759481},{"$f":"IFERROR(IF(OR(E23=\"\",'Lives scenario - input'!$F8=\"\"),\"\",E23/'Lives scenario - input'!$F8),\"\")","v":6.1399140573556474},{"$f":"IFERROR(IF(OR(F23=\"\",'Lives scenario - input'!$F8=\"\"),\"\",F23/'Lives scenario - input'!$F8),\"\")","v":7.1366267590588883},{"$f":"IFERROR(IF(OR(G23=\"\",'Lives scenario - input'!$F8=\"\"),\"\",G23/'Lives scenario - input'!$F8),\"\")","v":8.229338386247127},{"$f":"IFERROR(IF(OR(H23=\"\",'Lives scenario - input'!$F8=\"\"),\"\",H23/'Lives scenario - input'!$F8),\"\")","v":9.4181777240581734},{"$f":"IFERROR(IF(OR(I23=\"\",'Lives scenario - input'!$F8=\"\"),\"\",I23/'Lives scenario - input'!$F8),\"\")","v":10.702725497654779},{"$f":"IFERROR(IF(OR(J23=\"\",'Lives scenario - input'!$F8=\"\"),\"\",J23/'Lives scenario - input'!$F8),\"\")","v":12.082221573538309},{"$f":"IFERROR(IF(OR(K23=\"\",'Lives scenario - input'!$F8=\"\"),\"\",K23/'Lives scenario - input'!$F8),\"\")","v":13.555755813122101},{"$f":"IFERROR(IF(OR(L23=\"\",'Lives scenario - input'!$F8=\"\"),\"\",L23/'Lives scenario - input'!$F8),\"\")","v":15.122408706618208},{"$f":"IFERROR(IF(OR(M23=\"\",'Lives scenario - input'!$F8=\"\"),\"\",M23/'Lives scenario - input'!$F8),\"\")","v":16.781310480396641},{"$f":"IFERROR(IF(OR(N23=\"\",'Lives scenario - input'!$F8=\"\"),\"\",N23/'Lives scenario - input'!$F8),\"\")","v":18.531594550183584},{"$f":"IFERROR(IF(OR(O23=\"\",'Lives scenario - input'!$F8=\"\"),\"\",O23/'Lives scenario - input'!$F8),\"\")","v":20.372232572929569},{"$f":"IFERROR(IF(OR(P23=\"\",'Lives scenario - input'!$F8=\"\"),\"\",P23/'Lives scenario - input'!$F8),\"\")","v":22.301752858963599},{"$f":"IFERROR(IF(OR(Q23=\"\",'Lives scenario - input'!$F8=\"\"),\"\",Q23/'Lives scenario - input'!$F8),\"\")","v":24.31785989273035},{"$f":"IFERROR(IF(OR(R23=\"\",'Lives scenario - input'!$F8=\"\"),\"\",R23/'Lives scenario - input'!$F8),\"\")","v":26.416988129614428},{"$f":"IFERROR(IF(OR(S23=\"\",'Lives scenario - input'!$F8=\"\"),\"\",S23/'Lives scenario - input'!$F8),\"\")","v":28.593835911798624},{"$f":"IFERROR(IF(OR(T23=\"\",'Lives scenario - input'!$F8=\"\"),\"\",T23/'Lives scenario - input'!$F8),\"\")","v":30.840933282225031},{"$f":"IFERROR(IF(OR(U23=\"\",'Lives scenario - input'!$F8=\"\"),\"\",U23/'Lives scenario - input'!$F8),\"\")","v":33.148299171791479},{"$f":"IFERROR(IF(OR(V23=\"\",'Lives scenario - input'!$F8=\"\"),\"\",V23/'Lives scenario - input'!$F8),\"\")","v":35.503238151714264},{"$f":"IFERROR(IF(OR(W23=\"\",'Lives scenario - input'!$F8=\"\"),\"\",W23/'Lives scenario - input'!$F8),\"\")","v":37.89031487545023}]
[{"$f":"IFERROR('Lives scenario - input'!A9,\"\")","v":1},{"$f":"IFERROR('Lives scenario - input'!B9,\"\")","v":"OVERHEAD CONDUCTORS"},{"$f":"IFERROR('Lives scenario - input'!C9,\"\")","v":"˃ 11 kv & < = 22 kv ; swer"},{"$f":"IFERROR(repcalc('Lives scenario - input'!$CX9:$GJ9,'Lives scenario - input'!$I9,'Lives scenario - input'!$G9,'Lives scenario - input'!$H9,20,TRUE,TRUE),\"\")","v":1093.3214631048891},1294.2760792233496,1519.3579654259963,1769.4925270079038,2045.538537466819,2348.3507533249899,2678.8507578099229,3038.0972511192663,3427.345570360847,3848.085909465085,4302.0507248588392,4791.1841946801278,5317.5701880134948,5883.3196371059803,6490.4229632367696,7140.5776546112775,7835.0045837187399,8574.2686157892549,9358.1191121631491,10185.363941802154,{"$f":"IFERROR(IF(OR(D24=\"\",'Lives scenario - input'!$F9=\"\"),\"\",D24/'Lives scenario - input'!$F9),\"\")","v":71.374284716646741},{"$f":"IFERROR(IF(OR(E24=\"\",'Lives scenario - input'!$F9=\"\"),\"\",E24/'Lives scenario - input'!$F9),\"\")","v":84.493017376692791},{"$f":"IFERROR(IF(OR(F24=\"\",'Lives scenario - input'!$F9=\"\"),\"\",F24/'Lives scenario - input'!$F9),\"\")","v":99.186828092495389},{"$f":"IFERROR(IF(OR(G24=\"\",'Lives scenario - input'!$F9=\"\"),\"\",G24/'Lives scenario - input'!$F9),\"\")","v":115.51612923428401},{"$f":"IFERROR(IF(OR(H24=\"\",'Lives scenario - input'!$F9=\"\"),\"\",H24/'Lives scenario - input'!$F9),\"\")","v":133.53698331084837},{"$f":"IFERROR(IF(OR(I24=\"\",'Lives scenario - input'!$F9=\"\"),\"\",I24/'Lives scenario - input'!$F9),\"\")","v":153.30519059451561},{"$f":"IFERROR(IF(OR(J24=\"\",'Lives scenario - input'!$F9=\"\"),\"\",J24/'Lives scenario - input'!$F9),\"\")","v":174.88091394304516},{"$f":"IFERROR(IF(OR(K24=\"\",'Lives scenario - input'!$F9=\"\"),\"\",K24/'Lives scenario - input'!$F9),\"\")","v":198.33326749339167},{"$f":"IFERROR(IF(OR(L24=\"\",'Lives scenario - input'!$F9=\"\"),\"\",L24/'Lives scenario - input'!$F9),\"\")","v":223.74420224640261},{"$f":"IFERROR(IF(OR(M24=\"\",'Lives scenario - input'!$F9=\"\"),\"\",M24/'Lives scenario - input'!$F9),\"\")","v":251.21100114169093},{"$f":"IFERROR(IF(OR(N24=\"\",'Lives scenario - input'!$F9=\"\"),\"\",N24/'Lives scenario - input'!$F9),\"\")","v":280.84676251532943},{"$f":"IFERROR(IF(OR(O24=\"\",'Lives scenario - input'!$F9=\"\"),\"\",O24/'Lives scenario - input'!$F9),\"\")","v":312.77840633426786},{"$f":"IFERROR(IF(OR(P24=\"\",'Lives scenario - input'!$F9=\"\"),\"\",P24/'Lives scenario - input'!$F9),\"\")","v":347.14197187914942},{"$f":"IFERROR(IF(OR(Q24=\"\",'Lives scenario - input'!$F9=\"\"),\"\",Q24/'Lives scenario - input'!$F9),\"\")","v":384.07526516979726},{"$f":"IFERROR(IF(OR(R24=\"\",'Lives scenario - input'!$F9=\"\"),\"\",R24/'Lives scenario - input'!$F9),\"\")","v":423.70822502098895},{"$f":"IFERROR(IF(OR(S24=\"\",'Lives scenario - input'!$F9=\"\"),\"\",S24/'Lives scenario - input'!$F9),\"\")","v":466.15166697103126},{"$f":"IFERROR(IF(OR(T24=\"\",'Lives scenario - input'!$F9=\"\"),\"\",T24/'Lives scenario - input'!$F9),\"\")","v":511.48529209924089},{"$f":"IFERROR(IF(OR(U24=\"\",'Lives scenario - input'!$F9=\"\"),\"\",U24/'Lives scenario - input'!$F9),\"\")","v":559.74597597526497},{"$f":"IFERROR(IF(OR(V24=\"\",'Lives scenario - input'!$F9=\"\"),\"\",V24/'Lives scenario - input'!$F9),\"\")","v":610.91735638939656},{"$f":"IFERROR(IF(OR(W24=\"\",'Lives scenario - input'!$F9=\"\"),\"\",W24/'Lives scenario - input'!$F9),\"\")","v":664.9216085636391}]
[{"$f":"IFERROR('Lives scenario - input'!A10,\"\")","v":1},{"$f":"IFERROR('Lives scenario - input'!B10,\"\")","v":"OVERHEAD CONDUCTORS"},{"$f":"IFERROR('Lives scenario - input'!C10,\"\")","v":"> 1 kv & < = 11 kv"},{"$f":"IFERROR(repcalc('Lives scenario - input'!$CX10:$GJ10,'Lives scenario - input'!$I10,'Lives scenario - input'!$G10,'Lives scenario - input'!$H10,20,TRUE,TRUE),\"\")","v":3941.2768549976895},4630.0408577926282,5385.5403807472794,6203.8294690606945,7079.0012940754959,8003.2648674233569,8967.1186476676212,9959.6142986238774,10968.696886467636,11981.601984202294,12985.286123029631,13966.865205925966,14914.03601107045,15815.458590752403,16661.081770447501,17442.399428327662,18152.631048788542,18786.825481220119,19341.891321050422,19816.56050930357,{"$f":"IFERROR(IF(OR(D25=\"\",'Lives scenario - input'!$F10=\"\"),\"\",D25/'Lives scenario - input'!$F10),\"\")","v":118.26640798657813},{"$f":"IFERROR(IF(OR(E25=\"\",'Lives scenario - input'!$F10=\"\"),\"\",E25/'Lives scenario - input'!$F10),\"\")","v":138.9342391382323},{"$f":"IFERROR(IF(OR(F25=\"\",'Lives scenario - input'!$F10=\"\"),\"\",F25/'Lives scenario - input'!$F10),\"\")","v":161.60461173642227},{"$f":"IFERROR(IF(OR(G25=\"\",'Lives scenario - input'!$F10=\"\"),\"\",G25/'Lives scenario - input'!$F10),\"\")","v":186.15911900142791},{"$f":"IFERROR(IF(OR(H25=\"\",'Lives scenario - input'!$F10=\"\"),\"\",H25/'Lives scenario - input'!$F10),\"\")","v":212.42051395629193},{"$f":"IFERROR(IF(OR(I25=\"\",'Lives scenario - input'!$F10=\"\"),\"\",I25/'Lives scenario - input'!$F10),\"\")","v":240.1550113981761},{"$f":"IFERROR(IF(OR(J25=\"\",'Lives scenario - input'!$F10=\"\"),\"\",J25/'Lives scenario - input'!$F10),\"\")","v":269.07749733550077},{"$f":"IFERROR(IF(OR(K25=\"\",'Lives scenario - input'!$F10=\"\"),\"\",K25/'Lives scenario - input'!$F10),\"\")","v":298.85944361822789},{"$f":"IFERROR(IF(OR(L25=\"\",'Lives scenario - input'!$F10=\"\"),\"\",L25/'Lives scenario - input'!$F10),\"\")","v":329.13911627678618},{"$f":"IFERROR(IF(OR(M25=\"\",'Lives scenario - input'!$F10=\"\"),\"\",M25/'Lives scenario - input'!$F10),\"\")","v":359.53349148756848},{"$f":"IFERROR(IF(OR(N25=\"\",'Lives scenario - input'!$F10=\"\"),\"\",N25/'Lives scenario - input'!$F10),\"\")","v":389.65117218327816},{"$f":"IFERROR(IF(OR(O25=\"\",'Lives scenario - input'!$F10=\"\"),\"\",O25/'Lives scenario - input'!$F10),\"\")","v":419.1055435862171},{"$f":"IFERROR(IF(OR(P25=\"\",'Lives scenario - input'!$F10=\"\"),\"\",P25/'Lives scenario - input'!$F10),\"\")","v":447.5274213165647},{"$f":"IFERROR(IF(OR(Q25=\"\",'Lives scenario - input'!$F10=\"\"),\"\",Q25/'Lives scenario - input'!$F10),\"\")","v":474.57652608620214},{"$f":"IFERROR(IF(OR(R25=\"\",'Lives scenario - input'!$F10=\"\"),\"\",R25/'Lives scenario - input'!$F10),\"\")","v":499.95125099189175},{"$f":"IFERROR(IF(OR(S25=\"\",'Lives scenario - input'!$F10=\"\"),\"\",S25/'Lives scenario - input'!$F10),\"\")","v":523.39635172791372},{"$f":"IFERROR(IF(OR(T25=\"\",'Lives scenario - input'!$F10=\"\"),\"\",T25/'Lives scenario - input'!$F10),\"\")","v":544.70836447928491},{"$f":"IFERROR(IF(OR(U25=\"\",'Lives scenario - input'!$F10=\"\"),\"\",U25/'Lives scenario - input'!$F10),\"\")","v":563.7387194247035},{"$f":"IFERROR(IF(OR(V25=\"\",'Lives scenario - input'!$F10=\"\"),\"\",V25/'Lives scenario - input'!$F10),\"\")","v":580.39465238448588},{"$f":"IFERROR(IF(OR(W25=\"\",'Lives scenario - input'!$F10=\"\"),\"\",W25/'Lives scenario - input'!$F10),\"\")","v":594.63811254776272}]
[{"$f":"IFERROR('Lives scenario - input'!A11,\"\")","v":1},{"$f":"IFERROR('Lives scenario - input'!B11,\"\")","v":"OVERHEAD CONDUCTORS"},{"$f":"IFERROR('Lives scenario - input'!C11,\"\")","v":"> 22 kv & < = 66 kv"},{"$f":"IFERROR(repcalc('Lives scenario - input'!$CX11:$GJ11,'Lives scenario - input'!$I11,'Lives scenario - input'!$G11,'Lives scenario - input'!$H11,20,TRUE,TRUE),\"\")","v":176.17465265605287},220.94116672617304,274.31553120028309,337.22094242410594,410.51006048441349,494.9236560194509,591.04891362988587,699.27999538339509,819.78362251865008,952.47234294389079,1096.9877921194825,1252.6956315077744,1418.6930024529399,1593.8283383841583,1776.7323368924874,1965.8579250035689,2159.5262777413695,2355.9754791170781,2553.4083218215042,2750.0360576519997,{"$f":"IFERROR(IF(OR(D26=\"\",'Lives scenario - input'!$F11=\"\"),\"\",D26/'Lives scenario - input'!$F11),\"\")","v":7.439321197503828},{"$f":"IFERROR(IF(OR(E26=\"\",'Lives scenario - input'!$F11=\"\"),\"\",E26/'Lives scenario - input'!$F11),\"\")","v":9.3296752980473379},{"$f":"IFERROR(IF(OR(F26=\"\",'Lives scenario - input'!$F11=\"\"),\"\",F26/'Lives scenario - input'!$F11),\"\")","v":11.583512811272032},{"$f":"IFERROR(IF(OR(G26=\"\",'Lives scenario - input'!$F11=\"\"),\"\",G26/'Lives scenario - input'!$F11),\"\")","v":14.239817518559912},{"$f":"IFERROR(IF(OR(H26=\"\",'Lives scenario - input'!$F11=\"\"),\"\",H26/'Lives scenario - input'!$F11),\"\")","v":17.334594669032551},{"$f":"IFERROR(IF(OR(I26=\"\",'Lives scenario - input'!$F11=\"\"),\"\",I26/'Lives scenario - input'!$F11),\"\")","v":20.899124759790432},{"$f":"IFERROR(IF(OR(J26=\"\",'Lives scenario - input'!$F11=\"\"),\"\",J26/'Lives scenario - input'!$F11),\"\")","v":24.958202815434074},{"$f":"IFERROR(IF(OR(K26=\"\",'Lives scenario - input'!$F11=\"\"),\"\",K26/'Lives scenario - input'!$F11),\"\")","v":29.528473104484011},{"$f":"IFERROR(IF(OR(L26=\"\",'Lives scenario - input'!$F11=\"\"),\"\",L26/'Lives scenario - input'!$F11),\"\")","v":34.616975759139876},{"$f":"IFERROR(IF(OR(M26=\"\",'Lives scenario - input'!$F11=\"\"),\"\",M26/'Lives scenario - input'!$F11),\"\")","v":40.220017942831888},{"$f":"IFERROR(IF(OR(N26=\"\",'Lives scenario - input'!$F11=\"\"),\"\",N26/'Lives scenario - input'!$F11),\"\")","v":46.322467008065388},{"$f":"IFERROR(IF(OR(O26=\"\",'Lives scenario - input'!$F11=\"\"),\"\",O26/'Lives scenario - input'!$F11),\"\")","v":52.897536762511379},{"$f":"IFERROR(IF(OR(P26=\"\",'Lives scenario - input'!$F11=\"\"),\"\",P26/'Lives scenario - input'!$F11),\"\")","v":59.907102223742605},{"$f":"IFERROR(IF(OR(Q26=\"\",'Lives scenario - input'!$F11=\"\"),\"\",Q26/'Lives scenario - input'!$F11),\"\")","v":67.30253622847826},{"$f":"IFERROR(IF(OR(R26=\"\",'Lives scenario - input'!$F11=\"\"),\"\",R26/'Lives scenario - input'!$F11),\"\")","v":75.026017289443885},{"$f":"IFERROR(IF(OR(S26=\"\",'Lives scenario - input'!$F11=\"\"),\"\",S26/'Lives scenario - input'!$F11),\"\")","v":83.012217207612451},{"$f":"IFERROR(IF(OR(T26=\"\",'Lives scenario - input'!$F11=\"\"),\"\",T26/'Lives scenario - input'!$F11),\"\")","v":91.190244296564799},{"$f":"IFERROR(IF(OR(U26=\"\",'Lives scenario - input'!$F11=\"\"),\"\",U26/'Lives scenario - input'!$F11),\"\")","v":99.485698188449021},{"$f":"IFERROR(IF(OR(V26=\"\",'Lives scenario - input'!$F11=\"\"),\"\",V26/'Lives scenario - input'!$F11),\"\")","v":107.82268827000156},{"$f":"IFERROR(IF(OR(W26=\"\",'Lives scenario - input'!$F11=\"\"),\"\",W26/'Lives scenario - input'!$F11),\"\")","v":116.12568113036939}]
[{"$f":"IFERROR('Lives scenario - input'!A12,\"\")","v":1},{"$f":"IFERROR('Lives scenario - input'!B12,\"\")","v":"OVERHEAD CONDUCTORS"},{"$f":"IFERROR('Lives scenario - input'!C12,\"\")","v":"> 66 kv & < = 132 kv"},{"$f":"IFERROR(repcalc('Lives scenario - input'!$CX12:$GJ12,'Lives scenario - input'!$I12,'Lives scenario - input'!$G12,'Lives scenario - input'!$H12,20,TRUE,TRUE),\"\")","v":189.46629428933343},240.1442965832895,301.81300366105836,376.19892712724925,465.15853163332167,570.66155372284027,694.76872570781097,839.60344137891843,1007.3168659101331,1200.0459911993303,1419.8642190643695,1668.7242762669766,1948.3936857839333,2260.3836850137154,2605.8734148312665,2985.6323845366219,3399.9455755733597,3848.5469513748926,4330.5684043551655,4844.5120605410248,{"$f":"IFERROR(IF(OR(D27=\"\",'Lives scenario - input'!$F12=\"\"),\"\",D27/'Lives scenario - input'!$F12),\"\")","v":0.47419447112925528},{"$f":"IFERROR(IF(OR(E27=\"\",'Lives scenario - input'!$F12=\"\"),\"\",E27/'Lives scenario - input'!$F12),\"\")","v":0.60103090177676488},{"$f":"IFERROR(IF(OR(F27=\"\",'Lives scenario - input'!$F12=\"\"),\"\",F27/'Lives scenario - input'!$F12),\"\")","v":0.75537476566904505},{"$f":"IFERROR(IF(OR(G27=\"\",'Lives scenario - input'!$F12=\"\"),\"\",G27/'Lives scenario - input'!$F12),\"\")","v":0.94154715991899929},{"$f":"IFERROR(IF(OR(H27=\"\",'Lives scenario - input'!$F12=\"\"),\"\",H27/'Lives scenario - input'!$F12),\"\")","v":1.1641944269110134},{"$f":"IFERROR(IF(OR(I27=\"\",'Lives scenario - input'!$F12=\"\"),\"\",I27/'Lives scenario - input'!$F12),\"\")","v":1.4282464048627135},{"$f":"IFERROR(IF(OR(J27=\"\",'Lives scenario - input'!$F12=\"\"),\"\",J27/'Lives scenario - input'!$F12),\"\")","v":1.7388606753507911},{"$f":"IFERROR(IF(OR(K27=\"\",'Lives scenario - input'!$F12=\"\"),\"\",K27/'Lives scenario - input'!$F12),\"\")","v":2.1013516485153168},{"$f":"IFERROR(IF(OR(L27=\"\",'Lives scenario - input'!$F12=\"\"),\"\",L27/'Lives scenario - input'!$F12),\"\")","v":2.5211032404549756},{"$f":"IFERROR(IF(OR(M27=\"\",'Lives scenario - input'!$F12=\"\"),\"\",M27/'Lives scenario - input'!$F12),\"\")","v":3.0034638945254657},{"$f":"IFERROR(IF(OR(N27=\"\",'Lives scenario - input'!$F12=\"\"),\"\",N27/'Lives scenario - input'!$F12),\"\")","v":3.553622901424355},{"$f":"IFERROR(IF(OR(O27=\"\",'Lives scenario - input'!$F12=\"\"),\"\",O27/'Lives scenario - input'!$F12),\"\")","v":4.1764675274462091},{"$f":"IFERROR(IF(OR(P27=\"\",'Lives scenario - input'!$F12=\"\"),\"\",P27/'Lives scenario - input'!$F12),\"\")","v":4.876421512583029},{"$f":"IFERROR(IF(OR(Q27=\"\",'Lives scenario - input'!$F12=\"\"),\"\",Q27/'Lives scenario - input'!$F12),\"\")","v":5.6572671676759532},{"$f":"IFERROR(IF(OR(R27=\"\",'Lives scenario - input'!$F12=\"\"),\"\",R27/'Lives scenario - input'!$F12),\"\")","v":6.5219556354898618},{"$f":"IFERROR(IF(OR(S27=\"\",'Lives scenario - input'!$F12=\"\"),\"\",S27/'Lives scenario - input'!$F12),\"\")","v":7.4724128367112197},{"$f":"IFERROR(IF(OR(T27=\"\",'Lives scenario - input'!$F12=\"\"),\"\",T27/'Lives scenario - input'!$F12),\"\")","v":8.5093520202343793},{"$f":"IFERROR(IF(OR(U27=\"\",'Lives scenario - input'!$F12=\"\"),\"\",U27/'Lives scenario - input'!$F12),\"\")","v":9.6321073522261127},{"$f":"IFERROR(IF(OR(V27=\"\",'Lives scenario - input'!$F12=\"\"),\"\",V27/'Lives scenario - input'!$F12),\"\")","v":10.838506141130932},{"$f":"IFERROR(IF(OR(W27=\"\",'Lives scenario - input'!$F12=\"\"),\"\",W27/'Lives scenario - input'!$F12),\"\")","v":12.124799521963734}]
[{"$f":"IFERROR('Lives scenario - input'!A13,\"\")","v":2},{"$f":"IFERROR('Lives scenario - input'!B13,\"\")","v":"POLES"},{"$f":"IFERROR('Lives scenario - input'!C13,\"\")","v":"˂ = 1 kv ; concrete"},{"$f":"IFERROR(repcalc('Lives scenario - input'!$CX13:$GJ13,'Lives scenario - input'!$I13,'Lives scenario - input'!$G13,'Lives scenario - input'!$H13,20,TRUE,TRUE),\"\")","v":44.725582371449541},55.484535793088355,68.04637495709234,82.550838748778105,99.137075476839527,117.95501823153185,139.18282157123576,163.05038566060352,189.86820924067305,220.05990208347211,254.19573874302012,293.02375999260403,337.49425036542641,388.77306178369554,448.23931858797573,517.46359933410463,598.163770395509,692.13721581490995,801.17017890747752,926.92715989883914,{"$f":"IFERROR(IF(OR(D28=\"\",'Lives scenario - input'!$F13=\"\"),\"\",D28/'Lives scenario - input'!$F13),\"\")","v":0.91561907342884263},{"$f":"IFERROR(IF(OR(E28=\"\",'Lives scenario - input'!$F13=\"\"),\"\",E28/'Lives scenario - input'!$F13),\"\")","v":1.1358756344540475},{"$f":"IFERROR(IF(OR(F28=\"\",'Lives scenario - input'!$F13=\"\"),\"\",F28/'Lives scenario - input'!$F13),\"\")","v":1.39304074949679},{"$f":"IFERROR(IF(OR(G28=\"\",'Lives scenario - input'!$F13=\"\"),\"\",G28/'Lives scenario - input'!$F13),\"\")","v":1.68997514349147},{"$f":"IFERROR(IF(OR(H28=\"\",'Lives scenario - input'!$F13=\"\"),\"\",H28/'Lives scenario - input'!$F13),\"\")","v":2.0295274511281263},{"$f":"IFERROR(IF(OR(I28=\"\",'Lives scenario - input'!$F13=\"\"),\"\",I28/'Lives scenario - input'!$F13),\"\")","v":2.4147670924097375},{"$f":"IFERROR(IF(OR(J28=\"\",'Lives scenario - input'!$F13=\"\"),\"\",J28/'Lives scenario - input'!$F13),\"\")","v":2.8493412353109306},{"$f":"IFERROR(IF(OR(K28=\"\",'Lives scenario - input'!$F13=\"\"),\"\",K28/'Lives scenario - input'!$F13),\"\")","v":3.3379563803304979},{"$f":"IFERROR(IF(OR(L28=\"\",'Lives scenario - input'!$F13=\"\"),\"\",L28/'Lives scenario - input'!$F13),\"\")","v":3.88696903652871},{"$f":"IFERROR(IF(OR(M28=\"\",'Lives scenario - input'!$F13=\"\"),\"\",M28/'Lives scenario - input'!$F13),\"\")","v":4.5050513142816415},{"$f":"IFERROR(IF(OR(N28=\"\",'Lives scenario - input'!$F13=\"\"),\"\",N28/'Lives scenario - input'!$F13),\"\")","v":5.2038778353843709},{"$f":"IFERROR(IF(OR(O28=\"\",'Lives scenario - input'!$F13=\"\"),\"\",O28/'Lives scenario - input'!$F13),\"\")","v":5.9987624395547519},{"$f":"IFERROR(IF(OR(P28=\"\",'Lives scenario - input'!$F13=\"\"),\"\",P28/'Lives scenario - input'!$F13),\"\")","v":6.9091592869769585},{"$f":"IFERROR(IF(OR(Q28=\"\",'Lives scenario - input'!$F13=\"\"),\"\",Q28/'Lives scenario - input'!$F13),\"\")","v":7.9589356187279687},{"$f":"IFERROR(IF(OR(R28=\"\",'Lives scenario - input'!$F13=\"\"),\"\",R28/'Lives scenario - input'!$F13),\"\")","v":9.1763247742948657},{"$f":"IFERROR(IF(OR(S28=\"\",'Lives scenario - input'!$F13=\"\"),\"\",S28/'Lives scenario - input'!$F13),\"\")","v":10.593479530808645},{"$f":"IFERROR(IF(OR(T28=\"\",'Lives scenario - input'!$F13=\"\"),\"\",T28/'Lives scenario - input'!$F13),\"\")","v":12.24556793156159},{"$f":"IFERROR(IF(OR(U28=\"\",'Lives scenario - input'!$F13=\"\"),\"\",U28/'Lives scenario - input'!$F13),\"\")","v":14.169385900151166},{"$f":"IFERROR(IF(OR(V28=\"\",'Lives scenario - input'!$F13=\"\"),\"\",V28/'Lives scenario - input'!$F13),\"\")","v":16.401501287959864},{"$f":"IFERROR(IF(OR(W28=\"\",'Lives scenario - input'!$F13=\"\"),\"\",W28/'Lives scenario - input'!$F13),\"\")","v":18.975989630140109}]
[{"$f":"IFERROR('Lives scenario - input'!A14,\"\")","v":2},{"$f":"IFERROR('Lives scenario - input'!B14,\"\")","v":"POLES"},{"$f":"IFERROR('Lives scenario - input'!C14,\"\")","v":"˂ = 1 kv ; steel"},{"$f":"IFERROR(repcalc('Lives scenario - input'!$CX14:$GJ14,'Lives scenario - input'!$I14,'Lives scenario - input'!$G14,'Lives scenario - input'!$H14,20,TRUE,TRUE),\"\")","v":24.659788279637354},29.815161317521522,35.651454479312498,42.176670566206255,49.388350379605143,57.277787735534488,65.837382430113607,75.071693261855046,85.012659404725355,95.739308029195698,107.40204949685626,120.2513683928028,134.67034029909814,151.20993729252714,170.62553762012598,193.91245245028395,222.33767389238031,257.46450862583566,301.16638939744081,355.62606611908808,{"$f":"IFERROR(IF(OR(D29=\"\",'Lives scenario - input'!$F14=\"\"),\"\",D29/'Lives scenario - input'!$F14),\"\")","v":5.5526590617854836},{"$f":"IFERROR(IF(OR(E29=\"\",'Lives scenario - input'!$F14=\"\"),\"\",E29/'Lives scenario - input'!$F14),\"\")","v":6.7134974473822417},{"$f":"IFERROR(IF(OR(F29=\"\",'Lives scenario - input'!$F14=\"\"),\"\",F29/'Lives scenario - input'!$F14),\"\")","v":8.0276590186239183},{"$f":"IFERROR(IF(OR(G29=\"\",'Lives scenario - input'!$F14=\"\"),\"\",G29/'Lives scenario - input'!$F14),\"\")","v":9.4969457709727862},{"$f":"IFERROR(IF(OR(H29=\"\",'Lives scenario - input'!$F14=\"\"),\"\",H29/'Lives scenario - input'!$F14),\"\")","v":11.120803965231122},{"$f":"IFERROR(IF(OR(I29=\"\",'Lives scenario - input'!$F14=\"\"),\"\",I29/'Lives scenario - input'!$F14),\"\")","v":12.89727322482179},{"$f":"IFERROR(IF(OR(J29=\"\",'Lives scenario - input'!$F14=\"\"),\"\",J29/'Lives scenario - input'!$F14),\"\")","v":14.824642207357297},{"$f":"IFERROR(IF(OR(K29=\"\",'Lives scenario - input'!$F14=\"\"),\"\",K29/'Lives scenario - input'!$F14),\"\")","v":16.903937420185741},{"$f":"IFERROR(IF(OR(L29=\"\",'Lives scenario - input'!$F14=\"\"),\"\",L29/'Lives scenario - input'!$F14),\"\")","v":19.142350625934615},{"$f":"IFERROR(IF(OR(M29=\"\",'Lives scenario - input'!$F14=\"\"),\"\",M29/'Lives scenario - input'!$F14),\"\")","v":21.557676419158739},{"$f":"IFERROR(IF(OR(N29=\"\",'Lives scenario - input'!$F14=\"\"),\"\",N29/'Lives scenario - input'!$F14),\"\")","v":24.183782789631564},{"$f":"IFERROR(IF(OR(O29=\"\",'Lives scenario - input'!$F14=\"\"),\"\",O29/'Lives scenario - input'!$F14),\"\")","v":27.077071499018579},{"$f":"IFERROR(IF(OR(P29=\"\",'Lives scenario - input'!$F14=\"\"),\"\",P29/'Lives scenario - input'!$F14),\"\")","v":30.323799901923525},{"$f":"IFERROR(IF(OR(Q29=\"\",'Lives scenario - input'!$F14=\"\"),\"\",Q29/'Lives scenario - input'!$F14),\"\")","v":34.04803070562749},{"$f":"IFERROR(IF(OR(R29=\"\",'Lives scenario - input'!$F14=\"\"),\"\",R29/'Lives scenario - input'!$F14),\"\")","v":38.419852875247201},{"$f":"IFERROR(IF(OR(S29=\"\",'Lives scenario - input'!$F14=\"\"),\"\",S29/'Lives scenario - input'!$F14),\"\")","v":43.663381213220632},{"$f":"IFERROR(IF(OR(T29=\"\",'Lives scenario - input'!$F14=\"\"),\"\",T29/'Lives scenario - input'!$F14),\"\")","v":50.06390507960139},{"$f":"IFERROR(IF(OR(U29=\"\",'Lives scenario - input'!$F14=\"\"),\"\",U29/'Lives scenario - input'!$F14),\"\")","v":57.973435160831684},{"$f":"IFERROR(IF(OR(V29=\"\",'Lives scenario - input'!$F14=\"\"),\"\",V29/'Lives scenario - input'!$F14),\"\")","v":67.81381341273655},{"$f":"IFERROR(IF(OR(W29=\"\",'Lives scenario - input'!$F14=\"\"),\"\",W29/'Lives scenario - input'!$F14),\"\")","v":80.076530919523265}]
[{"$f":"IFERROR('Lives scenario - input'!A15,\"\")","v":2},{"$f":"IFERROR('Lives scenario - input'!B15,\"\")","v":"POLES"},{"$f":"IFERROR('Lives scenario - input'!C15,\"\")","v":"˂ = 1 kv ; wood"},{"$f":"IFERROR(repcalc('Lives scenario - input'!$CX15:$GJ15,'Lives scenario - input'!$I15,'Lives scenario - input'!$G15,'Lives scenario - input'!$H15,20,TRUE,TRUE),\"\")","v":7445.8871197505468},7900.4383130326278,8331.058139685585,8738.1609885824782,9123.7984144423826,9491.4276237682698,9845.5837151392807,10191.486737236346,10534.619010458353,10880.308664920449,11233.35220039627,11597.702723202578,11976.242316188655,12370.647854369852,12781.350582477793,13207.581862767909,13647.491369555331,14098.32003113531,14556.60826712866,15018.420332967633,{"$f":"IFERROR(IF(OR(D30=\"\",'Lives scenario - input'!$F15=\"\"),\"\",D30/'Lives scenario - input'!$F15),\"\")","v":1676.5947914749372},{"$f":"IFERROR(IF(OR(E30=\"\",'Lives scenario - input'!$F15=\"\"),\"\",E30/'Lives scenario - input'!$F15),\"\")","v":1778.9463515857472},{"$f":"IFERROR(IF(OR(F30=\"\",'Lives scenario - input'!$F15=\"\"),\"\",F30/'Lives scenario - input'!$F15),\"\")","v":1875.9092717671608},{"$f":"IFERROR(IF(OR(G30=\"\",'Lives scenario - input'!$F15=\"\"),\"\",G30/'Lives scenario - input'!$F15),\"\")","v":1967.5768602059723},{"$f":"IFERROR(IF(OR(H30=\"\",'Lives scenario - input'!$F15=\"\"),\"\",H30/'Lives scenario - input'!$F15),\"\")","v":2054.4110666874935},{"$f":"IFERROR(IF(OR(I30=\"\",'Lives scenario - input'!$F15=\"\"),\"\",I30/'Lives scenario - input'!$F15),\"\")","v":2137.1903524377294},{"$f":"IFERROR(IF(OR(J30=\"\",'Lives scenario - input'!$F15=\"\"),\"\",J30/'Lives scenario - input'!$F15),\"\")","v":2216.9358882768024},{"$f":"IFERROR(IF(OR(K30=\"\",'Lives scenario - input'!$F15=\"\"),\"\",K30/'Lives scenario - input'!$F15),\"\")","v":2294.8230756429748},{"$f":"IFERROR(IF(OR(L30=\"\",'Lives scenario - input'!$F15=\"\"),\"\",L30/'Lives scenario - input'!$F15),\"\")","v":2372.0863718518281},{"$f":"IFERROR(IF(OR(M30=\"\",'Lives scenario - input'!$F15=\"\"),\"\",M30/'Lives scenario - input'!$F15),\"\")","v":2449.925515101872},{"$f":"IFERROR(IF(OR(N30=\"\",'Lives scenario - input'!$F15=\"\"),\"\",N30/'Lives scenario - input'!$F15),\"\")","v":2529.4205360742671},{"$f":"IFERROR(IF(OR(O30=\"\",'Lives scenario - input'!$F15=\"\"),\"\",O30/'Lives scenario - input'!$F15),\"\")","v":2611.461558048381},{"$f":"IFERROR(IF(OR(P30=\"\",'Lives scenario - input'!$F15=\"\"),\"\",P30/'Lives scenario - input'!$F15),\"\")","v":2696.6975413181303},{"$f":"IFERROR(IF(OR(Q30=\"\",'Lives scenario - input'!$F15=\"\"),\"\",Q30/'Lives scenario - input'!$F15),\"\")","v":2785.5060688190979},{"$f":"IFERROR(IF(OR(R30=\"\",'Lives scenario - input'!$F15=\"\"),\"\",R30/'Lives scenario - input'!$F15),\"\")","v":2877.984244181685},{"$f":"IFERROR(IF(OR(S30=\"\",'Lives scenario - input'!$F15=\"\"),\"\",S30/'Lives scenario - input'!$F15),\"\")","v":2973.958992791901},{"$f":"IFERROR(IF(OR(T30=\"\",'Lives scenario - input'!$F15=\"\"),\"\",T30/'Lives scenario - input'!$F15),\"\")","v":3073.0136757246728},{"$f":"IFERROR(IF(OR(U30=\"\",'Lives scenario - input'!$F15=\"\"),\"\",U30/'Lives scenario - input'!$F15),\"\")","v":3174.5270311780032},{"$f":"IFERROR(IF(OR(V30=\"\",'Lives scenario - input'!$F15=\"\"),\"\",V30/'Lives scenario - input'!$F15),\"\")","v":3277.72006339878},{"$f":"IFERROR(IF(OR(W30=\"\",'Lives scenario - input'!$F15=\"\"),\"\",W30/'Lives scenario - input'!$F15),\"\")","v":3381.7065584628958}]
[{"$f":"IFERROR('Lives scenario - input'!A16,\"\")","v":2},{"$f":"IFERROR('Lives scenario - input'!B16,\"\")","v":"POLES"},{"$f":"IFERROR('Lives scenario - input'!C16,\"\")","v":"˃ 11 kv & < = 22 kv ; concrete"},{"$f":"IFERROR(repcalc('Lives scenario - input'!$CX16:$GJ16,'Lives scenario - input'!$I16,'Lives scenario - input'!$G16,'Lives scenario - input'!$H16,20,TRUE,TRUE),\"\")","v":0.26733190945393231},0.37108599963923,0.51467946760540317,0.71387867253987791,0.99080531616894518,1.3763189089635182,1.9131021153023617,2.6595502266649733,3.6945325541802054,5.1230362215266423,7.0826192303886906,9.7504906126620874,13.350906366869415,18.16243141227136,24.524485912426375,32.842488808744704,43.590853099085002,57.313094041825238,74.618392824391691,96.174111480901942,{"$f":"IFERROR(IF(OR(D31=\"\",'Lives scenario - input'!$F16=\"\"),\"\",D31/'Lives scenario - input'!$F16),\"\")","v":4.3502945596196267E-2},{"$f":"IFERROR(IF(OR(E31=\"\",'Lives scenario - input'!$F16=\"\"),\"\",E31/'Lives scenario - input'!$F16),\"\")","v":6.0386857995331875E-2},{"$f":"IFERROR(IF(OR(F31=\"\",'Lives scenario - input'!$F16=\"\"),\"\",F31/'Lives scenario - input'!$F16),\"\")","v":8.3753835913013067E-2},{"$f":"IFERROR(IF(OR(G31=\"\",'Lives scenario - input'!$F16=\"\"),\"\",G31/'Lives scenario - input'!$F16),\"\")","v":0.11616954039352635},{"$f":"IFERROR(IF(OR(H31=\"\",'Lives scenario - input'!$F16=\"\"),\"\",H31/'Lives scenario - input'!$F16),\"\")","v":0.16123383794237003},{"$f":"IFERROR(IF(OR(I31=\"\",'Lives scenario - input'!$F16=\"\"),\"\",I31/'Lives scenario - input'!$F16),\"\")","v":0.22396849946554487},{"$f":"IFERROR(IF(OR(J31=\"\",'Lives scenario - input'!$F16=\"\"),\"\",J31/'Lives scenario - input'!$F16),\"\")","v":0.31131927876461901},{"$f":"IFERROR(IF(OR(K31=\"\",'Lives scenario - input'!$F16=\"\"),\"\",K31/'Lives scenario - input'!$F16),\"\")","v":0.43278884685816138},{"$f":"IFERROR(IF(OR(L31=\"\",'Lives scenario - input'!$F16=\"\"),\"\",L31/'Lives scenario - input'!$F16),\"\")","v":0.6012116138181175},{"$f":"IFERROR(IF(OR(M31=\"\",'Lives scenario - input'!$F16=\"\"),\"\",M31/'Lives scenario - input'!$F16),\"\")","v":0.83367214369454745},{"$f":"IFERROR(IF(OR(N31=\"\",'Lives scenario - input'!$F16=\"\"),\"\",N31/'Lives scenario - input'!$F16),\"\")","v":1.1525552624359203},{"$f":"IFERROR(IF(OR(O31=\"\",'Lives scenario - input'!$F16=\"\"),\"\",O31/'Lives scenario - input'!$F16),\"\")","v":1.5866982116923707},{"$f":"IFERROR(IF(OR(P31=\"\",'Lives scenario - input'!$F16=\"\"),\"\",P31/'Lives scenario - input'!$F16),\"\")","v":2.1725941902117634},{"$f":"IFERROR(IF(OR(Q31=\"\",'Lives scenario - input'!$F16=\"\"),\"\",Q31/'Lives scenario - input'!$F16),\"\")","v":2.9555740922833738},{"$f":"IFERROR(IF(OR(R31=\"\",'Lives scenario - input'!$F16=\"\"),\"\",R31/'Lives scenario - input'!$F16),\"\")","v":3.9908717915577396},{"$f":"IFERROR(IF(OR(S31=\"\",'Lives scenario - input'!$F16=\"\"),\"\",S31/'Lives scenario - input'!$F16),\"\")","v":5.3444611487231102},{"$f":"IFERROR(IF(OR(T31=\"\",'Lives scenario - input'!$F16=\"\"),\"\",T31/'Lives scenario - input'!$F16),\"\")","v":7.0935434334600505},{"$f":"IFERROR(IF(OR(U31=\"\",'Lives scenario - input'!$F16=\"\"),\"\",U31/'Lives scenario - input'!$F16),\"\")","v":9.3265649324996005},{"$f":"IFERROR(IF(OR(V31=\"\",'Lives scenario - input'!$F16=\"\"),\"\",V31/'Lives scenario - input'!$F16),\"\")","v":12.142657755094881},{"$f":"IFERROR(IF(OR(W31=\"\",'Lives scenario - input'!$F16=\"\"),\"\",W31/'Lives scenario - input'!$F16),\"\")","v":15.650421784897963}]
[{"$f":"IFERROR('Lives scenario - input'!A17,\"\")","v":2},{"$f":"IFERROR('Lives scenario - input'!B17,\"\")","v":"POLES"},{"$f":"IFERROR('Lives scenario - input'!C17,\"\")","v":"˃ 11 kv & < = 22 kv ; steel"},{"$f":"IFERROR(repcalc('Lives scenario - input'!$CX17:$GJ17,'Lives scenario - input'!$I17,'Lives scenario - input'!$G17,'Lives scenario - input'!$H17,20,TRUE,TRUE),\"\")","v":16.059337034938284},14.391029104238255,12.962230863014378,11.783531693537771,10.859684516355353,10.190449308113804,9.7726672843683104,9.6035512483208105,9.6849112513269091,10.02784714678109,10.657332326481901,11.616058900371337,12.966878895050392,14.793138944119313,17.196180338184991,20.289312830754483,24.187746281503571,28.994355357498861,34.781797773280921,41.572371202264556,{"$f":"IFERROR(IF(OR(D32=\"\",'Lives scenario - input'!$F17=\"\"),\"\",D32/'Lives scenario - input'!$F17),\"\")","v":2.2530334355572168},{"$f":"IFERROR(IF(OR(E32=\"\",'Lives scenario - input'!$F17=\"\"),\"\",E32/'Lives scenario - input'!$F17),\"\")","v":2.0189793435050363},{"$f":"IFERROR(IF(OR(F32=\"\",'Lives scenario - input'!$F17=\"\"),\"\",F32/'Lives scenario - input'!$F17),\"\")","v":1.8185270954988277},{"$f":"IFERROR(IF(OR(G32=\"\",'Lives scenario - input'!$F17=\"\"),\"\",G32/'Lives scenario - input'!$F17),\"\")","v":1.6531623215036897},{"$f":"IFERROR(IF(OR(H32=\"\",'Lives scenario - input'!$F17=\"\"),\"\",H32/'Lives scenario - input'!$F17),\"\")","v":1.5235518291770904},{"$f":"IFERROR(IF(OR(I32=\"\",'Lives scenario - input'!$F17=\"\"),\"\",I32/'Lives scenario - input'!$F17),\"\")","v":1.4296619446108749},{"$f":"IFERROR(IF(OR(J32=\"\",'Lives scenario - input'!$F17=\"\"),\"\",J32/'Lives scenario - input'!$F17),\"\")","v":1.3710495083549112},{"$f":"IFERROR(IF(OR(K32=\"\",'Lives scenario - input'!$F17=\"\"),\"\",K32/'Lives scenario - input'!$F17),\"\")","v":1.3473234925875748},{"$f":"IFERROR(IF(OR(L32=\"\",'Lives scenario - input'!$F17=\"\"),\"\",L32/'Lives scenario - input'!$F17),\"\")","v":1.3587378371953862},{"$f":"IFERROR(IF(OR(M32=\"\",'Lives scenario - input'!$F17=\"\"),\"\",M32/'Lives scenario - input'!$F17),\"\")","v":1.4068497883319788},{"$f":"IFERROR(IF(OR(N32=\"\",'Lives scenario - input'!$F17=\"\"),\"\",N32/'Lives scenario - input'!$F17),\"\")","v":1.4951629704993474},{"$f":"IFERROR(IF(OR(O32=\"\",'Lives scenario - input'!$F17=\"\"),\"\",O32/'Lives scenario - input'!$F17),\"\")","v":1.6296668433448316},{"$f":"IFERROR(IF(OR(P32=\"\",'Lives scenario - input'!$F17=\"\"),\"\",P32/'Lives scenario - input'!$F17),\"\")","v":1.8191791878961601},{"$f":"IFERROR(IF(OR(Q32=\"\",'Lives scenario - input'!$F17=\"\"),\"\",Q32/'Lives scenario - input'!$F17),\"\")","v":2.0753930617081964},{"$f":"IFERROR(IF(OR(R32=\"\",'Lives scenario - input'!$F17=\"\"),\"\",R32/'Lives scenario - input'!$F17),\"\")","v":2.4125260701305957},{"$f":"IFERROR(IF(OR(S32=\"\",'Lives scenario - input'!$F17=\"\"),\"\",S32/'Lives scenario - input'!$F17),\"\")","v":2.8464749256285575},{"$f":"IFERROR(IF(OR(T32=\"\",'Lives scenario - input'!$F17=\"\"),\"\",T32/'Lives scenario - input'!$F17),\"\")","v":3.3934029147307023},{"$f":"IFERROR(IF(OR(U32=\"\",'Lives scenario - input'!$F17=\"\"),\"\",U32/'Lives scenario - input'!$F17),\"\")","v":4.0677427667625699},{"$f":"IFERROR(IF(OR(V32=\"\",'Lives scenario - input'!$F17=\"\"),\"\",V32/'Lives scenario - input'!$F17),\"\")","v":4.8796879448699251},{"$f":"IFERROR(IF(OR(W32=\"\",'Lives scenario - input'!$F17=\"\"),\"\",W32/'Lives scenario - input'!$F17),\"\")","v":5.8323666855191556}]
[{"$f":"IFERROR('Lives scenario - input'!A18,\"\")","v":2},{"$f":"IFERROR('Lives scenario - input'!B18,\"\")","v":"POLES"},{"$f":"IFERROR('Lives scenario - input'!C18,\"\")","v":"˃ 11 kv & < = 22 kv ; wood"},{"$f":"IFERROR(repcalc('Lives scenario - input'!$CX18:$GJ18,'Lives scenario - input'!$I18,'Lives scenario - input'!$G18,'Lives scenario - input'!$H18,20,TRUE,TRUE),\"\")","v":8974.3449335065889},9842.5922250015192,10759.957971272139,11729.825421163554,12755.360000614297,13839.139031573652,14982.81537052882,16186.852724214126,17450.359994153638,18771.037131775025,20145.227759722806,21568.056822908467,23033.617475839721,24535.162700500543,26065.255523691503,27615.837942349826,29178.192409183266,30742.789454731923,32299.038174235284,33834.979598971207,{"$f":"IFERROR(IF(OR(D33=\"\",'Lives scenario - input'!$F18=\"\"),\"\",D33/'Lives scenario - input'!$F18),\"\")","v":1460.3959557290102},{"$f":"IFERROR(IF(OR(E33=\"\",'Lives scenario - input'!$F18=\"\"),\"\",E33/'Lives scenario - input'!$F18),\"\")","v":1601.6859153268099},{"$f":"IFERROR(IF(OR(F33=\"\",'Lives scenario - input'!$F18=\"\"),\"\",F33/'Lives scenario - input'!$F18),\"\")","v":1750.9689254745449},{"$f":"IFERROR(IF(OR(G33=\"\",'Lives scenario - input'!$F18=\"\"),\"\",G33/'Lives scenario - input'!$F18),\"\")","v":1908.795542560144},{"$f":"IFERROR(IF(OR(H33=\"\",'Lives scenario - input'!$F18=\"\"),\"\",H33/'Lives scenario - input'!$F18),\"\")","v":2075.680876630418},{"$f":"IFERROR(IF(OR(I33=\"\",'Lives scenario - input'!$F18=\"\"),\"\",I33/'Lives scenario - input'!$F18),\"\")","v":2252.0443355172733},{"$f":"IFERROR(IF(OR(J33=\"\",'Lives scenario - input'!$F18=\"\"),\"\",J33/'Lives scenario - input'!$F18),\"\")","v":2438.1548887050785},{"$f":"IFERROR(IF(OR(K33=\"\",'Lives scenario - input'!$F18=\"\"),\"\",K33/'Lives scenario - input'!$F18),\"\")","v":2634.0879952322894},{"$f":"IFERROR(IF(OR(L33=\"\",'Lives scenario - input'!$F18=\"\"),\"\",L33/'Lives scenario - input'!$F18),\"\")","v":2839.6986465640152},{"$f":"IFERROR(IF(OR(M33=\"\",'Lives scenario - input'!$F18=\"\"),\"\",M33/'Lives scenario - input'!$F18),\"\")","v":3054.6125555898439},{"$f":"IFERROR(IF(OR(N33=\"\",'Lives scenario - input'!$F18=\"\"),\"\",N33/'Lives scenario - input'!$F18),\"\")","v":3278.2347196948617},{"$f":"IFERROR(IF(OR(O33=\"\",'Lives scenario - input'!$F18=\"\"),\"\",O33/'Lives scenario - input'!$F18),\"\")","v":3509.7718207273861},{"$f":"IFERROR(IF(OR(P33=\"\",'Lives scenario - input'!$F18=\"\"),\"\",P33/'Lives scenario - input'!$F18),\"\")","v":3748.2626371908091},{"$f":"IFERROR(IF(OR(Q33=\"\",'Lives scenario - input'!$F18=\"\"),\"\",Q33/'Lives scenario - input'!$F18),\"\")","v":3992.6092262384009},{"$f":"IFERROR(IF(OR(R33=\"\",'Lives scenario - input'!$F18=\"\"),\"\",R33/'Lives scenario - input'!$F18),\"\")","v":4241.6013685545695},{"$f":"IFERROR(IF(OR(S33=\"\",'Lives scenario - input'!$F18=\"\"),\"\",S33/'Lives scenario - input'!$F18),\"\")","v":4493.9277845783763},{"$f":"IFERROR(IF(OR(T33=\"\",'Lives scenario - input'!$F18=\"\"),\"\",T33/'Lives scenario - input'!$F18),\"\")","v":4748.1698670572796},{"$f":"IFERROR(IF(OR(U33=\"\",'Lives scenario - input'!$F18=\"\"),\"\",U33/'Lives scenario - input'!$F18),\"\")","v":5002.7768845715946},{"$f":"IFERROR(IF(OR(V33=\"\",'Lives scenario - input'!$F18=\"\"),\"\",V33/'Lives scenario - input'!$F18),\"\")","v":5256.0253782399923},{"$f":"IFERROR(IF(OR(W33=\"\",'Lives scenario - input'!$F18=\"\"),\"\",W33/'Lives scenario - input'!$F18),\"\")","v":5505.9692640099975}]
[{"$f":"IFERROR('Lives scenario - input'!A19,\"\")","v":2},{"$f":"IFERROR('Lives scenario - input'!B19,\"\")","v":"POLES"},{"$f":"IFERROR('Lives scenario - input'!C19,\"\")","v":"> 1 kv & < = 11 kv ; concrete"},{"$f":"IFERROR(repcalc('Lives scenario - input'!$CX19:$GJ19,'Lives scenario - input'!$I19,'Lives scenario - input'!$G19,'Lives scenario - input'!$H19,20,TRUE,TRUE),\"\")","v":0.64630648913633637},0.79473917436331376,0.97034642546154681,1.1773811722997409,1.4211129296697995,1.7082689909325468,2.0476262830390954,2.4507707440641728,2.9330290628055451,3.5145592702791673,4.2215617746232974,5.087541711750343,6.1545189107370515,7.4740467335838181,9.1078703433819364,11.128034513971867,13.616247377155245,16.662325571954337,20.361592597374404,24.811177395716079,{"$f":"IFERROR(IF(OR(D34=\"\",'Lives scenario - input'!$F19=\"\"),\"\",D34/'Lives scenario - input'!$F19),\"\")","v":0.10651790771282511},{"$f":"IFERROR(IF(OR(E34=\"\",'Lives scenario - input'!$F19=\"\"),\"\",E34/'Lives scenario - input'!$F19),\"\")","v":0.13098112962430861},{"$f":"IFERROR(IF(OR(F34=\"\",'Lives scenario - input'!$F19=\"\"),\"\",F34/'Lives scenario - input'!$F19),\"\")","v":0.15992299742325417},{"$f":"IFERROR(IF(OR(G34=\"\",'Lives scenario - input'!$F19=\"\"),\"\",G34/'Lives scenario - input'!$F19),\"\")","v":0.19404443737123972},{"$f":"IFERROR(IF(OR(H34=\"\",'Lives scenario - input'!$F19=\"\"),\"\",H34/'Lives scenario - input'!$F19),\"\")","v":0.23421391930375365},{"$f":"IFERROR(IF(OR(I34=\"\",'Lives scenario - input'!$F19=\"\"),\"\",I34/'Lives scenario - input'!$F19),\"\")","v":0.28154016984726538},{"$f":"IFERROR(IF(OR(J34=\"\",'Lives scenario - input'!$F19=\"\"),\"\",J34/'Lives scenario - input'!$F19),\"\")","v":0.33746971616914107},{"$f":"IFERROR(IF(OR(K34=\"\",'Lives scenario - input'!$F19=\"\"),\"\",K34/'Lives scenario - input'!$F19),\"\")","v":0.40391203914780965},{"$f":"IFERROR(IF(OR(L34=\"\",'Lives scenario - input'!$F19=\"\"),\"\",L34/'Lives scenario - input'!$F19),\"\")","v":0.48339313357110814},{"$f":"IFERROR(IF(OR(M34=\"\",'Lives scenario - input'!$F19=\"\"),\"\",M34/'Lives scenario - input'!$F19),\"\")","v":0.57923524874880139},{"$f":"IFERROR(IF(OR(N34=\"\",'Lives scenario - input'!$F19=\"\"),\"\",N34/'Lives scenario - input'!$F19),\"\")","v":0.6957564794285358},{"$f":"IFERROR(IF(OR(O34=\"\",'Lives scenario - input'!$F19=\"\"),\"\",O34/'Lives scenario - input'!$F19),\"\")","v":0.83847881407091396},{"$f":"IFERROR(IF(OR(P34=\"\",'Lives scenario - input'!$F19=\"\"),\"\",P34/'Lives scenario - input'!$F19),\"\")","v":1.014327549498635},{"$f":"IFERROR(IF(OR(Q34=\"\",'Lives scenario - input'!$F19=\"\"),\"\",Q34/'Lives scenario - input'!$F19),\"\")","v":1.2317992060904159},{"$f":"IFERROR(IF(OR(R34=\"\",'Lives scenario - input'!$F19=\"\"),\"\",R34/'Lives scenario - input'!$F19),\"\")","v":1.5010700170953775},{"$f":"IFERROR(IF(OR(S34=\"\",'Lives scenario - input'!$F19=\"\"),\"\",S34/'Lives scenario - input'!$F19),\"\")","v":1.8340136967653828},{"$f":"IFERROR(IF(OR(T34=\"\",'Lives scenario - input'!$F19=\"\"),\"\",T34/'Lives scenario - input'!$F19),\"\")","v":2.2440965793999128},{"$f":"IFERROR(IF(OR(U34=\"\",'Lives scenario - input'!$F19=\"\"),\"\",U34/'Lives scenario - input'!$F19),\"\")","v":2.7461213640701692},{"$f":"IFERROR(IF(OR(V34=\"\",'Lives scenario - input'!$F19=\"\"),\"\",V34/'Lives scenario - input'!$F19),\"\")","v":3.3557983365934492},{"$f":"IFERROR(IF(OR(W34=\"\",'Lives scenario - input'!$F19=\"\"),\"\",W34/'Lives scenario - input'!$F19),\"\")","v":4.0891353382743461}]
[{"$f":"IFERROR('Lives scenario - input'!A20,\"\")","v":2},{"$f":"IFERROR('Lives scenario - input'!B20,\"\")","v":"POLES"},{"$f":"IFERROR('Lives scenario - input'!C20,\"\")","v":"> 1 kv & < = 11 kv ; steel"},{"$f":"IFERROR(repcalc('Lives scenario - input'!$CX20:$GJ20,'Lives scenario - input'!$I20,'Lives scenario - input'!$G20,'Lives scenario - input'!$H20,20,TRUE,TRUE),\"\")","v":3.0219963526816231},3.8531867962024342,4.8535311597774182,6.0402761602438808,7.4280013405700851,9.0274447375491871,10.844377706928297,12.878636045392156,15.123421241091435,17.564981200837487,20.182762570170965,22.950096643010951,25.835439415188613,28.804136879315546,31.820634002639192,34.850995783816948,37.865567413911805,40.841573334165815,43.765445909198903,46.634685428121557,{"$f":"IFERROR(IF(OR(D35=\"\",'Lives scenario - input'!$F20=\"\"),\"\",D35/'Lives scenario - input'!$F20),\"\")","v":0.49805585123180174},{"$f":"IFERROR(IF(OR(E35=\"\",'Lives scenario - input'!$F20=\"\"),\"\",E35/'Lives scenario - input'!$F20),\"\")","v":0.63504452215330842},{"$f":"IFERROR(IF(OR(F35=\"\",'Lives scenario - input'!$F20=\"\"),\"\",F35/'Lives scenario - input'!$F20),\"\")","v":0.79991148603404327},{"$f":"IFERROR(IF(OR(G35=\"\",'Lives scenario - input'!$F20=\"\"),\"\",G35/'Lives scenario - input'!$F20),\"\")","v":0.99549917788480158},{"$f":"IFERROR(IF(OR(H35=\"\",'Lives scenario - input'!$F20=\"\"),\"\",H35/'Lives scenario - input'!$F20),\"\")","v":1.2242104552329214},{"$f":"IFERROR(IF(OR(I35=\"\",'Lives scenario - input'!$F20=\"\"),\"\",I35/'Lives scenario - input'!$F20),\"\")","v":1.4878150561691943},{"$f":"IFERROR(IF(OR(J35=\"\",'Lives scenario - input'!$F20=\"\"),\"\",J35/'Lives scenario - input'!$F20),\"\")","v":1.7872641590419454},{"$f":"IFERROR(IF(OR(K35=\"\",'Lives scenario - input'!$F20=\"\"),\"\",K35/'Lives scenario - input'!$F20),\"\")","v":2.1225307014684276},{"$f":"IFERROR(IF(OR(L35=\"\",'Lives scenario - input'!$F20=\"\"),\"\",L35/'Lives scenario - input'!$F20),\"\")","v":2.4924942192881789},{"$f":"IFERROR(IF(OR(M35=\"\",'Lives scenario - input'!$F20=\"\"),\"\",M35/'Lives scenario - input'!$F20),\"\")","v":2.8948882271451817},{"$f":"IFERROR(IF(OR(N35=\"\",'Lives scenario - input'!$F20=\"\"),\"\",N35/'Lives scenario - input'!$F20),\"\")","v":3.3263253223902458},{"$f":"IFERROR(IF(OR(O35=\"\",'Lives scenario - input'!$F20=\"\"),\"\",O35/'Lives scenario - input'!$F20),\"\")","v":3.7824102299938041},{"$f":"IFERROR(IF(OR(P35=\"\",'Lives scenario - input'!$F20=\"\"),\"\",P35/'Lives scenario - input'!$F20),\"\")","v":4.2579441760282748},{"$f":"IFERROR(IF(OR(Q35=\"\",'Lives scenario - input'!$F20=\"\"),\"\",Q35/'Lives scenario - input'!$F20),\"\")","v":4.7472158262846991},{"$f":"IFERROR(IF(OR(R35=\"\",'Lives scenario - input'!$F20=\"\"),\"\",R35/'Lives scenario - input'!$F20),\"\")","v":5.2443653483753101},{"$f":"IFERROR(IF(OR(S35=\"\",'Lives scenario - input'!$F20=\"\"),\"\",S35/'Lives scenario - input'!$F20),\"\")","v":5.7437999076280075},{"$f":"IFERROR(IF(OR(T35=\"\",'Lives scenario - input'!$F20=\"\"),\"\",T35/'Lives scenario - input'!$F20),\"\")","v":6.2406320887766773},{"$f":"IFERROR(IF(OR(U35=\"\",'Lives scenario - input'!$F20=\"\"),\"\",U35/'Lives scenario - input'!$F20),\"\")","v":6.7311082472166834},{"$f":"IFERROR(IF(OR(V35=\"\",'Lives scenario - input'!$F20=\"\"),\"\",V35/'Lives scenario - input'!$F20),\"\")","v":7.2129922981220371},{"$f":"IFERROR(IF(OR(W35=\"\",'Lives scenario - input'!$F20=\"\"),\"\",W35/'Lives scenario - input'!$F20),\"\")","v":7.6858722636179788}]
[{"$f":"IFERROR('Lives scenario - input'!A21,\"\")","v":2},{"$f":"IFERROR('Lives scenario - input'!B21,\"\")","v":"POLES"},{"$f":"IFERROR('Lives scenario - input'!C21,\"\")","v":"> 1 kv & < = 11 kv ; wood"},{"$f":"IFERROR(repcalc('Lives scenario - input'!$CX21:$GJ21,'Lives scenario - input'!$I21,'Lives scenario - input'!$G21,'Lives scenario - input'!$H21,20,TRUE,TRUE),\"\")","v":9153.0854585187481},9976.657522677724,10787.791650388463,11578.312519193738,12341.547741851904,13072.573041170175,13768.337046699895,14427.665574295101,15051.156117373599,15640.981818604243,16200.629460007796,16734.597632775116,17248.07945519382,17746.649763049409,18235.970740144661,18721.523775986225,19208.370130807736,19700.939645171744,20202.845683184161,20716.725653883557,{"$f":"IFERROR(IF(OR(D36=\"\",'Lives scenario - input'!$F21=\"\"),\"\",D36/'Lives scenario - input'!$F21),\"\")","v":1508.5219296822427},{"$f":"IFERROR(IF(OR(E36=\"\",'Lives scenario - input'!$F21=\"\"),\"\",E36/'Lives scenario - input'!$F21),\"\")","v":1644.2550139069956},{"$f":"IFERROR(IF(OR(F36=\"\",'Lives scenario - input'!$F21=\"\"),\"\",F36/'Lives scenario - input'!$F21),\"\")","v":1777.9381992231026},{"$f":"IFERROR(IF(OR(G36=\"\",'Lives scenario - input'!$F21=\"\"),\"\",G36/'Lives scenario - input'!$F21),\"\")","v":1908.2241090257194},{"$f":"IFERROR(IF(OR(H36=\"\",'Lives scenario - input'!$F21=\"\"),\"\",H36/'Lives scenario - input'!$F21),\"\")","v":2034.0130657773673},{"$f":"IFERROR(IF(OR(I36=\"\",'Lives scenario - input'!$F21=\"\"),\"\",I36/'Lives scenario - input'!$F21),\"\")","v":2154.4934983235089},{"$f":"IFERROR(IF(OR(J36=\"\",'Lives scenario - input'!$F21=\"\"),\"\",J36/'Lives scenario - input'!$F21),\"\")","v":2269.1625096620082},{"$f":"IFERROR(IF(OR(K36=\"\",'Lives scenario - input'!$F21=\"\"),\"\",K36/'Lives scenario - input'!$F21),\"\")","v":2377.8265822580734},{"$f":"IFERROR(IF(OR(L36=\"\",'Lives scenario - input'!$F21=\"\"),\"\",L36/'Lives scenario - input'!$F21),\"\")","v":2480.5841891269179},{"$f":"IFERROR(IF(OR(M36=\"\",'Lives scenario - input'!$F21=\"\"),\"\",M36/'Lives scenario - input'!$F21),\"\")","v":2577.7934863665205},{"$f":"IFERROR(IF(OR(N36=\"\",'Lives scenario - input'!$F21=\"\"),\"\",N36/'Lives scenario - input'!$F21),\"\")","v":2670.029131251325},{"$f":"IFERROR(IF(OR(O36=\"\",'Lives scenario - input'!$F21=\"\"),\"\",O36/'Lives scenario - input'!$F21),\"\")","v":2758.0325375368175},{"$f":"IFERROR(IF(OR(P36=\"\",'Lives scenario - input'!$F21=\"\"),\"\",P36/'Lives scenario - input'!$F21),\"\")","v":2842.6595841346293},{"$f":"IFERROR(IF(OR(Q36=\"\",'Lives scenario - input'!$F21=\"\"),\"\",Q36/'Lives scenario - input'!$F21),\"\")","v":2924.829060897091},{"$f":"IFERROR(IF(OR(R36=\"\",'Lives scenario - input'!$F21=\"\"),\"\",R36/'Lives scenario - input'!$F21),\"\")","v":3005.4741535215385},{"$f":"IFERROR(IF(OR(S36=\"\",'Lives scenario - input'!$F21=\"\"),\"\",S36/'Lives scenario - input'!$F21),\"\")","v":3085.4982509595325},{"$f":"IFERROR(IF(OR(T36=\"\",'Lives scenario - input'!$F21=\"\"),\"\",T36/'Lives scenario - input'!$F21),\"\")","v":3165.7355005692352},{"$f":"IFERROR(IF(OR(U36=\"\",'Lives scenario - input'!$F21=\"\"),\"\",U36/'Lives scenario - input'!$F21),\"\")","v":3246.9159853006963},{"$f":"IFERROR(IF(OR(V36=\"\",'Lives scenario - input'!$F21=\"\"),\"\",V36/'Lives scenario - input'!$F21),\"\")","v":3329.6352244482996},{"$f":"IFERROR(IF(OR(W36=\"\",'Lives scenario - input'!$F21=\"\"),\"\",W36/'Lives scenario - input'!$F21),\"\")","v":3414.3278899475636}]
[{"$f":"IFERROR('Lives scenario - input'!A22,\"\")","v":2},{"$f":"IFERROR('Lives scenario - input'!B22,\"\")","v":"POLES"},{"$f":"IFERROR('Lives scenario - input'!C22,\"\")","v":"> 22 kv & < = 66 kv ; concrete"},{"$f":"IFERROR(repcalc('Lives scenario - input'!$CX22:$GJ22,'Lives scenario - input'!$I22,'Lives scenario - input'!$G22,'Lives scenario - input'!$H22,20,TRUE,TRUE),\"\")","v":662.87607051678367},869.13026293337009,1140.6425882816261,1492.2262510216019,1939.3200467481558,2496.9958319516509,3178.6867145879896,3994.7003430560635,4950.6311315081548,6045.8312144593319,7272.1330434060856,8613.027411394989,10043.481873288158,11530.53266682303,13034.70075085485,14512.178354358735,15917.621176131019,17207.281478151042,18342.147525247754,19290.730366872809,{"$f":"IFERROR(IF(OR(D37=\"\",'Lives scenario - input'!$F22=\"\"),\"\",D37/'Lives scenario - input'!$F22),\"\")","v":15.826589224631061},{"$f":"IFERROR(IF(OR(E37=\"\",'Lives scenario - input'!$F22=\"\"),\"\",E37/'Lives scenario - input'!$F22),\"\")","v":20.751039697990965},{"$f":"IFERROR(IF(OR(F37=\"\",'Lives scenario - input'!$F22=\"\"),\"\",F37/'Lives scenario - input'!$F22),\"\")","v":27.233569742198419},{"$f":"IFERROR(IF(OR(G37=\"\",'Lives scenario - input'!$F22=\"\"),\"\",G37/'Lives scenario - input'!$F22),\"\")","v":35.627854067379737},{"$f":"IFERROR(IF(OR(H37=\"\",'Lives scenario - input'!$F22=\"\"),\"\",H37/'Lives scenario - input'!$F22),\"\")","v":46.302503771250919},{"$f":"IFERROR(IF(OR(I37=\"\",'Lives scenario - input'!$F22=\"\"),\"\",I37/'Lives scenario - input'!$F22),\"\")","v":59.617369046231197},{"$f":"IFERROR(IF(OR(J37=\"\",'Lives scenario - input'!$F22=\"\"),\"\",J37/'Lives scenario - input'!$F22),\"\")","v":75.893173917646223},{"$f":"IFERROR(IF(OR(K37=\"\",'Lives scenario - input'!$F22=\"\"),\"\",K37/'Lives scenario - input'!$F22),\"\")","v":95.376020069260193},{"$f":"IFERROR(IF(OR(L37=\"\",'Lives scenario - input'!$F22=\"\"),\"\",L37/'Lives scenario - input'!$F22),\"\")","v":118.1994777092594},{"$f":"IFERROR(IF(OR(M37=\"\",'Lives scenario - input'!$F22=\"\"),\"\",M37/'Lives scenario - input'!$F22),\"\")","v":144.34807863572968},{"$f":"IFERROR(IF(OR(N37=\"\",'Lives scenario - input'!$F22=\"\"),\"\",N37/'Lives scenario - input'!$F22),\"\")","v":173.62681741569995},{"$f":"IFERROR(IF(OR(O37=\"\",'Lives scenario - input'!$F22=\"\"),\"\",O37/'Lives scenario - input'!$F22),\"\")","v":205.64152619714227},{"$f":"IFERROR(IF(OR(P37=\"\",'Lives scenario - input'!$F22=\"\"),\"\",P37/'Lives scenario - input'!$F22),\"\")","v":239.7945393769273},{"$f":"IFERROR(IF(OR(Q37=\"\",'Lives scenario - input'!$F22=\"\"),\"\",Q37/'Lives scenario - input'!$F22),\"\")","v":275.29882609388488},{"$f":"IFERROR(IF(OR(R37=\"\",'Lives scenario - input'!$F22=\"\"),\"\",R37/'Lives scenario - input'!$F22),\"\")","v":311.21179904554498},{"$f":"IFERROR(IF(OR(S37=\"\",'Lives scenario - input'!$F22=\"\"),\"\",S37/'Lives scenario - input'!$F22),\"\")","v":346.48751974099622},{"$f":"IFERROR(IF(OR(T37=\"\",'Lives scenario - input'!$F22=\"\"),\"\",T37/'Lives scenario - input'!$F22),\"\")","v":380.04336405071035},{"$f":"IFERROR(IF(OR(U37=\"\",'Lives scenario - input'!$F22=\"\"),\"\",U37/'Lives scenario - input'!$F22),\"\")","v":410.8348268100645},{"$f":"IFERROR(IF(OR(V37=\"\",'Lives scenario - input'!$F22=\"\"),\"\",V37/'Lives scenario - input'!$F22),\"\")","v":437.93047794494083},{"$f":"IFERROR(IF(OR(W37=\"\",'Lives scenario - input'!$F22=\"\"),\"\",W37/'Lives scenario - input'!$F22),\"\")","v":460.57849866505654}]
[{"$f":"IFERROR('Lives scenario - input'!A23,\"\")","v":2},{"$f":"IFERROR('Lives scenario - input'!B23,\"\")","v":"POLES"},{"$f":"IFERROR('Lives scenario - input'!C23,\"\")","v":"> 22 kv & < = 66 kv ; steel"},{"$f":"IFERROR(repcalc('Lives scenario - input'!$CX23:$GJ23,'Lives scenario - input'!$I23,'Lives scenario - input'!$G23,'Lives scenario - input'!$H23,20,TRUE,TRUE),\"\")","v":580.24528469663039},641.88519851825185,700.7668698162696,755.01702315799253,802.80650590673395,842.45810867438763,872.55096214487526,892.01222774550877,900.18754971248347,896.88352160061459,882.37805818439836,857.39773921408232,823.06450305530871,780.81708882063401,732.31496949181167,679.33390136577532,623.66249616004404,567.0084212080244,510.92112059576738,456.73561156148179,{"$f":"IFERROR(IF(OR(D38=\"\",'Lives scenario - input'!$F23=\"\"),\"\",D38/'Lives scenario - input'!$F23),\"\")","v":39.386047875018335},{"$f":"IFERROR(IF(OR(E38=\"\",'Lives scenario - input'!$F23=\"\"),\"\",E38/'Lives scenario - input'!$F23),\"\")","v":43.570058776648821},{"$f":"IFERROR(IF(OR(F38=\"\",'Lives scenario - input'!$F23=\"\"),\"\",F38/'Lives scenario - input'!$F23),\"\")","v":47.566844939103071},{"$f":"IFERROR(IF(OR(G38=\"\",'Lives scenario - input'!$F23=\"\"),\"\",G38/'Lives scenario - input'!$F23),\"\")","v":51.249251661048802},{"$f":"IFERROR(IF(OR(H38=\"\",'Lives scenario - input'!$F23=\"\"),\"\",H38/'Lives scenario - input'!$F23),\"\")","v":54.493119220348973},{"$f":"IFERROR(IF(OR(I38=\"\",'Lives scenario - input'!$F23=\"\"),\"\",I38/'Lives scenario - input'!$F23),\"\")","v":57.18460154018296},{"$f":"IFERROR(IF(OR(J38=\"\",'Lives scenario - input'!$F23=\"\"),\"\",J38/'Lives scenario - input'!$F23),\"\")","v":59.227252465134839},{"$f":"IFERROR(IF(OR(K38=\"\",'Lives scenario - input'!$F23=\"\"),\"\",K38/'Lives scenario - input'!$F23),\"\")","v":60.548249565620971},{"$f":"IFERROR(IF(OR(L38=\"\",'Lives scenario - input'!$F23=\"\"),\"\",L38/'Lives scenario - input'!$F23),\"\")","v":61.103176302429013},{"$f":"IFERROR(IF(OR(M38=\"\",'Lives scenario - input'!$F23=\"\"),\"\",M38/'Lives scenario - input'!$F23),\"\")","v":60.878904580061615},{"$f":"IFERROR(IF(OR(N38=\"\",'Lives scenario - input'!$F23=\"\"),\"\",N38/'Lives scenario - input'!$F23),\"\")","v":59.894298773468769},{"$f":"IFERROR(IF(OR(O38=\"\",'Lives scenario - input'!$F23=\"\"),\"\",O38/'Lives scenario - input'!$F23),\"\")","v":58.198677861335902},{"$f":"IFERROR(IF(OR(P38=\"\",'Lives scenario - input'!$F23=\"\"),\"\",P38/'Lives scenario - input'!$F23),\"\")","v":55.86819708239986},{"$f":"IFERROR(IF(OR(Q38=\"\",'Lives scenario - input'!$F23=\"\"),\"\",Q38/'Lives scenario - input'!$F23),\"\")","v":53.000515563001393},{"$f":"IFERROR(IF(OR(R38=\"\",'Lives scenario - input'!$F23=\"\"),\"\",R38/'Lives scenario - input'!$F23),\"\")","v":49.708275463327659},{"$f":"IFERROR(IF(OR(S38=\"\",'Lives scenario - input'!$F23=\"\"),\"\",S38/'Lives scenario - input'!$F23),\"\")","v":46.112012054185662},{"$f":"IFERROR(IF(OR(T38=\"\",'Lives scenario - input'!$F23=\"\"),\"\",T38/'Lives scenario - input'!$F23),\"\")","v":42.333133210131159},{"$f":"IFERROR(IF(OR(U38=\"\",'Lives scenario - input'!$F23=\"\"),\"\",U38/'Lives scenario - input'!$F23),\"\")","v":38.487552440712662},{"$f":"IFERROR(IF(OR(V38=\"\",'Lives scenario - input'!$F23=\"\"),\"\",V38/'Lives scenario - input'!$F23),\"\")","v":34.680443334690608},{"$f":"IFERROR(IF(OR(W38=\"\",'Lives scenario - input'!$F23=\"\"),\"\",W38/'Lives scenario - input'!$F23),\"\")","v":31.002424556696731}]
[{"$f":"IFERROR('Lives scenario - input'!A24,\"\")","v":2},{"$f":"IFERROR('Lives scenario - input'!B24,\"\")","v":"POLES"},{"$f":"IFERROR('Lives scenario - input'!C24,\"\")","v":"> 22 kv & < = 66 kv ; wood"},{"$f":"IFERROR(repcalc('Lives scenario - input'!$CX24:$GJ24,'Lives scenario - input'!$I24,'Lives scenario - input'!$G24,'Lives scenario - input'!$H24,20,TRUE,TRUE),\"\")","v":5085.7149016791182},5628.3216429181211,6191.3828044305619,6772.5405929210347,7369.2033317149599,7978.4140177293093,8596.7004754533646,9219.9318644366613,9843.2094774402067,10460.819089476112,11066.267279717429,11652.415468129351,12211.71382710037,12736.524201228403,13219.508470247769,13654.04825481415,14034.655105373735,14357.328466530491,14619.822243583236,14821.789429969696,{"$f":"IFERROR(IF(OR(D39=\"\",'Lives scenario - input'!$F24=\"\"),\"\",D39/'Lives scenario - input'!$F24),\"\")","v":345.20954478924199},{"$f":"IFERROR(IF(OR(E39=\"\",'Lives scenario - input'!$F24=\"\"),\"\",E39/'Lives scenario - input'!$F24),\"\")","v":382.04075333395343},{"$f":"IFERROR(IF(OR(F39=\"\",'Lives scenario - input'!$F24=\"\"),\"\",F39/'Lives scenario - input'!$F24),\"\")","v":420.26037260322005},{"$f":"IFERROR(IF(OR(G39=\"\",'Lives scenario - input'!$F24=\"\"),\"\",G39/'Lives scenario - input'!$F24),\"\")","v":459.70835965992291},{"$f":"IFERROR(IF(OR(H39=\"\",'Lives scenario - input'!$F24=\"\"),\"\",H39/'Lives scenario - input'!$F24),\"\")","v":500.20879596706794},{"$f":"IFERROR(IF(OR(I39=\"\",'Lives scenario - input'!$F24=\"\"),\"\",I39/'Lives scenario - input'!$F24),\"\")","v":541.56096526195313},{"$f":"IFERROR(IF(OR(J39=\"\",'Lives scenario - input'!$F24=\"\"),\"\",J39/'Lives scenario - input'!$F24),\"\")","v":583.52918226715815},{"$f":"IFERROR(IF(OR(K39=\"\",'Lives scenario - input'!$F24=\"\"),\"\",K39/'Lives scenario - input'!$F24),\"\")","v":625.83305266662899},{"$f":"IFERROR(IF(OR(L39=\"\",'Lives scenario - input'!$F24=\"\"),\"\",L39/'Lives scenario - input'!$F24),\"\")","v":668.14006067276807},{"$f":"IFERROR(IF(OR(M39=\"\",'Lives scenario - input'!$F24=\"\"),\"\",M39/'Lives scenario - input'!$F24),\"\")","v":710.06233456153495},{"$f":"IFERROR(IF(OR(N39=\"\",'Lives scenario - input'!$F24=\"\"),\"\",N39/'Lives scenario - input'!$F24),\"\")","v":751.15911214096025},{"$f":"IFERROR(IF(OR(O39=\"\",'Lives scenario - input'!$F24=\"\"),\"\",O39/'Lives scenario - input'!$F24),\"\")","v":790.94583892619778},{"$f":"IFERROR(IF(OR(P39=\"\",'Lives scenario - input'!$F24=\"\"),\"\",P39/'Lives scenario - input'!$F24),\"\")","v":828.91004565709591},{"$f":"IFERROR(IF(OR(Q39=\"\",'Lives scenario - input'!$F24=\"\"),\"\",Q39/'Lives scenario - input'!$F24),\"\")","v":864.53326753561589},{"$f":"IFERROR(IF(OR(R39=\"\",'Lives scenario - input'!$F24=\"\"),\"\",R39/'Lives scenario - input'!$F24),\"\")","v":897.31740563063408},{"$f":"IFERROR(IF(OR(S39=\"\",'Lives scenario - input'!$F24=\"\"),\"\",S39/'Lives scenario - input'!$F24),\"\")","v":926.81321578181826},{"$f":"IFERROR(IF(OR(T39=\"\",'Lives scenario - input'!$F24=\"\"),\"\",T39/'Lives scenario - input'!$F24),\"\")","v":952.64815151169205},{"$f":"IFERROR(IF(OR(U39=\"\",'Lives scenario - input'!$F24=\"\"),\"\",U39/'Lives scenario - input'!$F24),\"\")","v":974.55066202870148},{"$f":"IFERROR(IF(OR(V39=\"\",'Lives scenario - input'!$F24=\"\"),\"\",V39/'Lives scenario - input'!$F24),\"\")","v":992.36828630340642},{"$f":"IFERROR(IF(OR(W39=\"\",'Lives scenario - input'!$F24=\"\"),\"\",W39/'Lives scenario - input'!$F24),\"\")","v":1006.0774701296203}]
[{"$f":"IFERROR('Lives scenario - input'!A25,\"\")","v":2},{"$f":"IFERROR('Lives scenario - input'!B25,\"\")","v":"POLES"},{"$f":"IFERROR('Lives scenario - input'!C25,\"\")","v":"> 66 kv & < = 132 kv ; concrete"},{"$f":"IFERROR(repcalc('Lives scenario - input'!$CX25:$GJ25,'Lives scenario - input'!$I25,'Lives scenario - input'!$G25,'Lives scenario - input'!$H25,20,TRUE,TRUE),\"\")","v":774.64745521596228},1090.0823940385721,1507.3902401120274,2048.2918223826764,2734.9561684501246,3588.3771363720048,4626.3237755342361,5860.9751445284346,7296.4304333774844,8926.3594602381454,10732.111995832291,12681.621845696662,14729.411166842487,16817.916390144099,18880.222515294143,20844.120577452286,22637.215976842053,24192.641402709982,25454.796882673014,26384.476413439064,{"$f":"IFERROR(IF(OR(D40=\"\",'Lives scenario - input'!$F25=\"\"),\"\",D40/'Lives scenario - input'!$F25),\"\")","v":4.4652039915698678},{"$f":"IFERROR(IF(OR(E40=\"\",'Lives scenario - input'!$F25=\"\"),\"\",E40/'Lives scenario - input'!$F25),\"\")","v":6.2834263821909628},{"$f":"IFERROR(IF(OR(F40=\"\",'Lives scenario - input'!$F25=\"\"),\"\",F40/'Lives scenario - input'!$F25),\"\")","v":8.6888621032456879},{"$f":"IFERROR(IF(OR(G40=\"\",'Lives scenario - input'!$F25=\"\"),\"\",G40/'Lives scenario - input'!$F25),\"\")","v":11.806713827844746},{"$f":"IFERROR(IF(OR(H40=\"\",'Lives scenario - input'!$F25=\"\"),\"\",H40/'Lives scenario - input'!$F25),\"\")","v":15.764767724858185},{"$f":"IFERROR(IF(OR(I40=\"\",'Lives scenario - input'!$F25=\"\"),\"\",I40/'Lives scenario - input'!$F25),\"\")","v":20.684036079508395},{"$f":"IFERROR(IF(OR(J40=\"\",'Lives scenario - input'!$F25=\"\"),\"\",J40/'Lives scenario - input'!$F25),\"\")","v":26.666942813426012},{"$f":"IFERROR(IF(OR(K40=\"\",'Lives scenario - input'!$F25=\"\"),\"\",K40/'Lives scenario - input'!$F25),\"\")","v":33.783690159472798},{"$f":"IFERROR(IF(OR(L40=\"\",'Lives scenario - input'!$F25=\"\"),\"\",L40/'Lives scenario - input'!$F25),\"\")","v":42.057906568925709},{"$f":"IFERROR(IF(OR(M40=\"\",'Lives scenario - input'!$F25=\"\"),\"\",M40/'Lives scenario - input'!$F25),\"\")","v":51.453103761802055},{"$f":"IFERROR(IF(OR(N40=\"\",'Lives scenario - input'!$F25=\"\"),\"\",N40/'Lives scenario - input'!$F25),\"\")","v":61.861778540801367},{"$f":"IFERROR(IF(OR(O40=\"\",'Lives scenario - input'!$F25=\"\"),\"\",O40/'Lives scenario - input'!$F25),\"\")","v":73.099095728905112},{"$f":"IFERROR(IF(OR(P40=\"\",'Lives scenario - input'!$F25=\"\"),\"\",P40/'Lives scenario - input'!$F25),\"\")","v":84.902913051360926},{"$f":"IFERROR(IF(OR(Q40=\"\",'Lives scenario - input'!$F25=\"\"),\"\",Q40/'Lives scenario - input'!$F25),\"\")","v":96.941423985216659},{"$f":"IFERROR(IF(OR(R40=\"\",'Lives scenario - input'!$F25=\"\"),\"\",R40/'Lives scenario - input'!$F25),\"\")","v":108.82891871569598},{"$f":"IFERROR(IF(OR(S40=\"\",'Lives scenario - input'!$F25=\"\"),\"\",S40/'Lives scenario - input'!$F25),\"\")","v":120.14917208661826},{"$f":"IFERROR(IF(OR(T40=\"\",'Lives scenario - input'!$F25=\"\"),\"\",T40/'Lives scenario - input'!$F25),\"\")","v":130.48488890942591},{"$f":"IFERROR(IF(OR(U40=\"\",'Lives scenario - input'!$F25=\"\"),\"\",U40/'Lives scenario - input'!$F25),\"\")","v":139.45063426030745},{"$f":"IFERROR(IF(OR(V40=\"\",'Lives scenario - input'!$F25=\"\"),\"\",V40/'Lives scenario - input'!$F25),\"\")","v":146.72592013282289},{"$f":"IFERROR(IF(OR(W40=\"\",'Lives scenario - input'!$F25=\"\"),\"\",W40/'Lives scenario - input'!$F25),\"\")","v":152.08475623782249}]
[{"$f":"IFERROR('Lives scenario - input'!A26,\"\")","v":2},{"$f":"IFERROR('Lives scenario - input'!B26,\"\")","v":"POLES"},{"$f":"IFERROR('Lives scenario - input'!C26,\"\")","v":"> 66 kv & < = 132 kv ; steel"},{"$f":"IFERROR(repcalc('Lives scenario - input'!$CX26:$GJ26,'Lives scenario - input'!$I26,'Lives scenario - input'!$G26,'Lives scenario - input'!$H26,20,TRUE,TRUE),\"\")","v":25.503691756096664},32.876765013668404,41.844026389883176,52.592651683306826,65.293880882536072,80.095534057570987,97.116716871304021,116.44621475540666,138.14606081244196,162.2615328216668,188.83835589916285,217.94715329945035,249.71422813314331,284.35664353870447,322.2184085663456,363.80351624126843,409.80078478067207,461.09509112870455,518.75980570416664,584.02614080979345,{"$f":"IFERROR(IF(OR(D41=\"\",'Lives scenario - input'!$F26=\"\"),\"\",D41/'Lives scenario - input'!$F26),\"\")","v":0.22781248184446423},{"$f":"IFERROR(IF(OR(E41=\"\",'Lives scenario - input'!$F26=\"\"),\"\",E41/'Lives scenario - input'!$F26),\"\")","v":0.29367267705431804},{"$f":"IFERROR(IF(OR(F41=\"\",'Lives scenario - input'!$F26=\"\"),\"\",F41/'Lives scenario - input'!$F26),\"\")","v":0.37377300484216269},{"$f":"IFERROR(IF(OR(G41=\"\",'Lives scenario - input'!$F26=\"\"),\"\",G41/'Lives scenario - input'!$F26),\"\")","v":0.46978541857146794},{"$f":"IFERROR(IF(OR(H41=\"\",'Lives scenario - input'!$F26=\"\"),\"\",H41/'Lives scenario - input'!$F26),\"\")","v":0.58323952451125205},{"$f":"IFERROR(IF(OR(I41=\"\",'Lives scenario - input'!$F26=\"\"),\"\",I41/'Lives scenario - input'!$F26),\"\")","v":0.71545572981414196},{"$f":"IFERROR(IF(OR(J41=\"\",'Lives scenario - input'!$F26=\"\"),\"\",J41/'Lives scenario - input'!$F26),\"\")","v":0.86749794934096458},{"$f":"IFERROR(IF(OR(K41=\"\",'Lives scenario - input'!$F26=\"\"),\"\",K41/'Lives scenario - input'!$F26),\"\")","v":1.0401592615893014},{"$f":"IFERROR(IF(OR(L41=\"\",'Lives scenario - input'!$F26=\"\"),\"\",L41/'Lives scenario - input'!$F26),\"\")","v":1.2339937790847648},{"$f":"IFERROR(IF(OR(M41=\"\",'Lives scenario - input'!$F26=\"\"),\"\",M41/'Lives scenario - input'!$F26),\"\")","v":1.4494059469313638},{"$f":"IFERROR(IF(OR(N41=\"\",'Lives scenario - input'!$F26=\"\"),\"\",N41/'Lives scenario - input'!$F26),\"\")","v":1.6868042060825421},{"$f":"IFERROR(IF(OR(O41=\"\",'Lives scenario - input'!$F26=\"\"),\"\",O41/'Lives scenario - input'!$F26),\"\")","v":1.946819400850647},{"$f":"IFERROR(IF(OR(P41=\"\",'Lives scenario - input'!$F26=\"\"),\"\",P41/'Lives scenario - input'!$F26),\"\")","v":2.2305797375114138},{"$f":"IFERROR(IF(OR(Q41=\"\",'Lives scenario - input'!$F26=\"\"),\"\",Q41/'Lives scenario - input'!$F26),\"\")","v":2.5400241389769866},{"$f":"IFERROR(IF(OR(R41=\"\",'Lives scenario - input'!$F26=\"\"),\"\",R41/'Lives scenario - input'!$F26),\"\")","v":2.8782254762754174},{"$f":"IFERROR(IF(OR(S41=\"\",'Lives scenario - input'!$F26=\"\"),\"\",S41/'Lives scenario - input'!$F26),\"\")","v":3.2496856820289151},{"$f":"IFERROR(IF(OR(T41=\"\",'Lives scenario - input'!$F26=\"\"),\"\",T41/'Lives scenario - input'!$F26),\"\")","v":3.6605576453603765},{"$f":"IFERROR(IF(OR(U41=\"\",'Lives scenario - input'!$F26=\"\"),\"\",U41/'Lives scenario - input'!$F26),\"\")","v":4.1187455557769974},{"$f":"IFERROR(IF(OR(V41=\"\",'Lives scenario - input'!$F26=\"\"),\"\",V41/'Lives scenario - input'!$F26),\"\")","v":4.6338373263301103},{"$f":"IFERROR(IF(OR(W41=\"\",'Lives scenario - input'!$F26=\"\"),\"\",W41/'Lives scenario - input'!$F26),\"\")","v":5.216830797373416}]
[{"$f":"IFERROR('Lives scenario - input'!A27,\"\")","v":2},{"$f":"IFERROR('Lives scenario - input'!B27,\"\")","v":"POLES"},{"$f":"IFERROR('Lives scenario - input'!C27,\"\")","v":"> 66 kv & < = 132 kv ; wood"},{"$f":"IFERROR(repcalc('Lives scenario - input'!$CX27:$GJ27,'Lives scenario - input'!$I27,'Lives scenario - input'!$G27,'Lives scenario - input'!$H27,20,TRUE,TRUE),\"\")","v":1248.696263796073},1548.2215263377759,1903.0727465271277,2318.938112273644,2800.8612252487455,3352.8421443202687,3977.3985949053654,4675.1109889462386,5444.1828338994555,6280.0545507628594,7175.1124256785333,8118.5342431079898,9096.3082646909952,10091.452325005184,11084.445290412261,12053.86508547353,12977.207724859813,13831.842573538972,14596.042852115859,15250.019477093318,{"$f":"IFERROR(IF(OR(D42=\"\",'Lives scenario - input'!$F27=\"\"),\"\",D42/'Lives scenario - input'!$F27),\"\")","v":11.154016353624211},{"$f":"IFERROR(IF(OR(E42=\"\",'Lives scenario - input'!$F27=\"\"),\"\",E42/'Lives scenario - input'!$F27),\"\")","v":13.829534631029221},{"$f":"IFERROR(IF(OR(F42=\"\",'Lives scenario - input'!$F27=\"\"),\"\",F42/'Lives scenario - input'!$F27),\"\")","v":16.999253663472746},{"$f":"IFERROR(IF(OR(G42=\"\",'Lives scenario - input'!$F27=\"\"),\"\",G42/'Lives scenario - input'!$F27),\"\")","v":20.713983357899135},{"$f":"IFERROR(IF(OR(H42=\"\",'Lives scenario - input'!$F27=\"\"),\"\",H42/'Lives scenario - input'!$F27),\"\")","v":25.018775835593001},{"$f":"IFERROR(IF(OR(I42=\"\",'Lives scenario - input'!$F27=\"\"),\"\",I42/'Lives scenario - input'!$F27),\"\")","v":29.949361740843834},{"$f":"IFERROR(IF(OR(J42=\"\",'Lives scenario - input'!$F27=\"\"),\"\",J42/'Lives scenario - input'!$F27),\"\")","v":35.528230730496979},{"$f":"IFERROR(IF(OR(K42=\"\",'Lives scenario - input'!$F27=\"\"),\"\",K42/'Lives scenario - input'!$F27),\"\")","v":41.760567351413741},{"$f":"IFERROR(IF(OR(L42=\"\",'Lives scenario - input'!$F27=\"\"),\"\",L42/'Lives scenario - input'!$F27),\"\")","v":48.630324380750906},{"$f":"IFERROR(IF(OR(M42=\"\",'Lives scenario - input'!$F27=\"\"),\"\",M42/'Lives scenario - input'!$F27),\"\")","v":56.096773244050269},{"$f":"IFERROR(IF(OR(N42=\"\",'Lives scenario - input'!$F27=\"\"),\"\",N42/'Lives scenario - input'!$F27),\"\")","v":64.09190421681339},{"$f":"IFERROR(IF(OR(O42=\"\",'Lives scenario - input'!$F27=\"\"),\"\",O42/'Lives scenario - input'!$F27),\"\")","v":72.519047538267699},{"$f":"IFERROR(IF(OR(P42=\"\",'Lives scenario - input'!$F27=\"\"),\"\",P42/'Lives scenario - input'!$F27),\"\")","v":81.253042940585047},{"$f":"IFERROR(IF(OR(Q42=\"\",'Lives scenario - input'!$F27=\"\"),\"\",Q42/'Lives scenario - input'!$F27),\"\")","v":90.142196728242411},{"$f":"IFERROR(IF(OR(R42=\"\",'Lives scenario - input'!$F27=\"\"),\"\",R42/'Lives scenario - input'!$F27),\"\")","v":99.012135796942275},{"$f":"IFERROR(IF(OR(S42=\"\",'Lives scenario - input'!$F27=\"\"),\"\",S42/'Lives scenario - input'!$F27),\"\")","v":107.67150682346302},{"$f":"IFERROR(IF(OR(T42=\"\",'Lives scenario - input'!$F27=\"\"),\"\",T42/'Lives scenario - input'!$F27),\"\")","v":115.91929229244805},{"$f":"IFERROR(IF(OR(U42=\"\",'Lives scenario - input'!$F27=\"\"),\"\",U42/'Lives scenario - input'!$F27),\"\")","v":123.55334338631862},{"$f":"IFERROR(IF(OR(V42=\"\",'Lives scenario - input'!$F27=\"\"),\"\",V42/'Lives scenario - input'!$F27),\"\")","v":130.379585004739},{"$f":"IFERROR(IF(OR(W42=\"\",'Lives scenario - input'!$F27=\"\"),\"\",W42/'Lives scenario - input'!$F27),\"\")","v":136.22125057336265}]
[{"$f":"IFERROR('Lives scenario - input'!A28,\"\")","v":2},{"$f":"IFERROR('Lives scenario - input'!B28,\"\")","v":"POLES"},{"$f":"IFERROR('Lives scenario - input'!C28,\"\")","v":"staking of a wooden pole"},{"$f":"IFERROR(repcalc('Lives scenario - input'!$CX28:$GJ28,'Lives scenario - input'!$I28,'Lives scenario - input'!$G28,'Lives scenario - input'!$H28,20,TRUE,TRUE),\"\")","v":3830.1311473752576},4447.8393811368132,5096.1044895668847,5773.1667642032162,6480.0034632297493,7219.915834119789,7997.4459547643301,8816.7572572441331,9679.7229404940408,10584.034936509892,11521.66006332522,12477.926773606903,13431.432867318255,14354.838469792379,15216.473652334391,15982.573507254387,16619.878769869665,17098.319421734766,17393.52805698138,17488.989663106979,{"$f":"IFERROR(IF(OR(D43=\"\",'Lives scenario - input'!$F28=\"\"),\"\",D43/'Lives scenario - input'!$F28),\"\")","v":524.62864993553785},{"$f":"IFERROR(IF(OR(E43=\"\",'Lives scenario - input'!$F28=\"\"),\"\",E43/'Lives scenario - input'!$F28),\"\")","v":609.23866047120055},{"$f":"IFERROR(IF(OR(F43=\"\",'Lives scenario - input'!$F28=\"\"),\"\",F43/'Lives scenario - input'!$F28),\"\")","v":698.03417048109907},{"$f":"IFERROR(IF(OR(G43=\"\",'Lives scenario - input'!$F28=\"\"),\"\",G43/'Lives scenario - input'!$F28),\"\")","v":790.7741455360424},{"$f":"IFERROR(IF(OR(H43=\"\",'Lives scenario - input'!$F28=\"\"),\"\",H43/'Lives scenario - input'!$F28),\"\")","v":887.59244466642735},{"$f":"IFERROR(IF(OR(I43=\"\",'Lives scenario - input'!$F28=\"\"),\"\",I43/'Lives scenario - input'!$F28),\"\")","v":988.94125317306532},{"$f":"IFERROR(IF(OR(J43=\"\",'Lives scenario - input'!$F28=\"\"),\"\",J43/'Lives scenario - input'!$F28),\"\")","v":1095.4427179486254},{"$f":"IFERROR(IF(OR(K43=\"\",'Lives scenario - input'!$F28=\"\"),\"\",K43/'Lives scenario - input'!$F28),\"\")","v":1207.6671212282536},{"$f":"IFERROR(IF(OR(L43=\"\",'Lives scenario - input'!$F28=\"\"),\"\",L43/'Lives scenario - input'!$F28),\"\")","v":1325.8710426930193},{"$f":"IFERROR(IF(OR(M43=\"\",'Lives scenario - input'!$F28=\"\"),\"\",M43/'Lives scenario - input'!$F28),\"\")","v":1449.7383368757335},{"$f":"IFERROR(IF(OR(N43=\"\",'Lives scenario - input'!$F28=\"\"),\"\",N43/'Lives scenario - input'!$F28),\"\")","v":1578.1686661514973},{"$f":"IFERROR(IF(OR(O43=\"\",'Lives scenario - input'!$F28=\"\"),\"\",O43/'Lives scenario - input'!$F28),\"\")","v":1709.1524089763809},{"$f":"IFERROR(IF(OR(P43=\"\",'Lives scenario - input'!$F28=\"\"),\"\",P43/'Lives scenario - input'!$F28),\"\")","v":1839.7580189153255},{"$f":"IFERROR(IF(OR(Q43=\"\",'Lives scenario - input'!$F28=\"\"),\"\",Q43/'Lives scenario - input'!$F28),\"\")","v":1966.2406420758655},{"$f":"IFERROR(IF(OR(R43=\"\",'Lives scenario - input'!$F28=\"\"),\"\",R43/'Lives scenario - input'!$F28),\"\")","v":2084.2623194442117},{"$f":"IFERROR(IF(OR(S43=\"\",'Lives scenario - input'!$F28=\"\"),\"\",S43/'Lives scenario - input'!$F28),\"\")","v":2189.1981342081313},{"$f":"IFERROR(IF(OR(T43=\"\",'Lives scenario - input'!$F28=\"\"),\"\",T43/'Lives scenario - input'!$F28),\"\")","v":2276.4924295357969},{"$f":"IFERROR(IF(OR(U43=\"\",'Lives scenario - input'!$F28=\"\"),\"\",U43/'Lives scenario - input'!$F28),\"\")","v":2342.0263926311018},{"$f":"IFERROR(IF(OR(V43=\"\",'Lives scenario - input'!$F28=\"\"),\"\",V43/'Lives scenario - input'!$F28),\"\")","v":2382.4623207493537},{"$f":"IFERROR(IF(OR(W43=\"\",'Lives scenario - input'!$F28=\"\"),\"\",W43/'Lives scenario - input'!$F28),\"\")","v":2395.5380854204068}]
[{"$f":"IFERROR('Lives scenario - input'!A29,\"\")","v":3},{"$f":"IFERROR('Lives scenario - input'!B29,\"\")","v":"SERVICE LINES"},{"$f":"IFERROR('Lives scenario - input'!C29,\"\")","v":"˂ = 11 kv ; commercial and industrial ; simple type"},{"$f":"IFERROR(repcalc('Lives scenario - input'!$CX29:$GJ29,'Lives scenario - input'!$I29,'Lives scenario - input'!$G29,'Lives scenario - input'!$H29,20,TRUE,TRUE),\"\")","v":1389.4447079466229},1294.0992665964943,1212.8951496243521,1145.367146381755,1090.6136763127029,1047.4560079087003,1014.5737322120688,990.61093247003441,974.25224328977777,964.27155863703058,959.55834835739256,959.12743537547908,962.11790142762322,967.78585874101179,975.49450798052351,984.70352818809397,994.95866826979886,1005.8815901862283,1017.1596062755345,1028.5349194862899,{"$f":"IFERROR(IF(OR(D44=\"\",'Lives scenario - input'!$F29=\"\"),\"\",D44/'Lives scenario - input'!$F29),\"\")","v":1289.2826995206899},{"$f":"IFERROR(IF(OR(E44=\"\",'Lives scenario - input'!$F29=\"\"),\"\",E44/'Lives scenario - input'!$F29),\"\")","v":1200.8105010173379},{"$f":"IFERROR(IF(OR(F44=\"\",'Lives scenario - input'!$F29=\"\"),\"\",F44/'Lives scenario - input'!$F29),\"\")","v":1125.4602099670667},{"$f":"IFERROR(IF(OR(G44=\"\",'Lives scenario - input'!$F29=\"\"),\"\",G44/'Lives scenario - input'!$F29),\"\")","v":1062.8001517323476},{"$f":"IFERROR(IF(OR(H44=\"\",'Lives scenario - input'!$F29=\"\"),\"\",H44/'Lives scenario - input'!$F29),\"\")","v":1011.9937387135254},{"$f":"IFERROR(IF(OR(I44=\"\",'Lives scenario - input'!$F29=\"\"),\"\",I44/'Lives scenario - input'!$F29),\"\")","v":971.94721156012622},{"$f":"IFERROR(IF(OR(J44=\"\",'Lives scenario - input'!$F29=\"\"),\"\",J44/'Lives scenario - input'!$F29),\"\")","v":941.4353466877277},{"$f":"IFERROR(IF(OR(K44=\"\",'Lives scenario - input'!$F29=\"\"),\"\",K44/'Lives scenario - input'!$F29),\"\")","v":919.19997239554641},{"$f":"IFERROR(IF(OR(L44=\"\",'Lives scenario - input'!$F29=\"\"),\"\",L44/'Lives scenario - input'!$F29),\"\")","v":904.02054508453784},{"$f":"IFERROR(IF(OR(M44=\"\",'Lives scenario - input'!$F29=\"\"),\"\",M44/'Lives scenario - input'!$F29),\"\")","v":894.7593460036652},{"$f":"IFERROR(IF(OR(N44=\"\",'Lives scenario - input'!$F29=\"\"),\"\",N44/'Lives scenario - input'!$F29),\"\")","v":890.38590067116206},{"$f":"IFERROR(IF(OR(O44=\"\",'Lives scenario - input'!$F29=\"\"),\"\",O44/'Lives scenario - input'!$F29),\"\")","v":889.9860512569303},{"$f":"IFERROR(IF(OR(P44=\"\",'Lives scenario - input'!$F29=\"\"),\"\",P44/'Lives scenario - input'!$F29),\"\")","v":892.76094119856123},{"$f":"IFERROR(IF(OR(Q44=\"\",'Lives scenario - input'!$F29=\"\"),\"\",Q44/'Lives scenario - input'!$F29),\"\")","v":898.02030795420069},{"$f":"IFERROR(IF(OR(R44=\"\",'Lives scenario - input'!$F29=\"\"),\"\",R44/'Lives scenario - input'!$F29),\"\")","v":905.17325765010003},{"$f":"IFERROR(IF(OR(S44=\"\",'Lives scenario - input'!$F29=\"\"),\"\",S44/'Lives scenario - input'!$F29),\"\")","v":913.71841987588118},{"$f":"IFERROR(IF(OR(T44=\"\",'Lives scenario - input'!$F29=\"\"),\"\",T44/'Lives scenario - input'!$F29),\"\")","v":923.23428949838888},{"$f":"IFERROR(IF(OR(U44=\"\",'Lives scenario - input'!$F29=\"\"),\"\",U44/'Lives scenario - input'!$F29),\"\")","v":933.36980203409814},{"$f":"IFERROR(IF(OR(V44=\"\",'Lives scenario - input'!$F29=\"\"),\"\",V44/'Lives scenario - input'!$F29),\"\")","v":943.83481078593763},{"$f":"IFERROR(IF(OR(W44=\"\",'Lives scenario - input'!$F29=\"\"),\"\",W44/'Lives scenario - input'!$F29),\"\")","v":954.39010272406017}]
[{"$f":"IFERROR('Lives scenario - input'!A30,\"\")","v":3},{"$f":"IFERROR('Lives scenario - input'!B30,\"\")","v":"SERVICE LINES"},{"$f":"IFERROR('Lives scenario - input'!C30,\"\")","v":"˂ = 11 kv ; residential ; simple type"},{"$f":"IFERROR(repcalc('Lives scenario - input'!$CX30:$GJ30,'Lives scenario - input'!$I30,'Lives scenario - input'!$G30,'Lives scenario - input'!$H30,20,TRUE,TRUE),\"\")","v":4564.186730582056},4571.311752536807,4578.4241539574132,4590.2167012746722,4610.3707927722553,4641.3958771047801,4684.5738701386217,4740.0017782215091,4806.7175266559379,4882.8883224996544,4966.0380240165696,5053.2898610584207,5141.6030729903787,5227.9860166792287,5309.6733467088025,5384.2602647852909,5449.7919228108549,5504.8103268615168,5548.3641916945671,5579.9890041532326,{"$f":"IFERROR(IF(OR(D45=\"\",'Lives scenario - input'!$F30=\"\"),\"\",D45/'Lives scenario - input'!$F30),\"\")","v":5722.248983569717},{"$f":"IFERROR(IF(OR(E45=\"\",'Lives scenario - input'!$F30=\"\"),\"\",E45/'Lives scenario - input'!$F30),\"\")","v":5731.181823535554},{"$f":"IFERROR(IF(OR(F45=\"\",'Lives scenario - input'!$F30=\"\"),\"\",F45/'Lives scenario - input'!$F30),\"\")","v":5740.0988407835785},{"$f":"IFERROR(IF(OR(G45=\"\",'Lives scenario - input'!$F30=\"\"),\"\",G45/'Lives scenario - input'!$F30),\"\")","v":5754.8834882757019},{"$f":"IFERROR(IF(OR(H45=\"\",'Lives scenario - input'!$F30=\"\"),\"\",H45/'Lives scenario - input'!$F30),\"\")","v":5780.1512383469417},{"$f":"IFERROR(IF(OR(I45=\"\",'Lives scenario - input'!$F30=\"\"),\"\",I45/'Lives scenario - input'!$F30),\"\")","v":5819.0482571953171},{"$f":"IFERROR(IF(OR(J45=\"\",'Lives scenario - input'!$F30=\"\"),\"\",J45/'Lives scenario - input'!$F30),\"\")","v":5873.1817187154093},{"$f":"IFERROR(IF(OR(K45=\"\",'Lives scenario - input'!$F30=\"\"),\"\",K45/'Lives scenario - input'!$F30),\"\")","v":5942.6732424875427},{"$f":"IFERROR(IF(OR(L45=\"\",'Lives scenario - input'!$F30=\"\"),\"\",L45/'Lives scenario - input'!$F30),\"\")","v":6026.3166484658777},{"$f":"IFERROR(IF(OR(M45=\"\",'Lives scenario - input'!$F30=\"\"),\"\",M45/'Lives scenario - input'!$F30),\"\")","v":6121.8141127071831},{"$f":"IFERROR(IF(OR(N45=\"\",'Lives scenario - input'!$F30=\"\"),\"\",N45/'Lives scenario - input'!$F30),\"\")","v":6226.0612268318537},{"$f":"IFERROR(IF(OR(O45=\"\",'Lives scenario - input'!$F30=\"\"),\"\",O45/'Lives scenario - input'!$F30),\"\")","v":6335.451303377572},{"$f":"IFERROR(IF(OR(P45=\"\",'Lives scenario - input'!$F30=\"\"),\"\",P45/'Lives scenario - input'!$F30),\"\")","v":6446.1720554071408},{"$f":"IFERROR(IF(OR(Q45=\"\",'Lives scenario - input'!$F30=\"\"),\"\",Q45/'Lives scenario - input'!$F30),\"\")","v":6554.4727759734624},{"$f":"IFERROR(IF(OR(R45=\"\",'Lives scenario - input'!$F30=\"\"),\"\",R45/'Lives scenario - input'!$F30),\"\")","v":6656.8864739276305},{"$f":"IFERROR(IF(OR(S45=\"\",'Lives scenario - input'!$F30=\"\"),\"\",S45/'Lives scenario - input'!$F30),\"\")","v":6750.3981861656521},{"$f":"IFERROR(IF(OR(T45=\"\",'Lives scenario - input'!$F30=\"\"),\"\",T45/'Lives scenario - input'!$F30),\"\")","v":6832.5570647706472},{"$f":"IFERROR(IF(OR(U45=\"\",'Lives scenario - input'!$F30=\"\"),\"\",U45/'Lives scenario - input'!$F30),\"\")","v":6901.5351818461459},{"$f":"IFERROR(IF(OR(V45=\"\",'Lives scenario - input'!$F30=\"\"),\"\",V45/'Lives scenario - input'!$F30),\"\")","v":6956.1398843885581},{"$f":"IFERROR(IF(OR(W45=\"\",'Lives scenario - input'!$F30=\"\"),\"\",W45/'Lives scenario - input'!$F30),\"\")","v":6995.788799218145}]
[{"$f":"IFERROR('Lives scenario - input'!A31,\"\")","v":3},{"$f":"IFERROR('Lives scenario - input'!B31,\"\")","v":"SERVICE LINES"},{"$f":"IFERROR('Lives scenario - input'!C31,\"\")","v":"˂ = 11 kV ; residential ; complex type"},{"$f":"IFERROR(repcalc('Lives scenario - input'!$CX31:$GJ31,'Lives scenario - input'!$I31,'Lives scenario - input'!$G31,'Lives scenario - input'!$H31,20,TRUE,TRUE),\"\")","v":""},"","","","","","","","","","","","","","","","","","","",{"$f":"IFERROR(IF(OR(D46=\"\",'Lives scenario - input'!$F31=\"\"),\"\",D46/'Lives scenario - input'!$F31),\"\")","v":""},{"$f":"IFERROR(IF(OR(E46=\"\",'Lives scenario - input'!$F31=\"\"),\"\",E46/'Lives scenario - input'!$F31),\"\")","v":""},{"$f":"IFERROR(IF(OR(F46=\"\",'Lives scenario - input'!$F31=\"\"),\"\",F46/'Lives scenario - input'!$F31),\"\")","v":""},{"$f":"IFERROR(IF(OR(G46=\"\",'Lives scenario - input'!$F31=\"\"),\"\",G46/'Lives scenario - input'!$F31),\"\")","v":""},{"$f":"IFERROR(IF(OR(H46=\"\",'Lives scenario - input'!$F31=\"\"),\"\",H46/'Lives scenario - input'!$F31),\"\")","v":""},{"$f":"IFERROR(IF(OR(I46=\"\",'Lives scenario - input'!$F31=\"\"),\"\",I46/'Lives scenario - input'!$F31),\"\")","v":""},{"$f":"IFERROR(IF(OR(J46=\"\",'Lives scenario - input'!$F31=\"\"),\"\",J46/'Lives scenario - input'!$F31),\"\")","v":""},{"$f":"IFERROR(IF(OR(K46=\"\",'Lives scenario - input'!$F31=\"\"),\"\",K46/'Lives scenario - input'!$F31),\"\")","v":""},{"$f":"IFERROR(IF(OR(L46=\"\",'Lives scenario - input'!$F31=\"\"),\"\",L46/'Lives scenario - input'!$F31),\"\")","v":""},{"$f":"IFERROR(IF(OR(M46=\"\",'Lives scenario - input'!$F31=\"\"),\"\",M46/'Lives scenario - input'!$F31),\"\")","v":""},{"$f":"IFERROR(IF(OR(N46=\"\",'Lives scenario - input'!$F31=\"\"),\"\",N46/'Lives scenario - input'!$F31),\"\")","v":""},{"$f":"IFERROR(IF(OR(O46=\"\",'Lives scenario - input'!$F31=\"\"),\"\",O46/'Lives scenario - input'!$F31),\"\")","v":""},{"$f":"IFERROR(IF(OR(P46=\"\",'Lives scenario - input'!$F31=\"\"),\"\",P46/'Lives scenario - input'!$F31),\"\")","v":""},{"$f":"IFERROR(IF(OR(Q46=\"\",'Lives scenario - input'!$F31=\"\"),\"\",Q46/'Lives scenario - input'!$F31),\"\")","v":""},{"$f":"IFERROR(IF(OR(R46=\"\",'Lives scenario - input'!$F31=\"\"),\"\",R46/'Lives scenario - input'!$F31),\"\")","v":""},{"$f":"IFERROR(IF(OR(S46=\"\",'Lives scenario - input'!$F31=\"\"),\"\",S46/'Lives scenario - input'!$F31),\"\")","v":""},{"$f":"IFERROR(IF(OR(T46=\"\",'Lives scenario - input'!$F31=\"\"),\"\",T46/'Lives scenario - input'!$F31),\"\")","v":""},{"$f":"IFERROR(IF(OR(U46=\"\",'Lives scenario - input'!$F31=\"\"),\"\",U46/'Lives scenario - input'!$F31),\"\")","v":""},{"$f":"IFERROR(IF(OR(V46=\"\",'Lives scenario - input'!$F31=\"\"),\"\",V46/'Lives scenario - input'!$F31),\"\")","v":""},{"$f":"IFERROR(IF(OR(W46=\"\",'Lives scenario - input'!$F31=\"\"),\"\",W46/'Lives scenario - input'!$F31),\"\")","v":""}]
[{"$f":"IFERROR('Lives scenario - input'!A32,\"\")","v":4},{"$f":"IFERROR('Lives scenario - input'!B32,\"\")","v":"SWITCHGEAR"},{"$f":"IFERROR('Lives scenario - input'!C32,\"\")","v":"˂ = 11 kv ; circuit breaker"},{"$f":"IFERROR(repcalc('Lives scenario - input'!$CX32:$GJ32,'Lives scenario - input'!$I32,'Lives scenario - input'!$G32,'Lives scenario - input'!$H32,20,TRUE,TRUE),\"\")","v":2560.9716702111937},2723.2739906100351,2884.395155592169,3043.2770804128986,3199.4646382079827,3353.2114662185331,3505.490028915126,3657.89318397843,3812.4296820786394,3971.2325097771368,4136.2143631647914,4308.7163656206067,4489.2022905872554,4677.0495898977661,4870.480013837393,5066.657224981318,5261.9583359436447,5452.403401053939,5634.2047191457996,5804.3795274586091,{"$f":"IFERROR(IF(OR(D47=\"\",'Lives scenario - input'!$F32=\"\"),\"\",D47/'Lives scenario - input'!$F32),\"\")","v":11.1596412615713},{"$f":"IFERROR(IF(OR(E47=\"\",'Lives scenario - input'!$F32=\"\"),\"\",E47/'Lives scenario - input'!$F32),\"\")","v":11.866886754615864},{"$f":"IFERROR(IF(OR(F47=\"\",'Lives scenario - input'!$F32=\"\"),\"\",F47/'Lives scenario - input'!$F32),\"\")","v":12.568985267364653},{"$f":"IFERROR(IF(OR(G47=\"\",'Lives scenario - input'!$F32=\"\"),\"\",G47/'Lives scenario - input'!$F32),\"\")","v":13.261326109932842},{"$f":"IFERROR(IF(OR(H47=\"\",'Lives scenario - input'!$F32=\"\"),\"\",H47/'Lives scenario - input'!$F32),\"\")","v":13.941926030185117},{"$f":"IFERROR(IF(OR(I47=\"\",'Lives scenario - input'!$F32=\"\"),\"\",I47/'Lives scenario - input'!$F32),\"\")","v":14.61189027292145},{"$f":"IFERROR(IF(OR(J47=\"\",'Lives scenario - input'!$F32=\"\"),\"\",J47/'Lives scenario - input'!$F32),\"\")","v":15.275456430754632},{"$f":"IFERROR(IF(OR(K47=\"\",'Lives scenario - input'!$F32=\"\"),\"\",K47/'Lives scenario - input'!$F32),\"\")","v":15.939565509906547},{"$f":"IFERROR(IF(OR(L47=\"\",'Lives scenario - input'!$F32=\"\"),\"\",L47/'Lives scenario - input'!$F32),\"\")","v":16.612970803950901},{"$f":"IFERROR(IF(OR(M47=\"\",'Lives scenario - input'!$F32=\"\"),\"\",M47/'Lives scenario - input'!$F32),\"\")","v":17.304966974409204},{"$f":"IFERROR(IF(OR(N47=\"\",'Lives scenario - input'!$F32=\"\"),\"\",N47/'Lives scenario - input'!$F32),\"\")","v":18.023888749253963},{"$f":"IFERROR(IF(OR(O47=\"\",'Lives scenario - input'!$F32=\"\"),\"\",O47/'Lives scenario - input'!$F32),\"\")","v":18.775580182119693},{"$f":"IFERROR(IF(OR(P47=\"\",'Lives scenario - input'!$F32=\"\"),\"\",P47/'Lives scenario - input'!$F32),\"\")","v":19.562062203306819},{"$f":"IFERROR(IF(OR(Q47=\"\",'Lives scenario - input'!$F32=\"\"),\"\",Q47/'Lives scenario - input'!$F32),\"\")","v":20.380622008807297},{"$f":"IFERROR(IF(OR(R47=\"\",'Lives scenario - input'!$F32=\"\"),\"\",R47/'Lives scenario - input'!$F32),\"\")","v":21.223510731610652},{"$f":"IFERROR(IF(OR(S47=\"\",'Lives scenario - input'!$F32=\"\"),\"\",S47/'Lives scenario - input'!$F32),\"\")","v":22.078368801899728},{"$f":"IFERROR(IF(OR(T47=\"\",'Lives scenario - input'!$F32=\"\"),\"\",T47/'Lives scenario - input'!$F32),\"\")","v":22.929409194762084},{"$f":"IFERROR(IF(OR(U47=\"\",'Lives scenario - input'!$F32=\"\"),\"\",U47/'Lives scenario - input'!$F32),\"\")","v":23.759288974920764},{"$f":"IFERROR(IF(OR(V47=\"\",'Lives scenario - input'!$F32=\"\"),\"\",V47/'Lives scenario - input'!$F32),\"\")","v":24.551502928079671},{"$f":"IFERROR(IF(OR(W47=\"\",'Lives scenario - input'!$F32=\"\"),\"\",W47/'Lives scenario - input'!$F32),\"\")","v":25.293053424173603}]
[{"$f":"IFERROR('Lives scenario - input'!A33,\"\")","v":4},{"$f":"IFERROR('Lives scenario - input'!B33,\"\")","v":"SWITCHGEAR"},{"$f":"IFERROR('Lives scenario - input'!C33,\"\")","v":"˂ = 11 kv ; fuse"},{"$f":"IFERROR(repcalc('Lives scenario - input'!$CX33:$GJ33,'Lives scenario - input'!$I33,'Lives scenario - input'!$G33,'Lives scenario - input'!$H33,20,TRUE,TRUE),\"\")","v":7929.3755835885877},7271.9077475365893,6741.7421611405498,6320.6284023772678,5991.4548952849736,5738.8021559595581,5549.1724700930545,5410.9860059174853,5314.4350610724696,5251.2765777553059,5214.6239921388169,5198.7779884043921,5199.11568526668,5212.0416757306011,5234.9932824249536,5266.486309789575,5306.1854978464844,5354.984282540051,5415.0796425721655,5490.0282679288657,{"$f":"IFERROR(IF(OR(D48=\"\",'Lives scenario - input'!$F33=\"\"),\"\",D48/'Lives scenario - input'!$F33),\"\")","v":1213.8435440516221},{"$f":"IFERROR(IF(OR(E48=\"\",'Lives scenario - input'!$F33=\"\"),\"\",E48/'Lives scenario - input'!$F33),\"\")","v":1113.1971463875918},{"$f":"IFERROR(IF(OR(F48=\"\",'Lives scenario - input'!$F33=\"\"),\"\",F48/'Lives scenario - input'!$F33),\"\")","v":1032.0384135792854},{"$f":"IFERROR(IF(OR(G48=\"\",'Lives scenario - input'!$F33=\"\"),\"\",G48/'Lives scenario - input'!$F33),\"\")","v":967.57353712115901},{"$f":"IFERROR(IF(OR(H48=\"\",'Lives scenario - input'!$F33=\"\"),\"\",H48/'Lives scenario - input'!$F33),\"\")","v":917.18304517828892},{"$f":"IFERROR(IF(OR(I48=\"\",'Lives scenario - input'!$F33=\"\"),\"\",I48/'Lives scenario - input'!$F33),\"\")","v":878.50649451119102},{"$f":"IFERROR(IF(OR(J48=\"\",'Lives scenario - input'!$F33=\"\"),\"\",J48/'Lives scenario - input'!$F33),\"\")","v":849.47762994006416},{"$f":"IFERROR(IF(OR(K48=\"\",'Lives scenario - input'!$F33=\"\"),\"\",K48/'Lives scenario - input'!$F33),\"\")","v":828.32378930701361},{"$f":"IFERROR(IF(OR(L48=\"\",'Lives scenario - input'!$F33=\"\"),\"\",L48/'Lives scenario - input'!$F33),\"\")","v":813.54359131579088},{"$f":"IFERROR(IF(OR(M48=\"\",'Lives scenario - input'!$F33=\"\"),\"\",M48/'Lives scenario - input'!$F33),\"\")","v":803.8751733655422},{"$f":"IFERROR(IF(OR(N48=\"\",'Lives scenario - input'!$F33=\"\"),\"\",N48/'Lives scenario - input'!$F33),\"\")","v":798.26432747302874},{"$f":"IFERROR(IF(OR(O48=\"\",'Lives scenario - input'!$F33=\"\"),\"\",O48/'Lives scenario - input'!$F33),\"\")","v":795.83859178561113},{"$f":"IFERROR(IF(OR(P48=\"\",'Lives scenario - input'!$F33=\"\"),\"\",P48/'Lives scenario - input'!$F33),\"\")","v":795.89028704860038},{"$f":"IFERROR(IF(OR(Q48=\"\",'Lives scenario - input'!$F33=\"\"),\"\",Q48/'Lives scenario - input'!$F33),\"\")","v":797.86902168031304},{"$f":"IFERROR(IF(OR(R48=\"\",'Lives scenario - input'!$F33=\"\"),\"\",R48/'Lives scenario - input'!$F33),\"\")","v":801.38249626830111},{"$f":"IFERROR(IF(OR(S48=\"\",'Lives scenario - input'!$F33=\"\"),\"\",S48/'Lives scenario - input'!$F33),\"\")","v":806.20350739915318},{"$f":"IFERROR(IF(OR(T48=\"\",'Lives scenario - input'!$F33=\"\"),\"\",T48/'Lives scenario - input'!$F33),\"\")","v":812.28073285265634},{"$f":"IFERROR(IF(OR(U48=\"\",'Lives scenario - input'!$F33=\"\"),\"\",U48/'Lives scenario - input'!$F33),\"\")","v":819.75094146283334},{"$f":"IFERROR(IF(OR(V48=\"\",'Lives scenario - input'!$F33=\"\"),\"\",V48/'Lives scenario - input'!$F33),\"\")","v":828.95045081050716},{"$f":"IFERROR(IF(OR(W48=\"\",'Lives scenario - input'!$F33=\"\"),\"\",W48/'Lives scenario - input'!$F33),\"\")","v":840.42372560569618}]
[{"$f":"IFERROR('Lives scenario - input'!A34,\"\")","v":4},{"$f":"IFERROR('Lives scenario - input'!B34,\"\")","v":"SWITCHGEAR"},{"$f":"IFERROR('Lives scenario - input'!C34,\"\")","v":"˂ = 11 kv ; switch"},{"$f":"IFERROR(repcalc('Lives scenario - input'!$CX34:$GJ34,'Lives scenario - input'!$I34,'Lives scenario - input'!$G34,'Lives scenario - input'!$H34,20,TRUE,TRUE),\"\")","v":2637.0180574044166},2727.781196637286,2811.4659179489049,2889.7327184151814,2964.3459343656341,3037.0292567401634,3109.3399805988302,3182.5728544453373,3257.7004684214062,3335.3526692400046,3415.8331058894064,3499.1672445539602,3585.1734836441592,3673.5476280811108,3763.9510352742946,3856.0941238860455,3949.8093761644541,4045.1110808248118,4142.2424090983104,4241.7135440480406,{"$f":"IFERROR(IF(OR(D49=\"\",'Lives scenario - input'!$F34=\"\"),\"\",D49/'Lives scenario - input'!$F34),\"\")","v":142.61724715133516},{"$f":"IFERROR(IF(OR(E49=\"\",'Lives scenario - input'!$F34=\"\"),\"\",E49/'Lives scenario - input'!$F34),\"\")","v":147.52596934375964},{"$f":"IFERROR(IF(OR(F49=\"\",'Lives scenario - input'!$F34=\"\"),\"\",F49/'Lives scenario - input'!$F34),\"\")","v":152.05187107150022},{"$f":"IFERROR(IF(OR(G49=\"\",'Lives scenario - input'!$F34=\"\"),\"\",G49/'Lives scenario - input'!$F34),\"\")","v":156.28475661981915},{"$f":"IFERROR(IF(OR(H49=\"\",'Lives scenario - input'!$F34=\"\"),\"\",H49/'Lives scenario - input'!$F34),\"\")","v":160.32004618868754},{"$f":"IFERROR(IF(OR(I49=\"\",'Lives scenario - input'!$F34=\"\"),\"\",I49/'Lives scenario - input'!$F34),\"\")","v":164.25096176272478},{"$f":"IFERROR(IF(OR(J49=\"\",'Lives scenario - input'!$F34=\"\"),\"\",J49/'Lives scenario - input'!$F34),\"\")","v":168.16172617606904},{"$f":"IFERROR(IF(OR(K49=\"\",'Lives scenario - input'!$F34=\"\"),\"\",K49/'Lives scenario - input'!$F34),\"\")","v":172.12236301723274},{"$f":"IFERROR(IF(OR(L49=\"\",'Lives scenario - input'!$F34=\"\"),\"\",L49/'Lives scenario - input'!$F34),\"\")","v":176.18547265739244},{"$f":"IFERROR(IF(OR(M49=\"\",'Lives scenario - input'!$F34=\"\"),\"\",M49/'Lives scenario - input'!$F34),\"\")","v":180.38511895290992},{"$f":"IFERROR(IF(OR(N49=\"\",'Lives scenario - input'!$F34=\"\"),\"\",N49/'Lives scenario - input'!$F34),\"\")","v":184.73772408287732},{"$f":"IFERROR(IF(OR(O49=\"\",'Lives scenario - input'!$F34=\"\"),\"\",O49/'Lives scenario - input'!$F34),\"\")","v":189.24466532914411},{"$f":"IFERROR(IF(OR(P49=\"\",'Lives scenario - input'!$F34=\"\"),\"\",P49/'Lives scenario - input'!$F34),\"\")","v":193.89612117429559},{"$f":"IFERROR(IF(OR(Q49=\"\",'Lives scenario - input'!$F34=\"\"),\"\",Q49/'Lives scenario - input'!$F34),\"\")","v":198.67563990514498},{"$f":"IFERROR(IF(OR(R49=\"\",'Lives scenario - input'!$F34=\"\"),\"\",R49/'Lives scenario - input'!$F34),\"\")","v":203.5649067915779},{"$f":"IFERROR(IF(OR(S49=\"\",'Lives scenario - input'!$F34=\"\"),\"\",S49/'Lives scenario - input'!$F34),\"\")","v":208.54826047204688},{"$f":"IFERROR(IF(OR(T49=\"\",'Lives scenario - input'!$F34=\"\"),\"\",T49/'Lives scenario - input'!$F34),\"\")","v":213.61664112211909},{"$f":"IFERROR(IF(OR(U49=\"\",'Lives scenario - input'!$F34=\"\"),\"\",U49/'Lives scenario - input'!$F34),\"\")","v":218.77082151513008},{"$f":"IFERROR(IF(OR(V49=\"\",'Lives scenario - input'!$F34=\"\"),\"\",V49/'Lives scenario - input'!$F34),\"\")","v":224.02395302540648},{"$f":"IFERROR(IF(OR(W49=\"\",'Lives scenario - input'!$F34=\"\"),\"\",W49/'Lives scenario - input'!$F34),\"\")","v":229.4036277673811}]
[{"$f":"IFERROR('Lives scenario - input'!A35,\"\")","v":4},{"$f":"IFERROR('Lives scenario - input'!B35,\"\")","v":"SWITCHGEAR"},{"$f":"IFERROR('Lives scenario - input'!C35,\"\")","v":"> 11 kv & < = 22 kv ; circuit breaker"},{"$f":"IFERROR(repcalc('Lives scenario - input'!$CX35:$GJ35,'Lives scenario - input'!$I35,'Lives scenario - input'!$G35,'Lives scenario - input'!$H35,20,TRUE,TRUE),\"\")","v":195.45390635934601},195.6988847280644,197.21922684252596,200.180747690294,204.73828029628552,211.01677050214445,219.09172213852867,228.97286626549126,240.59463050809657,253.81611334082604,268.43194046782298,284.19377495964562,300.8405903116917,318.1343331684335,335.89652311341001,354.04083751411167,372.5969116268721,391.72145410153229,411.6942392155824,432.89839992511912,{"$f":"IFERROR(IF(OR(D50=\"\",'Lives scenario - input'!$F35=\"\"),\"\",D50/'Lives scenario - input'!$F35),\"\")","v":10.218459724967243},{"$f":"IFERROR(IF(OR(E50=\"\",'Lives scenario - input'!$F35=\"\"),\"\",E50/'Lives scenario - input'!$F35),\"\")","v":10.231267356397412},{"$f":"IFERROR(IF(OR(F50=\"\",'Lives scenario - input'!$F35=\"\"),\"\",F50/'Lives scenario - input'!$F35),\"\")","v":10.310751849463692},{"$f":"IFERROR(IF(OR(G50=\"\",'Lives scenario - input'!$F35=\"\"),\"\",G50/'Lives scenario - input'!$F35),\"\")","v":10.46558212157875},{"$f":"IFERROR(IF(OR(H50=\"\",'Lives scenario - input'!$F35=\"\"),\"\",H50/'Lives scenario - input'!$F35),\"\")","v":10.703852945871859},{"$f":"IFERROR(IF(OR(I50=\"\",'Lives scenario - input'!$F35=\"\"),\"\",I50/'Lives scenario - input'!$F35),\"\")","v":11.032096573728637},{"$f":"IFERROR(IF(OR(J50=\"\",'Lives scenario - input'!$F35=\"\"),\"\",J50/'Lives scenario - input'!$F35),\"\")","v":11.454260395441914},{"$f":"IFERROR(IF(OR(K50=\"\",'Lives scenario - input'!$F35=\"\"),\"\",K50/'Lives scenario - input'!$F35),\"\")","v":11.970853157278704},{"$f":"IFERROR(IF(OR(L50=\"\",'Lives scenario - input'!$F35=\"\"),\"\",L50/'Lives scenario - input'!$F35),\"\")","v":12.57844669203155},{"$f":"IFERROR(IF(OR(M50=\"\",'Lives scenario - input'!$F35=\"\"),\"\",M50/'Lives scenario - input'!$F35),\"\")","v":13.269674574590223},{"$f":"IFERROR(IF(OR(N50=\"\",'Lives scenario - input'!$F35=\"\"),\"\",N50/'Lives scenario - input'!$F35),\"\")","v":14.033799700693953},{"$f":"IFERROR(IF(OR(O50=\"\",'Lives scenario - input'!$F35=\"\"),\"\",O50/'Lives scenario - input'!$F35),\"\")","v":14.857838851132696},{"$f":"IFERROR(IF(OR(P50=\"\",'Lives scenario - input'!$F35=\"\"),\"\",P50/'Lives scenario - input'!$F35),\"\")","v":15.728145387299378},{"$f":"IFERROR(IF(OR(Q50=\"\",'Lives scenario - input'!$F35=\"\"),\"\",Q50/'Lives scenario - input'!$F35),\"\")","v":16.632273722041692},{"$f":"IFERROR(IF(OR(R50=\"\",'Lives scenario - input'!$F35=\"\"),\"\",R50/'Lives scenario - input'!$F35),\"\")","v":17.560892780932566},{"$f":"IFERROR(IF(OR(S50=\"\",'Lives scenario - input'!$F35=\"\"),\"\",S50/'Lives scenario - input'!$F35),\"\")","v":18.509489559550225},{"$f":"IFERROR(IF(OR(T50=\"\",'Lives scenario - input'!$F35=\"\"),\"\",T50/'Lives scenario - input'!$F35),\"\")","v":19.479613408731012},{"$f":"IFERROR(IF(OR(U50=\"\",'Lives scenario - input'!$F35=\"\"),\"\",U50/'Lives scenario - input'!$F35),\"\")","v":20.479457160517946},{"$f":"IFERROR(IF(OR(V50=\"\",'Lives scenario - input'!$F35=\"\"),\"\",V50/'Lives scenario - input'!$F35),\"\")","v":21.523647599506258},{"$f":"IFERROR(IF(OR(W50=\"\",'Lives scenario - input'!$F35=\"\"),\"\",W50/'Lives scenario - input'!$F35),\"\")","v":22.632215170490358}]
[{"$f":"IFERROR('Lives scenario - input'!A36,\"\")","v":4},{"$f":"IFERROR('Lives scenario - input'!B36,\"\")","v":"SWITCHGEAR"},{"$f":"IFERROR('Lives scenario - input'!C36,\"\")","v":"> 11 kv & < = 22 kv ; switch"},{"$f":"IFERROR(repcalc('Lives scenario - input'!$CX36:$GJ36,'Lives scenario - input'!$I36,'Lives scenario - input'!$G36,'Lives scenario - input'!$H36,20,TRUE,TRUE),\"\")","v":2179.5418077812992},1982.1793514086221,1822.5291515300451,1694.334675321792,1592.3177375436048,1512.1025998140401,1450.0762371975209,1403.2296987554153,1369.014225098181,1345.2334236930274,1329.9811425607784,1321.6249391543388,1318.8278829504895,1320.5970646268559,1326.3454494362957,1335.9541670666197,1349.824344433388,1368.9104311697561,1394.7299052948242,1429.346639317502,{"$f":"IFERROR(IF(OR(D51=\"\",'Lives scenario - input'!$F36=\"\"),\"\",D51/'Lives scenario - input'!$F36),\"\")","v":404.22388517884423},{"$f":"IFERROR(IF(OR(E51=\"\",'Lives scenario - input'!$F36=\"\"),\"\",E51/'Lives scenario - input'!$F36),\"\")","v":367.6204951366887},{"$f":"IFERROR(IF(OR(F51=\"\",'Lives scenario - input'!$F36=\"\"),\"\",F51/'Lives scenario - input'!$F36),\"\")","v":338.01132506520867},{"$f":"IFERROR(IF(OR(G51=\"\",'Lives scenario - input'!$F36=\"\"),\"\",G51/'Lives scenario - input'!$F36),\"\")","v":314.23602098690918},{"$f":"IFERROR(IF(OR(H51=\"\",'Lives scenario - input'!$F36=\"\"),\"\",H51/'Lives scenario - input'!$F36),\"\")","v":295.31567598800973},{"$f":"IFERROR(IF(OR(I51=\"\",'Lives scenario - input'!$F36=\"\"),\"\",I51/'Lives scenario - input'!$F36),\"\")","v":280.43875345895384},{"$f":"IFERROR(IF(OR(J51=\"\",'Lives scenario - input'!$F36=\"\"),\"\",J51/'Lives scenario - input'!$F36),\"\")","v":268.93517174703237},{"$f":"IFERROR(IF(OR(K51=\"\",'Lives scenario - input'!$F36=\"\"),\"\",K51/'Lives scenario - input'!$F36),\"\")","v":260.24688244299523},{"$f":"IFERROR(IF(OR(L51=\"\",'Lives scenario - input'!$F36=\"\"),\"\",L51/'Lives scenario - input'!$F36),\"\")","v":253.90118554212194},{"$f":"IFERROR(IF(OR(M51=\"\",'Lives scenario - input'!$F36=\"\"),\"\",M51/'Lives scenario - input'!$F36),\"\")","v":249.4907319769099},{"$f":"IFERROR(IF(OR(N51=\"\",'Lives scenario - input'!$F36=\"\"),\"\",N51/'Lives scenario - input'!$F36),\"\")","v":246.66200150011588},{"$f":"IFERROR(IF(OR(O51=\"\",'Lives scenario - input'!$F36=\"\"),\"\",O51/'Lives scenario - input'!$F36),\"\")","v":245.11223677698163},{"$f":"IFERROR(IF(OR(P51=\"\",'Lives scenario - input'!$F36=\"\"),\"\",P51/'Lives scenario - input'!$F36),\"\")","v":244.59348695454327},{"$f":"IFERROR(IF(OR(Q51=\"\",'Lives scenario - input'!$F36=\"\"),\"\",Q51/'Lives scenario - input'!$F36),\"\")","v":244.92160430850035},{"$f":"IFERROR(IF(OR(R51=\"\",'Lives scenario - input'!$F36=\"\"),\"\",R51/'Lives scenario - input'!$F36),\"\")","v":245.98771574204986},{"$f":"IFERROR(IF(OR(S51=\"\",'Lives scenario - input'!$F36=\"\"),\"\",S51/'Lives scenario - input'!$F36),\"\")","v":247.76977523650382},{"$f":"IFERROR(IF(OR(T51=\"\",'Lives scenario - input'!$F36=\"\"),\"\",T51/'Lives scenario - input'!$F36),\"\")","v":250.34217690519316},{"$f":"IFERROR(IF(OR(U51=\"\",'Lives scenario - input'!$F36=\"\"),\"\",U51/'Lives scenario - input'!$F36),\"\")","v":253.88193563149571},{"$f":"IFERROR(IF(OR(V51=\"\",'Lives scenario - input'!$F36=\"\"),\"\",V51/'Lives scenario - input'!$F36),\"\")","v":258.67048710908085},{"$f":"IFERROR(IF(OR(W51=\"\",'Lives scenario - input'!$F36=\"\"),\"\",W51/'Lives scenario - input'!$F36),\"\")","v":265.09060287327156}]
[{"$f":"IFERROR('Lives scenario - input'!A37,\"\")","v":4},{"$f":"IFERROR('Lives scenario - input'!B37,\"\")","v":"SWITCHGEAR"},{"$f":"IFERROR('Lives scenario - input'!C37,\"\")","v":"> 132 kv ; circuit breaker"},{"$f":"IFERROR(repcalc('Lives scenario - input'!$CX37:$GJ37,'Lives scenario - input'!$I37,'Lives scenario - input'!$G37,'Lives scenario - input'!$H37,20,TRUE,TRUE),\"\")","v":0.27732183005875954},0.44882208717850913,0.71058023158545724,1.1005335231425923,1.667428723750928,2.4714270751317988,3.5835015485561468,5.0831100887186267,7.053692323382176,9.5757250690505327,12.717397013930693,16.523409156624556,21.002921932801957,26.118162617586577,31.775561834344977,37.8213866130817,44.043587124868019,50.180941063357338,55.939611268392447,61.016063459992765,{"$f":"IFERROR(IF(OR(D52=\"\",'Lives scenario - input'!$F37=\"\"),\"\",D52/'Lives scenario - input'!$F37),\"\")","v":1.6808466792810259E-3},{"$f":"IFERROR(IF(OR(E52=\"\",'Lives scenario - input'!$F37=\"\"),\"\",E52/'Lives scenario - input'!$F37),\"\")","v":2.7203091608840606E-3},{"$f":"IFERROR(IF(OR(F52=\"\",'Lives scenario - input'!$F37=\"\"),\"\",F52/'Lives scenario - input'!$F37),\"\")","v":4.3068243937741616E-3},{"$f":"IFERROR(IF(OR(G52=\"\",'Lives scenario - input'!$F37=\"\"),\"\",G52/'Lives scenario - input'!$F37),\"\")","v":6.6703299823880754E-3},{"$f":"IFERROR(IF(OR(H52=\"\",'Lives scenario - input'!$F37=\"\"),\"\",H52/'Lives scenario - input'!$F37),\"\")","v":1.0106279886659865E-2},{"$f":"IFERROR(IF(OR(I52=\"\",'Lives scenario - input'!$F37=\"\"),\"\",I52/'Lives scenario - input'!$F37),\"\")","v":1.4979311190324704E-2},{"$f":"IFERROR(IF(OR(J52=\"\",'Lives scenario - input'!$F37=\"\"),\"\",J52/'Lives scenario - input'!$F37),\"\")","v":2.1719590833555298E-2},{"$f":"IFERROR(IF(OR(K52=\"\",'Lives scenario - input'!$F37=\"\"),\"\",K52/'Lives scenario - input'!$F37),\"\")","v":3.0808713151908303E-2},{"$f":"IFERROR(IF(OR(L52=\"\",'Lives scenario - input'!$F37=\"\"),\"\",L52/'Lives scenario - input'!$F37),\"\")","v":4.2752405448625817E-2},{"$f":"IFERROR(IF(OR(M52=\"\",'Lives scenario - input'!$F37=\"\"),\"\",M52/'Lives scenario - input'!$F37),\"\")","v":5.8038437437872632E-2},{"$f":"IFERROR(IF(OR(N52=\"\",'Lives scenario - input'!$F37=\"\"),\"\",N52/'Lives scenario - input'!$F37),\"\")","v":7.7080100529535123E-2},{"$f":"IFERROR(IF(OR(O52=\"\",'Lives scenario - input'!$F37=\"\"),\"\",O52/'Lives scenario - input'!$F37),\"\")","v":0.10014832732579838},{"$f":"IFERROR(IF(OR(P52=\"\",'Lives scenario - input'!$F37=\"\"),\"\",P52/'Lives scenario - input'!$F37),\"\")","v":0.12729863919644835},{"$f":"IFERROR(IF(OR(Q52=\"\",'Lives scenario - input'!$F37=\"\"),\"\",Q52/'Lives scenario - input'!$F37),\"\")","v":0.15830209578304913},{"$f":"IFERROR(IF(OR(R52=\"\",'Lives scenario - input'!$F37=\"\"),\"\",R52/'Lives scenario - input'!$F37),\"\")","v":0.19259157340852348},{"$f":"IFERROR(IF(OR(S52=\"\",'Lives scenario - input'!$F37=\"\"),\"\",S52/'Lives scenario - input'!$F37),\"\")","v":0.22923529705877271},{"$f":"IFERROR(IF(OR(T52=\"\",'Lives scenario - input'!$F37=\"\"),\"\",T52/'Lives scenario - input'!$F37),\"\")","v":0.26694803343383827},{"$f":"IFERROR(IF(OR(U52=\"\",'Lives scenario - input'!$F37=\"\"),\"\",U52/'Lives scenario - input'!$F37),\"\")","v":0.30414651501351175},{"$f":"IFERROR(IF(OR(V52=\"\",'Lives scenario - input'!$F37=\"\"),\"\",V52/'Lives scenario - input'!$F37),\"\")","v":0.33904979575833066},{"$f":"IFERROR(IF(OR(W52=\"\",'Lives scenario - input'!$F37=\"\"),\"\",W52/'Lives scenario - input'!$F37),\"\")","v":0.36981815541819713}]
[{"$f":"IFERROR('Lives scenario - input'!A38,\"\")","v":4},{"$f":"IFERROR('Lives scenario - input'!B38,\"\")","v":"SWITCHGEAR"},{"$f":"IFERROR('Lives scenario - input'!C38,\"\")","v":"> 132 kv ; switch"},{"$f":"IFERROR(repcalc('Lives scenario - input'!$CX38:$GJ38,'Lives scenario - input'!$I38,'Lives scenario - input'!$G38,'Lives scenario - input'!$H38,20,TRUE,TRUE),\"\")","v":2.5793821707780089},2.6956713222098165,2.7730959420784544,2.8095175807330182,2.8055823872643986,2.7650578471653708,2.6950427818817846,2.6060626397851148,2.5120758447677729,2.4304236598478095,2.3817534694888041,2.3899329326924432,2.4819512842270792,2.6877771616060242,3.0401142309778684,3.5739720566916016,4.3259557937086122,5.3331794165127517,6.6317268667763729,8.2546249895837072,{"$f":"IFERROR(IF(OR(D53=\"\",'Lives scenario - input'!$F38=\"\"),\"\",D53/'Lives scenario - input'!$F38),\"\")","v":9.0271353928004866E-2},{"$f":"IFERROR(IF(OR(E53=\"\",'Lives scenario - input'!$F38=\"\"),\"\",E53/'Lives scenario - input'!$F38),\"\")","v":9.4341157645273219E-2},{"$f":"IFERROR(IF(OR(F53=\"\",'Lives scenario - input'!$F38=\"\"),\"\",F53/'Lives scenario - input'!$F38),\"\")","v":9.7050808561715315E-2},{"$f":"IFERROR(IF(OR(G53=\"\",'Lives scenario - input'!$F38=\"\"),\"\",G53/'Lives scenario - input'!$F38),\"\")","v":9.8325466761214439E-2},{"$f":"IFERROR(IF(OR(H53=\"\",'Lives scenario - input'!$F38=\"\"),\"\",H53/'Lives scenario - input'!$F38),\"\")","v":9.8187745702890697E-2},{"$f":"IFERROR(IF(OR(I53=\"\",'Lives scenario - input'!$F38=\"\"),\"\",I53/'Lives scenario - input'!$F38),\"\")","v":9.6769497122477524E-2},{"$f":"IFERROR(IF(OR(J53=\"\",'Lives scenario - input'!$F38=\"\"),\"\",J53/'Lives scenario - input'!$F38),\"\")","v":9.4319160444915479E-2},{"$f":"IFERROR(IF(OR(K53=\"\",'Lives scenario - input'!$F38=\"\"),\"\",K53/'Lives scenario - input'!$F38),\"\")","v":9.1205097708973601E-2},{"$f":"IFERROR(IF(OR(L53=\"\",'Lives scenario - input'!$F38=\"\"),\"\",L53/'Lives scenario - input'!$F38),\"\")","v":8.7915815750802109E-2},{"$f":"IFERROR(IF(OR(M53=\"\",'Lives scenario - input'!$F38=\"\"),\"\",M53/'Lives scenario - input'!$F38),\"\")","v":8.5058211566587077E-2},{"$f":"IFERROR(IF(OR(N53=\"\",'Lives scenario - input'!$F38=\"\"),\"\",N53/'Lives scenario - input'!$F38),\"\")","v":8.3354887402600955E-2},{"$f":"IFERROR(IF(OR(O53=\"\",'Lives scenario - input'!$F38=\"\"),\"\",O53/'Lives scenario - input'!$F38),\"\")","v":8.3641146347150488E-2},{"$f":"IFERROR(IF(OR(P53=\"\",'Lives scenario - input'!$F38=\"\"),\"\",P53/'Lives scenario - input'!$F38),\"\")","v":8.6861538142271419E-2},{"$f":"IFERROR(IF(OR(Q53=\"\",'Lives scenario - input'!$F38=\"\"),\"\",Q53/'Lives scenario - input'!$F38),\"\")","v":9.4064883515017239E-2},{"$f":"IFERROR(IF(OR(R53=\"\",'Lives scenario - input'!$F38=\"\"),\"\",R53/'Lives scenario - input'!$F38),\"\")","v":0.10639572174889875},{"$f":"IFERROR(IF(OR(S53=\"\",'Lives scenario - input'!$F38=\"\"),\"\",S53/'Lives scenario - input'!$F38),\"\")","v":0.12507929228691778},{"$f":"IFERROR(IF(OR(T53=\"\",'Lives scenario - input'!$F38=\"\"),\"\",T53/'Lives scenario - input'!$F38),\"\")","v":0.15139667589971181},{"$f":"IFERROR(IF(OR(U53=\"\",'Lives scenario - input'!$F38=\"\"),\"\",U53/'Lives scenario - input'!$F38),\"\")","v":0.18664676065600633},{"$f":"IFERROR(IF(OR(V53=\"\",'Lives scenario - input'!$F38=\"\"),\"\",V53/'Lives scenario - input'!$F38),\"\")","v":0.23209238628026135},{"$f":"IFERROR(IF(OR(W53=\"\",'Lives scenario - input'!$F38=\"\"),\"\",W53/'Lives scenario - input'!$F38),\"\")","v":0.28888940243892036}]
[{"$f":"IFERROR('Lives scenario - input'!A39,\"\")","v":4},{"$f":"IFERROR('Lives scenario - input'!B39,\"\")","v":"SWITCHGEAR"},{"$f":"IFERROR('Lives scenario - input'!C39,\"\")","v":"> 22 kv & < = 33 kv ; circuit breaker"},{"$f":"IFERROR(repcalc('Lives scenario - input'!$CX39:$GJ39,'Lives scenario - input'!$I39,'Lives scenario - input'!$G39,'Lives scenario - input'!$H39,20,TRUE,TRUE),\"\")","v":583.0768678591819},539.05325964756821,498.49332218006793,461.35898461392583,427.38806158190766,396.19701155219553,367.37468840145993,340.55709715169246,315.47749416136173,291.99060645576697,270.07360565524311,249.80927335580071,231.35829140625719,214.92777718099921,200.74225653360836,189.02155751712641,179.96800899197453,173.76322280553848,170.57294338242218,170.5571805893502,{"$f":"IFERROR(IF(OR(D54=\"\",'Lives scenario - input'!$F39=\"\"),\"\",D54/'Lives scenario - input'!$F39),\"\")","v":5.9249416209932901},{"$f":"IFERROR(IF(OR(E54=\"\",'Lives scenario - input'!$F39=\"\"),\"\",E54/'Lives scenario - input'!$F39),\"\")","v":5.4775952710052014},{"$f":"IFERROR(IF(OR(F54=\"\",'Lives scenario - input'!$F39=\"\"),\"\",F54/'Lives scenario - input'!$F39),\"\")","v":5.0654450470931875},{"$f":"IFERROR(IF(OR(G54=\"\",'Lives scenario - input'!$F39=\"\"),\"\",G54/'Lives scenario - input'!$F39),\"\")","v":4.6881040919949886},{"$f":"IFERROR(IF(OR(H54=\"\",'Lives scenario - input'!$F39=\"\"),\"\",H54/'Lives scenario - input'!$F39),\"\")","v":4.3429082063908053},{"$f":"IFERROR(IF(OR(I54=\"\",'Lives scenario - input'!$F39=\"\"),\"\",I54/'Lives scenario - input'!$F39),\"\")","v":4.0259600290397577},{"$f":"IFERROR(IF(OR(J54=\"\",'Lives scenario - input'!$F39=\"\"),\"\",J54/'Lives scenario - input'!$F39),\"\")","v":3.7330816943589267},{"$f":"IFERROR(IF(OR(K54=\"\",'Lives scenario - input'!$F39=\"\"),\"\",K54/'Lives scenario - input'!$F39),\"\")","v":3.4605744636160556},{"$f":"IFERROR(IF(OR(L54=\"\",'Lives scenario - input'!$F39=\"\"),\"\",L54/'Lives scenario - input'!$F39),\"\")","v":3.2057278185399465},{"$f":"IFERROR(IF(OR(M54=\"\",'Lives scenario - input'!$F39=\"\"),\"\",M54/'Lives scenario - input'!$F39),\"\")","v":2.9670655662962475},{"$f":"IFERROR(IF(OR(N54=\"\",'Lives scenario - input'!$F39=\"\"),\"\",N54/'Lives scenario - input'!$F39),\"\")","v":2.744355736068977},{"$f":"IFERROR(IF(OR(O54=\"\",'Lives scenario - input'!$F39=\"\"),\"\",O54/'Lives scenario - input'!$F39),\"\")","v":2.5384395139018481},{"$f":"IFERROR(IF(OR(P54=\"\",'Lives scenario - input'!$F39=\"\"),\"\",P54/'Lives scenario - input'!$F39),\"\")","v":2.3509496700628567},{"$f":"IFERROR(IF(OR(Q54=\"\",'Lives scenario - input'!$F39=\"\"),\"\",Q54/'Lives scenario - input'!$F39),\"\")","v":2.1839908298931516},{"$f":"IFERROR(IF(OR(R54=\"\",'Lives scenario - input'!$F39=\"\"),\"\",R54/'Lives scenario - input'!$F39),\"\")","v":2.039844515175202},{"$f":"IFERROR(IF(OR(S54=\"\",'Lives scenario - input'!$F39=\"\"),\"\",S54/'Lives scenario - input'!$F39),\"\")","v":1.9207445109427235},{"$f":"IFERROR(IF(OR(T54=\"\",'Lives scenario - input'!$F39=\"\"),\"\",T54/'Lives scenario - input'!$F39),\"\")","v":1.8287467840026972},{"$f":"IFERROR(IF(OR(U54=\"\",'Lives scenario - input'!$F39=\"\"),\"\",U54/'Lives scenario - input'!$F39),\"\")","v":1.7656967850199596},{"$f":"IFERROR(IF(OR(V54=\"\",'Lives scenario - input'!$F39=\"\"),\"\",V54/'Lives scenario - input'!$F39),\"\")","v":1.7332787276787016},{"$f":"IFERROR(IF(OR(W54=\"\",'Lives scenario - input'!$F39=\"\"),\"\",W54/'Lives scenario - input'!$F39),\"\")","v":1.7331185538939342}]
[{"$f":"IFERROR('Lives scenario - input'!A40,\"\")","v":4},{"$f":"IFERROR('Lives scenario - input'!B40,\"\")","v":"SWITCHGEAR"},{"$f":"IFERROR('Lives scenario - input'!C40,\"\")","v":"> 22 kv & < = 33 kv ; switch"},{"$f":"IFERROR(repcalc('Lives scenario - input'!$CX40:$GJ40,'Lives scenario - input'!$I40,'Lives scenario - input'!$G40,'Lives scenario - input'!$H40,20,TRUE,TRUE),\"\")","v":185.15756239561154},182.31559310116549,179.37487513673577,176.18027548839123,172.67984386731317,168.9090608230002,164.97087874811646,161.01274621129627,157.20228371945691,153.70362271942093,150.65652943861477,148.16026106851672,146.26365020810653,144.96224294286074,144.20252414263379,143.89246855757622,143.91697519902408,144.15627144277227,144.50517173566351,144.89115760684837,{"$f":"IFERROR(IF(OR(D55=\"\",'Lives scenario - input'!$F40=\"\"),\"\",D55/'Lives scenario - input'!$F40),\"\")","v":27.477994822351061},{"$f":"IFERROR(IF(OR(E55=\"\",'Lives scenario - input'!$F40=\"\"),\"\",E55/'Lives scenario - input'!$F40),\"\")","v":27.056237176874948},{"$f":"IFERROR(IF(OR(F55=\"\",'Lives scenario - input'!$F40=\"\"),\"\",F55/'Lives scenario - input'!$F40),\"\")","v":26.619824902079795},{"$f":"IFERROR(IF(OR(G55=\"\",'Lives scenario - input'!$F40=\"\"),\"\",G55/'Lives scenario - input'!$F40),\"\")","v":26.14573574546657},{"$f":"IFERROR(IF(OR(H55=\"\",'Lives scenario - input'!$F40=\"\"),\"\",H55/'Lives scenario - input'!$F40),\"\")","v":25.626260112305737},{"$f":"IFERROR(IF(OR(I55=\"\",'Lives scenario - input'!$F40=\"\"),\"\",I55/'Lives scenario - input'!$F40),\"\")","v":25.066663433524354},{"$f":"IFERROR(IF(OR(J55=\"\",'Lives scenario - input'!$F40=\"\"),\"\",J55/'Lives scenario - input'!$F40),\"\")","v":24.482224184794561},{"$f":"IFERROR(IF(OR(K55=\"\",'Lives scenario - input'!$F40=\"\"),\"\",K55/'Lives scenario - input'!$F40),\"\")","v":23.894824221510628},{"$f":"IFERROR(IF(OR(L55=\"\",'Lives scenario - input'!$F40=\"\"),\"\",L55/'Lives scenario - input'!$F40),\"\")","v":23.329338981443513},{"$f":"IFERROR(IF(OR(M55=\"\",'Lives scenario - input'!$F40=\"\"),\"\",M55/'Lives scenario - input'!$F40),\"\")","v":22.810126114303127},{"$f":"IFERROR(IF(OR(N55=\"\",'Lives scenario - input'!$F40=\"\"),\"\",N55/'Lives scenario - input'!$F40),\"\")","v":22.357927390632756},{"$f":"IFERROR(IF(OR(O55=\"\",'Lives scenario - input'!$F40=\"\"),\"\",O55/'Lives scenario - input'!$F40),\"\")","v":21.987472906023605},{"$f":"IFERROR(IF(OR(P55=\"\",'Lives scenario - input'!$F40=\"\"),\"\",P55/'Lives scenario - input'!$F40),\"\")","v":21.706009579718756},{"$f":"IFERROR(IF(OR(Q55=\"\",'Lives scenario - input'!$F40=\"\"),\"\",Q55/'Lives scenario - input'!$F40),\"\")","v":21.512876436067902},{"$f":"IFERROR(IF(OR(R55=\"\",'Lives scenario - input'!$F40=\"\"),\"\",R55/'Lives scenario - input'!$F40),\"\")","v":21.400131652711575},{"$f":"IFERROR(IF(OR(S55=\"\",'Lives scenario - input'!$F40=\"\"),\"\",S55/'Lives scenario - input'!$F40),\"\")","v":21.35411837812196},{"$f":"IFERROR(IF(OR(T55=\"\",'Lives scenario - input'!$F40=\"\"),\"\",T55/'Lives scenario - input'!$F40),\"\")","v":21.357755244788951},{"$f":"IFERROR(IF(OR(U55=\"\",'Lives scenario - input'!$F40=\"\"),\"\",U55/'Lives scenario - input'!$F40),\"\")","v":21.3932675990328},{"$f":"IFERROR(IF(OR(V55=\"\",'Lives scenario - input'!$F40=\"\"),\"\",V55/'Lives scenario - input'!$F40),\"\")","v":21.445045556776154},{"$f":"IFERROR(IF(OR(W55=\"\",'Lives scenario - input'!$F40=\"\"),\"\",W55/'Lives scenario - input'!$F40),\"\")","v":21.502327137029717}]
[{"$f":"IFERROR('Lives scenario - input'!A41,\"\")","v":4},{"$f":"IFERROR('Lives scenario - input'!B41,\"\")","v":"SWITCHGEAR"},{"$f":"IFERROR('Lives scenario - input'!C41,\"\")","v":"> 33 kv & < = 66 kv ; circuit breaker"},{"$f":"IFERROR(repcalc('Lives scenario - input'!$CX41:$GJ41,'Lives scenario - input'!$I41,'Lives scenario - input'!$G41,'Lives scenario - input'!$H41,20,TRUE,TRUE),\"\")","v":1501.8997956650583},1415.8562189048578,1351.2859200404653,1305.8666479498204,1277.0443394085221,1262.2247040602722,1258.8938479895778,1264.6834850653606,1277.4011683185443,1295.045635078694,1315.823063543341,1338.1735102518953,1360.809805138085,1382.7651880957364,1403.4419213980555,1422.6513555962058,1440.6362836379178,1458.068345740435,1476.0160510633955,1495.8820176280251,{"$f":"IFERROR(IF(OR(D56=\"\",'Lives scenario - input'!$F41=\"\"),\"\",D56/'Lives scenario - input'!$F41),\"\")","v":9.1030096102480496},{"$f":"IFERROR(IF(OR(E56=\"\",'Lives scenario - input'!$F41=\"\"),\"\",E56/'Lives scenario - input'!$F41),\"\")","v":8.5814997808913009},{"$f":"IFERROR(IF(OR(F56=\"\",'Lives scenario - input'!$F41=\"\"),\"\",F56/'Lives scenario - input'!$F41),\"\")","v":8.1901394166408501},{"$f":"IFERROR(IF(OR(G56=\"\",'Lives scenario - input'!$F41=\"\"),\"\",G56/'Lives scenario - input'!$F41),\"\")","v":7.914853361256224},{"$f":"IFERROR(IF(OR(H56=\"\",'Lives scenario - input'!$F41=\"\"),\"\",H56/'Lives scenario - input'!$F41),\"\")","v":7.7401614461243007},{"$f":"IFERROR(IF(OR(I56=\"\",'Lives scenario - input'!$F41=\"\"),\"\",I56/'Lives scenario - input'!$F41),\"\")","v":7.6503396861208284},{"$f":"IFERROR(IF(OR(J56=\"\",'Lives scenario - input'!$F41=\"\"),\"\",J56/'Lives scenario - input'!$F41),\"\")","v":7.6301513786788808},{"$f":"IFERROR(IF(OR(K56=\"\",'Lives scenario - input'!$F41=\"\"),\"\",K56/'Lives scenario - input'!$F41),\"\")","v":7.6652423495231528},{"$f":"IFERROR(IF(OR(L56=\"\",'Lives scenario - input'!$F41=\"\"),\"\",L56/'Lives scenario - input'!$F41),\"\")","v":7.7423241849478366},{"$f":"IFERROR(IF(OR(M56=\"\",'Lives scenario - input'!$F41=\"\"),\"\",M56/'Lives scenario - input'!$F41),\"\")","v":7.8492672386381948},{"$f":"IFERROR(IF(OR(N56=\"\",'Lives scenario - input'!$F41=\"\"),\"\",N56/'Lives scenario - input'!$F41),\"\")","v":7.9751991626825491},{"$f":"IFERROR(IF(OR(O56=\"\",'Lives scenario - input'!$F41=\"\"),\"\",O56/'Lives scenario - input'!$F41),\"\")","v":8.1106651450127565},{"$f":"IFERROR(IF(OR(P56=\"\",'Lives scenario - input'!$F41=\"\"),\"\",P56/'Lives scenario - input'!$F41),\"\")","v":8.2478636521862327},{"$f":"IFERROR(IF(OR(Q56=\"\",'Lives scenario - input'!$F41=\"\"),\"\",Q56/'Lives scenario - input'!$F41),\"\")","v":8.3809351544509205},{"$f":"IFERROR(IF(OR(R56=\"\",'Lives scenario - input'!$F41=\"\"),\"\",R56/'Lives scenario - input'!$F41),\"\")","v":8.5062567654550687},{"$f":"IFERROR(IF(OR(S56=\"\",'Lives scenario - input'!$F41=\"\"),\"\",S56/'Lives scenario - input'!$F41),\"\")","v":8.6226850815237572},{"$f":"IFERROR(IF(OR(T56=\"\",'Lives scenario - input'!$F41=\"\"),\"\",T56/'Lives scenario - input'!$F41),\"\")","v":8.7316916698966036},{"$f":"IFERROR(IF(OR(U56=\"\",'Lives scenario - input'!$F41=\"\"),\"\",U56/'Lives scenario - input'!$F41),\"\")","v":8.8373473396714228},{"$f":"IFERROR(IF(OR(V56=\"\",'Lives scenario - input'!$F41=\"\"),\"\",V56/'Lives scenario - input'!$F41),\"\")","v":8.9461283212711056},{"$f":"IFERROR(IF(OR(W56=\"\",'Lives scenario - input'!$F41=\"\"),\"\",W56/'Lives scenario - input'!$F41),\"\")","v":9.0665358778049381}]
[{"$f":"IFERROR('Lives scenario - input'!A42,\"\")","v":4},{"$f":"IFERROR('Lives scenario - input'!B42,\"\")","v":"SWITCHGEAR"},{"$f":"IFERROR('Lives scenario - input'!C42,\"\")","v":"> 33 kv & < = 66 kv ; switch"},{"$f":"IFERROR(repcalc('Lives scenario - input'!$CX42:$GJ42,'Lives scenario - input'!$I42,'Lives scenario - input'!$G42,'Lives scenario - input'!$H42,20,TRUE,TRUE),\"\")","v":250.55828184870751},278.24206559030529,307.35733880409697,337.6963879311669,369.06308145675536,401.29295161890235,434.2699152297597,467.93711825316223,502.29982176440768,537.41899392799678,573.39527528809492,610.34414360959659,648.36428840889278,687.50226569483152,727.71729357598406,768.85044476767507,810.60240936413754,852.52341303003959,894.01781792417034,934.36450463607082,{"$f":"IFERROR(IF(OR(D57=\"\",'Lives scenario - input'!$F42=\"\"),\"\",D57/'Lives scenario - input'!$F42),\"\")","v":8.7688577507439405},{"$f":"IFERROR(IF(OR(E57=\"\",'Lives scenario - input'!$F42=\"\"),\"\",E57/'Lives scenario - input'!$F42),\"\")","v":9.7377148160195137},{"$f":"IFERROR(IF(OR(F57=\"\",'Lives scenario - input'!$F42=\"\"),\"\",F57/'Lives scenario - input'!$F42),\"\")","v":10.756670115768674},{"$f":"IFERROR(IF(OR(G57=\"\",'Lives scenario - input'!$F42=\"\"),\"\",G57/'Lives scenario - input'!$F42),\"\")","v":11.818454240903872},{"$f":"IFERROR(IF(OR(H57=\"\",'Lives scenario - input'!$F42=\"\"),\"\",H57/'Lives scenario - input'!$F42),\"\")","v":12.91620312235233},{"$f":"IFERROR(IF(OR(I57=\"\",'Lives scenario - input'!$F42=\"\"),\"\",I57/'Lives scenario - input'!$F42),\"\")","v":14.044160836188606},{"$f":"IFERROR(IF(OR(J57=\"\",'Lives scenario - input'!$F42=\"\"),\"\",J57/'Lives scenario - input'!$F42),\"\")","v":15.19826478686015},{"$f":"IFERROR(IF(OR(K57=\"\",'Lives scenario - input'!$F42=\"\"),\"\",K57/'Lives scenario - input'!$F42),\"\")","v":16.376525237879267},{"$f":"IFERROR(IF(OR(L57=\"\",'Lives scenario - input'!$F42=\"\"),\"\",L57/'Lives scenario - input'!$F42),\"\")","v":17.579126312558749},{"$f":"IFERROR(IF(OR(M57=\"\",'Lives scenario - input'!$F42=\"\"),\"\",M57/'Lives scenario - input'!$F42),\"\")","v":18.808201730677833},{"$f":"IFERROR(IF(OR(N57=\"\",'Lives scenario - input'!$F42=\"\"),\"\",N57/'Lives scenario - input'!$F42),\"\")","v":20.067273637300858},{"$f":"IFERROR(IF(OR(O57=\"\",'Lives scenario - input'!$F42=\"\"),\"\",O57/'Lives scenario - input'!$F42),\"\")","v":21.360383439825185},{"$f":"IFERROR(IF(OR(P57=\"\",'Lives scenario - input'!$F42=\"\"),\"\",P57/'Lives scenario - input'!$F42),\"\")","v":22.690985002654489},{"$f":"IFERROR(IF(OR(Q57=\"\",'Lives scenario - input'!$F42=\"\"),\"\",Q57/'Lives scenario - input'!$F42),\"\")","v":24.060707659355469},{"$f":"IFERROR(IF(OR(R57=\"\",'Lives scenario - input'!$F42=\"\"),\"\",R57/'Lives scenario - input'!$F42),\"\")","v":25.468124154751774},{"$f":"IFERROR(IF(OR(S57=\"\",'Lives scenario - input'!$F42=\"\"),\"\",S57/'Lives scenario - input'!$F42),\"\")","v":26.907672466539669},{"$f":"IFERROR(IF(OR(T57=\"\",'Lives scenario - input'!$F42=\"\"),\"\",T57/'Lives scenario - input'!$F42),\"\")","v":28.368877562851534},{"$f":"IFERROR(IF(OR(U57=\"\",'Lives scenario - input'!$F42=\"\"),\"\",U57/'Lives scenario - input'!$F42),\"\")","v":29.835998566405809},{"$f":"IFERROR(IF(OR(V57=\"\",'Lives scenario - input'!$F42=\"\"),\"\",V57/'Lives scenario - input'!$F42),\"\")","v":31.288189774310528},{"$f":"IFERROR(IF(OR(W57=\"\",'Lives scenario - input'!$F42=\"\"),\"\",W57/'Lives scenario - input'!$F42),\"\")","v":32.700213970358114}]
[{"$f":"IFERROR('Lives scenario - input'!A43,\"\")","v":4},{"$f":"IFERROR('Lives scenario - input'!B43,\"\")","v":"SWITCHGEAR"},{"$f":"IFERROR('Lives scenario - input'!C43,\"\")","v":"> 66 kv & < = 132 kv ; circuit breaker"},{"$f":"IFERROR(repcalc('Lives scenario - input'!$CX43:$GJ43,'Lives scenario - input'!$I43,'Lives scenario - input'!$G43,'Lives scenario - input'!$H43,20,TRUE,TRUE),\"\")","v":155.48746599734434},152.81752290209093,149.70342200869464,146.74831864804804,144.55912741778218,143.69962015603514,144.6470507995966,147.75596335319247,153.23200452792099,161.11756261565174,171.29003790653968,183.47263349470532,197.25680151029502,212.13489292696073,227.54109530934016,242.8983339764718,257.668396228137,271.40208979860569,283.7857964105184,294.68042126019975,{"$f":"IFERROR(IF(OR(D58=\"\",'Lives scenario - input'!$F43=\"\"),\"\",D58/'Lives scenario - input'!$F43),\"\")","v":0.94240900846529885},{"$f":"IFERROR(IF(OR(E58=\"\",'Lives scenario - input'!$F43=\"\"),\"\",E58/'Lives scenario - input'!$F43),\"\")","v":0.9262264923446778},{"$f":"IFERROR(IF(OR(F58=\"\",'Lives scenario - input'!$F43=\"\"),\"\",F58/'Lives scenario - input'!$F43),\"\")","v":0.90735193730333041},{"$f":"IFERROR(IF(OR(G58=\"\",'Lives scenario - input'!$F43=\"\"),\"\",G58/'Lives scenario - input'!$F43),\"\")","v":0.88944106577322912},{"$f":"IFERROR(IF(OR(H58=\"\",'Lives scenario - input'!$F43=\"\"),\"\",H58/'Lives scenario - input'!$F43),\"\")","v":0.87617238508940465},{"$f":"IFERROR(IF(OR(I58=\"\",'Lives scenario - input'!$F43=\"\"),\"\",I58/'Lives scenario - input'!$F43),\"\")","v":0.87096291446670127},{"$f":"IFERROR(IF(OR(J58=\"\",'Lives scenario - input'!$F43=\"\"),\"\",J58/'Lives scenario - input'!$F43),\"\")","v":0.8767052884108727},{"$f":"IFERROR(IF(OR(K58=\"\",'Lives scenario - input'!$F43=\"\"),\"\",K58/'Lives scenario - input'!$F43),\"\")","v":0.89554839694213939},{"$f":"IFERROR(IF(OR(L58=\"\",'Lives scenario - input'!$F43=\"\"),\"\",L58/'Lives scenario - input'!$F43),\"\")","v":0.92873866408482475},{"$f":"IFERROR(IF(OR(M58=\"\",'Lives scenario - input'!$F43=\"\"),\"\",M58/'Lives scenario - input'!$F43),\"\")","v":0.97653300513338726},{"$f":"IFERROR(IF(OR(N58=\"\",'Lives scenario - input'!$F43=\"\"),\"\",N58/'Lives scenario - input'!$F43),\"\")","v":1.0381883436587909},{"$f":"IFERROR(IF(OR(O58=\"\",'Lives scenario - input'!$F43=\"\"),\"\",O58/'Lives scenario - input'!$F43),\"\")","v":1.1120270145454398},{"$f":"IFERROR(IF(OR(P58=\"\",'Lives scenario - input'!$F43=\"\"),\"\",P58/'Lives scenario - input'!$F43),\"\")","v":1.1955728105282031},{"$f":"IFERROR(IF(OR(Q58=\"\",'Lives scenario - input'!$F43=\"\"),\"\",Q58/'Lives scenario - input'!$F43),\"\")","v":1.2857488725657404},{"$f":"IFERROR(IF(OR(R58=\"\",'Lives scenario - input'!$F43=\"\"),\"\",R58/'Lives scenario - input'!$F43),\"\")","v":1.3791258133902948},{"$f":"IFERROR(IF(OR(S58=\"\",'Lives scenario - input'!$F43=\"\"),\"\",S58/'Lives scenario - input'!$F43),\"\")","v":1.4722059853014098},{"$f":"IFERROR(IF(OR(T58=\"\",'Lives scenario - input'!$F43=\"\"),\"\",T58/'Lives scenario - input'!$F43),\"\")","v":1.5617272829332092},{"$f":"IFERROR(IF(OR(U58=\"\",'Lives scenario - input'!$F43=\"\"),\"\",U58/'Lives scenario - input'!$F43),\"\")","v":1.6449671534738526},{"$f":"IFERROR(IF(OR(V58=\"\",'Lives scenario - input'!$F43=\"\"),\"\",V58/'Lives scenario - input'!$F43),\"\")","v":1.7200247575990439},{"$f":"IFERROR(IF(OR(W58=\"\",'Lives scenario - input'!$F43=\"\"),\"\",W58/'Lives scenario - input'!$F43),\"\")","v":1.7860570421715185}]
[{"$f":"IFERROR('Lives scenario - input'!A44,\"\")","v":4},{"$f":"IFERROR('Lives scenario - input'!B44,\"\")","v":"SWITCHGEAR"},{"$f":"IFERROR('Lives scenario - input'!C44,\"\")","v":"> 66 kv & < = 132 kv ; switch"},{"$f":"IFERROR(repcalc('Lives scenario - input'!$CX44:$GJ44,'Lives scenario - input'!$I44,'Lives scenario - input'!$G44,'Lives scenario - input'!$H44,20,TRUE,TRUE),\"\")","v":32.970322030604997},36.827730790067115,40.675093798931243,44.454228656817328,48.12073314777976,51.649579969787617,55.039010705772391,58.311991430105884,61.514746248070018,64.712249544691318,67.980984506438233,71.399699063045588,75.03923910227337,78.952748309953606,83.167550445558049,87.679859768962871,92.45311962832254,97.420300489964688,102.48997173765926,107.55547916549168,{"$f":"IFERROR(IF(OR(D59=\"\",'Lives scenario - input'!$F44=\"\"),\"\",D59/'Lives scenario - input'!$F44),\"\")","v":1.1538715134435924},{"$f":"IFERROR(IF(OR(E59=\"\",'Lives scenario - input'!$F44=\"\"),\"\",E59/'Lives scenario - input'!$F44),\"\")","v":1.288870318706079},{"$f":"IFERROR(IF(OR(F59=\"\",'Lives scenario - input'!$F44=\"\"),\"\",F59/'Lives scenario - input'!$F44),\"\")","v":1.4235175500459509},{"$f":"IFERROR(IF(OR(G59=\"\",'Lives scenario - input'!$F44=\"\"),\"\",G59/'Lives scenario - input'!$F44),\"\")","v":1.5557769818443015},{"$f":"IFERROR(IF(OR(H59=\"\",'Lives scenario - input'!$F44=\"\"),\"\",H59/'Lives scenario - input'!$F44),\"\")","v":1.6840946574225801},{"$f":"IFERROR(IF(OR(I59=\"\",'Lives scenario - input'!$F44=\"\"),\"\",I59/'Lives scenario - input'!$F44),\"\")","v":1.8075946893434423},{"$f":"IFERROR(IF(OR(J59=\"\",'Lives scenario - input'!$F44=\"\"),\"\",J59/'Lives scenario - input'!$F44),\"\")","v":1.9262155377965628},{"$f":"IFERROR(IF(OR(K59=\"\",'Lives scenario - input'!$F44=\"\"),\"\",K59/'Lives scenario - input'!$F44),\"\")","v":2.0407609528626556},{"$f":"IFERROR(IF(OR(L59=\"\",'Lives scenario - input'!$F44=\"\"),\"\",L59/'Lives scenario - input'!$F44),\"\")","v":2.1528486523871733},{"$f":"IFERROR(IF(OR(M59=\"\",'Lives scenario - input'!$F44=\"\"),\"\",M59/'Lives scenario - input'!$F44),\"\")","v":2.2647525629613092},{"$f":"IFERROR(IF(OR(N59=\"\",'Lives scenario - input'!$F44=\"\"),\"\",N59/'Lives scenario - input'!$F44),\"\")","v":2.3791493878954357},{"$f":"IFERROR(IF(OR(O59=\"\",'Lives scenario - input'!$F44=\"\"),\"\",O59/'Lives scenario - input'!$F44),\"\")","v":2.4987950903487639},{"$f":"IFERROR(IF(OR(P59=\"\",'Lives scenario - input'!$F44=\"\"),\"\",P59/'Lives scenario - input'!$F44),\"\")","v":2.6261690835237177},{"$f":"IFERROR(IF(OR(Q59=\"\",'Lives scenario - input'!$F44=\"\"),\"\",Q59/'Lives scenario - input'!$F44),\"\")","v":2.7631312517473008},{"$f":"IFERROR(IF(OR(R59=\"\",'Lives scenario - input'!$F44=\"\"),\"\",R59/'Lives scenario - input'!$F44),\"\")","v":2.9106378522154657},{"$f":"IFERROR(IF(OR(S59=\"\",'Lives scenario - input'!$F44=\"\"),\"\",S59/'Lives scenario - input'!$F44),\"\")","v":3.0685563943300878},{"$f":"IFERROR(IF(OR(T59=\"\",'Lives scenario - input'!$F44=\"\"),\"\",T59/'Lives scenario - input'!$F44),\"\")","v":3.2356074947975411},{"$f":"IFERROR(IF(OR(U59=\"\",'Lives scenario - input'!$F44=\"\"),\"\",U59/'Lives scenario - input'!$F44),\"\")","v":3.4094453024189155},{"$f":"IFERROR(IF(OR(V59=\"\",'Lives scenario - input'!$F44=\"\"),\"\",V59/'Lives scenario - input'!$F44),\"\")","v":3.5868699945347138},{"$f":"IFERROR(IF(OR(W59=\"\",'Lives scenario - input'!$F44=\"\"),\"\",W59/'Lives scenario - input'!$F44),\"\")","v":3.764148964290821}]
[{"$f":"IFERROR('Lives scenario - input'!A45,\"\")","v":5},{"$f":"IFERROR('Lives scenario - input'!B45,\"\")","v":"TRANSFORMERS"},{"$f":"IFERROR('Lives scenario - input'!C45,\"\")","v":"ground outdoor / indoor chamber mounted ; ˂ 22 kv ; < = 60 kva ; single phase"},{"$f":"IFERROR(repcalc('Lives scenario - input'!$CX45:$GJ45,'Lives scenario - input'!$I45,'Lives scenario - input'!$G45,'Lives scenario - input'!$H45,20,TRUE,TRUE),\"\")","v":3.2388730235300478E-2},4.9863103895308764E-2,7.5395752532476573E-2,0.11196870221654666,0.16331595319777106,0.23396063139134568,0.32918434718467343,0.45490194277073243,0.61741707750779229,0.82304147523051596,1.0775738596671918,1.385653435616901,1.7500258045206694,2.1707836468098929,2.6446663760380353,3.1645175900162275,3.7190019507143957,4.2926706943749204,4.8664360352067808,5.4184709158378146,{"$f":"IFERROR(IF(OR(D60=\"\",'Lives scenario - input'!$F45=\"\"),\"\",D60/'Lives scenario - input'!$F45),\"\")","v":4.8905239308408819E-4},{"$f":"IFERROR(IF(OR(E60=\"\",'Lives scenario - input'!$F45=\"\"),\"\",E60/'Lives scenario - input'!$F45),\"\")","v":7.5290602964185756E-4},{"$f":"IFERROR(IF(OR(F60=\"\",'Lives scenario - input'!$F45=\"\"),\"\",F60/'Lives scenario - input'!$F45),\"\")","v":1.1384352809297865E-3},{"$f":"IFERROR(IF(OR(G60=\"\",'Lives scenario - input'!$F45=\"\"),\"\",G60/'Lives scenario - input'!$F45),\"\")","v":1.6906671355038313E-3},{"$f":"IFERROR(IF(OR(H60=\"\",'Lives scenario - input'!$F45=\"\"),\"\",H60/'Lives scenario - input'!$F45),\"\")","v":2.4659829872900824E-3},{"$f":"IFERROR(IF(OR(I60=\"\",'Lives scenario - input'!$F45=\"\"),\"\",I60/'Lives scenario - input'!$F45),\"\")","v":3.5326796030026694E-3},{"$f":"IFERROR(IF(OR(J60=\"\",'Lives scenario - input'!$F45=\"\"),\"\",J60/'Lives scenario - input'!$F45),\"\")","v":4.9705064566262815E-3},{"$f":"IFERROR(IF(OR(K60=\"\",'Lives scenario - input'!$F45=\"\"),\"\",K60/'Lives scenario - input'!$F45),\"\")","v":6.8687744815681788E-3},{"$f":"IFERROR(IF(OR(L60=\"\",'Lives scenario - input'!$F45=\"\"),\"\",L60/'Lives scenario - input'!$F45),\"\")","v":9.3226655411478669E-3},{"$f":"IFERROR(IF(OR(M60=\"\",'Lives scenario - input'!$F45=\"\"),\"\",M60/'Lives scenario - input'!$F45),\"\")","v":1.2427483267937625E-2},{"$f":"IFERROR(IF(OR(N60=\"\",'Lives scenario - input'!$F45=\"\"),\"\",N60/'Lives scenario - input'!$F45),\"\")","v":1.6270785269029506E-2},{"$f":"IFERROR(IF(OR(O60=\"\",'Lives scenario - input'!$F45=\"\"),\"\",O60/'Lives scenario - input'!$F45),\"\")","v":2.0922621039804006E-2},{"$f":"IFERROR(IF(OR(P60=\"\",'Lives scenario - input'!$F45=\"\"),\"\",P60/'Lives scenario - input'!$F45),\"\")","v":2.642444768418073E-2},{"$f":"IFERROR(IF(OR(Q60=\"\",'Lives scenario - input'!$F45=\"\"),\"\",Q60/'Lives scenario - input'!$F45),\"\")","v":3.2777664626787842E-2},{"$f":"IFERROR(IF(OR(R60=\"\",'Lives scenario - input'!$F45=\"\"),\"\",R60/'Lives scenario - input'!$F45),\"\")","v":3.9933038767316943E-2},{"$f":"IFERROR(IF(OR(S60=\"\",'Lives scenario - input'!$F45=\"\"),\"\",S60/'Lives scenario - input'!$F45),\"\")","v":4.7782512284701484E-2},{"$f":"IFERROR(IF(OR(T60=\"\",'Lives scenario - input'!$F45=\"\"),\"\",T60/'Lives scenario - input'!$F45),\"\")","v":5.6154927676015272E-2},{"$f":"IFERROR(IF(OR(U60=\"\",'Lives scenario - input'!$F45=\"\"),\"\",U60/'Lives scenario - input'!$F45),\"\")","v":6.4817016923927384E-2},{"$f":"IFERROR(IF(OR(V60=\"\",'Lives scenario - input'!$F45=\"\"),\"\",V60/'Lives scenario - input'!$F45),\"\")","v":7.348056473713252E-2},{"$f":"IFERROR(IF(OR(W60=\"\",'Lives scenario - input'!$F45=\"\"),\"\",W60/'Lives scenario - input'!$F45),\"\")","v":8.1815994297882985E-2}]
[{"$f":"IFERROR('Lives scenario - input'!A46,\"\")","v":5},{"$f":"IFERROR('Lives scenario - input'!B46,\"\")","v":"TRANSFORMERS"},{"$f":"IFERROR('Lives scenario - input'!C46,\"\")","v":"ground outdoor / indoor chamber mounted ; ˂ 22 kv ; > 60 kva and < = 600 kva ; multiple phase"},{"$f":"IFERROR(repcalc('Lives scenario - input'!$CX46:$GJ46,'Lives scenario - input'!$I46,'Lives scenario - input'!$G46,'Lives scenario - input'!$H46,20,TRUE,TRUE),\"\")","v":9.9586440446563194E-3},1.5177467839850019E-2,2.278515608692722E-2,3.3695956400699827E-2,4.9090568723747535E-2,7.0458967174619899E-2,9.9636402795463805E-2,0.1388261680664927,0.19060164709123556,0.25787969945832312,0.34385782104777612,0.45190904325733833,0.5854313287699241,0.74765229854147641,0.9413952834590491,1.1688185185162869,1.4311451680078564,1.7284070215064378,2.0592283136835952,2.4206774426696036,{"$f":"IFERROR(IF(OR(D61=\"\",'Lives scenario - input'!$F46=\"\"),\"\",D61/'Lives scenario - input'!$F46),\"\")","v":1.5037016476192813E-4},{"$f":"IFERROR(IF(OR(E61=\"\",'Lives scenario - input'!$F46=\"\"),\"\",E61/'Lives scenario - input'!$F46),\"\")","v":2.2917159499959562E-4},{"$f":"IFERROR(IF(OR(F61=\"\",'Lives scenario - input'!$F46=\"\"),\"\",F61/'Lives scenario - input'!$F46),\"\")","v":3.4404359263708745E-4},{"$f":"IFERROR(IF(OR(G61=\"\",'Lives scenario - input'!$F46=\"\"),\"\",G61/'Lives scenario - input'!$F46),\"\")","v":5.0879080455765418E-4},{"$f":"IFERROR(IF(OR(H61=\"\",'Lives scenario - input'!$F46=\"\"),\"\",H61/'Lives scenario - input'!$F46),\"\")","v":7.4124116437394199E-4},{"$f":"IFERROR(IF(OR(I61=\"\",'Lives scenario - input'!$F46=\"\"),\"\",I61/'Lives scenario - input'!$F46),\"\")","v":1.0638924792866738E-3},{"$f":"IFERROR(IF(OR(J61=\"\",'Lives scenario - input'!$F46=\"\"),\"\",J61/'Lives scenario - input'!$F46),\"\")","v":1.5044560521950839E-3},{"$f":"IFERROR(IF(OR(K61=\"\",'Lives scenario - input'!$F46=\"\"),\"\",K61/'Lives scenario - input'!$F46),\"\")","v":2.0962004136122385E-3},{"$f":"IFERROR(IF(OR(L61=\"\",'Lives scenario - input'!$F46=\"\"),\"\",L61/'Lives scenario - input'!$F46),\"\")","v":2.8779822783587682E-3},{"$f":"IFERROR(IF(OR(M61=\"\",'Lives scenario - input'!$F46=\"\"),\"\",M61/'Lives scenario - input'!$F46),\"\")","v":3.8938446562021686E-3},{"$f":"IFERROR(IF(OR(N61=\"\",'Lives scenario - input'!$F46=\"\"),\"\",N61/'Lives scenario - input'!$F46),\"\")","v":5.1920680138554057E-3},{"$f":"IFERROR(IF(OR(O61=\"\",'Lives scenario - input'!$F46=\"\"),\"\",O61/'Lives scenario - input'!$F46),\"\")","v":6.8235833098657965E-3},{"$f":"IFERROR(IF(OR(P61=\"\",'Lives scenario - input'!$F46=\"\"),\"\",P61/'Lives scenario - input'!$F46),\"\")","v":8.8396979517672922E-3},{"$f":"IFERROR(IF(OR(Q61=\"\",'Lives scenario - input'!$F46=\"\"),\"\",Q61/'Lives scenario - input'!$F46),\"\")","v":1.1289147278704241E-2},{"$f":"IFERROR(IF(OR(R61=\"\",'Lives scenario - input'!$F46=\"\"),\"\",R61/'Lives scenario - input'!$F46),\"\")","v":1.4214562067392833E-2},{"$f":"IFERROR(IF(OR(S61=\"\",'Lives scenario - input'!$F46=\"\"),\"\",S61/'Lives scenario - input'!$F46),\"\")","v":1.7648530504551462E-2},{"$f":"IFERROR(IF(OR(T61=\"\",'Lives scenario - input'!$F46=\"\"),\"\",T61/'Lives scenario - input'!$F46),\"\")","v":2.1609521712652544E-2},{"$f":"IFERROR(IF(OR(U61=\"\",'Lives scenario - input'!$F46=\"\"),\"\",U61/'Lives scenario - input'!$F46),\"\")","v":2.609801569713258E-2},{"$f":"IFERROR(IF(OR(V61=\"\",'Lives scenario - input'!$F46=\"\"),\"\",V61/'Lives scenario - input'!$F46),\"\")","v":3.1093239142047854E-2},{"$f":"IFERROR(IF(OR(W61=\"\",'Lives scenario - input'!$F46=\"\"),\"\",W61/'Lives scenario - input'!$F46),\"\")","v":3.6550926437121489E-2}]
[{"$f":"IFERROR('Lives scenario - input'!A47,\"\")","v":5},{"$f":"IFERROR('Lives scenario - input'!B47,\"\")","v":"TRANSFORMERS"},{"$f":"IFERROR('Lives scenario - input'!C47,\"\")","v":"ground outdoor / indoor chamber mounted ; ˂ 22 kv ; > 600 kva ; multiple phase"},{"$f":"IFERROR(repcalc('Lives scenario - input'!$CX47:$GJ47,'Lives scenario - input'!$I47,'Lives scenario - input'!$G47,'Lives scenario - input'!$H47,20,TRUE,TRUE),\"\")","v":195.86604357325865},177.73507734758749,164.33624595597519,155.04602422978624,149.22004653097136,146.23985631883508,145.54302554931598,146.6375926090912,149.10344234162451,152.58429031463467,156.77433009989133,161.4034267191096,166.22411291811321,171.00271678612992,175.51587541976428,179.55261560151035,182.92123201254361,185.4594591876496,187.04597412770406,187.61110687800584,{"$f":"IFERROR(IF(OR(D62=\"\",'Lives scenario - input'!$F47=\"\"),\"\",D62/'Lives scenario - input'!$F47),\"\")","v":0.9187031316099854},{"$f":"IFERROR(IF(OR(E62=\"\",'Lives scenario - input'!$F47=\"\"),\"\",E62/'Lives scenario - input'!$F47),\"\")","v":0.83366044045862786},{"$f":"IFERROR(IF(OR(F62=\"\",'Lives scenario - input'!$F47=\"\"),\"\",F62/'Lives scenario - input'!$F47),\"\")","v":0.7708136696002359},{"$f":"IFERROR(IF(OR(G62=\"\",'Lives scenario - input'!$F47=\"\"),\"\",G62/'Lives scenario - input'!$F47),\"\")","v":0.72723819506930409},{"$f":"IFERROR(IF(OR(H62=\"\",'Lives scenario - input'!$F47=\"\"),\"\",H62/'Lives scenario - input'!$F47),\"\")","v":0.69991164137502238},{"$f":"IFERROR(IF(OR(I62=\"\",'Lives scenario - input'!$F47=\"\"),\"\",I62/'Lives scenario - input'!$F47),\"\")","v":0.68593315878184646},{"$f":"IFERROR(IF(OR(J62=\"\",'Lives scenario - input'!$F47=\"\"),\"\",J62/'Lives scenario - input'!$F47),\"\")","v":0.6826646973452426},{"$f":"IFERROR(IF(OR(K62=\"\",'Lives scenario - input'!$F47=\"\"),\"\",K62/'Lives scenario - input'!$F47),\"\")","v":0.68779872755909388},{"$f":"IFERROR(IF(OR(L62=\"\",'Lives scenario - input'!$F47=\"\"),\"\",L62/'Lives scenario - input'!$F47),\"\")","v":0.69936471332175976},{"$f":"IFERROR(IF(OR(M62=\"\",'Lives scenario - input'!$F47=\"\"),\"\",M62/'Lives scenario - input'!$F47),\"\")","v":0.71569151441051826},{"$f":"IFERROR(IF(OR(N62=\"\",'Lives scenario - input'!$F47=\"\"),\"\",N62/'Lives scenario - input'!$F47),\"\")","v":0.73534475599369209},{"$f":"IFERROR(IF(OR(O62=\"\",'Lives scenario - input'!$F47=\"\"),\"\",O62/'Lives scenario - input'!$F47),\"\")","v":0.75705737898344683},{"$f":"IFERROR(IF(OR(P62=\"\",'Lives scenario - input'!$F47=\"\"),\"\",P62/'Lives scenario - input'!$F47),\"\")","v":0.77966864649433198},{"$f":"IFERROR(IF(OR(Q62=\"\",'Lives scenario - input'!$F47=\"\"),\"\",Q62/'Lives scenario - input'!$F47),\"\")","v":0.80208252823809911},{"$f":"IFERROR(IF(OR(R62=\"\",'Lives scenario - input'!$F47=\"\"),\"\",R62/'Lives scenario - input'!$F47),\"\")","v":0.8232513479810768},{"$f":"IFERROR(IF(OR(S62=\"\",'Lives scenario - input'!$F47=\"\"),\"\",S62/'Lives scenario - input'!$F47),\"\")","v":0.84218554289720005},{"$f":"IFERROR(IF(OR(T62=\"\",'Lives scenario - input'!$F47=\"\"),\"\",T62/'Lives scenario - input'!$F47),\"\")","v":0.857985925595243},{"$f":"IFERROR(IF(OR(U62=\"\",'Lives scenario - input'!$F47=\"\"),\"\",U62/'Lives scenario - input'!$F47),\"\")","v":0.86989139533346871},{"$f":"IFERROR(IF(OR(V62=\"\",'Lives scenario - input'!$F47=\"\"),\"\",V62/'Lives scenario - input'!$F47),\"\")","v":0.87733289063905451},{"$f":"IFERROR(IF(OR(W62=\"\",'Lives scenario - input'!$F47=\"\"),\"\",W62/'Lives scenario - input'!$F47),\"\")","v":0.87998362691781851}]
[{"$f":"IFERROR('Lives scenario - input'!A48,\"\")","v":5},{"$f":"IFERROR('Lives scenario - input'!B48,\"\")","v":"TRANSFORMERS"},{"$f":"IFERROR('Lives scenario - input'!C48,\"\")","v":"ground outdoor / indoor chamber mounted ; > = 22 kv & < = 33 kv ; < = 15 mva"},{"$f":"IFERROR(repcalc('Lives scenario - input'!$CX48:$GJ48,'Lives scenario - input'!$I48,'Lives scenario - input'!$G48,'Lives scenario - input'!$H48,20,TRUE,TRUE),\"\")","v":227.61122322961074},223.10881697583733,219.10651174406544,215.76767011543944,213.25986359136337,211.75682191009426,211.43703276660617,212.47870558367262,215.05130991125466,219.30436461397497,225.35453633935325,233.27236554890231,243.0700519074457,254.69169082998019,268.00716796659844,282.8106104828729,298.82389593466263,315.70527124421722,333.06267901236117,350.47096892877823,{"$f":"IFERROR(IF(OR(D63=\"\",'Lives scenario - input'!$F48=\"\"),\"\",D63/'Lives scenario - input'!$F48),\"\")","v":1.1747351925675049},{"$f":"IFERROR(IF(OR(E63=\"\",'Lives scenario - input'!$F48=\"\"),\"\",E63/'Lives scenario - input'!$F48),\"\")","v":1.1514976078715689},{"$f":"IFERROR(IF(OR(F63=\"\",'Lives scenario - input'!$F48=\"\"),\"\",F63/'Lives scenario - input'!$F48),\"\")","v":1.1308411185278229},{"$f":"IFERROR(IF(OR(G63=\"\",'Lives scenario - input'!$F48=\"\"),\"\",G63/'Lives scenario - input'!$F48),\"\")","v":1.1136088629830263},{"$f":"IFERROR(IF(OR(H63=\"\",'Lives scenario - input'!$F48=\"\"),\"\",H63/'Lives scenario - input'!$F48),\"\")","v":1.1006657025440059},{"$f":"IFERROR(IF(OR(I63=\"\",'Lives scenario - input'!$F48=\"\"),\"\",I63/'Lives scenario - input'!$F48),\"\")","v":1.0929082820889457},{"$f":"IFERROR(IF(OR(J63=\"\",'Lives scenario - input'!$F48=\"\"),\"\",J63/'Lives scenario - input'!$F48),\"\")","v":1.0912578030144691},{"$f":"IFERROR(IF(OR(K63=\"\",'Lives scenario - input'!$F48=\"\"),\"\",K63/'Lives scenario - input'!$F48),\"\")","v":1.0966340305132092},{"$f":"IFERROR(IF(OR(L63=\"\",'Lives scenario - input'!$F48=\"\"),\"\",L63/'Lives scenario - input'!$F48),\"\")","v":1.1099116220013645},{"$f":"IFERROR(IF(OR(M63=\"\",'Lives scenario - input'!$F48=\"\"),\"\",M63/'Lives scenario - input'!$F48),\"\")","v":1.1318622664568891},{"$f":"IFERROR(IF(OR(N63=\"\",'Lives scenario - input'!$F48=\"\"),\"\",N63/'Lives scenario - input'!$F48),\"\")","v":1.1630880977055924},{"$f":"IFERROR(IF(OR(O63=\"\",'Lives scenario - input'!$F48=\"\"),\"\",O63/'Lives scenario - input'!$F48),\"\")","v":1.203953185504067},{"$f":"IFERROR(IF(OR(P63=\"\",'Lives scenario - input'!$F48=\"\"),\"\",P63/'Lives scenario - input'!$F48),\"\")","v":1.2545204941271073},{"$f":"IFERROR(IF(OR(Q63=\"\",'Lives scenario - input'!$F48=\"\"),\"\",Q63/'Lives scenario - input'!$F48),\"\")","v":1.3145014917418045},{"$f":"IFERROR(IF(OR(R63=\"\",'Lives scenario - input'!$F48=\"\"),\"\",R63/'Lives scenario - input'!$F48),\"\")","v":1.3832246389410701},{"$f":"IFERROR(IF(OR(S63=\"\",'Lives scenario - input'!$F48=\"\"),\"\",S63/'Lives scenario - input'!$F48),\"\")","v":1.459627395572604},{"$f":"IFERROR(IF(OR(T63=\"\",'Lives scenario - input'!$F48=\"\"),\"\",T63/'Lives scenario - input'!$F48),\"\")","v":1.5422743305608229},{"$f":"IFERROR(IF(OR(U63=\"\",'Lives scenario - input'!$F48=\"\"),\"\",U63/'Lives scenario - input'!$F48),\"\")","v":1.6294016057174989},{"$f":"IFERROR(IF(OR(V63=\"\",'Lives scenario - input'!$F48=\"\"),\"\",V63/'Lives scenario - input'!$F48),\"\")","v":1.718985754810243},{"$f":"IFERROR(IF(OR(W63=\"\",'Lives scenario - input'!$F48=\"\"),\"\",W63/'Lives scenario - input'!$F48),\"\")","v":1.8088325141969863}]
[{"$f":"IFERROR('Lives scenario - input'!A49,\"\")","v":5},{"$f":"IFERROR('Lives scenario - input'!B49,\"\")","v":"TRANSFORMERS"},{"$f":"IFERROR('Lives scenario - input'!C49,\"\")","v":"ground outdoor / indoor chamber mounted ; > = 22 kv & < = 33 kv ; > 15 mva and < = 40 mva"},{"$f":"IFERROR(repcalc('Lives scenario - input'!$CX49:$GJ49,'Lives scenario - input'!$I49,'Lives scenario - input'!$G49,'Lives scenario - input'!$H49,20,TRUE,TRUE),\"\")","v":670.14223246503025},644.54932646890677,614.16077287394546,580.35059344549916,544.52228848852781,508.04167589122551,472.17872341610905,438.05996475594748,406.63206739638525,378.63648117528692,354.59481028356379,334.80450474703065,319.34450897010606,308.09049396860235,300.73914384584316,296.84064012687315,295.83802844677484,297.11164407024376,300.02631455301599,303.97873501191208,{"$f":"IFERROR(IF(OR(D64=\"\",'Lives scenario - input'!$F49=\"\"),\"\",D64/'Lives scenario - input'!$F49),\"\")","v":0.42691069921238306},{"$f":"IFERROR(IF(OR(E64=\"\",'Lives scenario - input'!$F49=\"\"),\"\",E64/'Lives scenario - input'!$F49),\"\")","v":0.41060686867555446},{"$f":"IFERROR(IF(OR(F64=\"\",'Lives scenario - input'!$F49=\"\"),\"\",F64/'Lives scenario - input'!$F49),\"\")","v":0.39124799523825787},{"$f":"IFERROR(IF(OR(G64=\"\",'Lives scenario - input'!$F49=\"\"),\"\",G64/'Lives scenario - input'!$F49),\"\")","v":0.36970939247448209},{"$f":"IFERROR(IF(OR(H64=\"\",'Lives scenario - input'!$F49=\"\"),\"\",H64/'Lives scenario - input'!$F49),\"\")","v":0.34688515311187296},{"$f":"IFERROR(IF(OR(I64=\"\",'Lives scenario - input'!$F49=\"\"),\"\",I64/'Lives scenario - input'!$F49),\"\")","v":0.32364536448622011},{"$f":"IFERROR(IF(OR(J64=\"\",'Lives scenario - input'!$F49=\"\"),\"\",J64/'Lives scenario - input'!$F49),\"\")","v":0.30079905309847849},{"$f":"IFERROR(IF(OR(K64=\"\",'Lives scenario - input'!$F49=\"\"),\"\",K64/'Lives scenario - input'!$F49),\"\")","v":0.27906387150532586},{"$f":"IFERROR(IF(OR(L64=\"\",'Lives scenario - input'!$F49=\"\"),\"\",L64/'Lives scenario - input'!$F49),\"\")","v":0.25904288941143006},{"$f":"IFERROR(IF(OR(M64=\"\",'Lives scenario - input'!$F49=\"\"),\"\",M64/'Lives scenario - input'!$F49),\"\")","v":0.2412084436631787},{"$f":"IFERROR(IF(OR(N64=\"\",'Lives scenario - input'!$F49=\"\"),\"\",N64/'Lives scenario - input'!$F49),\"\")","v":0.22589281955623944},{"$f":"IFERROR(IF(OR(O64=\"\",'Lives scenario - input'!$F49=\"\"),\"\",O64/'Lives scenario - input'!$F49),\"\")","v":0.21328550611600056},{"$f":"IFERROR(IF(OR(P64=\"\",'Lives scenario - input'!$F49=\"\"),\"\",P64/'Lives scenario - input'!$F49),\"\")","v":0.20343679447359295},{"$f":"IFERROR(IF(OR(Q64=\"\",'Lives scenario - input'!$F49=\"\"),\"\",Q64/'Lives scenario - input'!$F49),\"\")","v":0.1962674814822806},{"$f":"IFERROR(IF(OR(R64=\"\",'Lives scenario - input'!$F49=\"\"),\"\",R64/'Lives scenario - input'!$F49),\"\")","v":0.19158434129349103},{"$f":"IFERROR(IF(OR(S64=\"\",'Lives scenario - input'!$F49=\"\"),\"\",S64/'Lives scenario - input'!$F49),\"\")","v":0.18910081933662881},{"$f":"IFERROR(IF(OR(T64=\"\",'Lives scenario - input'!$F49=\"\"),\"\",T64/'Lives scenario - input'!$F49),\"\")","v":0.18846211066755295},{"$f":"IFERROR(IF(OR(U64=\"\",'Lives scenario - input'!$F49=\"\"),\"\",U64/'Lives scenario - input'!$F49),\"\")","v":0.18927346101976536},{"$f":"IFERROR(IF(OR(V64=\"\",'Lives scenario - input'!$F49=\"\"),\"\",V64/'Lives scenario - input'!$F49),\"\")","v":0.19113023701968554},{"$f":"IFERROR(IF(OR(W64=\"\",'Lives scenario - input'!$F49=\"\"),\"\",W64/'Lives scenario - input'!$F49),\"\")","v":0.19364810636136548}]
[{"$f":"IFERROR('Lives scenario - input'!A50,\"\")","v":5},{"$f":"IFERROR('Lives scenario - input'!B50,\"\")","v":"TRANSFORMERS"},{"$f":"IFERROR('Lives scenario - input'!C50,\"\")","v":"ground outdoor / indoor chamber mounted ; > = 22 kv & < = 33 kv ; > 40 mva"},{"$f":"IFERROR(repcalc('Lives scenario - input'!$CX50:$GJ50,'Lives scenario - input'!$I50,'Lives scenario - input'!$G50,'Lives scenario - input'!$H50,20,TRUE,TRUE),\"\")","v":26.273416631302261},33.295188488247945,41.507981857084864,50.905766069158148,61.41685289249439,72.894265612293196,85.110746355542574,97.759880769044841,110.46435471060553,122.79166578418022,134.27676145280762,144.45017185866533,152.86938072363918,159.15056663437869,162.99756343905403,164.22500218375728,162.7731173998655,158.71257096652039,152.23875140954695,143.65618905631393,{"$f":"IFERROR(IF(OR(D65=\"\",'Lives scenario - input'!$F50=\"\"),\"\",D65/'Lives scenario - input'!$F50),\"\")","v":1.6737346374230792E-2},{"$f":"IFERROR(IF(OR(E65=\"\",'Lives scenario - input'!$F50=\"\"),\"\",E65/'Lives scenario - input'!$F50),\"\")","v":2.1210530405823578E-2},{"$f":"IFERROR(IF(OR(F65=\"\",'Lives scenario - input'!$F50=\"\"),\"\",F65/'Lives scenario - input'!$F50),\"\")","v":2.6442448631123536E-2},{"$f":"IFERROR(IF(OR(G65=\"\",'Lives scenario - input'!$F50=\"\"),\"\",G65/'Lives scenario - input'!$F50),\"\")","v":3.2429259243350779E-2},{"$f":"IFERROR(IF(OR(H65=\"\",'Lives scenario - input'!$F50=\"\"),\"\",H65/'Lives scenario - input'!$F50),\"\")","v":3.912529361910802E-2},{"$f":"IFERROR(IF(OR(I65=\"\",'Lives scenario - input'!$F50=\"\"),\"\",I65/'Lives scenario - input'!$F50),\"\")","v":4.643692099011406E-2},{"$f":"IFERROR(IF(OR(J65=\"\",'Lives scenario - input'!$F50=\"\"),\"\",J65/'Lives scenario - input'!$F50),\"\")","v":5.4219367884754975E-2},{"$f":"IFERROR(IF(OR(K65=\"\",'Lives scenario - input'!$F50=\"\"),\"\",K65/'Lives scenario - input'!$F50),\"\")","v":6.2277434598497654E-2},{"$f":"IFERROR(IF(OR(L65=\"\",'Lives scenario - input'!$F50=\"\"),\"\",L65/'Lives scenario - input'!$F50),\"\")","v":7.0370755076998012E-2},{"$f":"IFERROR(IF(OR(M65=\"\",'Lives scenario - input'!$F50=\"\"),\"\",M65/'Lives scenario - input'!$F50),\"\")","v":7.8223805869619023E-2},{"$f":"IFERROR(IF(OR(N65=\"\",'Lives scenario - input'!$F50=\"\"),\"\",N65/'Lives scenario - input'!$F50),\"\")","v":8.5540327624082091E-2},{"$f":"IFERROR(IF(OR(O65=\"\",'Lives scenario - input'!$F50=\"\"),\"\",O65/'Lives scenario - input'!$F50),\"\")","v":9.2021246956331279E-2},{"$f":"IFERROR(IF(OR(P65=\"\",'Lives scenario - input'!$F50=\"\"),\"\",P65/'Lives scenario - input'!$F50),\"\")","v":9.7384661123112115E-2},{"$f":"IFERROR(IF(OR(Q65=\"\",'Lives scenario - input'!$F50=\"\"),\"\",Q65/'Lives scenario - input'!$F50),\"\")","v":0.10138605864610244},{"$f":"IFERROR(IF(OR(R65=\"\",'Lives scenario - input'!$F50=\"\"),\"\",R65/'Lives scenario - input'!$F50),\"\")","v":0.10383676838530315},{"$f":"IFERROR(IF(OR(S65=\"\",'Lives scenario - input'!$F50=\"\"),\"\",S65/'Lives scenario - input'!$F50),\"\")","v":0.10461870199186625},{"$f":"IFERROR(IF(OR(T65=\"\",'Lives scenario - input'!$F50=\"\"),\"\",T65/'Lives scenario - input'!$F50),\"\")","v":0.1036937861781186},{"$f":"IFERROR(IF(OR(U65=\"\",'Lives scenario - input'!$F50=\"\"),\"\",U65/'Lives scenario - input'!$F50),\"\")","v":0.10110703573460858},{"$f":"IFERROR(IF(OR(V65=\"\",'Lives scenario - input'!$F50=\"\"),\"\",V65/'Lives scenario - input'!$F50),\"\")","v":9.698292192748996E-2},{"$f":"IFERROR(IF(OR(W65=\"\",'Lives scenario - input'!$F50=\"\"),\"\",W65/'Lives scenario - input'!$F50),\"\")","v":9.1515444252228267E-2}]
[{"$f":"IFERROR('Lives scenario - input'!A51,\"\")","v":5},{"$f":"IFERROR('Lives scenario - input'!B51,\"\")","v":"TRANSFORMERS"},{"$f":"IFERROR('Lives scenario - input'!C51,\"\")","v":"ground outdoor / indoor chamber mounted ; > 132 kv ; < = 100 mva"},{"$f":"IFERROR(repcalc('Lives scenario - input'!$CX51:$GJ51,'Lives scenario - input'!$I51,'Lives scenario - input'!$G51,'Lives scenario - input'!$H51,20,TRUE,TRUE),\"\")","v":1.0344957797759362E-6},2.125068487036848E-6,4.3103696609250522E-6,8.6328434547129112E-6,1.7072273139923099E-5,3.3337062976357855E-5,6.4277973160109064E-5,1.2237598718643422E-4,2.3005398965051199E-4,4.270347102401774E-4,7.8270253133154704E-4,1.4165462203228371E-3,2.5314275001911981E-3,4.4668486880266398E-3,7.7828426409305655E-3,1.3389882420688472E-2,2.2746627383292462E-2,3.8155681685200241E-2,6.319803537309443E-2,0.10335947261472726,{"$f":"IFERROR(IF(OR(D66=\"\",'Lives scenario - input'!$F51=\"\"),\"\",D66/'Lives scenario - input'!$F51),\"\")","v":2.832855297626945E-10},{"$f":"IFERROR(IF(OR(E66=\"\",'Lives scenario - input'!$F51=\"\"),\"\",E66/'Lives scenario - input'!$F51),\"\")","v":5.8192712227654515E-10},{"$f":"IFERROR(IF(OR(F66=\"\",'Lives scenario - input'!$F51=\"\"),\"\",F66/'Lives scenario - input'!$F51),\"\")","v":1.1803483172571981E-9},{"$f":"IFERROR(IF(OR(G66=\"\",'Lives scenario - input'!$F51=\"\"),\"\",G66/'Lives scenario - input'!$F51),\"\")","v":2.3640112209606562E-9},{"$f":"IFERROR(IF(OR(H66=\"\",'Lives scenario - input'!$F51=\"\"),\"\",H66/'Lives scenario - input'!$F51),\"\")","v":4.675058163837117E-9},{"$f":"IFERROR(IF(OR(I66=\"\",'Lives scenario - input'!$F51=\"\"),\"\",I66/'Lives scenario - input'!$F51),\"\")","v":9.1289957200553501E-9},{"$f":"IFERROR(IF(OR(J66=\"\",'Lives scenario - input'!$F51=\"\"),\"\",J66/'Lives scenario - input'!$F51),\"\")","v":1.7601830799810212E-8},{"$f":"IFERROR(IF(OR(K66=\"\",'Lives scenario - input'!$F51=\"\"),\"\",K66/'Lives scenario - input'!$F51),\"\")","v":3.351134633710194E-8},{"$f":"IFERROR(IF(OR(L66=\"\",'Lives scenario - input'!$F51=\"\"),\"\",L66/'Lives scenario - input'!$F51),\"\")","v":6.2997807826999792E-8},{"$f":"IFERROR(IF(OR(M66=\"\",'Lives scenario - input'!$F51=\"\"),\"\",M66/'Lives scenario - input'!$F51),\"\")","v":1.1693885705715413E-7},{"$f":"IFERROR(IF(OR(N66=\"\",'Lives scenario - input'!$F51=\"\"),\"\",N66/'Lives scenario - input'!$F51),\"\")","v":2.1433466000497743E-7},{"$f":"IFERROR(IF(OR(O66=\"\",'Lives scenario - input'!$F51=\"\"),\"\",O66/'Lives scenario - input'!$F51),\"\")","v":3.8790592895836959E-7},{"$f":"IFERROR(IF(OR(P66=\"\",'Lives scenario - input'!$F51=\"\"),\"\",P66/'Lives scenario - input'!$F51),\"\")","v":6.9320416232421843E-7},{"$f":"IFERROR(IF(OR(Q66=\"\",'Lives scenario - input'!$F51=\"\"),\"\",Q66/'Lives scenario - input'!$F51),\"\")","v":1.2231984138509469E-6},{"$f":"IFERROR(IF(OR(R66=\"\",'Lives scenario - input'!$F51=\"\"),\"\",R66/'Lives scenario - input'!$F51),\"\")","v":2.1312476509795325E-6},{"$f":"IFERROR(IF(OR(S66=\"\",'Lives scenario - input'!$F51=\"\"),\"\",S66/'Lives scenario - input'!$F51),\"\")","v":3.6666751176370131E-6},{"$f":"IFERROR(IF(OR(T66=\"\",'Lives scenario - input'!$F51=\"\"),\"\",T66/'Lives scenario - input'!$F51),\"\")","v":6.22891897150735E-6},{"$f":"IFERROR(IF(OR(U66=\"\",'Lives scenario - input'!$F51=\"\"),\"\",U66/'Lives scenario - input'!$F51),\"\")","v":1.044852256622045E-5},{"$f":"IFERROR(IF(OR(V66=\"\",'Lives scenario - input'!$F51=\"\"),\"\",V66/'Lives scenario - input'!$F51),\"\")","v":1.7306101465688177E-5},{"$f":"IFERROR(IF(OR(W66=\"\",'Lives scenario - input'!$F51=\"\"),\"\",W66/'Lives scenario - input'!$F51),\"\")","v":2.8303878592909875E-5}]
[{"$f":"IFERROR('Lives scenario - input'!A52,\"\")","v":5},{"$f":"IFERROR('Lives scenario - input'!B52,\"\")","v":"TRANSFORMERS"},{"$f":"IFERROR('Lives scenario - input'!C52,\"\")","v":"ground outdoor / indoor chamber mounted ; > 33 kv & < = 66 kv ; < = 15 mva"},{"$f":"IFERROR(repcalc('Lives scenario - input'!$CX52:$GJ52,'Lives scenario - input'!$I52,'Lives scenario - input'!$G52,'Lives scenario - input'!$H52,20,TRUE,TRUE),\"\")","v":2025.3797658293342},2103.6731005937781,2200.8326332481556,2316.8158657936419,2451.146481625452,2603.0485451582372,2771.5902863463007,2955.8244558056194,3154.9135724461812,3368.23069804946,3595.4293850951103,3836.4798287302224,4091.671662663603,4361.5869299542119,4647.0492259095781,4949.0566070955065,5268.7064321106709,5607.1198012262212,5965.3717725453716,6344.4312576168259,{"$f":"IFERROR(IF(OR(D67=\"\",'Lives scenario - input'!$F52=\"\"),\"\",D67/'Lives scenario - input'!$F52),\"\")","v":0.55462843942957141},{"$f":"IFERROR(IF(OR(E67=\"\",'Lives scenario - input'!$F52=\"\"),\"\",E67/'Lives scenario - input'!$F52),\"\")","v":0.57606822608625297},{"$f":"IFERROR(IF(OR(F67=\"\",'Lives scenario - input'!$F52=\"\"),\"\",F67/'Lives scenario - input'!$F52),\"\")","v":0.6026743178824443},{"$f":"IFERROR(IF(OR(G67=\"\",'Lives scenario - input'!$F52=\"\"),\"\",G67/'Lives scenario - input'!$F52),\"\")","v":0.63443507719878911},{"$f":"IFERROR(IF(OR(H67=\"\",'Lives scenario - input'!$F52=\"\"),\"\",H67/'Lives scenario - input'!$F52),\"\")","v":0.67122006986208005},{"$f":"IFERROR(IF(OR(I67=\"\",'Lives scenario - input'!$F52=\"\"),\"\",I67/'Lives scenario - input'!$F52),\"\")","v":0.71281681426760279},{"$f":"IFERROR(IF(OR(J67=\"\",'Lives scenario - input'!$F52=\"\"),\"\",J67/'Lives scenario - input'!$F52),\"\")","v":0.75897015522171363},{"$f":"IFERROR(IF(OR(K67=\"\",'Lives scenario - input'!$F52=\"\"),\"\",K67/'Lives scenario - input'!$F52),\"\")","v":0.80942069868065092},{"$f":"IFERROR(IF(OR(L67=\"\",'Lives scenario - input'!$F52=\"\"),\"\",L67/'Lives scenario - input'!$F52),\"\")","v":0.86393910946597485},{"$f":"IFERROR(IF(OR(M67=\"\",'Lives scenario - input'!$F52=\"\"),\"\",M67/'Lives scenario - input'!$F52),\"\")","v":0.92235370729746013},{"$f":"IFERROR(IF(OR(N67=\"\",'Lives scenario - input'!$F52=\"\"),\"\",N67/'Lives scenario - input'!$F52),\"\")","v":0.98456962125223335},{"$f":"IFERROR(IF(OR(O67=\"\",'Lives scenario - input'!$F52=\"\"),\"\",O67/'Lives scenario - input'!$F52),\"\")","v":1.0505786895922662},{"$f":"IFERROR(IF(OR(P67=\"\",'Lives scenario - input'!$F52=\"\"),\"\",P67/'Lives scenario - input'!$F52),\"\")","v":1.1204602253899174},{"$f":"IFERROR(IF(OR(Q67=\"\",'Lives scenario - input'!$F52=\"\"),\"\",Q67/'Lives scenario - input'!$F52),\"\")","v":1.1943736148693995},{"$f":"IFERROR(IF(OR(R67=\"\",'Lives scenario - input'!$F52=\"\"),\"\",R67/'Lives scenario - input'!$F52),\"\")","v":1.272544390737143},{"$f":"IFERROR(IF(OR(S67=\"\",'Lives scenario - input'!$F52=\"\"),\"\",S67/'Lives scenario - input'!$F52),\"\")","v":1.355245860036544},{"$f":"IFERROR(IF(OR(T67=\"\",'Lives scenario - input'!$F52=\"\"),\"\",T67/'Lives scenario - input'!$F52),\"\")","v":1.4427785226034096},{"$f":"IFERROR(IF(OR(U67=\"\",'Lives scenario - input'!$F52=\"\"),\"\",U67/'Lives scenario - input'!$F52),\"\")","v":1.5354493796749011},{"$f":"IFERROR(IF(OR(V67=\"\",'Lives scenario - input'!$F52=\"\"),\"\",V67/'Lives scenario - input'!$F52),\"\")","v":1.6335528243362767},{"$f":"IFERROR(IF(OR(W67=\"\",'Lives scenario - input'!$F52=\"\"),\"\",W67/'Lives scenario - input'!$F52),\"\")","v":1.7373541825818359}]
[{"$f":"IFERROR('Lives scenario - input'!A53,\"\")","v":5},{"$f":"IFERROR('Lives scenario - input'!B53,\"\")","v":"TRANSFORMERS"},{"$f":"IFERROR('Lives scenario - input'!C53,\"\")","v":"ground outdoor / indoor chamber mounted ; > 33 kv & < = 66 kv ; > 15 mva and < = 40 mva"},{"$f":"IFERROR(repcalc('Lives scenario - input'!$CX53:$GJ53,'Lives scenario - input'!$I53,'Lives scenario - input'!$G53,'Lives scenario - input'!$H53,20,TRUE,TRUE),\"\")","v":151.21925253377034},173.05512255861473,197.42488997312375,224.54774832120899,254.60382794602967,287.70614638894722,323.8706715226611,362.98721389184897,404.79438583422467,448.86211091258338,494.58504412440078,541.18970788268052,587.75714721479437,633.26151098283026,676.62329561647664,716.77422877335346,752.72914990177492,783.65899975469802,808.95836799690937,828.3011041614559,{"$f":"IFERROR(IF(OR(D68=\"\",'Lives scenario - input'!$F53=\"\"),\"\",D68/'Lives scenario - input'!$F53),\"\")","v":0.36426706600807734},{"$f":"IFERROR(IF(OR(E68=\"\",'Lives scenario - input'!$F53=\"\"),\"\",E68/'Lives scenario - input'!$F53),\"\")","v":0.41686677255607446},{"$f":"IFERROR(IF(OR(F68=\"\",'Lives scenario - input'!$F53=\"\"),\"\",F68/'Lives scenario - input'!$F53),\"\")","v":0.4755703008875613},{"$f":"IFERROR(IF(OR(G68=\"\",'Lives scenario - input'!$F53=\"\"),\"\",G68/'Lives scenario - input'!$F53),\"\")","v":0.54090565909536159},{"$f":"IFERROR(IF(OR(H68=\"\",'Lives scenario - input'!$F53=\"\"),\"\",H68/'Lives scenario - input'!$F53),\"\")","v":0.61330675721739847},{"$f":"IFERROR(IF(OR(I68=\"\",'Lives scenario - input'!$F53=\"\"),\"\",I68/'Lives scenario - input'!$F53),\"\")","v":0.69304583947859288},{"$f":"IFERROR(IF(OR(J68=\"\",'Lives scenario - input'!$F53=\"\"),\"\",J68/'Lives scenario - input'!$F53),\"\")","v":0.78016137036042554},{"$f":"IFERROR(IF(OR(K68=\"\",'Lives scenario - input'!$F53=\"\"),\"\",K68/'Lives scenario - input'!$F53),\"\")","v":0.87438791812108618},{"$f":"IFERROR(IF(OR(L68=\"\",'Lives scenario - input'!$F53=\"\"),\"\",L68/'Lives scenario - input'!$F53),\"\")","v":0.97509583464873517},{"$f":"IFERROR(IF(OR(M68=\"\",'Lives scenario - input'!$F53=\"\"),\"\",M68/'Lives scenario - input'!$F53),\"\")","v":1.0812491230096828},{"$f":"IFERROR(IF(OR(N68=\"\",'Lives scenario - input'!$F53=\"\"),\"\",N68/'Lives scenario - input'!$F53),\"\")","v":1.1913895876084781},{"$f":"IFERROR(IF(OR(O68=\"\",'Lives scenario - input'!$F53=\"\"),\"\",O68/'Lives scenario - input'!$F53),\"\")","v":1.3036540238166276},{"$f":"IFERROR(IF(OR(P68=\"\",'Lives scenario - input'!$F53=\"\"),\"\",P68/'Lives scenario - input'!$F53),\"\")","v":1.4158287913332841},{"$f":"IFERROR(IF(OR(Q68=\"\",'Lives scenario - input'!$F53=\"\"),\"\",Q68/'Lives scenario - input'!$F53),\"\")","v":1.5254427512134587},{"$f":"IFERROR(IF(OR(R68=\"\",'Lives scenario - input'!$F53=\"\"),\"\",R68/'Lives scenario - input'!$F53),\"\")","v":1.6298955229387064},{"$f":"IFERROR(IF(OR(S68=\"\",'Lives scenario - input'!$F53=\"\"),\"\",S68/'Lives scenario - input'!$F53),\"\")","v":1.7266137805248281},{"$f":"IFERROR(IF(OR(T68=\"\",'Lives scenario - input'!$F53=\"\"),\"\",T68/'Lives scenario - input'!$F53),\"\")","v":1.8132244032368867},{"$f":"IFERROR(IF(OR(U68=\"\",'Lives scenario - input'!$F53=\"\"),\"\",U68/'Lives scenario - input'!$F53),\"\")","v":1.8877302976201338},{"$f":"IFERROR(IF(OR(V68=\"\",'Lives scenario - input'!$F53=\"\"),\"\",V68/'Lives scenario - input'!$F53),\"\")","v":1.9486731107013597},{"$f":"IFERROR(IF(OR(W68=\"\",'Lives scenario - input'!$F53=\"\"),\"\",W68/'Lives scenario - input'!$F53),\"\")","v":1.9952671893862426}]
[{"$f":"IFERROR('Lives scenario - input'!A54,\"\")","v":5},{"$f":"IFERROR('Lives scenario - input'!B54,\"\")","v":"TRANSFORMERS"},{"$f":"IFERROR('Lives scenario - input'!C54,\"\")","v":"ground outdoor / indoor chamber mounted ; > 33 kv & < = 66 kv ; > 40 mva"},{"$f":"IFERROR(repcalc('Lives scenario - input'!$CX54:$GJ54,'Lives scenario - input'!$I54,'Lives scenario - input'!$G54,'Lives scenario - input'!$H54,20,TRUE,TRUE),\"\")","v":2.4660908126402377E-10},5.7095358420760815E-10,1.3051210315415807E-9,2.9455074182563051E-9,6.563416771662073E-9,1.4439815328436151E-8,3.1365805678290602E-8,6.7269137982228471E-8,1.4244310863811666E-7,2.9780697169406114E-7,6.1474910608682284E-7,1.2529464191530803E-6,2.5213939008744836E-6,5.0098498131301899E-6,9.8284919782916456E-6,1.9038370372344674E-5,3.6412967097828038E-5,6.8765195606626582E-5,1.2822441361014852E-4,2.3608343359959733E-4,{"$f":"IFERROR(IF(OR(D69=\"\",'Lives scenario - input'!$F54=\"\"),\"\",D69/'Lives scenario - input'!$F54),\"\")","v":6.7531241398879036E-14},{"$f":"IFERROR(IF(OR(E69=\"\",'Lives scenario - input'!$F54=\"\"),\"\",E69/'Lives scenario - input'!$F54),\"\")","v":1.563494909637947E-13},{"$f":"IFERROR(IF(OR(F69=\"\",'Lives scenario - input'!$F54=\"\"),\"\",F69/'Lives scenario - input'!$F54),\"\")","v":3.5739334084549858E-13},{"$f":"IFERROR(IF(OR(G69=\"\",'Lives scenario - input'!$F54=\"\"),\"\",G69/'Lives scenario - input'!$F54),\"\")","v":8.0659548904241329E-13},{"$f":"IFERROR(IF(OR(H69=\"\",'Lives scenario - input'!$F54=\"\"),\"\",H69/'Lives scenario - input'!$F54),\"\")","v":1.797321007550518E-12},{"$f":"IFERROR(IF(OR(I69=\"\",'Lives scenario - input'!$F54=\"\"),\"\",I69/'Lives scenario - input'!$F54),\"\")","v":3.9541879386666051E-12},{"$f":"IFERROR(IF(OR(J69=\"\",'Lives scenario - input'!$F54=\"\"),\"\",J69/'Lives scenario - input'!$F54),\"\")","v":8.5891881356275909E-12},{"$f":"IFERROR(IF(OR(K69=\"\",'Lives scenario - input'!$F54=\"\"),\"\",K69/'Lives scenario - input'!$F54),\"\")","v":1.8420929077258152E-11},{"$f":"IFERROR(IF(OR(L69=\"\",'Lives scenario - input'!$F54=\"\"),\"\",L69/'Lives scenario - input'!$F54),\"\")","v":3.9006511462360796E-11},{"$f":"IFERROR(IF(OR(M69=\"\",'Lives scenario - input'!$F54=\"\"),\"\",M69/'Lives scenario - input'!$F54),\"\")","v":8.1551232390381097E-11},{"$f":"IFERROR(IF(OR(N69=\"\",'Lives scenario - input'!$F54=\"\"),\"\",N69/'Lives scenario - input'!$F54),\"\")","v":1.6834242303691944E-10},{"$f":"IFERROR(IF(OR(O69=\"\",'Lives scenario - input'!$F54=\"\"),\"\",O69/'Lives scenario - input'!$F54),\"\")","v":3.431058850630875E-10},{"$f":"IFERROR(IF(OR(P69=\"\",'Lives scenario - input'!$F54=\"\"),\"\",P69/'Lives scenario - input'!$F54),\"\")","v":6.9045656919389392E-10},{"$f":"IFERROR(IF(OR(Q69=\"\",'Lives scenario - input'!$F54=\"\"),\"\",Q69/'Lives scenario - input'!$F54),\"\")","v":1.371893424883293E-9},{"$f":"IFERROR(IF(OR(R69=\"\",'Lives scenario - input'!$F54=\"\"),\"\",R69/'Lives scenario - input'!$F54),\"\")","v":2.69142669430879E-9},{"$f":"IFERROR(IF(OR(S69=\"\",'Lives scenario - input'!$F54=\"\"),\"\",S69/'Lives scenario - input'!$F54),\"\")","v":5.2134527198517859E-9},{"$f":"IFERROR(IF(OR(T69=\"\",'Lives scenario - input'!$F54=\"\"),\"\",T69/'Lives scenario - input'!$F54),\"\")","v":9.971298942151304E-9},{"$f":"IFERROR(IF(OR(U69=\"\",'Lives scenario - input'!$F54=\"\"),\"\",U69/'Lives scenario - input'!$F54),\"\")","v":1.8830608348037711E-8},{"$f":"IFERROR(IF(OR(V69=\"\",'Lives scenario - input'!$F54=\"\"),\"\",V69/'Lives scenario - input'!$F54),\"\")","v":3.5112874936937201E-8},{"$f":"IFERROR(IF(OR(W69=\"\",'Lives scenario - input'!$F54=\"\"),\"\",W69/'Lives scenario - input'!$F54),\"\")","v":6.464890612694749E-8}]
[{"$f":"IFERROR('Lives scenario - input'!A55,\"\")","v":5},{"$f":"IFERROR('Lives scenario - input'!B55,\"\")","v":"TRANSFORMERS"},{"$f":"IFERROR('Lives scenario - input'!C55,\"\")","v":"ground outdoor / indoor chamber mounted ; > 66 kv & < = 132 kv ; < = 100 mva"},{"$f":"IFERROR(repcalc('Lives scenario - input'!$CX55:$GJ55,'Lives scenario - input'!$I55,'Lives scenario - input'!$G55,'Lives scenario - input'!$H55,20,TRUE,TRUE),\"\")","v":304.41869978927207},362.62337709462446,427.55747742913343,499.12070428914774,577.05417393354492,660.94291103216119,750.22590984711996,844.21262390199718,942.10401110479211,1043.0157565621503,1146.0011283893405,1250.0711564818023,1354.2104640909931,1457.388061544309,1558.563598024856,1656.6907761897171,1750.7206544636908,1839.6081894638369,1922.3254462198959,1997.8843426810613,{"$f":"IFERROR(IF(OR(D70=\"\",'Lives scenario - input'!$F55=\"\"),\"\",D70/'Lives scenario - input'!$F55),\"\")","v":8.3361782933665474E-2},{"$f":"IFERROR(IF(OR(E70=\"\",'Lives scenario - input'!$F55=\"\"),\"\",E70/'Lives scenario - input'!$F55),\"\")","v":9.9300507061360538E-2},{"$f":"IFERROR(IF(OR(F70=\"\",'Lives scenario - input'!$F55=\"\"),\"\",F70/'Lives scenario - input'!$F55),\"\")","v":0.11708201122265303},{"$f":"IFERROR(IF(OR(G70=\"\",'Lives scenario - input'!$F55=\"\"),\"\",G70/'Lives scenario - input'!$F55),\"\")","v":0.13667883030001843},{"$f":"IFERROR(IF(OR(H70=\"\",'Lives scenario - input'!$F55=\"\"),\"\",H70/'Lives scenario - input'!$F55),\"\")","v":0.15802007176863003},{"$f":"IFERROR(IF(OR(I70=\"\",'Lives scenario - input'!$F55=\"\"),\"\",I70/'Lives scenario - input'!$F55),\"\")","v":0.18099209910280836},{"$f":"IFERROR(IF(OR(J70=\"\",'Lives scenario - input'!$F55=\"\"),\"\",J70/'Lives scenario - input'!$F55),\"\")","v":0.20544128692218813},{"$f":"IFERROR(IF(OR(K70=\"\",'Lives scenario - input'!$F55=\"\"),\"\",K70/'Lives scenario - input'!$F55),\"\")","v":0.23117853651005749},{"$f":"IFERROR(IF(OR(L70=\"\",'Lives scenario - input'!$F55=\"\"),\"\",L70/'Lives scenario - input'!$F55),\"\")","v":0.25798503879366774},{"$f":"IFERROR(IF(OR(M70=\"\",'Lives scenario - input'!$F55=\"\"),\"\",M70/'Lives scenario - input'!$F55),\"\")","v":0.28561863366184359},{"$f":"IFERROR(IF(OR(N70=\"\",'Lives scenario - input'!$F55=\"\"),\"\",N70/'Lives scenario - input'!$F55),\"\")","v":0.31382006878243207},{"$f":"IFERROR(IF(OR(O70=\"\",'Lives scenario - input'!$F55=\"\"),\"\",O70/'Lives scenario - input'!$F55),\"\")","v":0.34231852534160434},{"$f":"IFERROR(IF(OR(P70=\"\",'Lives scenario - input'!$F55=\"\"),\"\",P70/'Lives scenario - input'!$F55),\"\")","v":0.37083595335042574},{"$f":"IFERROR(IF(OR(Q70=\"\",'Lives scenario - input'!$F55=\"\"),\"\",Q70/'Lives scenario - input'!$F55),\"\")","v":0.39909002738882865},{"$f":"IFERROR(IF(OR(R70=\"\",'Lives scenario - input'!$F55=\"\"),\"\",R70/'Lives scenario - input'!$F55),\"\")","v":0.42679585858818303},{"$f":"IFERROR(IF(OR(S70=\"\",'Lives scenario - input'!$F55=\"\"),\"\",S70/'Lives scenario - input'!$F55),\"\")","v":0.45366692968774014},{"$f":"IFERROR(IF(OR(T70=\"\",'Lives scenario - input'!$F55=\"\"),\"\",T70/'Lives scenario - input'!$F55),\"\")","v":0.47941599933221346},{"$f":"IFERROR(IF(OR(U70=\"\",'Lives scenario - input'!$F55=\"\"),\"\",U70/'Lives scenario - input'!$F55),\"\")","v":0.5037568936442911},{"$f":"IFERROR(IF(OR(V70=\"\",'Lives scenario - input'!$F55=\"\"),\"\",V70/'Lives scenario - input'!$F55),\"\")","v":0.52640812370124923},{"$f":"IFERROR(IF(OR(W70=\"\",'Lives scenario - input'!$F55=\"\"),\"\",W70/'Lives scenario - input'!$F55),\"\")","v":0.54709911387321686}]
[{"$f":"IFERROR('Lives scenario - input'!A56,\"\")","v":5},{"$f":"IFERROR('Lives scenario - input'!B56,\"\")","v":"TRANSFORMERS"},{"$f":"IFERROR('Lives scenario - input'!C56,\"\")","v":"ground outdoor / indoor chamber mounted ; > 66 kv & < = 132 kv ; > 100 mva"},{"$f":"IFERROR(repcalc('Lives scenario - input'!$CX56:$GJ56,'Lives scenario - input'!$I56,'Lives scenario - input'!$G56,'Lives scenario - input'!$H56,20,TRUE,TRUE),\"\")","v":1.2419581051889185E-6},2.4652433702833246E-6,4.8312916315300872E-6,9.3479899607608619E-6,1.78577110526661E-5,3.3681163285549536E-5,6.2719619949331326E-5,1.1531246652324433E-4,2.0931832685732206E-4,3.7514419871297061E-4,6.6382141910288704E-4,1.1597613742260204E-3,2.0005663277162925E-3,3.4072742864769026E-3,5.7297318897362092E-3,9.5134533249226702E-3,1.5596344608552829E-2,2.5246008633345949E-2,4.0350876426453533E-2,6.3680904714397579E-2,{"$f":"IFERROR(IF(OR(D71=\"\",'Lives scenario - input'!$F56=\"\"),\"\",D71/'Lives scenario - input'!$F56),\"\")","v":3.400968536069992E-10},{"$f":"IFERROR(IF(OR(E71=\"\",'Lives scenario - input'!$F56=\"\"),\"\",E71/'Lives scenario - input'!$F56),\"\")","v":6.7508035102467321E-10},{"$f":"IFERROR(IF(OR(F71=\"\",'Lives scenario - input'!$F56=\"\"),\"\",F71/'Lives scenario - input'!$F56),\"\")","v":1.3229971895801347E-9},{"$f":"IFERROR(IF(OR(G71=\"\",'Lives scenario - input'!$F56=\"\"),\"\",G71/'Lives scenario - input'!$F56),\"\")","v":2.5598463908901198E-9},{"$f":"IFERROR(IF(OR(H71=\"\",'Lives scenario - input'!$F56=\"\"),\"\",H71/'Lives scenario - input'!$F56),\"\")","v":4.8901418785868268E-9},{"$f":"IFERROR(IF(OR(I71=\"\",'Lives scenario - input'!$F56=\"\"),\"\",I71/'Lives scenario - input'!$F56),\"\")","v":9.223223884429289E-9},{"$f":"IFERROR(IF(OR(J71=\"\",'Lives scenario - input'!$F56=\"\"),\"\",J71/'Lives scenario - input'!$F56),\"\")","v":1.7175092553504184E-8},{"$f":"IFERROR(IF(OR(K71=\"\",'Lives scenario - input'!$F56=\"\"),\"\",K71/'Lives scenario - input'!$F56),\"\")","v":3.1577077264013129E-8},{"$f":"IFERROR(IF(OR(L71=\"\",'Lives scenario - input'!$F56=\"\"),\"\",L71/'Lives scenario - input'!$F56),\"\")","v":5.7319569854272933E-8},{"$f":"IFERROR(IF(OR(M71=\"\",'Lives scenario - input'!$F56=\"\"),\"\",M71/'Lives scenario - input'!$F56),\"\")","v":1.0272919923638868E-7},{"$f":"IFERROR(IF(OR(N71=\"\",'Lives scenario - input'!$F56=\"\"),\"\",N71/'Lives scenario - input'!$F56),\"\")","v":1.8178034754198361E-7},{"$f":"IFERROR(IF(OR(O71=\"\",'Lives scenario - input'!$F56=\"\"),\"\",O71/'Lives scenario - input'!$F56),\"\")","v":3.1758816393343701E-7},{"$f":"IFERROR(IF(OR(P71=\"\",'Lives scenario - input'!$F56=\"\"),\"\",P71/'Lives scenario - input'!$F56),\"\")","v":5.4783354659529677E-7},{"$f":"IFERROR(IF(OR(Q71=\"\",'Lives scenario - input'!$F56=\"\"),\"\",Q71/'Lives scenario - input'!$F56),\"\")","v":9.3304537356399652E-7},{"$f":"IFERROR(IF(OR(R71=\"\",'Lives scenario - input'!$F56=\"\"),\"\",R71/'Lives scenario - input'!$F56),\"\")","v":1.5690253798171013E-6},{"$f":"IFERROR(IF(OR(S71=\"\",'Lives scenario - input'!$F56=\"\"),\"\",S71/'Lives scenario - input'!$F56),\"\")","v":2.6051567514437876E-6},{"$f":"IFERROR(IF(OR(T71=\"\",'Lives scenario - input'!$F56=\"\"),\"\",T71/'Lives scenario - input'!$F56),\"\")","v":4.2708910284316337E-6},{"$f":"IFERROR(IF(OR(U71=\"\",'Lives scenario - input'!$F56=\"\"),\"\",U71/'Lives scenario - input'!$F56),\"\")","v":6.913347613307806E-6},{"$f":"IFERROR(IF(OR(V71=\"\",'Lives scenario - input'!$F56=\"\"),\"\",V71/'Lives scenario - input'!$F56),\"\")","v":1.1049653008089349E-5},{"$f":"IFERROR(IF(OR(W71=\"\",'Lives scenario - input'!$F56=\"\"),\"\",W71/'Lives scenario - input'!$F56),\"\")","v":1.7438330035230388E-5}]
[{"$f":"IFERROR('Lives scenario - input'!A57,\"\")","v":5},{"$f":"IFERROR('Lives scenario - input'!B57,\"\")","v":"TRANSFORMERS"},{"$f":"IFERROR('Lives scenario - input'!C57,\"\")","v":"kiosk mounted ; < = 22 kv ; < = 60 kva ; multiple phase"},{"$f":"IFERROR(repcalc('Lives scenario - input'!$CX57:$GJ57,'Lives scenario - input'!$I57,'Lives scenario - input'!$G57,'Lives scenario - input'!$H57,20,TRUE,TRUE),\"\")","v":1610.4290839457906},1496.8884201887499,1396.6722422598593,1309.6044743781131,1235.3866262605245,1173.6621737775379,1124.0442432077682,1086.1125437175349,1059.3879479709392,1043.2943570218836,1037.1177480810629,1039.971790963077,1050.7782467885024,1068.2685790459157,1091.0108432796426,1117.4630523229082,1146.0510062775979,1175.2653071519544,1203.769312910262,1230.5075246410579,{"$f":"IFERROR(IF(OR(D72=\"\",'Lives scenario - input'!$F57=\"\"),\"\",D72/'Lives scenario - input'!$F57),\"\")","v":7.2027457537864557},{"$f":"IFERROR(IF(OR(E72=\"\",'Lives scenario - input'!$F57=\"\"),\"\",E72/'Lives scenario - input'!$F57),\"\")","v":6.6949279666446726},{"$f":"IFERROR(IF(OR(F72=\"\",'Lives scenario - input'!$F57=\"\"),\"\",F72/'Lives scenario - input'!$F57),\"\")","v":6.2467047836222758},{"$f":"IFERROR(IF(OR(G72=\"\",'Lives scenario - input'!$F57=\"\"),\"\",G72/'Lives scenario - input'!$F57),\"\")","v":5.85728869467202},{"$f":"IFERROR(IF(OR(H72=\"\",'Lives scenario - input'!$F57=\"\"),\"\",H72/'Lives scenario - input'!$F57),\"\")","v":5.5253446831578046},{"$f":"IFERROR(IF(OR(I72=\"\",'Lives scenario - input'!$F57=\"\"),\"\",I72/'Lives scenario - input'!$F57),\"\")","v":5.2492781724007305},{"$f":"IFERROR(IF(OR(J72=\"\",'Lives scenario - input'!$F57=\"\"),\"\",J72/'Lives scenario - input'!$F57),\"\")","v":5.0273588452562947},{"$f":"IFERROR(IF(OR(K72=\"\",'Lives scenario - input'!$F57=\"\"),\"\",K72/'Lives scenario - input'!$F57),\"\")","v":4.8577069244354343},{"$f":"IFERROR(IF(OR(L72=\"\",'Lives scenario - input'!$F57=\"\"),\"\",L72/'Lives scenario - input'!$F57),\"\")","v":4.7381794826782215},{"$f":"IFERROR(IF(OR(M72=\"\",'Lives scenario - input'!$F57=\"\"),\"\",M72/'Lives scenario - input'!$F57),\"\")","v":4.6661998810757286},{"$f":"IFERROR(IF(OR(N72=\"\",'Lives scenario - input'!$F57=\"\"),\"\",N72/'Lives scenario - input'!$F57),\"\")","v":4.6385746076223384},{"$f":"IFERROR(IF(OR(O72=\"\",'Lives scenario - input'!$F57=\"\"),\"\",O72/'Lives scenario - input'!$F57),\"\")","v":4.6513394946046223},{"$f":"IFERROR(IF(OR(P72=\"\",'Lives scenario - input'!$F57=\"\"),\"\",P72/'Lives scenario - input'!$F57),\"\")","v":4.6996720505588119},{"$f":"IFERROR(IF(OR(Q72=\"\",'Lives scenario - input'!$F57=\"\"),\"\",Q72/'Lives scenario - input'!$F57),\"\")","v":4.7778986658474096},{"$f":"IFERROR(IF(OR(R72=\"\",'Lives scenario - input'!$F57=\"\"),\"\",R72/'Lives scenario - input'!$F57),\"\")","v":4.8796148784853584},{"$f":"IFERROR(IF(OR(S72=\"\",'Lives scenario - input'!$F57=\"\"),\"\",S72/'Lives scenario - input'!$F57),\"\")","v":4.9979240535145557},{"$f":"IFERROR(IF(OR(T72=\"\",'Lives scenario - input'!$F57=\"\"),\"\",T72/'Lives scenario - input'!$F57),\"\")","v":5.1257854825022076},{"$f":"IFERROR(IF(OR(U72=\"\",'Lives scenario - input'!$F57=\"\"),\"\",U72/'Lives scenario - input'!$F57),\"\")","v":5.2564482876330265},{"$f":"IFERROR(IF(OR(V72=\"\",'Lives scenario - input'!$F57=\"\"),\"\",V72/'Lives scenario - input'!$F57),\"\")","v":5.3839342530122165},{"$f":"IFERROR(IF(OR(W72=\"\",'Lives scenario - input'!$F57=\"\"),\"\",W72/'Lives scenario - input'!$F57),\"\")","v":5.5035225931184222}]
[{"$f":"IFERROR('Lives scenario - input'!A58,\"\")","v":5},{"$f":"IFERROR('Lives scenario - input'!B58,\"\")","v":"TRANSFORMERS"},{"$f":"IFERROR('Lives scenario - input'!C58,\"\")","v":"kiosk mounted ; < = 22 kv ; < = 60 kva ; single phase"},{"$f":"IFERROR(repcalc('Lives scenario - input'!$CX58:$GJ58,'Lives scenario - input'!$I58,'Lives scenario - input'!$G58,'Lives scenario - input'!$H58,20,TRUE,TRUE),\"\")","v":144.21304311228752},145.19550294176059,147.33585180117581,150.69528477558225,155.28331730750878,161.07088624007011,168.00476380848355,176.02157351487139,185.05995036716868,195.06972915727565,206.01743694775544,217.88778507157323,230.68128244217013,244.40850397623882,259.08191548574803,274.7064410288146,291.2701189418778,308.73619399978799,327.03781870287156,346.076196310304,{"$f":"IFERROR(IF(OR(D73=\"\",'Lives scenario - input'!$F58=\"\"),\"\",D73/'Lives scenario - input'!$F58),\"\")","v":0.6450019403354349},{"$f":"IFERROR(IF(OR(E73=\"\",'Lives scenario - input'!$F58=\"\"),\"\",E73/'Lives scenario - input'!$F58),\"\")","v":0.64939605395120792},{"$f":"IFERROR(IF(OR(F73=\"\",'Lives scenario - input'!$F58=\"\"),\"\",F73/'Lives scenario - input'!$F58),\"\")","v":0.65896889935772662},{"$f":"IFERROR(IF(OR(G73=\"\",'Lives scenario - input'!$F58=\"\"),\"\",G73/'Lives scenario - input'!$F58),\"\")","v":0.67399417543647799},{"$f":"IFERROR(IF(OR(H73=\"\",'Lives scenario - input'!$F58=\"\"),\"\",H73/'Lives scenario - input'!$F58),\"\")","v":0.69451444060493817},{"$f":"IFERROR(IF(OR(I73=\"\",'Lives scenario - input'!$F58=\"\"),\"\",I73/'Lives scenario - input'!$F58),\"\")","v":0.72039970805900988},{"$f":"IFERROR(IF(OR(J73=\"\",'Lives scenario - input'!$F58=\"\"),\"\",J73/'Lives scenario - input'!$F58),\"\")","v":0.75141191326012147},{"$f":"IFERROR(IF(OR(K73=\"\",'Lives scenario - input'!$F58=\"\"),\"\",K73/'Lives scenario - input'!$F58),\"\")","v":0.78726760082018465},{"$f":"IFERROR(IF(OR(L73=\"\",'Lives scenario - input'!$F58=\"\"),\"\",L73/'Lives scenario - input'!$F58),\"\")","v":0.82769231193785686},{"$f":"IFERROR(IF(OR(M73=\"\",'Lives scenario - input'!$F58=\"\"),\"\",M73/'Lives scenario - input'!$F58),\"\")","v":0.87246167955268794},{"$f":"IFERROR(IF(OR(N73=\"\",'Lives scenario - input'!$F58=\"\"),\"\",N73/'Lives scenario - input'!$F58),\"\")","v":0.92142599383864843},{"$f":"IFERROR(IF(OR(O73=\"\",'Lives scenario - input'!$F58=\"\"),\"\",O73/'Lives scenario - input'!$F58),\"\")","v":0.97451687526716202},{"$f":"IFERROR(IF(OR(P73=\"\",'Lives scenario - input'!$F58=\"\"),\"\",P73/'Lives scenario - input'!$F58),\"\")","v":1.0317365999857244},{"$f":"IFERROR(IF(OR(Q73=\"\",'Lives scenario - input'!$F58=\"\"),\"\",Q73/'Lives scenario - input'!$F58),\"\")","v":1.0931324649769008},{"$f":"IFERROR(IF(OR(R73=\"\",'Lives scenario - input'!$F58=\"\"),\"\",R73/'Lives scenario - input'!$F58),\"\")","v":1.1587602243717605},{"$f":"IFERROR(IF(OR(S73=\"\",'Lives scenario - input'!$F58=\"\"),\"\",S73/'Lives scenario - input'!$F58),\"\")","v":1.2286419013311161},{"$f":"IFERROR(IF(OR(T73=\"\",'Lives scenario - input'!$F58=\"\"),\"\",T73/'Lives scenario - input'!$F58),\"\")","v":1.3027239965594821},{"$f":"IFERROR(IF(OR(U73=\"\",'Lives scenario - input'!$F58=\"\"),\"\",U73/'Lives scenario - input'!$F58),\"\")","v":1.380842119991804},{"$f":"IFERROR(IF(OR(V73=\"\",'Lives scenario - input'!$F58=\"\"),\"\",V73/'Lives scenario - input'!$F58),\"\")","v":1.4626972919653163},{"$f":"IFERROR(IF(OR(W73=\"\",'Lives scenario - input'!$F58=\"\"),\"\",W73/'Lives scenario - input'!$F58),\"\")","v":1.5478476378190633}]
[{"$f":"IFERROR('Lives scenario - input'!A59,\"\")","v":5},{"$f":"IFERROR('Lives scenario - input'!B59,\"\")","v":"TRANSFORMERS"},{"$f":"IFERROR('Lives scenario - input'!C59,\"\")","v":"kiosk mounted ; < = 22 kv ; > 60 kva and < = 600 kva ; multiple phase"},{"$f":"IFERROR(repcalc('Lives scenario - input'!$CX59:$GJ59,'Lives scenario - input'!$I59,'Lives scenario - input'!$G59,'Lives scenario - input'!$H59,20,TRUE,TRUE),\"\")","v":3045.3000850526719},2736.4705067795999,2598.5961863495768,2573.1990349029761,2623.4279678271569,2727.0704699739094,2871.5886117127643,3050.6728145582515,3261.9024153651631,3505.1968503634012,3781.8232632111431,4093.7912584513401,4443.5138559578427,4833.648408154334,5267.0560547639261,5746.8365797315464,6276.4096387343425,6859.6242897057055,7500.8864347206245,8205.2972336545809,{"$f":"IFERROR(IF(OR(D74=\"\",'Lives scenario - input'!$F59=\"\"),\"\",D74/'Lives scenario - input'!$F59),\"\")","v":13.620296898063852},{"$f":"IFERROR(IF(OR(E74=\"\",'Lives scenario - input'!$F59=\"\"),\"\",E74/'Lives scenario - input'!$F59),\"\")","v":12.239037111013889},{"$f":"IFERROR(IF(OR(F74=\"\",'Lives scenario - input'!$F59=\"\"),\"\",F74/'Lives scenario - input'!$F59),\"\")","v":11.622385508075643},{"$f":"IFERROR(IF(OR(G74=\"\",'Lives scenario - input'!$F59=\"\"),\"\",G74/'Lives scenario - input'!$F59),\"\")","v":11.508795144759508},{"$f":"IFERROR(IF(OR(H74=\"\",'Lives scenario - input'!$F59=\"\"),\"\",H74/'Lives scenario - input'!$F59),\"\")","v":11.733447218510211},{"$f":"IFERROR(IF(OR(I74=\"\",'Lives scenario - input'!$F59=\"\"),\"\",I74/'Lives scenario - input'!$F59),\"\")","v":12.19699485292095},{"$f":"IFERROR(IF(OR(J74=\"\",'Lives scenario - input'!$F59=\"\"),\"\",J74/'Lives scenario - input'!$F59),\"\")","v":12.843361366126375},{"$f":"IFERROR(IF(OR(K74=\"\",'Lives scenario - input'!$F59=\"\"),\"\",K74/'Lives scenario - input'!$F59),\"\")","v":13.644326769989501},{"$f":"IFERROR(IF(OR(L74=\"\",'Lives scenario - input'!$F59=\"\"),\"\",L74/'Lives scenario - input'!$F59),\"\")","v":14.589064495762718},{"$f":"IFERROR(IF(OR(M74=\"\",'Lives scenario - input'!$F59=\"\"),\"\",M74/'Lives scenario - input'!$F59),\"\")","v":15.677214216897799},{"$f":"IFERROR(IF(OR(N74=\"\",'Lives scenario - input'!$F59=\"\"),\"\",N74/'Lives scenario - input'!$F59),\"\")","v":16.914443313408153},{"$f":"IFERROR(IF(OR(O74=\"\",'Lives scenario - input'!$F59=\"\"),\"\",O74/'Lives scenario - input'!$F59),\"\")","v":18.309739868490265},{"$f":"IFERROR(IF(OR(P74=\"\",'Lives scenario - input'!$F59=\"\"),\"\",P74/'Lives scenario - input'!$F59),\"\")","v":19.873896265878034},{"$f":"IFERROR(IF(OR(Q74=\"\",'Lives scenario - input'!$F59=\"\"),\"\",Q74/'Lives scenario - input'!$F59),\"\")","v":21.618797682060634},{"$f":"IFERROR(IF(OR(R74=\"\",'Lives scenario - input'!$F59=\"\"),\"\",R74/'Lives scenario - input'!$F59),\"\")","v":23.557240745090226},{"$f":"IFERROR(IF(OR(S74=\"\",'Lives scenario - input'!$F59=\"\"),\"\",S74/'Lives scenario - input'!$F59),\"\")","v":25.703089434368053},{"$f":"IFERROR(IF(OR(T74=\"\",'Lives scenario - input'!$F59=\"\"),\"\",T74/'Lives scenario - input'!$F59),\"\")","v":28.071638375813084},{"$f":"IFERROR(IF(OR(U74=\"\",'Lives scenario - input'!$F59=\"\"),\"\",U74/'Lives scenario - input'!$F59),\"\")","v":30.68010272404603},{"$f":"IFERROR(IF(OR(V74=\"\",'Lives scenario - input'!$F59=\"\"),\"\",V74/'Lives scenario - input'!$F59),\"\")","v":33.548188154267727},{"$f":"IFERROR(IF(OR(W74=\"\",'Lives scenario - input'!$F59=\"\"),\"\",W74/'Lives scenario - input'!$F59),\"\")","v":36.698709926087439}]
[{"$f":"IFERROR('Lives scenario - input'!A60,\"\")","v":5},{"$f":"IFERROR('Lives scenario - input'!B60,\"\")","v":"TRANSFORMERS"},{"$f":"IFERROR('Lives scenario - input'!C60,\"\")","v":"kiosk mounted ; < = 22 kv ; > 600 kva ; multiple phase"},{"$f":"IFERROR(repcalc('Lives scenario - input'!$CX60:$GJ60,'Lives scenario - input'!$I60,'Lives scenario - input'!$G60,'Lives scenario - input'!$H60,20,TRUE,TRUE),\"\")","v":870.38952319602799},849.4708870758825,842.67411050232215,847.74056373901817,862.92514087175084,886.96094584041464,918.99976773415665,958.53842627854942,1005.3408135762576,1059.3647042308999,1120.7011120626066,1189.532174411994,1266.1113633442992,1350.7674360321639,1443.9311466002453,1546.1815354894227,1658.3067316454988,1781.3727306397459,1916.7925749869969,2066.3877456315263,{"$f":"IFERROR(IF(OR(D75=\"\",'Lives scenario - input'!$F60=\"\"),\"\",D75/'Lives scenario - input'!$F60),\"\")","v":5.5847542853262091},{"$f":"IFERROR(IF(OR(E75=\"\",'Lives scenario - input'!$F60=\"\"),\"\",E75/'Lives scenario - input'!$F60),\"\")","v":5.4505322621954786},{"$f":"IFERROR(IF(OR(F75=\"\",'Lives scenario - input'!$F60=\"\"),\"\",F75/'Lives scenario - input'!$F60),\"\")","v":5.4069215269051289},{"$f":"IFERROR(IF(OR(G75=\"\",'Lives scenario - input'!$F60=\"\"),\"\",G75/'Lives scenario - input'!$F60),\"\")","v":5.4394298414826592},{"$f":"IFERROR(IF(OR(H75=\"\",'Lives scenario - input'!$F60=\"\"),\"\",H75/'Lives scenario - input'!$F60),\"\")","v":5.536859934507568},{"$f":"IFERROR(IF(OR(I75=\"\",'Lives scenario - input'!$F60=\"\"),\"\",I75/'Lives scenario - input'!$F60),\"\")","v":5.6910829130966363},{"$f":"IFERROR(IF(OR(J75=\"\",'Lives scenario - input'!$F60=\"\"),\"\",J75/'Lives scenario - input'!$F60),\"\")","v":5.8966563294802112},{"$f":"IFERROR(IF(OR(K75=\"\",'Lives scenario - input'!$F60=\"\"),\"\",K75/'Lives scenario - input'!$F60),\"\")","v":6.150351585290541},{"$f":"IFERROR(IF(OR(L75=\"\",'Lives scenario - input'!$F60=\"\"),\"\",L75/'Lives scenario - input'!$F60),\"\")","v":6.4506537213555513},{"$f":"IFERROR(IF(OR(M75=\"\",'Lives scenario - input'!$F60=\"\"),\"\",M75/'Lives scenario - input'!$F60),\"\")","v":6.7972918032750611},{"$f":"IFERROR(IF(OR(N75=\"\",'Lives scenario - input'!$F60=\"\"),\"\",N75/'Lives scenario - input'!$F60),\"\")","v":7.190849810759822},{"$f":"IFERROR(IF(OR(O75=\"\",'Lives scenario - input'!$F60=\"\"),\"\",O75/'Lives scenario - input'!$F60),\"\")","v":7.632496407111053},{"$f":"IFERROR(IF(OR(P75=\"\",'Lives scenario - input'!$F60=\"\"),\"\",P75/'Lives scenario - input'!$F60),\"\")","v":8.1238579666873818},{"$f":"IFERROR(IF(OR(Q75=\"\",'Lives scenario - input'!$F60=\"\"),\"\",Q75/'Lives scenario - input'!$F60),\"\")","v":8.6670439220816995},{"$f":"IFERROR(IF(OR(R75=\"\",'Lives scenario - input'!$F60=\"\"),\"\",R75/'Lives scenario - input'!$F60),\"\")","v":9.2648181576003896},{"$f":"IFERROR(IF(OR(S75=\"\",'Lives scenario - input'!$F60=\"\"),\"\",S75/'Lives scenario - input'!$F60),\"\")","v":9.9208960196457205},{"$f":"IFERROR(IF(OR(T75=\"\",'Lives scenario - input'!$F60=\"\"),\"\",T75/'Lives scenario - input'!$F60),\"\")","v":10.640334446967712},{"$f":"IFERROR(IF(OR(U75=\"\",'Lives scenario - input'!$F60=\"\"),\"\",U75/'Lives scenario - input'!$F60),\"\")","v":11.429973277565493},{"$f":"IFERROR(IF(OR(V75=\"\",'Lives scenario - input'!$F60=\"\"),\"\",V75/'Lives scenario - input'!$F60),\"\")","v":12.298879136242963},{"$f":"IFERROR(IF(OR(W75=\"\",'Lives scenario - input'!$F60=\"\"),\"\",W75/'Lives scenario - input'!$F60),\"\")","v":13.258739346018238}]
[{"$f":"IFERROR('Lives scenario - input'!A61,\"\")","v":5},{"$f":"IFERROR('Lives scenario - input'!B61,\"\")","v":"TRANSFORMERS"},{"$f":"IFERROR('Lives scenario - input'!C61,\"\")","v":"kiosk mounted ; < = 22 kv ; > 600 kva ; single phase"},{"$f":"IFERROR(repcalc('Lives scenario - input'!$CX61:$GJ61,'Lives scenario - input'!$I61,'Lives scenario - input'!$G61,'Lives scenario - input'!$H61,20,TRUE,TRUE),\"\")","v":3.7257687226164711},4.6661729692610976,5.7403843610966394,6.9367692377127019,8.2340034997788809,9.600734441636348,10.996149309670527,12.371556626826369,13.672971523726135,14.844564233599673,15.832701010258569,16.590200777260854,17.080368746966759,17.280363956277437,17.18351569633527,16.800317814457184,16.157983304934753,15.298610703691278,14.276172100317668,13.152656103544516,{"$f":"IFERROR(IF(OR(D76=\"\",'Lives scenario - input'!$F61=\"\"),\"\",D76/'Lives scenario - input'!$F61),\"\")","v":2.3905966564673885E-2},{"$f":"IFERROR(IF(OR(E76=\"\",'Lives scenario - input'!$F61=\"\"),\"\",E76/'Lives scenario - input'!$F61),\"\")","v":2.9939962271679554E-2},{"$f":"IFERROR(IF(OR(F76=\"\",'Lives scenario - input'!$F61=\"\"),\"\",F76/'Lives scenario - input'!$F61),\"\")","v":3.6832516138678065E-2},{"$f":"IFERROR(IF(OR(G76=\"\",'Lives scenario - input'!$F61=\"\"),\"\",G76/'Lives scenario - input'!$F61),\"\")","v":4.4508982121456465E-2},{"$f":"IFERROR(IF(OR(H76=\"\",'Lives scenario - input'!$F61=\"\"),\"\",H76/'Lives scenario - input'!$F61),\"\")","v":5.2832536588821567E-2},{"$f":"IFERROR(IF(OR(I76=\"\",'Lives scenario - input'!$F61=\"\"),\"\",I76/'Lives scenario - input'!$F61),\"\")","v":6.1602008510311307E-2},{"$f":"IFERROR(IF(OR(J76=\"\",'Lives scenario - input'!$F61=\"\"),\"\",J76/'Lives scenario - input'!$F61),\"\")","v":7.055552754561184E-2},{"$f":"IFERROR(IF(OR(K76=\"\",'Lives scenario - input'!$F61=\"\"),\"\",K76/'Lives scenario - input'!$F61),\"\")","v":7.9380670431465641E-2},{"$f":"IFERROR(IF(OR(L76=\"\",'Lives scenario - input'!$F61=\"\"),\"\",L76/'Lives scenario - input'!$F61),\"\")","v":8.7731049461489227E-2},{"$f":"IFERROR(IF(OR(M76=\"\",'Lives scenario - input'!$F61=\"\"),\"\",M76/'Lives scenario - input'!$F61),\"\")","v":9.524843935733425E-2},{"$f":"IFERROR(IF(OR(N76=\"\",'Lives scenario - input'!$F61=\"\"),\"\",N76/'Lives scenario - input'!$F61),\"\")","v":0.10158870535418417},{"$f":"IFERROR(IF(OR(O76=\"\",'Lives scenario - input'!$F61=\"\"),\"\",O76/'Lives scenario - input'!$F61),\"\")","v":0.10644911550062712},{"$f":"IFERROR(IF(OR(P76=\"\",'Lives scenario - input'!$F61=\"\"),\"\",P76/'Lives scenario - input'!$F61),\"\")","v":0.10959422191148194},{"$f":"IFERROR(IF(OR(Q76=\"\",'Lives scenario - input'!$F61=\"\"),\"\",Q76/'Lives scenario - input'!$F61),\"\")","v":0.11087746817361666},{"$f":"IFERROR(IF(OR(R76=\"\",'Lives scenario - input'!$F61=\"\"),\"\",R76/'Lives scenario - input'!$F61),\"\")","v":0.11025605245074313},{"$f":"IFERROR(IF(OR(S76=\"\",'Lives scenario - input'!$F61=\"\"),\"\",S76/'Lives scenario - input'!$F61),\"\")","v":0.10779730730743264},{"$f":"IFERROR(IF(OR(T76=\"\",'Lives scenario - input'!$F61=\"\"),\"\",T76/'Lives scenario - input'!$F61),\"\")","v":0.10367584179220449},{"$f":"IFERROR(IF(OR(U76=\"\",'Lives scenario - input'!$F61=\"\"),\"\",U76/'Lives scenario - input'!$F61),\"\")","v":9.8161776319698205E-2},{"$f":"IFERROR(IF(OR(V76=\"\",'Lives scenario - input'!$F61=\"\"),\"\",V76/'Lives scenario - input'!$F61),\"\")","v":9.1601416596264695E-2},{"$f":"IFERROR(IF(OR(W76=\"\",'Lives scenario - input'!$F61=\"\"),\"\",W76/'Lives scenario - input'!$F61),\"\")","v":8.4392505401456736E-2}]
[{"$f":"IFERROR('Lives scenario - input'!A62,\"\")","v":5},{"$f":"IFERROR('Lives scenario - input'!B62,\"\")","v":"TRANSFORMERS"},{"$f":"IFERROR('Lives scenario - input'!C62,\"\")","v":"pole mounted ; < = 22 kv ; < = 60 kva ; multiple phase"},{"$f":"IFERROR(repcalc('Lives scenario - input'!$CX62:$GJ62,'Lives scenario - input'!$I62,'Lives scenario - input'!$G62,'Lives scenario - input'!$H62,20,TRUE,TRUE),\"\")","v":3668.9138913794559},3994.4875520144637,4322.5691857456368,4649.8124564771633,4973.7806466257307,5293.0490912396172,5607.2133301588665,5916.7976290143552,6223.0713819132152,6527.7930037580654,6832.9102942847112,7140.251400631756,7451.240625872807,7766.6684899478314,8086.5365570305084,8409.9861945440225,8735.3086147364447,9060.0232934589076,9381.004846636235,9694.6357062911848,{"$f":"IFERROR(IF(OR(D77=\"\",'Lives scenario - input'!$F62=\"\"),\"\",D77/'Lives scenario - input'!$F62),\"\")","v":196.49830306528085},{"$f":"IFERROR(IF(OR(E77=\"\",'Lives scenario - input'!$F62=\"\"),\"\",E77/'Lives scenario - input'!$F62),\"\")","v":213.93525408990061},{"$f":"IFERROR(IF(OR(F77=\"\",'Lives scenario - input'!$F62=\"\"),\"\",F77/'Lives scenario - input'!$F62),\"\")","v":231.50652618939969},{"$f":"IFERROR(IF(OR(G77=\"\",'Lives scenario - input'!$F62=\"\"),\"\",G77/'Lives scenario - input'!$F62),\"\")","v":249.03289756032888},{"$f":"IFERROR(IF(OR(H77=\"\",'Lives scenario - input'!$F62=\"\"),\"\",H77/'Lives scenario - input'!$F62),\"\")","v":266.38386340362609},{"$f":"IFERROR(IF(OR(I77=\"\",'Lives scenario - input'!$F62=\"\"),\"\",I77/'Lives scenario - input'!$F62),\"\")","v":283.48312205243911},{"$f":"IFERROR(IF(OR(J77=\"\",'Lives scenario - input'!$F62=\"\"),\"\",J77/'Lives scenario - input'!$F62),\"\")","v":300.30901158243768},{"$f":"IFERROR(IF(OR(K77=\"\",'Lives scenario - input'!$F62=\"\"),\"\",K77/'Lives scenario - input'!$F62),\"\")","v":316.88961041406799},{"$f":"IFERROR(IF(OR(L77=\"\",'Lives scenario - input'!$F62=\"\"),\"\",L77/'Lives scenario - input'!$F62),\"\")","v":333.29290427699192},{"$f":"IFERROR(IF(OR(M77=\"\",'Lives scenario - input'!$F62=\"\"),\"\",M77/'Lives scenario - input'!$F62),\"\")","v":349.61306969174916},{"$f":"IFERROR(IF(OR(N77=\"\",'Lives scenario - input'!$F62=\"\"),\"\",N77/'Lives scenario - input'!$F62),\"\")","v":365.95442618017302},{"$f":"IFERROR(IF(OR(O77=\"\",'Lives scenario - input'!$F62=\"\"),\"\",O77/'Lives scenario - input'!$F62),\"\")","v":382.41488495553386},{"$f":"IFERROR(IF(OR(P77=\"\",'Lives scenario - input'!$F62=\"\"),\"\",P77/'Lives scenario - input'!$F62),\"\")","v":399.07072830335278},{"$f":"IFERROR(IF(OR(Q77=\"\",'Lives scenario - input'!$F62=\"\"),\"\",Q77/'Lives scenario - input'!$F62),\"\")","v":415.96429459169775},{"$f":"IFERROR(IF(OR(R77=\"\",'Lives scenario - input'!$F62=\"\"),\"\",R77/'Lives scenario - input'!$F62),\"\")","v":433.09566759399121},{"$f":"IFERROR(IF(OR(S77=\"\",'Lives scenario - input'!$F62=\"\"),\"\",S77/'Lives scenario - input'!$F62),\"\")","v":450.41886099131267},{"$f":"IFERROR(IF(OR(T77=\"\",'Lives scenario - input'!$F62=\"\"),\"\",T77/'Lives scenario - input'!$F62),\"\")","v":467.84235617529652},{"$f":"IFERROR(IF(OR(U77=\"\",'Lives scenario - input'!$F62=\"\"),\"\",U77/'Lives scenario - input'!$F62),\"\")","v":485.23330217140483},{"$f":"IFERROR(IF(OR(V77=\"\",'Lives scenario - input'!$F62=\"\"),\"\",V77/'Lives scenario - input'!$F62),\"\")","v":502.42431084097291},{"$f":"IFERROR(IF(OR(W77=\"\",'Lives scenario - input'!$F62=\"\"),\"\",W77/'Lives scenario - input'!$F62),\"\")","v":519.22163384599219}]
[{"$f":"IFERROR('Lives scenario - input'!A63,\"\")","v":5},{"$f":"IFERROR('Lives scenario - input'!B63,\"\")","v":"TRANSFORMERS"},{"$f":"IFERROR('Lives scenario - input'!C63,\"\")","v":"pole mounted ; < = 22 kv ; < = 60 kva ; single phase"},{"$f":"IFERROR(repcalc('Lives scenario - input'!$CX63:$GJ63,'Lives scenario - input'!$I63,'Lives scenario - input'!$G63,'Lives scenario - input'!$H63,20,TRUE,TRUE),\"\")","v":2941.3272928349129},3197.3250540281128,3450.4425004152345,3699.2528796060687,3943.1619499502481,4182.3929370115529,4417.8778993113019,4651.0658311908483,4883.6681651739309,5117.3702435202404,5353.5417602448988,5592.9795731346658,5835.7126481264022,6080.891760812051,6326.7769210333954,6570.824580044884,6809.8659087238348,7040.35809855758,7258.6837715403308,7461.4698297910882,{"$f":"IFERROR(IF(OR(D78=\"\",'Lives scenario - input'!$F63=\"\"),\"\",D78/'Lives scenario - input'!$F63),\"\")","v":254.68245476532493},{"$f":"IFERROR(IF(OR(E78=\"\",'Lives scenario - input'!$F63=\"\"),\"\",E78/'Lives scenario - input'!$F63),\"\")","v":276.84868509063915},{"$f":"IFERROR(IF(OR(F78=\"\",'Lives scenario - input'!$F63=\"\"),\"\",F78/'Lives scenario - input'!$F63),\"\")","v":298.76551588564746},{"$f":"IFERROR(IF(OR(G78=\"\",'Lives scenario - input'!$F63=\"\"),\"\",G78/'Lives scenario - input'!$F63),\"\")","v":320.30940809301143},{"$f":"IFERROR(IF(OR(H78=\"\",'Lives scenario - input'!$F63=\"\"),\"\",H78/'Lives scenario - input'!$F63),\"\")","v":341.42890775770599},{"$f":"IFERROR(IF(OR(I78=\"\",'Lives scenario - input'!$F63=\"\"),\"\",I78/'Lives scenario - input'!$F63),\"\")","v":362.14334344431779},{"$f":"IFERROR(IF(OR(J78=\"\",'Lives scenario - input'!$F63=\"\"),\"\",J78/'Lives scenario - input'!$F63),\"\")","v":382.53341985809084},{"$f":"IFERROR(IF(OR(K78=\"\",'Lives scenario - input'!$F63=\"\"),\"\",K78/'Lives scenario - input'!$F63),\"\")","v":402.72460193340891},{"$f":"IFERROR(IF(OR(L78=\"\",'Lives scenario - input'!$F63=\"\"),\"\",L78/'Lives scenario - input'!$F63),\"\")","v":422.86507849555954},{"$f":"IFERROR(IF(OR(M78=\"\",'Lives scenario - input'!$F63=\"\"),\"\",M78/'Lives scenario - input'!$F63),\"\")","v":443.10077927662763},{"$f":"IFERROR(IF(OR(N78=\"\",'Lives scenario - input'!$F63=\"\"),\"\",N78/'Lives scenario - input'!$F63),\"\")","v":463.55030278650992},{"$f":"IFERROR(IF(OR(O78=\"\",'Lives scenario - input'!$F63=\"\"),\"\",O78/'Lives scenario - input'!$F63),\"\")","v":484.28264702407762},{"$f":"IFERROR(IF(OR(P78=\"\",'Lives scenario - input'!$F63=\"\"),\"\",P78/'Lives scenario - input'!$F63),\"\")","v":505.30032008012432},{"$f":"IFERROR(IF(OR(Q78=\"\",'Lives scenario - input'!$F63=\"\"),\"\",Q78/'Lives scenario - input'!$F63),\"\")","v":526.52978965601142},{"$f":"IFERROR(IF(OR(R78=\"\",'Lives scenario - input'!$F63=\"\"),\"\",R78/'Lives scenario - input'!$F63),\"\")","v":547.82039418957902},{"$f":"IFERROR(IF(OR(S78=\"\",'Lives scenario - input'!$F63=\"\"),\"\",S78/'Lives scenario - input'!$F63),\"\")","v":568.95189391359338},{"$f":"IFERROR(IF(OR(T78=\"\",'Lives scenario - input'!$F63=\"\"),\"\",T78/'Lives scenario - input'!$F63),\"\")","v":589.64990753711061},{"$f":"IFERROR(IF(OR(U78=\"\",'Lives scenario - input'!$F63=\"\"),\"\",U78/'Lives scenario - input'!$F63),\"\")","v":609.60767179343554},{"$f":"IFERROR(IF(OR(V78=\"\",'Lives scenario - input'!$F63=\"\"),\"\",V78/'Lives scenario - input'!$F63),\"\")","v":628.51196662284451},{"$f":"IFERROR(IF(OR(W78=\"\",'Lives scenario - input'!$F63=\"\"),\"\",W78/'Lives scenario - input'!$F63),\"\")","v":646.07072359399058}]
[{"$f":"IFERROR('Lives scenario - input'!A64,\"\")","v":5},{"$f":"IFERROR('Lives scenario - input'!B64,\"\")","v":"TRANSFORMERS"},{"$f":"IFERROR('Lives scenario - input'!C64,\"\")","v":"pole mounted ; < = 22 kv ; > 60 kva and < = 600 kva ; multiple phase"},{"$f":"IFERROR(repcalc('Lives scenario - input'!$CX64:$GJ64,'Lives scenario - input'!$I64,'Lives scenario - input'!$G64,'Lives scenario - input'!$H64,20,TRUE,TRUE),\"\")","v":6287.7272970209406},6352.1958260920628,6444.478680984178,6559.5749715454413,6693.7964923679228,6844.450922772925,7009.5581687023132,7187.6004345878791,7377.3162200989618,7577.5522825556418,7787.1853346509706,8005.1179438482704,8230.3429002283719,8462.0598683007429,8699.8200028145657,8943.6703527692189,9194.2712798623052,9452.966588387264,9721.7962879994684,10003.453702320603,{"$f":"IFERROR(IF(OR(D79=\"\",'Lives scenario - input'!$F64=\"\"),\"\",D79/'Lives scenario - input'!$F64),\"\")","v":195.4233398253221},{"$f":"IFERROR(IF(OR(E79=\"\",'Lives scenario - input'!$F64=\"\"),\"\",E79/'Lives scenario - input'!$F64),\"\")","v":197.42702965943334},{"$f":"IFERROR(IF(OR(F79=\"\",'Lives scenario - input'!$F64=\"\"),\"\",F79/'Lives scenario - input'!$F64),\"\")","v":200.29519217026251},{"$f":"IFERROR(IF(OR(G79=\"\",'Lives scenario - input'!$F64=\"\"),\"\",G79/'Lives scenario - input'!$F64),\"\")","v":203.87239907515556},{"$f":"IFERROR(IF(OR(H79=\"\",'Lives scenario - input'!$F64=\"\"),\"\",H79/'Lives scenario - input'!$F64),\"\")","v":208.04402049518612},{"$f":"IFERROR(IF(OR(I79=\"\",'Lives scenario - input'!$F64=\"\"),\"\",I79/'Lives scenario - input'!$F64),\"\")","v":212.72637877162984},{"$f":"IFERROR(IF(OR(J79=\"\",'Lives scenario - input'!$F64=\"\"),\"\",J79/'Lives scenario - input'!$F64),\"\")","v":217.85793233696481},{"$f":"IFERROR(IF(OR(K79=\"\",'Lives scenario - input'!$F64=\"\"),\"\",K79/'Lives scenario - input'!$F64),\"\")","v":223.39150791774901},{"$f":"IFERROR(IF(OR(L79=\"\",'Lives scenario - input'!$F64=\"\"),\"\",L79/'Lives scenario - input'!$F64),\"\")","v":229.28789792813097},{"$f":"IFERROR(IF(OR(M79=\"\",'Lives scenario - input'!$F64=\"\"),\"\",M79/'Lives scenario - input'!$F64),\"\")","v":235.51125944339515},{"$f":"IFERROR(IF(OR(N79=\"\",'Lives scenario - input'!$F64=\"\"),\"\",N79/'Lives scenario - input'!$F64),\"\")","v":242.0266805555122},{"$f":"IFERROR(IF(OR(O79=\"\",'Lives scenario - input'!$F64=\"\"),\"\",O79/'Lives scenario - input'!$F64),\"\")","v":248.8000529259013},{"$f":"IFERROR(IF(OR(P79=\"\",'Lives scenario - input'!$F64=\"\"),\"\",P79/'Lives scenario - input'!$F64),\"\")","v":255.80007234606055},{"$f":"IFERROR(IF(OR(Q79=\"\",'Lives scenario - input'!$F64=\"\"),\"\",Q79/'Lives scenario - input'!$F64),\"\")","v":263.00186429024279},{"$f":"IFERROR(IF(OR(R79=\"\",'Lives scenario - input'!$F64=\"\"),\"\",R79/'Lives scenario - input'!$F64),\"\")","v":270.39147859269883},{"$f":"IFERROR(IF(OR(S79=\"\",'Lives scenario - input'!$F64=\"\"),\"\",S79/'Lives scenario - input'!$F64),\"\")","v":277.97037754213159},{"$f":"IFERROR(IF(OR(T79=\"\",'Lives scenario - input'!$F64=\"\"),\"\",T79/'Lives scenario - input'!$F64),\"\")","v":285.75908526154177},{"$f":"IFERROR(IF(OR(U79=\"\",'Lives scenario - input'!$F64=\"\"),\"\",U79/'Lives scenario - input'!$F64),\"\")","v":293.79936735409404},{"$f":"IFERROR(IF(OR(V79=\"\",'Lives scenario - input'!$F64=\"\"),\"\",V79/'Lives scenario - input'!$F64),\"\")","v":302.15462757146162},{"$f":"IFERROR(IF(OR(W79=\"\",'Lives scenario - input'!$F64=\"\"),\"\",W79/'Lives scenario - input'!$F64),\"\")","v":310.90857474396051}]
[{"$f":"IFERROR('Lives scenario - input'!A65,\"\")","v":5},{"$f":"IFERROR('Lives scenario - input'!B65,\"\")","v":"TRANSFORMERS"},{"$f":"IFERROR('Lives scenario - input'!C65,\"\")","v":"pole mounted ; < = 22 kv ; > 60 kva and < = 600 kva ; single phase"},{"$f":"IFERROR(repcalc('Lives scenario - input'!$CX65:$GJ65,'Lives scenario - input'!$I65,'Lives scenario - input'!$G65,'Lives scenario - input'!$H65,20,TRUE,TRUE),\"\")","v":92.992367436787433},102.92193557249783,113.43750952004029,124.57558419923662,136.39063505611796,148.95708298087118,162.3695537384605,176.74083226888686,192.19699959553699,208.86942631002873,226.88358843830147,246.34506003164546,267.32349329149537,289.83587163862353,313.83074636916336,339.17546640774736,365.6485091109796,392.93886153326423,420.65396069324771,448.33699358613603,{"$f":"IFERROR(IF(OR(D80=\"\",'Lives scenario - input'!$F65=\"\"),\"\",D80/'Lives scenario - input'!$F65),\"\")","v":1.5686741236355619},{"$f":"IFERROR(IF(OR(E80=\"\",'Lives scenario - input'!$F65=\"\"),\"\",E80/'Lives scenario - input'!$F65),\"\")","v":1.736174500523517},{"$f":"IFERROR(IF(OR(F80=\"\",'Lives scenario - input'!$F65=\"\"),\"\",F80/'Lives scenario - input'!$F65),\"\")","v":1.9135601204551649},{"$f":"IFERROR(IF(OR(G80=\"\",'Lives scenario - input'!$F65=\"\"),\"\",G80/'Lives scenario - input'!$F65),\"\")","v":2.101446610690533},{"$f":"IFERROR(IF(OR(H80=\"\",'Lives scenario - input'!$F65=\"\"),\"\",H80/'Lives scenario - input'!$F65),\"\")","v":2.300752909255591},{"$f":"IFERROR(IF(OR(I80=\"\",'Lives scenario - input'!$F65=\"\"),\"\",I80/'Lives scenario - input'!$F65),\"\")","v":2.5127344108446765},{"$f":"IFERROR(IF(OR(J80=\"\",'Lives scenario - input'!$F65=\"\"),\"\",J80/'Lives scenario - input'!$F65),\"\")","v":2.738987343116253},{"$f":"IFERROR(IF(OR(K80=\"\",'Lives scenario - input'!$F65=\"\"),\"\",K80/'Lives scenario - input'!$F65),\"\")","v":2.9814142580946634},{"$f":"IFERROR(IF(OR(L80=\"\",'Lives scenario - input'!$F65=\"\"),\"\",L80/'Lives scenario - input'!$F65),\"\")","v":3.2421419974156218},{"$f":"IFERROR(IF(OR(M80=\"\",'Lives scenario - input'!$F65=\"\"),\"\",M80/'Lives scenario - input'!$F65),\"\")","v":3.5233866316380125},{"$f":"IFERROR(IF(OR(N80=\"\",'Lives scenario - input'!$F65=\"\"),\"\",N80/'Lives scenario - input'!$F65),\"\")","v":3.827264796787492},{"$f":"IFERROR(IF(OR(O80=\"\",'Lives scenario - input'!$F65=\"\"),\"\",O80/'Lives scenario - input'!$F65),\"\")","v":4.1555574055018525},{"$f":"IFERROR(IF(OR(P80=\"\",'Lives scenario - input'!$F65=\"\"),\"\",P80/'Lives scenario - input'!$F65),\"\")","v":4.5094394101890858},{"$f":"IFERROR(IF(OR(Q80=\"\",'Lives scenario - input'!$F65=\"\"),\"\",Q80/'Lives scenario - input'!$F65),\"\")","v":4.8891973015949475},{"$f":"IFERROR(IF(OR(R80=\"\",'Lives scenario - input'!$F65=\"\"),\"\",R80/'Lives scenario - input'!$F65),\"\")","v":5.293963199347373},{"$f":"IFERROR(IF(OR(S80=\"\",'Lives scenario - input'!$F65=\"\"),\"\",S80/'Lives scenario - input'!$F65),\"\")","v":5.7214994326015702},{"$f":"IFERROR(IF(OR(T80=\"\",'Lives scenario - input'!$F65=\"\"),\"\",T80/'Lives scenario - input'!$F65),\"\")","v":6.1680691695285121},{"$f":"IFERROR(IF(OR(U80=\"\",'Lives scenario - input'!$F65=\"\"),\"\",U80/'Lives scenario - input'!$F65),\"\")","v":6.6284259799821577},{"$f":"IFERROR(IF(OR(V80=\"\",'Lives scenario - input'!$F65=\"\"),\"\",V80/'Lives scenario - input'!$F65),\"\")","v":7.0959477786481937},{"$f":"IFERROR(IF(OR(W80=\"\",'Lives scenario - input'!$F65=\"\"),\"\",W80/'Lives scenario - input'!$F65),\"\")","v":7.5629286563244733}]
[{"$f":"IFERROR('Lives scenario - input'!A66,\"\")","v":5},{"$f":"IFERROR('Lives scenario - input'!B66,\"\")","v":"TRANSFORMERS"},{"$f":"IFERROR('Lives scenario - input'!C66,\"\")","v":"pole mounted ; < = 22 kv ; > 600 kva ; multiple phase"},{"$f":"IFERROR(repcalc('Lives scenario - input'!$CX66:$GJ66,'Lives scenario - input'!$I66,'Lives scenario - input'!$G66,'Lives scenario - input'!$H66,20,TRUE,TRUE),\"\")","v":30.943664608303166},33.966388113212759,37.129413231252869,40.469323739402711,44.030863292718493,47.866884928958655,52.040560697605471,56.630819946361235,61.74160602851444,67.514971319866149,74.14735302832068,81.907701053747573,91.155585043096934,102.3570921605947,116.09629754068692,133.08034453521475,154.13665014579706,180.20134520082965,212.29864389562337,251.51130558257481,{"$f":"IFERROR(IF(OR(D81=\"\",'Lives scenario - input'!$F66=\"\"),\"\",D81/'Lives scenario - input'!$F66),\"\")","v":0.66628945630372227},{"$f":"IFERROR(IF(OR(E81=\"\",'Lives scenario - input'!$F66=\"\"),\"\",E81/'Lives scenario - input'!$F66),\"\")","v":0.73137576156642448},{"$f":"IFERROR(IF(OR(F81=\"\",'Lives scenario - input'!$F66=\"\"),\"\",F81/'Lives scenario - input'!$F66),\"\")","v":0.79948308863486928},{"$f":"IFERROR(IF(OR(G81=\"\",'Lives scenario - input'!$F66=\"\"),\"\",G81/'Lives scenario - input'!$F66),\"\")","v":0.87139917177329351},{"$f":"IFERROR(IF(OR(H81=\"\",'Lives scenario - input'!$F66=\"\"),\"\",H81/'Lives scenario - input'!$F66),\"\")","v":0.94808744650162735},{"$f":"IFERROR(IF(OR(I81=\"\",'Lives scenario - input'!$F66=\"\"),\"\",I81/'Lives scenario - input'!$F66),\"\")","v":1.0306859623119993},{"$f":"IFERROR(IF(OR(J81=\"\",'Lives scenario - input'!$F66=\"\"),\"\",J81/'Lives scenario - input'!$F66),\"\")","v":1.1205549611484691},{"$f":"IFERROR(IF(OR(K81=\"\",'Lives scenario - input'!$F66=\"\"),\"\",K81/'Lives scenario - input'!$F66),\"\")","v":1.2193939764319379},{"$f":"IFERROR(IF(OR(L81=\"\",'Lives scenario - input'!$F66=\"\"),\"\",L81/'Lives scenario - input'!$F66),\"\")","v":1.3294411516152143},{"$f":"IFERROR(IF(OR(M81=\"\",'Lives scenario - input'!$F66=\"\"),\"\",M81/'Lives scenario - input'!$F66),\"\")","v":1.4537552065182431},{"$f":"IFERROR(IF(OR(N81=\"\",'Lives scenario - input'!$F66=\"\"),\"\",N81/'Lives scenario - input'!$F66),\"\")","v":1.5965658935672213},{"$f":"IFERROR(IF(OR(O81=\"\",'Lives scenario - input'!$F66=\"\"),\"\",O81/'Lives scenario - input'!$F66),\"\")","v":1.7636643330068054},{"$f":"IFERROR(IF(OR(P81=\"\",'Lives scenario - input'!$F66=\"\"),\"\",P81/'Lives scenario - input'!$F66),\"\")","v":1.9627929001374771},{"$f":"IFERROR(IF(OR(Q81=\"\",'Lives scenario - input'!$F66=\"\"),\"\",Q81/'Lives scenario - input'!$F66),\"\")","v":2.2039875414824839},{"$f":"IFERROR(IF(OR(R81=\"\",'Lives scenario - input'!$F66=\"\"),\"\",R81/'Lives scenario - input'!$F66),\"\")","v":2.4998247604617263},{"$f":"IFERROR(IF(OR(S81=\"\",'Lives scenario - input'!$F66=\"\"),\"\",S81/'Lives scenario - input'!$F66),\"\")","v":2.8655310069928595},{"$f":"IFERROR(IF(OR(T81=\"\",'Lives scenario - input'!$F66=\"\"),\"\",T81/'Lives scenario - input'!$F66),\"\")","v":3.3189225039157972},{"$f":"IFERROR(IF(OR(U81=\"\",'Lives scenario - input'!$F66=\"\"),\"\",U81/'Lives scenario - input'!$F66),\"\")","v":3.8801563369725312},{"$f":"IFERROR(IF(OR(V81=\"\",'Lives scenario - input'!$F66=\"\"),\"\",V81/'Lives scenario - input'!$F66),\"\")","v":4.5712862327649555},{"$f":"IFERROR(IF(OR(W81=\"\",'Lives scenario - input'!$F66=\"\"),\"\",W81/'Lives scenario - input'!$F66),\"\")","v":5.4156265320264065}]
[{"$f":"IFERROR('Lives scenario - input'!A67,\"\")","v":5},{"$f":"IFERROR('Lives scenario - input'!B67,\"\")","v":"TRANSFORMERS"},{"$f":"IFERROR('Lives scenario - input'!C67,\"\")","v":"pole mounted ; < = 22 kv ; > 600 kva ; single phase"},{"$f":"IFERROR(repcalc('Lives scenario - input'!$CX67:$GJ67,'Lives scenario - input'!$I67,'Lives scenario - input'!$G67,'Lives scenario - input'!$H67,20,TRUE,TRUE),\"\")","v":1154.9797906819008},924.66845365388554,829.77456286471056,812.85891042789501,844.29654703047845,906.78291296844225,989.66919315984853,1086.3769661191252,1192.82977496639,1306.2685168262115,1424.2602638409583,1543.8866217925874,1661.177921740901,1770.8943125303601,1866.728467528088,1941.933746704105,1990.2818979867418,2007.1604999463179,1990.5649788102539,1941.7451972292181,{"$f":"IFERROR(IF(OR(D82=\"\",'Lives scenario - input'!$F67=\"\"),\"\",D82/'Lives scenario - input'!$F67),\"\")","v":24.86941564667605},{"$f":"IFERROR(IF(OR(E82=\"\",'Lives scenario - input'!$F67=\"\"),\"\",E82/'Lives scenario - input'!$F67),\"\")","v":19.910274010691442},{"$f":"IFERROR(IF(OR(F82=\"\",'Lives scenario - input'!$F67=\"\"),\"\",F82/'Lives scenario - input'!$F67),\"\")","v":17.866986646353265},{"$f":"IFERROR(IF(OR(G82=\"\",'Lives scenario - input'!$F67=\"\"),\"\",G82/'Lives scenario - input'!$F67),\"\")","v":17.502753094580466},{"$f":"IFERROR(IF(OR(H82=\"\",'Lives scenario - input'!$F67=\"\"),\"\",H82/'Lives scenario - input'!$F67),\"\")","v":18.179678923003149},{"$f":"IFERROR(IF(OR(I82=\"\",'Lives scenario - input'!$F67=\"\"),\"\",I82/'Lives scenario - input'!$F67),\"\")","v":19.525156496982206},{"$f":"IFERROR(IF(OR(J82=\"\",'Lives scenario - input'!$F67=\"\"),\"\",J82/'Lives scenario - input'!$F67),\"\")","v":21.309891927088671},{"$f":"IFERROR(IF(OR(K82=\"\",'Lives scenario - input'!$F67=\"\"),\"\",K82/'Lives scenario - input'!$F67),\"\")","v":23.392236416050402},{"$f":"IFERROR(IF(OR(L82=\"\",'Lives scenario - input'!$F67=\"\"),\"\",L82/'Lives scenario - input'!$F67),\"\")","v":25.684414315038349},{"$f":"IFERROR(IF(OR(M82=\"\",'Lives scenario - input'!$F67=\"\"),\"\",M82/'Lives scenario - input'!$F67),\"\")","v":28.12701568738122},{"$f":"IFERROR(IF(OR(N82=\"\",'Lives scenario - input'!$F67=\"\"),\"\",N82/'Lives scenario - input'!$F67),\"\")","v":30.667653907254074},{"$f":"IFERROR(IF(OR(O82=\"\",'Lives scenario - input'!$F67=\"\"),\"\",O82/'Lives scenario - input'!$F67),\"\")","v":33.243489122899405},{"$f":"IFERROR(IF(OR(P82=\"\",'Lives scenario - input'!$F67=\"\"),\"\",P82/'Lives scenario - input'!$F67),\"\")","v":35.769045079537733},{"$f":"IFERROR(IF(OR(Q82=\"\",'Lives scenario - input'!$F67=\"\"),\"\",Q82/'Lives scenario - input'!$F67),\"\")","v":38.131495529155771},{"$f":"IFERROR(IF(OR(R82=\"\",'Lives scenario - input'!$F67=\"\"),\"\",R82/'Lives scenario - input'!$F67),\"\")","v":40.195028980576026},{"$f":"IFERROR(IF(OR(S82=\"\",'Lives scenario - input'!$F67=\"\"),\"\",S82/'Lives scenario - input'!$F67),\"\")","v":41.814374497910528},{"$f":"IFERROR(IF(OR(T82=\"\",'Lives scenario - input'!$F67=\"\"),\"\",T82/'Lives scenario - input'!$F67),\"\")","v":42.85542325018902},{"$f":"IFERROR(IF(OR(U82=\"\",'Lives scenario - input'!$F67=\"\"),\"\",U82/'Lives scenario - input'!$F67),\"\")","v":43.218859018549672},{"$f":"IFERROR(IF(OR(V82=\"\",'Lives scenario - input'!$F67=\"\"),\"\",V82/'Lives scenario - input'!$F67),\"\")","v":42.86151864226283},{"$f":"IFERROR(IF(OR(W82=\"\",'Lives scenario - input'!$F67=\"\"),\"\",W82/'Lives scenario - input'!$F67),\"\")","v":41.810314586820525}]
[{"$f":"IFERROR('Lives scenario - input'!A68,\"\")","v":6},{"$f":"IFERROR('Lives scenario - input'!B68,\"\")","v":"UNDERGROUND CABLES"},{"$f":"IFERROR('Lives scenario - input'!C68,\"\")","v":"˂ = 1 kv"},{"$f":"IFERROR(repcalc('Lives scenario - input'!$CX68:$GJ68,'Lives scenario - input'!$I68,'Lives scenario - input'!$G68,'Lives scenario - input'!$H68,20,TRUE,TRUE),\"\")","v":3.6801545992464821},4.4304878790498066,5.274455250763002,6.2189050451337344,7.2761092791591695,8.4676424375806434,9.8294756543761288,11.418471720038765,13.320551735042777,15.660978506723419,18.617510333189401,22.437676607662738,27.462174812953251,34.157445863328476,43.16189261636876,55.351963681614464,71.936353736397365,94.588675921154191,125.63078191017058,168.27988263932335,{"$f":"IFERROR(IF(OR(D83=\"\",'Lives scenario - input'!$F68=\"\"),\"\",D83/'Lives scenario - input'!$F68),\"\")","v":1.6964796115621242E-2},{"$f":"IFERROR(IF(OR(E83=\"\",'Lives scenario - input'!$F68=\"\"),\"\",E83/'Lives scenario - input'!$F68),\"\")","v":2.042368643322777E-2},{"$f":"IFERROR(IF(OR(F83=\"\",'Lives scenario - input'!$F68=\"\"),\"\",F83/'Lives scenario - input'!$F68),\"\")","v":2.4314211682434059E-2},{"$f":"IFERROR(IF(OR(G83=\"\",'Lives scenario - input'!$F68=\"\"),\"\",G83/'Lives scenario - input'!$F68),\"\")","v":2.8667941334503701E-2},{"$f":"IFERROR(IF(OR(H83=\"\",'Lives scenario - input'!$F68=\"\"),\"\",H83/'Lives scenario - input'!$F68),\"\")","v":3.3541446998229162E-2},{"$f":"IFERROR(IF(OR(I83=\"\",'Lives scenario - input'!$F68=\"\"),\"\",I83/'Lives scenario - input'!$F68),\"\")","v":3.9034182847359357E-2},{"$f":"IFERROR(IF(OR(J83=\"\",'Lives scenario - input'!$F68=\"\"),\"\",J83/'Lives scenario - input'!$F68),\"\")","v":4.5311968805358642E-2},{"$f":"IFERROR(IF(OR(K83=\"\",'Lives scenario - input'!$F68=\"\"),\"\",K83/'Lives scenario - input'!$F68),\"\")","v":5.2636931264275558E-2},{"$f":"IFERROR(IF(OR(L83=\"\",'Lives scenario - input'!$F68=\"\"),\"\",L83/'Lives scenario - input'!$F68),\"\")","v":6.1405149767038425E-2},{"$f":"IFERROR(IF(OR(M83=\"\",'Lives scenario - input'!$F68=\"\"),\"\",M83/'Lives scenario - input'!$F68),\"\")","v":7.219406146472454E-2},{"$f":"IFERROR(IF(OR(N83=\"\",'Lives scenario - input'!$F68=\"\"),\"\",N83/'Lives scenario - input'!$F68),\"\")","v":8.5823097499137441E-2},{"$f":"IFERROR(IF(OR(O83=\"\",'Lives scenario - input'!$F68=\"\"),\"\",O83/'Lives scenario - input'!$F68),\"\")","v":0.10343332017496799},{"$f":"IFERROR(IF(OR(P83=\"\",'Lives scenario - input'!$F68=\"\"),\"\",P83/'Lives scenario - input'!$F68),\"\")","v":0.1265952785485405},{"$f":"IFERROR(IF(OR(Q83=\"\",'Lives scenario - input'!$F68=\"\"),\"\",Q83/'Lives scenario - input'!$F68),\"\")","v":0.15745917441087559},{"$f":"IFERROR(IF(OR(R83=\"\",'Lives scenario - input'!$F68=\"\"),\"\",R83/'Lives scenario - input'!$F68),\"\")","v":0.19896792062783444},{"$f":"IFERROR(IF(OR(S83=\"\",'Lives scenario - input'!$F68=\"\"),\"\",S83/'Lives scenario - input'!$F68),\"\")","v":0.25516177463037287},{"$f":"IFERROR(IF(OR(T83=\"\",'Lives scenario - input'!$F68=\"\"),\"\",T83/'Lives scenario - input'!$F68),\"\")","v":0.33161258352816636},{"$f":"IFERROR(IF(OR(U83=\"\",'Lives scenario - input'!$F68=\"\"),\"\",U83/'Lives scenario - input'!$F68),\"\")","v":0.43603537801849784},{"$f":"IFERROR(IF(OR(V83=\"\",'Lives scenario - input'!$F68=\"\"),\"\",V83/'Lives scenario - input'!$F68),\"\")","v":0.57913344221694074},{"$f":"IFERROR(IF(OR(W83=\"\",'Lives scenario - input'!$F68=\"\"),\"\",W83/'Lives scenario - input'!$F68),\"\")","v":0.77573749209376242}]
[{"$f":"IFERROR('Lives scenario - input'!A69,\"\")","v":6},{"$f":"IFERROR('Lives scenario - input'!B69,\"\")","v":"UNDERGROUND CABLES"},{"$f":"IFERROR('Lives scenario - input'!C69,\"\")","v":"> 1 kv & < = 11 kv"},{"$f":"IFERROR(repcalc('Lives scenario - input'!$CX69:$GJ69,'Lives scenario - input'!$I69,'Lives scenario - input'!$G69,'Lives scenario - input'!$H69,20,TRUE,TRUE),\"\")","v":92.172133638466164},98.105959011389288,107.21182190546173,119.86891934762404,136.49007000460384,157.53008996384557,183.49043629040133,214.91920518221997,252.40594957154673,296.57120585898662,348.05106686207887,407.47758335886795,475.45619421923686,552.54174855176768,639.21496627389877,735.86136228259465,842.75471586618232,960.04709190526182,1087.7672155863088,1225.8286810525988,{"$f":"IFERROR(IF(OR(D84=\"\",'Lives scenario - input'!$F69=\"\"),\"\",D84/'Lives scenario - input'!$F69),\"\")","v":0.24733736425892702},{"$f":"IFERROR(IF(OR(E84=\"\",'Lives scenario - input'!$F69=\"\"),\"\",E84/'Lives scenario - input'!$F69),\"\")","v":0.26326036256412255},{"$f":"IFERROR(IF(OR(F84=\"\",'Lives scenario - input'!$F69=\"\"),\"\",F84/'Lives scenario - input'!$F69),\"\")","v":0.28769529792492365},{"$f":"IFERROR(IF(OR(G84=\"\",'Lives scenario - input'!$F69=\"\"),\"\",G84/'Lives scenario - input'!$F69),\"\")","v":0.32165971859019893},{"$f":"IFERROR(IF(OR(H84=\"\",'Lives scenario - input'!$F69=\"\"),\"\",H84/'Lives scenario - input'!$F69),\"\")","v":0.36626139408762126},{"$f":"IFERROR(IF(OR(I84=\"\",'Lives scenario - input'!$F69=\"\"),\"\",I84/'Lives scenario - input'!$F69),\"\")","v":0.42272079103600974},{"$f":"IFERROR(IF(OR(J84=\"\",'Lives scenario - input'!$F69=\"\"),\"\",J84/'Lives scenario - input'!$F69),\"\")","v":0.4923835337999416},{"$f":"IFERROR(IF(OR(K84=\"\",'Lives scenario - input'!$F69=\"\"),\"\",K84/'Lives scenario - input'!$F69),\"\")","v":0.5767203995396023},{"$f":"IFERROR(IF(OR(L84=\"\",'Lives scenario - input'!$F69=\"\"),\"\",L84/'Lives scenario - input'!$F69),\"\")","v":0.6773134116127737},{"$f":"IFERROR(IF(OR(M84=\"\",'Lives scenario - input'!$F69=\"\"),\"\",M84/'Lives scenario - input'!$F69),\"\")","v":0.79582773531067497},{"$f":"IFERROR(IF(OR(N84=\"\",'Lives scenario - input'!$F69=\"\"),\"\",N84/'Lives scenario - input'!$F69),\"\")","v":0.9339702804628135},{"$f":"IFERROR(IF(OR(O84=\"\",'Lives scenario - input'!$F69=\"\"),\"\",O84/'Lives scenario - input'!$F69),\"\")","v":1.0934371103732299},{"$f":"IFERROR(IF(OR(P84=\"\",'Lives scenario - input'!$F69=\"\"),\"\",P84/'Lives scenario - input'!$F69),\"\")","v":1.2758528771833635},{"$f":"IFERROR(IF(OR(Q84=\"\",'Lives scenario - input'!$F69=\"\"),\"\",Q84/'Lives scenario - input'!$F69),\"\")","v":1.4827064790087381},{"$f":"IFERROR(IF(OR(R84=\"\",'Lives scenario - input'!$F69=\"\"),\"\",R84/'Lives scenario - input'!$F69),\"\")","v":1.7152878935533777},{"$f":"IFERROR(IF(OR(S84=\"\",'Lives scenario - input'!$F69=\"\"),\"\",S84/'Lives scenario - input'!$F69),\"\")","v":1.9746316226209597},{"$f":"IFERROR(IF(OR(T84=\"\",'Lives scenario - input'!$F69=\"\"),\"\",T84/'Lives scenario - input'!$F69),\"\")","v":2.2614723334573252},{"$f":"IFERROR(IF(OR(U84=\"\",'Lives scenario - input'!$F69=\"\"),\"\",U84/'Lives scenario - input'!$F69),\"\")","v":2.5762180813529318},{"$f":"IFERROR(IF(OR(V84=\"\",'Lives scenario - input'!$F69=\"\"),\"\",V84/'Lives scenario - input'!$F69),\"\")","v":2.9189459483024165},{"$f":"IFERROR(IF(OR(W84=\"\",'Lives scenario - input'!$F69=\"\"),\"\",W84/'Lives scenario - input'!$F69),\"\")","v":3.2894240703354534}]
[{"$f":"IFERROR('Lives scenario - input'!A70,\"\")","v":6},{"$f":"IFERROR('Lives scenario - input'!B70,\"\")","v":"UNDERGROUND CABLES"},{"$f":"IFERROR('Lives scenario - input'!C70,\"\")","v":"> 11 kv & < = 22 kv"},{"$f":"IFERROR(repcalc('Lives scenario - input'!$CX70:$GJ70,'Lives scenario - input'!$I70,'Lives scenario - input'!$G70,'Lives scenario - input'!$H70,20,TRUE,TRUE),\"\")","v":1089.8795895281824},1179.8613507600833,1277.9655781276849,1387.2594947365017,1511.6492650760031,1655.9248228114443,1825.756531879043,2027.6272284968368,2268.6848596019186,2556.5052216577269,2898.7613833759674,3302.8060219692675,3775.1844201918148,4321.1080828272843,4943.9302497221151,5644.6731865676365,6421.6612364483835,7270.3117891562442,8183.1278389805839,9149.9208710530893,{"$f":"IFERROR(IF(OR(D85=\"\",'Lives scenario - input'!$F70=\"\"),\"\",D85/'Lives scenario - input'!$F70),\"\")","v":0.61973306988411636},{"$f":"IFERROR(IF(OR(E85=\"\",'Lives scenario - input'!$F70=\"\"),\"\",E85/'Lives scenario - input'!$F70),\"\")","v":0.67089897266606169},{"$f":"IFERROR(IF(OR(F85=\"\",'Lives scenario - input'!$F70=\"\"),\"\",F85/'Lives scenario - input'!$F70),\"\")","v":0.72668351490292771},{"$f":"IFERROR(IF(OR(G85=\"\",'Lives scenario - input'!$F70=\"\"),\"\",G85/'Lives scenario - input'!$F70),\"\")","v":0.78883079714441173},{"$f":"IFERROR(IF(OR(H85=\"\",'Lives scenario - input'!$F70=\"\"),\"\",H85/'Lives scenario - input'!$F70),\"\")","v":0.85956196320657419},{"$f":"IFERROR(IF(OR(I85=\"\",'Lives scenario - input'!$F70=\"\"),\"\",I85/'Lives scenario - input'!$F70),\"\")","v":0.9416006903868267},{"$f":"IFERROR(IF(OR(J85=\"\",'Lives scenario - input'!$F70=\"\"),\"\",J85/'Lives scenario - input'!$F70),\"\")","v":1.0381712908782927},{"$f":"IFERROR(IF(OR(K85=\"\",'Lives scenario - input'!$F70=\"\"),\"\",K85/'Lives scenario - input'!$F70),\"\")","v":1.1529600691402562},{"$f":"IFERROR(IF(OR(L85=\"\",'Lives scenario - input'!$F70=\"\"),\"\",L85/'Lives scenario - input'!$F70),\"\")","v":1.2900315283905557},{"$f":"IFERROR(IF(OR(M85=\"\",'Lives scenario - input'!$F70=\"\"),\"\",M85/'Lives scenario - input'!$F70),\"\")","v":1.4536934578971192},{"$f":"IFERROR(IF(OR(N85=\"\",'Lives scenario - input'!$F70=\"\"),\"\",N85/'Lives scenario - input'!$F70),\"\")","v":1.6483089583857766},{"$f":"IFERROR(IF(OR(O85=\"\",'Lives scenario - input'!$F70=\"\"),\"\",O85/'Lives scenario - input'!$F70),\"\")","v":1.878058947881446},{"$f":"IFERROR(IF(OR(P85=\"\",'Lives scenario - input'!$F70=\"\"),\"\",P85/'Lives scenario - input'!$F70),\"\")","v":2.1466652395215471},{"$f":"IFERROR(IF(OR(Q85=\"\",'Lives scenario - input'!$F70=\"\"),\"\",Q85/'Lives scenario - input'!$F70),\"\")","v":2.4570912265922149},{"$f":"IFERROR(IF(OR(R85=\"\",'Lives scenario - input'!$F70=\"\"),\"\",R85/'Lives scenario - input'!$F70),\"\")","v":2.8112436459881103},{"$f":"IFERROR(IF(OR(S85=\"\",'Lives scenario - input'!$F70=\"\"),\"\",S85/'Lives scenario - input'!$F70),\"\")","v":3.2097037838083686},{"$f":"IFERROR(IF(OR(T85=\"\",'Lives scenario - input'!$F70=\"\"),\"\",T85/'Lives scenario - input'!$F70),\"\")","v":3.6515188191961996},{"$f":"IFERROR(IF(OR(U85=\"\",'Lives scenario - input'!$F70=\"\"),\"\",U85/'Lives scenario - input'!$F70),\"\")","v":4.1340829642098491},{"$f":"IFERROR(IF(OR(V85=\"\",'Lives scenario - input'!$F70=\"\"),\"\",V85/'Lives scenario - input'!$F70),\"\")","v":4.6531332319940431},{"$f":"IFERROR(IF(OR(W85=\"\",'Lives scenario - input'!$F70=\"\"),\"\",W85/'Lives scenario - input'!$F70),\"\")","v":5.2028761755867796}]
[{"$f":"IFERROR('Lives scenario - input'!A71,\"\")","v":6},{"$f":"IFERROR('Lives scenario - input'!B71,\"\")","v":"UNDERGROUND CABLES"},{"$f":"IFERROR('Lives scenario - input'!C71,\"\")","v":"> 22 kv & < = 33 kv"},{"$f":"IFERROR(repcalc('Lives scenario - input'!$CX71:$GJ71,'Lives scenario - input'!$I71,'Lives scenario - input'!$G71,'Lives scenario - input'!$H71,20,TRUE,TRUE),\"\")","v":51.851397680944487},59.988258005497336,69.10081373646635,79.139402653141701,90.009031733579093,101.56649336855985,113.62001055217127,125.93207281796447,138.22594914570794,150.19605562136579,161.52193806001515,171.88515628637154,180.98790298795117,188.57184068036452,194.43547152335918,198.4484166000897,200.56128448513644,200.81031909049275,199.31665838024307,196.28070493149443,{"$f":"IFERROR(IF(OR(D86=\"\",'Lives scenario - input'!$F71=\"\"),\"\",D86/'Lives scenario - input'!$F71),\"\")","v":0.13913953739912219},{"$f":"IFERROR(IF(OR(E86=\"\",'Lives scenario - input'!$F71=\"\"),\"\",E86/'Lives scenario - input'!$F71),\"\")","v":0.16097422329141059},{"$f":"IFERROR(IF(OR(F86=\"\",'Lives scenario - input'!$F71=\"\"),\"\",F86/'Lives scenario - input'!$F71),\"\")","v":0.18542711840395085},{"$f":"IFERROR(IF(OR(G86=\"\",'Lives scenario - input'!$F71=\"\"),\"\",G86/'Lives scenario - input'!$F71),\"\")","v":0.21236495770002595},{"$f":"IFERROR(IF(OR(H86=\"\",'Lives scenario - input'!$F71=\"\"),\"\",H86/'Lives scenario - input'!$F71),\"\")","v":0.24153283416226282},{"$f":"IFERROR(IF(OR(I86=\"\",'Lives scenario - input'!$F71=\"\"),\"\",I86/'Lives scenario - input'!$F71),\"\")","v":0.27254646035792285},{"$f":"IFERROR(IF(OR(J86=\"\",'Lives scenario - input'!$F71=\"\"),\"\",J86/'Lives scenario - input'!$F71),\"\")","v":0.30489121633306232},{"$f":"IFERROR(IF(OR(K86=\"\",'Lives scenario - input'!$F71=\"\"),\"\",K86/'Lives scenario - input'!$F71),\"\")","v":0.33792975964548727},{"$f":"IFERROR(IF(OR(L86=\"\",'Lives scenario - input'!$F71=\"\"),\"\",L86/'Lives scenario - input'!$F71),\"\")","v":0.3709195022867523},{"$f":"IFERROR(IF(OR(M86=\"\",'Lives scenario - input'!$F71=\"\"),\"\",M86/'Lives scenario - input'!$F71),\"\")","v":0.40304043156024322},{"$f":"IFERROR(IF(OR(N86=\"\",'Lives scenario - input'!$F71=\"\"),\"\",N86/'Lives scenario - input'!$F71),\"\")","v":0.43343263145516819},{"$f":"IFERROR(IF(OR(O86=\"\",'Lives scenario - input'!$F71=\"\"),\"\",O86/'Lives scenario - input'!$F71),\"\")","v":0.46124159041234003},{"$f":"IFERROR(IF(OR(P86=\"\",'Lives scenario - input'!$F71=\"\"),\"\",P86/'Lives scenario - input'!$F71),\"\")","v":0.48566816369224675},{"$f":"IFERROR(IF(OR(Q86=\"\",'Lives scenario - input'!$F71=\"\"),\"\",Q86/'Lives scenario - input'!$F71),\"\")","v":0.50601912103151159},{"$f":"IFERROR(IF(OR(R86=\"\",'Lives scenario - input'!$F71=\"\"),\"\",R86/'Lives scenario - input'!$F71),\"\")","v":0.52175375730869988},{"$f":"IFERROR(IF(OR(S86=\"\",'Lives scenario - input'!$F71=\"\"),\"\",S86/'Lives scenario - input'!$F71),\"\")","v":0.5325222099745297},{"$f":"IFERROR(IF(OR(T86=\"\",'Lives scenario - input'!$F71=\"\"),\"\",T86/'Lives scenario - input'!$F71),\"\")","v":0.53819194065218323},{"$f":"IFERROR(IF(OR(U86=\"\",'Lives scenario - input'!$F71=\"\"),\"\",U86/'Lives scenario - input'!$F71),\"\")","v":0.53886020730140383},{"$f":"IFERROR(IF(OR(V86=\"\",'Lives scenario - input'!$F71=\"\"),\"\",V86/'Lives scenario - input'!$F71),\"\")","v":0.53485207503206367},{"$f":"IFERROR(IF(OR(W86=\"\",'Lives scenario - input'!$F71=\"\"),\"\",W86/'Lives scenario - input'!$F71),\"\")","v":0.52670530990485476}]
[{"$f":"IFERROR('Lives scenario - input'!A72,\"\")","v":6},{"$f":"IFERROR('Lives scenario - input'!B72,\"\")","v":"UNDERGROUND CABLES"},{"$f":"IFERROR('Lives scenario - input'!C72,\"\")","v":"> 33 kv & < = 66 kv"},{"$f":"IFERROR(repcalc('Lives scenario - input'!$CX72:$GJ72,'Lives scenario - input'!$I72,'Lives scenario - input'!$G72,'Lives scenario - input'!$H72,20,TRUE,TRUE),\"\")","v":10.254279984093579},11.707586073328349,13.144304791800154,14.518843925699992,15.788253634789168,16.916613620854502,17.879190709031537,18.665846810625293,19.283236313992756,19.755470180247737,20.123125267343674,20.440712489470755,20.772948765957956,21.190366069143142,21.764902746839045,22.566136544411773,23.658730945070509,25.101489833710261,26.948178338780927,29.250007428883958,{"$f":"IFERROR(IF(OR(D87=\"\",'Lives scenario - input'!$F72=\"\"),\"\",D87/'Lives scenario - input'!$F72),\"\")","v":2.7516630933021157E-2},{"$f":"IFERROR(IF(OR(E87=\"\",'Lives scenario - input'!$F72=\"\"),\"\",E87/'Lives scenario - input'!$F72),\"\")","v":3.1416474447360343E-2},{"$f":"IFERROR(IF(OR(F87=\"\",'Lives scenario - input'!$F72=\"\"),\"\",F87/'Lives scenario - input'!$F72),\"\")","v":3.5271806932144878E-2},{"$f":"IFERROR(IF(OR(G87=\"\",'Lives scenario - input'!$F72=\"\"),\"\",G87/'Lives scenario - input'!$F72),\"\")","v":3.8960284924669644E-2},{"$f":"IFERROR(IF(OR(H87=\"\",'Lives scenario - input'!$F72=\"\"),\"\",H87/'Lives scenario - input'!$F72),\"\")","v":4.2366655583748955E-2},{"$f":"IFERROR(IF(OR(I87=\"\",'Lives scenario - input'!$F72=\"\"),\"\",I87/'Lives scenario - input'!$F72),\"\")","v":4.5394529344199352E-2},{"$f":"IFERROR(IF(OR(J87=\"\",'Lives scenario - input'!$F72=\"\"),\"\",J87/'Lives scenario - input'!$F72),\"\")","v":4.7977536490584671E-2},{"$f":"IFERROR(IF(OR(K87=\"\",'Lives scenario - input'!$F72=\"\"),\"\",K87/'Lives scenario - input'!$F72),\"\")","v":5.0088472183031342E-2},{"$f":"IFERROR(IF(OR(L87=\"\",'Lives scenario - input'!$F72=\"\"),\"\",L87/'Lives scenario - input'!$F72),\"\")","v":5.1745192999357419E-2},{"$f":"IFERROR(IF(OR(M87=\"\",'Lives scenario - input'!$F72=\"\"),\"\",M87/'Lives scenario - input'!$F72),\"\")","v":5.3012398988658345E-2},{"$f":"IFERROR(IF(OR(N87=\"\",'Lives scenario - input'!$F72=\"\"),\"\",N87/'Lives scenario - input'!$F72),\"\")","v":5.3998975262951575E-2},{"$f":"IFERROR(IF(OR(O87=\"\",'Lives scenario - input'!$F72=\"\"),\"\",O87/'Lives scenario - input'!$F72),\"\")","v":5.4851197983012863E-2},{"$f":"IFERROR(IF(OR(P87=\"\",'Lives scenario - input'!$F72=\"\"),\"\",P87/'Lives scenario - input'!$F72),\"\")","v":5.5742730398437502E-2},{"$f":"IFERROR(IF(OR(Q87=\"\",'Lives scenario - input'!$F72=\"\"),\"\",Q87/'Lives scenario - input'!$F72),\"\")","v":5.686284003993556E-2},{"$f":"IFERROR(IF(OR(R87=\"\",'Lives scenario - input'!$F72=\"\"),\"\",R87/'Lives scenario - input'!$F72),\"\")","v":5.8404568346766043E-2},{"$f":"IFERROR(IF(OR(S87=\"\",'Lives scenario - input'!$F72=\"\"),\"\",S87/'Lives scenario - input'!$F72),\"\")","v":6.0554622249436085E-2},{"$f":"IFERROR(IF(OR(T87=\"\",'Lives scenario - input'!$F72=\"\"),\"\",T87/'Lives scenario - input'!$F72),\"\")","v":6.3486521605514518E-2},{"$f":"IFERROR(IF(OR(U87=\"\",'Lives scenario - input'!$F72=\"\"),\"\",U87/'Lives scenario - input'!$F72),\"\")","v":6.735806245729721E-2},{"$f":"IFERROR(IF(OR(V87=\"\",'Lives scenario - input'!$F72=\"\"),\"\",V87/'Lives scenario - input'!$F72),\"\")","v":7.2313519702574852E-2},{"$f":"IFERROR(IF(OR(W87=\"\",'Lives scenario - input'!$F72=\"\"),\"\",W87/'Lives scenario - input'!$F72),\"\")","v":7.8490314332866559E-2}]
[{"$f":"IFERROR('Lives scenario - input'!A73,\"\")","v":6},{"$f":"IFERROR('Lives scenario - input'!B73,\"\")","v":"UNDERGROUND CABLES"},{"$f":"IFERROR('Lives scenario - input'!C73,\"\")","v":"> 66 kv & < = 132 kv"},{"$f":"IFERROR(repcalc('Lives scenario - input'!$CX73:$GJ73,'Lives scenario - input'!$I73,'Lives scenario - input'!$G73,'Lives scenario - input'!$H73,20,TRUE,TRUE),\"\")","v":1.0124534054271737E-6},2.3039947222938866E-6,5.1558989851517164E-6,1.1346073080602614E-5,2.4553135807020476E-5,5.2250533544182003E-5,1.0934508180312724E-4,2.2502728169416632E-4,4.5540877904444953E-4,9.063608460222614E-4,1.7739359169635443E-3,3.4144100340012138E-3,6.4630673134507136E-3,1.2031275786580359E-2,2.2026216407028263E-2,3.9657842462013086E-2,7.0223997068566163E-2,0.12229712150060246,0.20947335306549542,0.35288367815835925,{"$f":"IFERROR(IF(OR(D88=\"\",'Lives scenario - input'!$F73=\"\"),\"\",D88/'Lives scenario - input'!$F73),\"\")","v":5.757065854693533E-10},{"$f":"IFERROR(IF(OR(E88=\"\",'Lives scenario - input'!$F73=\"\"),\"\",E88/'Lives scenario - input'!$F73),\"\")","v":1.3101096084037369E-9},{"$f":"IFERROR(IF(OR(F88=\"\",'Lives scenario - input'!$F73=\"\"),\"\",F88/'Lives scenario - input'!$F73),\"\")","v":2.9317744242405128E-9},{"$f":"IFERROR(IF(OR(G88=\"\",'Lives scenario - input'!$F73=\"\"),\"\",G88/'Lives scenario - input'!$F73),\"\")","v":6.4516638066553753E-9},{"$f":"IFERROR(IF(OR(H88=\"\",'Lives scenario - input'!$F73=\"\"),\"\",H88/'Lives scenario - input'!$F73),\"\")","v":1.3961533342920678E-8},{"$f":"IFERROR(IF(OR(I88=\"\",'Lives scenario - input'!$F73=\"\"),\"\",I88/'Lives scenario - input'!$F73),\"\")","v":2.9710973457569814E-8},{"$f":"IFERROR(IF(OR(J88=\"\",'Lives scenario - input'!$F73=\"\"),\"\",J88/'Lives scenario - input'!$F73),\"\")","v":6.2176376063632663E-8},{"$f":"IFERROR(IF(OR(K88=\"\",'Lives scenario - input'!$F73=\"\"),\"\",K88/'Lives scenario - input'!$F73),\"\")","v":1.2795619757626207E-7},{"$f":"IFERROR(IF(OR(L88=\"\",'Lives scenario - input'!$F73=\"\"),\"\",L88/'Lives scenario - input'!$F73),\"\")","v":2.5895693744624982E-7},{"$f":"IFERROR(IF(OR(M88=\"\",'Lives scenario - input'!$F73=\"\"),\"\",M88/'Lives scenario - input'!$F73),\"\")","v":5.1537967581474409E-7},{"$f":"IFERROR(IF(OR(N88=\"\",'Lives scenario - input'!$F73=\"\"),\"\",N88/'Lives scenario - input'!$F73),\"\")","v":1.0087047800146775E-6},{"$f":"IFERROR(IF(OR(O88=\"\",'Lives scenario - input'!$F73=\"\"),\"\",O88/'Lives scenario - input'!$F73),\"\")","v":1.9415198087439599E-6},{"$f":"IFERROR(IF(OR(P88=\"\",'Lives scenario - input'!$F73=\"\"),\"\",P88/'Lives scenario - input'!$F73),\"\")","v":3.6750633606841458E-6},{"$f":"IFERROR(IF(OR(Q88=\"\",'Lives scenario - input'!$F73=\"\"),\"\",Q88/'Lives scenario - input'!$F73),\"\")","v":6.8412873765878324E-6},{"$f":"IFERROR(IF(OR(R88=\"\",'Lives scenario - input'!$F73=\"\"),\"\",R88/'Lives scenario - input'!$F73),\"\")","v":1.2524663130693981E-5},{"$f":"IFERROR(IF(OR(S88=\"\",'Lives scenario - input'!$F73=\"\"),\"\",S88/'Lives scenario - input'!$F73),\"\")","v":2.2550451160025608E-5},{"$f":"IFERROR(IF(OR(T88=\"\",'Lives scenario - input'!$F73=\"\"),\"\",T88/'Lives scenario - input'!$F73),\"\")","v":3.9931138908359507E-5},{"$f":"IFERROR(IF(OR(U88=\"\",'Lives scenario - input'!$F73=\"\"),\"\",U88/'Lives scenario - input'!$F73),\"\")","v":6.9541233062608238E-5},{"$f":"IFERROR(IF(OR(V88=\"\",'Lives scenario - input'!$F73=\"\"),\"\",V88/'Lives scenario - input'!$F73),\"\")","v":1.1911184079554872E-4},{"$f":"IFERROR(IF(OR(W88=\"\",'Lives scenario - input'!$F73=\"\"),\"\",W88/'Lives scenario - input'!$F73),\"\")","v":2.0065857483554924E-4}]
[{"$f":"IFERROR('Lives scenario - input'!A74,\"\")","v":""},{"$f":"IFERROR('Lives scenario - input'!B74,\"\")","v":""},{"$f":"IFERROR('Lives scenario - input'!C74,\"\")","v":""},{"$f":"IFERROR(repcalc('Lives scenario - input'!$CX74:$GJ74,'Lives scenario - input'!$I74,'Lives scenario - input'!$G74,'Lives scenario - input'!$H74,20,TRUE,TRUE),\"\")","v":""},"","","","","","","","","","","","","","","","","","","",{"$f":"IFERROR(IF(OR(D89=\"\",'Lives scenario - input'!$F74=\"\"),\"\",D89/'Lives scenario - input'!$F74),\"\")","v":""},{"$f":"IFERROR(IF(OR(E89=\"\",'Lives scenario - input'!$F74=\"\"),\"\",E89/'Lives scenario - input'!$F74),\"\")","v":""},{"$f":"IFERROR(IF(OR(F89=\"\",'Lives scenario - input'!$F74=\"\"),\"\",F89/'Lives scenario - input'!$F74),\"\")","v":""},{"$f":"IFERROR(IF(OR(G89=\"\",'Lives scenario - input'!$F74=\"\"),\"\",G89/'Lives scenario - input'!$F74),\"\")","v":""},{"$f":"IFERROR(IF(OR(H89=\"\",'Lives scenario - input'!$F74=\"\"),\"\",H89/'Lives scenario - input'!$F74),\"\")","v":""},{"$f":"IFERROR(IF(OR(I89=\"\",'Lives scenario - input'!$F74=\"\"),\"\",I89/'Lives scenario - input'!$F74),\"\")","v":""},{"$f":"IFERROR(IF(OR(J89=\"\",'Lives scenario - input'!$F74=\"\"),\"\",J89/'Lives scenario - input'!$F74),\"\")","v":""},{"$f":"IFERROR(IF(OR(K89=\"\",'Lives scenario - input'!$F74=\"\"),\"\",K89/'Lives scenario - input'!$F74),\"\")","v":""},{"$f":"IFERROR(IF(OR(L89=\"\",'Lives scenario - input'!$F74=\"\"),\"\",L89/'Lives scenario - input'!$F74),\"\")","v":""},{"$f":"IFERROR(IF(OR(M89=\"\",'Lives scenario - input'!$F74=\"\"),\"\",M89/'Lives scenario - input'!$F74),\"\")","v":""},{"$f":"IFERROR(IF(OR(N89=\"\",'Lives scenario - input'!$F74=\"\"),\"\",N89/'Lives scenario - input'!$F74),\"\")","v":""},{"$f":"IFERROR(IF(OR(O89=\"\",'Lives scenario - input'!$F74=\"\"),\"\",O89/'Lives scenario - input'!$F74),\"\")","v":""},{"$f":"IFERROR(IF(OR(P89=\"\",'Lives scenario - input'!$F74=\"\"),\"\",P89/'Lives scenario - input'!$F74),\"\")","v":""},{"$f":"IFERROR(IF(OR(Q89=\"\",'Lives scenario - input'!$F74=\"\"),\"\",Q89/'Lives scenario - input'!$F74),\"\")","v":""},{"$f":"IFERROR(IF(OR(R89=\"\",'Lives scenario - input'!$F74=\"\"),\"\",R89/'Lives scenario - input'!$F74),\"\")","v":""},{"$f":"IFERROR(IF(OR(S89=\"\",'Lives scenario - input'!$F74=\"\"),\"\",S89/'Lives scenario - input'!$F74),\"\")","v":""},{"$f":"IFERROR(IF(OR(T89=\"\",'Lives scenario - input'!$F74=\"\"),\"\",T89/'Lives scenario - input'!$F74),\"\")","v":""},{"$f":"IFERROR(IF(OR(U89=\"\",'Lives scenario - input'!$F74=\"\"),\"\",U89/'Lives scenario - input'!$F74),\"\")","v":""},{"$f":"IFERROR(IF(OR(V89=\"\",'Lives scenario - input'!$F74=\"\"),\"\",V89/'Lives scenario - input'!$F74),\"\")","v":""},{"$f":"IFERROR(IF(OR(W89=\"\",'Lives scenario - input'!$F74=\"\"),\"\",W89/'Lives scenario - input'!$F74),\"\")","v":""}]
[{"$f":"IFERROR('Lives scenario - input'!A75,\"\")","v":""},{"$f":"IFERROR('Lives scenario - input'!B75,\"\")","v":""},{"$f":"IFERROR('Lives scenario - input'!C75,\"\")","v":""},{"$f":"IFERROR(repcalc('Lives scenario - input'!$CX75:$GJ75,'Lives scenario - input'!$I75,'Lives scenario - input'!$G75,'Lives scenario - input'!$H75,20,TRUE,TRUE),\"\")","v":""},"","","","","","","","","","","","","","","","","","","",{"$f":"IFERROR(IF(OR(D90=\"\",'Lives scenario - input'!$F75=\"\"),\"\",D90/'Lives scenario - input'!$F75),\"\")","v":""},{"$f":"IFERROR(IF(OR(E90=\"\",'Lives scenario - input'!$F75=\"\"),\"\",E90/'Lives scenario - input'!$F75),\"\")","v":""},{"$f":"IFERROR(IF(OR(F90=\"\",'Lives scenario - input'!$F75=\"\"),\"\",F90/'Lives scenario - input'!$F75),\"\")","v":""},{"$f":"IFERROR(IF(OR(G90=\"\",'Lives scenario - input'!$F75=\"\"),\"\",G90/'Lives scenario - input'!$F75),\"\")","v":""},{"$f":"IFERROR(IF(OR(H90=\"\",'Lives scenario - input'!$F75=\"\"),\"\",H90/'Lives scenario - input'!$F75),\"\")","v":""},{"$f":"IFERROR(IF(OR(I90=\"\",'Lives scenario - input'!$F75=\"\"),\"\",I90/'Lives scenario - input'!$F75),\"\")","v":""},{"$f":"IFERROR(IF(OR(J90=\"\",'Lives scenario - input'!$F75=\"\"),\"\",J90/'Lives scenario - input'!$F75),\"\")","v":""},{"$f":"IFERROR(IF(OR(K90=\"\",'Lives scenario - input'!$F75=\"\"),\"\",K90/'Lives scenario - input'!$F75),\"\")","v":""},{"$f":"IFERROR(IF(OR(L90=\"\",'Lives scenario - input'!$F75=\"\"),\"\",L90/'Lives scenario - input'!$F75),\"\")","v":""},{"$f":"IFERROR(IF(OR(M90=\"\",'Lives scenario - input'!$F75=\"\"),\"\",M90/'Lives scenario - input'!$F75),\"\")","v":""},{"$f":"IFERROR(IF(OR(N90=\"\",'Lives scenario - input'!$F75=\"\"),\"\",N90/'Lives scenario - input'!$F75),\"\")","v":""},{"$f":"IFERROR(IF(OR(O90=\"\",'Lives scenario - input'!$F75=\"\"),\"\",O90/'Lives scenario - input'!$F75),\"\")","v":""},{"$f":"IFERROR(IF(OR(P90=\"\",'Lives scenario - input'!$F75=\"\"),\"\",P90/'Lives scenario - input'!$F75),\"\")","v":""},{"$f":"IFERROR(IF(OR(Q90=\"\",'Lives scenario - input'!$F75=\"\"),\"\",Q90/'Lives scenario - input'!$F75),\"\")","v":""},{"$f":"IFERROR(IF(OR(R90=\"\",'Lives scenario - input'!$F75=\"\"),\"\",R90/'Lives scenario - input'!$F75),\"\")","v":""},{"$f":"IFERROR(IF(OR(S90=\"\",'Lives scenario - input'!$F75=\"\"),\"\",S90/'Lives scenario - input'!$F75),\"\")","v":""},{"$f":"IFERROR(IF(OR(T90=\"\",'Lives scenario - input'!$F75=\"\"),\"\",T90/'Lives scenario - input'!$F75),\"\")","v":""},{"$f":"IFERROR(IF(OR(U90=\"\",'Lives scenario - input'!$F75=\"\"),\"\",U90/'Lives scenario - input'!$F75),\"\")","v":""},{"$f":"IFERROR(IF(OR(V90=\"\",'Lives scenario - input'!$F75=\"\"),\"\",V90/'Lives scenario - input'!$F75),\"\")","v":""},{"$f":"IFERROR(IF(OR(W90=\"\",'Lives scenario - input'!$F75=\"\"),\"\",W90/'Lives scenario - input'!$F75),\"\")","v":""}]
[{"$f":"IFERROR('Lives scenario - input'!A76,\"\")","v":""},{"$f":"IFERROR('Lives scenario - input'!B76,\"\")","v":""},{"$f":"IFERROR('Lives scenario - input'!C76,\"\")","v":""},{"$f":"IFERROR(repcalc('Lives scenario - input'!$CX76:$GJ76,'Lives scenario - input'!$I76,'Lives scenario - input'!$G76,'Lives scenario - input'!$H76,20,TRUE,TRUE),\"\")","v":""},"","","","","","","","","","","","","","","","","","","",{"$f":"IFERROR(IF(OR(D91=\"\",'Lives scenario - input'!$F76=\"\"),\"\",D91/'Lives scenario - input'!$F76),\"\")","v":""},{"$f":"IFERROR(IF(OR(E91=\"\",'Lives scenario - input'!$F76=\"\"),\"\",E91/'Lives scenario - input'!$F76),\"\")","v":""},{"$f":"IFERROR(IF(OR(F91=\"\",'Lives scenario - input'!$F76=\"\"),\"\",F91/'Lives scenario - input'!$F76),\"\")","v":""},{"$f":"IFERROR(IF(OR(G91=\"\",'Lives scenario - input'!$F76=\"\"),\"\",G91/'Lives scenario - input'!$F76),\"\")","v":""},{"$f":"IFERROR(IF(OR(H91=\"\",'Lives scenario - input'!$F76=\"\"),\"\",H91/'Lives scenario - input'!$F76),\"\")","v":""},{"$f":"IFERROR(IF(OR(I91=\"\",'Lives scenario - input'!$F76=\"\"),\"\",I91/'Lives scenario - input'!$F76),\"\")","v":""},{"$f":"IFERROR(IF(OR(J91=\"\",'Lives scenario - input'!$F76=\"\"),\"\",J91/'Lives scenario - input'!$F76),\"\")","v":""},{"$f":"IFERROR(IF(OR(K91=\"\",'Lives scenario - input'!$F76=\"\"),\"\",K91/'Lives scenario - input'!$F76),\"\")","v":""},{"$f":"IFERROR(IF(OR(L91=\"\",'Lives scenario - input'!$F76=\"\"),\"\",L91/'Lives scenario - input'!$F76),\"\")","v":""},{"$f":"IFERROR(IF(OR(M91=\"\",'Lives scenario - input'!$F76=\"\"),\"\",M91/'Lives scenario - input'!$F76),\"\")","v":""},{"$f":"IFERROR(IF(OR(N91=\"\",'Lives scenario - input'!$F76=\"\"),\"\",N91/'Lives scenario - input'!$F76),\"\")","v":""},{"$f":"IFERROR(IF(OR(O91=\"\",'Lives scenario - input'!$F76=\"\"),\"\",O91/'Lives scenario - input'!$F76),\"\")","v":""},{"$f":"IFERROR(IF(OR(P91=\"\",'Lives scenario - input'!$F76=\"\"),\"\",P91/'Lives scenario - input'!$F76),\"\")","v":""},{"$f":"IFERROR(IF(OR(Q91=\"\",'Lives scenario - input'!$F76=\"\"),\"\",Q91/'Lives scenario - input'!$F76),\"\")","v":""},{"$f":"IFERROR(IF(OR(R91=\"\",'Lives scenario - input'!$F76=\"\"),\"\",R91/'Lives scenario - input'!$F76),\"\")","v":""},{"$f":"IFERROR(IF(OR(S91=\"\",'Lives scenario - input'!$F76=\"\"),\"\",S91/'Lives scenario - input'!$F76),\"\")","v":""},{"$f":"IFERROR(IF(OR(T91=\"\",'Lives scenario - input'!$F76=\"\"),\"\",T91/'Lives scenario - input'!$F76),\"\")","v":""},{"$f":"IFERROR(IF(OR(U91=\"\",'Lives scenario - input'!$F76=\"\"),\"\",U91/'Lives scenario - input'!$F76),\"\")","v":""},{"$f":"IFERROR(IF(OR(V91=\"\",'Lives scenario - input'!$F76=\"\"),\"\",V91/'Lives scenario - input'!$F76),\"\")","v":""},{"$f":"IFERROR(IF(OR(W91=\"\",'Lives scenario - input'!$F76=\"\"),\"\",W91/'Lives scenario - input'!$F76),\"\")","v":""}]
[{"$f":"IFERROR('Lives scenario - input'!A77,\"\")","v":""},{"$f":"IFERROR('Lives scenario - input'!B77,\"\")","v":""},{"$f":"IFERROR('Lives scenario - input'!C77,\"\")","v":""},{"$f":"IFERROR(repcalc('Lives scenario - input'!$CX77:$GJ77,'Lives scenario - input'!$I77,'Lives scenario - input'!$G77,'Lives scenario - input'!$H77,20,TRUE,TRUE),\"\")","v":""},"","","","","","","","","","","","","","","","","","","",{"$f":"IFERROR(IF(OR(D92=\"\",'Lives scenario - input'!$F77=\"\"),\"\",D92/'Lives scenario - input'!$F77),\"\")","v":""},{"$f":"IFERROR(IF(OR(E92=\"\",'Lives scenario - input'!$F77=\"\"),\"\",E92/'Lives scenario - input'!$F77),\"\")","v":""},{"$f":"IFERROR(IF(OR(F92=\"\",'Lives scenario - input'!$F77=\"\"),\"\",F92/'Lives scenario - input'!$F77),\"\")","v":""},{"$f":"IFERROR(IF(OR(G92=\"\",'Lives scenario - input'!$F77=\"\"),\"\",G92/'Lives scenario - input'!$F77),\"\")","v":""},{"$f":"IFERROR(IF(OR(H92=\"\",'Lives scenario - input'!$F77=\"\"),\"\",H92/'Lives scenario - input'!$F77),\"\")","v":""},{"$f":"IFERROR(IF(OR(I92=\"\",'Lives scenario - input'!$F77=\"\"),\"\",I92/'Lives scenario - input'!$F77),\"\")","v":""},{"$f":"IFERROR(IF(OR(J92=\"\",'Lives scenario - input'!$F77=\"\"),\"\",J92/'Lives scenario - input'!$F77),\"\")","v":""},{"$f":"IFERROR(IF(OR(K92=\"\",'Lives scenario - input'!$F77=\"\"),\"\",K92/'Lives scenario - input'!$F77),\"\")","v":""},{"$f":"IFERROR(IF(OR(L92=\"\",'Lives scenario - input'!$F77=\"\"),\"\",L92/'Lives scenario - input'!$F77),\"\")","v":""},{"$f":"IFERROR(IF(OR(M92=\"\",'Lives scenario - input'!$F77=\"\"),\"\",M92/'Lives scenario - input'!$F77),\"\")","v":""},{"$f":"IFERROR(IF(OR(N92=\"\",'Lives scenario - input'!$F77=\"\"),\"\",N92/'Lives scenario - input'!$F77),\"\")","v":""},{"$f":"IFERROR(IF(OR(O92=\"\",'Lives scenario - input'!$F77=\"\"),\"\",O92/'Lives scenario - input'!$F77),\"\")","v":""},{"$f":"IFERROR(IF(OR(P92=\"\",'Lives scenario - input'!$F77=\"\"),\"\",P92/'Lives scenario - input'!$F77),\"\")","v":""},{"$f":"IFERROR(IF(OR(Q92=\"\",'Lives scenario - input'!$F77=\"\"),\"\",Q92/'Lives scenario - input'!$F77),\"\")","v":""},{"$f":"IFERROR(IF(OR(R92=\"\",'Lives scenario - input'!$F77=\"\"),\"\",R92/'Lives scenario - input'!$F77),\"\")","v":""},{"$f":"IFERROR(IF(OR(S92=\"\",'Lives scenario - input'!$F77=\"\"),\"\",S92/'Lives scenario - input'!$F77),\"\")","v":""},{"$f":"IFERROR(IF(OR(T92=\"\",'Lives scenario - input'!$F77=\"\"),\"\",T92/'Lives scenario - input'!$F77),\"\")","v":""},{"$f":"IFERROR(IF(OR(U92=\"\",'Lives scenario - input'!$F77=\"\"),\"\",U92/'Lives scenario - input'!$F77),\"\")","v":""},{"$f":"IFERROR(IF(OR(V92=\"\",'Lives scenario - input'!$F77=\"\"),\"\",V92/'Lives scenario - input'!$F77),\"\")","v":""},{"$f":"IFERROR(IF(OR(W92=\"\",'Lives scenario - input'!$F77=\"\"),\"\",W92/'Lives scenario - input'!$F77),\"\")","v":""}]
[{"$f":"IFERROR('Lives scenario - input'!A78,\"\")","v":""},{"$f":"IFERROR('Lives scenario - input'!B78,\"\")","v":""},{"$f":"IFERROR('Lives scenario - input'!C78,\"\")","v":""},{"$f":"IFERROR(repcalc('Lives scenario - input'!$CX78:$GJ78,'Lives scenario - input'!$I78,'Lives scenario - input'!$G78,'Lives scenario - input'!$H78,20,TRUE,TRUE),\"\")","v":""},"","","","","","","","","","","","","","","","","","","",{"$f":"IFERROR(IF(OR(D93=\"\",'Lives scenario - input'!$F78=\"\"),\"\",D93/'Lives scenario - input'!$F78),\"\")","v":""},{"$f":"IFERROR(IF(OR(E93=\"\",'Lives scenario - input'!$F78=\"\"),\"\",E93/'Lives scenario - input'!$F78),\"\")","v":""},{"$f":"IFERROR(IF(OR(F93=\"\",'Lives scenario - input'!$F78=\"\"),\"\",F93/'Lives scenario - input'!$F78),\"\")","v":""},{"$f":"IFERROR(IF(OR(G93=\"\",'Lives scenario - input'!$F78=\"\"),\"\",G93/'Lives scenario - input'!$F78),\"\")","v":""},{"$f":"IFERROR(IF(OR(H93=\"\",'Lives scenario - input'!$F78=\"\"),\"\",H93/'Lives scenario - input'!$F78),\"\")","v":""},{"$f":"IFERROR(IF(OR(I93=\"\",'Lives scenario - input'!$F78=\"\"),\"\",I93/'Lives scenario - input'!$F78),\"\")","v":""},{"$f":"IFERROR(IF(OR(J93=\"\",'Lives scenario - input'!$F78=\"\"),\"\",J93/'Lives scenario - input'!$F78),\"\")","v":""},{"$f":"IFERROR(IF(OR(K93=\"\",'Lives scenario - input'!$F78=\"\"),\"\",K93/'Lives scenario - input'!$F78),\"\")","v":""},{"$f":"IFERROR(IF(OR(L93=\"\",'Lives scenario - input'!$F78=\"\"),\"\",L93/'Lives scenario - input'!$F78),\"\")","v":""},{"$f":"IFERROR(IF(OR(M93=\"\",'Lives scenario - input'!$F78=\"\"),\"\",M93/'Lives scenario - input'!$F78),\"\")","v":""},{"$f":"IFERROR(IF(OR(N93=\"\",'Lives scenario - input'!$F78=\"\"),\"\",N93/'Lives scenario - input'!$F78),\"\")","v":""},{"$f":"IFERROR(IF(OR(O93=\"\",'Lives scenario - input'!$F78=\"\"),\"\",O93/'Lives scenario - input'!$F78),\"\")","v":""},{"$f":"IFERROR(IF(OR(P93=\"\",'Lives scenario - input'!$F78=\"\"),\"\",P93/'Lives scenario - input'!$F78),\"\")","v":""},{"$f":"IFERROR(IF(OR(Q93=\"\",'Lives scenario - input'!$F78=\"\"),\"\",Q93/'Lives scenario - input'!$F78),\"\")","v":""},{"$f":"IFERROR(IF(OR(R93=\"\",'Lives scenario - input'!$F78=\"\"),\"\",R93/'Lives scenario - input'!$F78),\"\")","v":""},{"$f":"IFERROR(IF(OR(S93=\"\",'Lives scenario - input'!$F78=\"\"),\"\",S93/'Lives scenario - input'!$F78),\"\")","v":""},{"$f":"IFERROR(IF(OR(T93=\"\",'Lives scenario - input'!$F78=\"\"),\"\",T93/'Lives scenario - input'!$F78),\"\")","v":""},{"$f":"IFERROR(IF(OR(U93=\"\",'Lives scenario - input'!$F78=\"\"),\"\",U93/'Lives scenario - input'!$F78),\"\")","v":""},{"$f":"IFERROR(IF(OR(V93=\"\",'Lives scenario - input'!$F78=\"\"),\"\",V93/'Lives scenario - input'!$F78),\"\")","v":""},{"$f":"IFERROR(IF(OR(W93=\"\",'Lives scenario - input'!$F78=\"\"),\"\",W93/'Lives scenario - input'!$F78),\"\")","v":""}]
[{"$f":"IFERROR('Lives scenario - input'!A79,\"\")","v":""},{"$f":"IFERROR('Lives scenario - input'!B79,\"\")","v":""},{"$f":"IFERROR('Lives scenario - input'!C79,\"\")","v":""},{"$f":"IFERROR(repcalc('Lives scenario - input'!$CX79:$GJ79,'Lives scenario - input'!$I79,'Lives scenario - input'!$G79,'Lives scenario - input'!$H79,20,TRUE,TRUE),\"\")","v":""},"","","","","","","","","","","","","","","","","","","",{"$f":"IFERROR(IF(OR(D94=\"\",'Lives scenario - input'!$F79=\"\"),\"\",D94/'Lives scenario - input'!$F79),\"\")","v":""},{"$f":"IFERROR(IF(OR(E94=\"\",'Lives scenario - input'!$F79=\"\"),\"\",E94/'Lives scenario - input'!$F79),\"\")","v":""},{"$f":"IFERROR(IF(OR(F94=\"\",'Lives scenario - input'!$F79=\"\"),\"\",F94/'Lives scenario - input'!$F79),\"\")","v":""},{"$f":"IFERROR(IF(OR(G94=\"\",'Lives scenario - input'!$F79=\"\"),\"\",G94/'Lives scenario - input'!$F79),\"\")","v":""},{"$f":"IFERROR(IF(OR(H94=\"\",'Lives scenario - input'!$F79=\"\"),\"\",H94/'Lives scenario - input'!$F79),\"\")","v":""},{"$f":"IFERROR(IF(OR(I94=\"\",'Lives scenario - input'!$F79=\"\"),\"\",I94/'Lives scenario - input'!$F79),\"\")","v":""},{"$f":"IFERROR(IF(OR(J94=\"\",'Lives scenario - input'!$F79=\"\"),\"\",J94/'Lives scenario - input'!$F79),\"\")","v":""},{"$f":"IFERROR(IF(OR(K94=\"\",'Lives scenario - input'!$F79=\"\"),\"\",K94/'Lives scenario - input'!$F79),\"\")","v":""},{"$f":"IFERROR(IF(OR(L94=\"\",'Lives scenario - input'!$F79=\"\"),\"\",L94/'Lives scenario - input'!$F79),\"\")","v":""},{"$f":"IFERROR(IF(OR(M94=\"\",'Lives scenario - input'!$F79=\"\"),\"\",M94/'Lives scenario - input'!$F79),\"\")","v":""},{"$f":"IFERROR(IF(OR(N94=\"\",'Lives scenario - input'!$F79=\"\"),\"\",N94/'Lives scenario - input'!$F79),\"\")","v":""},{"$f":"IFERROR(IF(OR(O94=\"\",'Lives scenario - input'!$F79=\"\"),\"\",O94/'Lives scenario - input'!$F79),\"\")","v":""},{"$f":"IFERROR(IF(OR(P94=\"\",'Lives scenario - input'!$F79=\"\"),\"\",P94/'Lives scenario - input'!$F79),\"\")","v":""},{"$f":"IFERROR(IF(OR(Q94=\"\",'Lives scenario - input'!$F79=\"\"),\"\",Q94/'Lives scenario - input'!$F79),\"\")","v":""},{"$f":"IFERROR(IF(OR(R94=\"\",'Lives scenario - input'!$F79=\"\"),\"\",R94/'Lives scenario - input'!$F79),\"\")","v":""},{"$f":"IFERROR(IF(OR(S94=\"\",'Lives scenario - input'!$F79=\"\"),\"\",S94/'Lives scenario - input'!$F79),\"\")","v":""},{"$f":"IFERROR(IF(OR(T94=\"\",'Lives scenario - input'!$F79=\"\"),\"\",T94/'Lives scenario - input'!$F79),\"\")","v":""},{"$f":"IFERROR(IF(OR(U94=\"\",'Lives scenario - input'!$F79=\"\"),\"\",U94/'Lives scenario - input'!$F79),\"\")","v":""},{"$f":"IFERROR(IF(OR(V94=\"\",'Lives scenario - input'!$F79=\"\"),\"\",V94/'Lives scenario - input'!$F79),\"\")","v":""},{"$f":"IFERROR(IF(OR(W94=\"\",'Lives scenario - input'!$F79=\"\"),\"\",W94/'Lives scenario - input'!$F79),\"\")","v":""}]
[{"$f":"IFERROR('Lives scenario - input'!A80,\"\")","v":""},{"$f":"IFERROR('Lives scenario - input'!B80,\"\")","v":""},{"$f":"IFERROR('Lives scenario - input'!C80,\"\")","v":""},{"$f":"IFERROR(repcalc('Lives scenario - input'!$CX80:$GJ80,'Lives scenario - input'!$I80,'Lives scenario - input'!$G80,'Lives scenario - input'!$H80,20,TRUE,TRUE),\"\")","v":""},"","","","","","","","","","","","","","","","","","","",{"$f":"IFERROR(IF(OR(D95=\"\",'Lives scenario - input'!$F80=\"\"),\"\",D95/'Lives scenario - input'!$F80),\"\")","v":""},{"$f":"IFERROR(IF(OR(E95=\"\",'Lives scenario - input'!$F80=\"\"),\"\",E95/'Lives scenario - input'!$F80),\"\")","v":""},{"$f":"IFERROR(IF(OR(F95=\"\",'Lives scenario - input'!$F80=\"\"),\"\",F95/'Lives scenario - input'!$F80),\"\")","v":""},{"$f":"IFERROR(IF(OR(G95=\"\",'Lives scenario - input'!$F80=\"\"),\"\",G95/'Lives scenario - input'!$F80),\"\")","v":""},{"$f":"IFERROR(IF(OR(H95=\"\",'Lives scenario - input'!$F80=\"\"),\"\",H95/'Lives scenario - input'!$F80),\"\")","v":""},{"$f":"IFERROR(IF(OR(I95=\"\",'Lives scenario - input'!$F80=\"\"),\"\",I95/'Lives scenario - input'!$F80),\"\")","v":""},{"$f":"IFERROR(IF(OR(J95=\"\",'Lives scenario - input'!$F80=\"\"),\"\",J95/'Lives scenario - input'!$F80),\"\")","v":""},{"$f":"IFERROR(IF(OR(K95=\"\",'Lives scenario - input'!$F80=\"\"),\"\",K95/'Lives scenario - input'!$F80),\"\")","v":""},{"$f":"IFERROR(IF(OR(L95=\"\",'Lives scenario - input'!$F80=\"\"),\"\",L95/'Lives scenario - input'!$F80),\"\")","v":""},{"$f":"IFERROR(IF(OR(M95=\"\",'Lives scenario - input'!$F80=\"\"),\"\",M95/'Lives scenario - input'!$F80),\"\")","v":""},{"$f":"IFERROR(IF(OR(N95=\"\",'Lives scenario - input'!$F80=\"\"),\"\",N95/'Lives scenario - input'!$F80),\"\")","v":""},{"$f":"IFERROR(IF(OR(O95=\"\",'Lives scenario - input'!$F80=\"\"),\"\",O95/'Lives scenario - input'!$F80),\"\")","v":""},{"$f":"IFERROR(IF(OR(P95=\"\",'Lives scenario - input'!$F80=\"\"),\"\",P95/'Lives scenario - input'!$F80),\"\")","v":""},{"$f":"IFERROR(IF(OR(Q95=\"\",'Lives scenario - input'!$F80=\"\"),\"\",Q95/'Lives scenario - input'!$F80),\"\")","v":""},{"$f":"IFERROR(IF(OR(R95=\"\",'Lives scenario - input'!$F80=\"\"),\"\",R95/'Lives scenario - input'!$F80),\"\")","v":""},{"$f":"IFERROR(IF(OR(S95=\"\",'Lives scenario - input'!$F80=\"\"),\"\",S95/'Lives scenario - input'!$F80),\"\")","v":""},{"$f":"IFERROR(IF(OR(T95=\"\",'Lives scenario - input'!$F80=\"\"),\"\",T95/'Lives scenario - input'!$F80),\"\")","v":""},{"$f":"IFERROR(IF(OR(U95=\"\",'Lives scenario - input'!$F80=\"\"),\"\",U95/'Lives scenario - input'!$F80),\"\")","v":""},{"$f":"IFERROR(IF(OR(V95=\"\",'Lives scenario - input'!$F80=\"\"),\"\",V95/'Lives scenario - input'!$F80),\"\")","v":""},{"$f":"IFERROR(IF(OR(W95=\"\",'Lives scenario - input'!$F80=\"\"),\"\",W95/'Lives scenario - input'!$F80),\"\")","v":""}]
[{"$f":"IFERROR('Lives scenario - input'!A81,\"\")","v":""},{"$f":"IFERROR('Lives scenario - input'!B81,\"\")","v":""},{"$f":"IFERROR('Lives scenario - input'!C81,\"\")","v":""},{"$f":"IFERROR(repcalc('Lives scenario - input'!$CX81:$GJ81,'Lives scenario - input'!$I81,'Lives scenario - input'!$G81,'Lives scenario - input'!$H81,20,TRUE,TRUE),\"\")","v":""},"","","","","","","","","","","","","","","","","","","",{"$f":"IFERROR(IF(OR(D96=\"\",'Lives scenario - input'!$F81=\"\"),\"\",D96/'Lives scenario - input'!$F81),\"\")","v":""},{"$f":"IFERROR(IF(OR(E96=\"\",'Lives scenario - input'!$F81=\"\"),\"\",E96/'Lives scenario - input'!$F81),\"\")","v":""},{"$f":"IFERROR(IF(OR(F96=\"\",'Lives scenario - input'!$F81=\"\"),\"\",F96/'Lives scenario - input'!$F81),\"\")","v":""},{"$f":"IFERROR(IF(OR(G96=\"\",'Lives scenario - input'!$F81=\"\"),\"\",G96/'Lives scenario - input'!$F81),\"\")","v":""},{"$f":"IFERROR(IF(OR(H96=\"\",'Lives scenario - input'!$F81=\"\"),\"\",H96/'Lives scenario - input'!$F81),\"\")","v":""},{"$f":"IFERROR(IF(OR(I96=\"\",'Lives scenario - input'!$F81=\"\"),\"\",I96/'Lives scenario - input'!$F81),\"\")","v":""},{"$f":"IFERROR(IF(OR(J96=\"\",'Lives scenario - input'!$F81=\"\"),\"\",J96/'Lives scenario - input'!$F81),\"\")","v":""},{"$f":"IFERROR(IF(OR(K96=\"\",'Lives scenario - input'!$F81=\"\"),\"\",K96/'Lives scenario - input'!$F81),\"\")","v":""},{"$f":"IFERROR(IF(OR(L96=\"\",'Lives scenario - input'!$F81=\"\"),\"\",L96/'Lives scenario - input'!$F81),\"\")","v":""},{"$f":"IFERROR(IF(OR(M96=\"\",'Lives scenario - input'!$F81=\"\"),\"\",M96/'Lives scenario - input'!$F81),\"\")","v":""},{"$f":"IFERROR(IF(OR(N96=\"\",'Lives scenario - input'!$F81=\"\"),\"\",N96/'Lives scenario - input'!$F81),\"\")","v":""},{"$f":"IFERROR(IF(OR(O96=\"\",'Lives scenario - input'!$F81=\"\"),\"\",O96/'Lives scenario - input'!$F81),\"\")","v":""},{"$f":"IFERROR(IF(OR(P96=\"\",'Lives scenario - input'!$F81=\"\"),\"\",P96/'Lives scenario - input'!$F81),\"\")","v":""},{"$f":"IFERROR(IF(OR(Q96=\"\",'Lives scenario - input'!$F81=\"\"),\"\",Q96/'Lives scenario - input'!$F81),\"\")","v":""},{"$f":"IFERROR(IF(OR(R96=\"\",'Lives scenario - input'!$F81=\"\"),\"\",R96/'Lives scenario - input'!$F81),\"\")","v":""},{"$f":"IFERROR(IF(OR(S96=\"\",'Lives scenario - input'!$F81=\"\"),\"\",S96/'Lives scenario - input'!$F81),\"\")","v":""},{"$f":"IFERROR(IF(OR(T96=\"\",'Lives scenario - input'!$F81=\"\"),\"\",T96/'Lives scenario - input'!$F81),\"\")","v":""},{"$f":"IFERROR(IF(OR(U96=\"\",'Lives scenario - input'!$F81=\"\"),\"\",U96/'Lives scenario - input'!$F81),\"\")","v":""},{"$f":"IFERROR(IF(OR(V96=\"\",'Lives scenario - input'!$F81=\"\"),\"\",V96/'Lives scenario - input'!$F81),\"\")","v":""},{"$f":"IFERROR(IF(OR(W96=\"\",'Lives scenario - input'!$F81=\"\"),\"\",W96/'Lives scenario - input'!$F81),\"\")","v":""}]
[{"$f":"IFERROR('Lives scenario - input'!A82,\"\")","v":""},{"$f":"IFERROR('Lives scenario - input'!B82,\"\")","v":""},{"$f":"IFERROR('Lives scenario - input'!C82,\"\")","v":""},{"$f":"IFERROR(repcalc('Lives scenario - input'!$CX82:$GJ82,'Lives scenario - input'!$I82,'Lives scenario - input'!$G82,'Lives scenario - input'!$H82,20,TRUE,TRUE),\"\")","v":""},"","","","","","","","","","","","","","","","","","","",{"$f":"IFERROR(IF(OR(D97=\"\",'Lives scenario - input'!$F82=\"\"),\"\",D97/'Lives scenario - input'!$F82),\"\")","v":""},{"$f":"IFERROR(IF(OR(E97=\"\",'Lives scenario - input'!$F82=\"\"),\"\",E97/'Lives scenario - input'!$F82),\"\")","v":""},{"$f":"IFERROR(IF(OR(F97=\"\",'Lives scenario - input'!$F82=\"\"),\"\",F97/'Lives scenario - input'!$F82),\"\")","v":""},{"$f":"IFERROR(IF(OR(G97=\"\",'Lives scenario - input'!$F82=\"\"),\"\",G97/'Lives scenario - input'!$F82),\"\")","v":""},{"$f":"IFERROR(IF(OR(H97=\"\",'Lives scenario - input'!$F82=\"\"),\"\",H97/'Lives scenario - input'!$F82),\"\")","v":""},{"$f":"IFERROR(IF(OR(I97=\"\",'Lives scenario - input'!$F82=\"\"),\"\",I97/'Lives scenario - input'!$F82),\"\")","v":""},{"$f":"IFERROR(IF(OR(J97=\"\",'Lives scenario - input'!$F82=\"\"),\"\",J97/'Lives scenario - input'!$F82),\"\")","v":""},{"$f":"IFERROR(IF(OR(K97=\"\",'Lives scenario - input'!$F82=\"\"),\"\",K97/'Lives scenario - input'!$F82),\"\")","v":""},{"$f":"IFERROR(IF(OR(L97=\"\",'Lives scenario - input'!$F82=\"\"),\"\",L97/'Lives scenario - input'!$F82),\"\")","v":""},{"$f":"IFERROR(IF(OR(M97=\"\",'Lives scenario - input'!$F82=\"\"),\"\",M97/'Lives scenario - input'!$F82),\"\")","v":""},{"$f":"IFERROR(IF(OR(N97=\"\",'Lives scenario - input'!$F82=\"\"),\"\",N97/'Lives scenario - input'!$F82),\"\")","v":""},{"$f":"IFERROR(IF(OR(O97=\"\",'Lives scenario - input'!$F82=\"\"),\"\",O97/'Lives scenario - input'!$F82),\"\")","v":""},{"$f":"IFERROR(IF(OR(P97=\"\",'Lives scenario - input'!$F82=\"\"),\"\",P97/'Lives scenario - input'!$F82),\"\")","v":""},{"$f":"IFERROR(IF(OR(Q97=\"\",'Lives scenario - input'!$F82=\"\"),\"\",Q97/'Lives scenario - input'!$F82),\"\")","v":""},{"$f":"IFERROR(IF(OR(R97=\"\",'Lives scenario - input'!$F82=\"\"),\"\",R97/'Lives scenario - input'!$F82),\"\")","v":""},{"$f":"IFERROR(IF(OR(S97=\"\",'Lives scenario - input'!$F82=\"\"),\"\",S97/'Lives scenario - input'!$F82),\"\")","v":""},{"$f":"IFERROR(IF(OR(T97=\"\",'Lives scenario - input'!$F82=\"\"),\"\",T97/'Lives scenario - input'!$F82),\"\")","v":""},{"$f":"IFERROR(IF(OR(U97=\"\",'Lives scenario - input'!$F82=\"\"),\"\",U97/'Lives scenario - input'!$F82),\"\")","v":""},{"$f":"IFERROR(IF(OR(V97=\"\",'Lives scenario - input'!$F82=\"\"),\"\",V97/'Lives scenario - input'!$F82),\"\")","v":""},{"$f":"IFERROR(IF(OR(W97=\"\",'Lives scenario - input'!$F82=\"\"),\"\",W97/'Lives scenario - input'!$F82),\"\")","v":""}]
[{"$f":"IFERROR('Lives scenario - input'!A83,\"\")","v":""},{"$f":"IFERROR('Lives scenario - input'!B83,\"\")","v":""},{"$f":"IFERROR('Lives scenario - input'!C83,\"\")","v":""},{"$f":"IFERROR(repcalc('Lives scenario - input'!$CX83:$GJ83,'Lives scenario - input'!$I83,'Lives scenario - input'!$G83,'Lives scenario - input'!$H83,20,TRUE,TRUE),\"\")","v":""},"","","","","","","","","","","","","","","","","","","",{"$f":"IFERROR(IF(OR(D98=\"\",'Lives scenario - input'!$F83=\"\"),\"\",D98/'Lives scenario - input'!$F83),\"\")","v":""},{"$f":"IFERROR(IF(OR(E98=\"\",'Lives scenario - input'!$F83=\"\"),\"\",E98/'Lives scenario - input'!$F83),\"\")","v":""},{"$f":"IFERROR(IF(OR(F98=\"\",'Lives scenario - input'!$F83=\"\"),\"\",F98/'Lives scenario - input'!$F83),\"\")","v":""},{"$f":"IFERROR(IF(OR(G98=\"\",'Lives scenario - input'!$F83=\"\"),\"\",G98/'Lives scenario - input'!$F83),\"\")","v":""},{"$f":"IFERROR(IF(OR(H98=\"\",'Lives scenario - input'!$F83=\"\"),\"\",H98/'Lives scenario - input'!$F83),\"\")","v":""},{"$f":"IFERROR(IF(OR(I98=\"\",'Lives scenario - input'!$F83=\"\"),\"\",I98/'Lives scenario - input'!$F83),\"\")","v":""},{"$f":"IFERROR(IF(OR(J98=\"\",'Lives scenario - input'!$F83=\"\"),\"\",J98/'Lives scenario - input'!$F83),\"\")","v":""},{"$f":"IFERROR(IF(OR(K98=\"\",'Lives scenario - input'!$F83=\"\"),\"\",K98/'Lives scenario - input'!$F83),\"\")","v":""},{"$f":"IFERROR(IF(OR(L98=\"\",'Lives scenario - input'!$F83=\"\"),\"\",L98/'Lives scenario - input'!$F83),\"\")","v":""},{"$f":"IFERROR(IF(OR(M98=\"\",'Lives scenario - input'!$F83=\"\"),\"\",M98/'Lives scenario - input'!$F83),\"\")","v":""},{"$f":"IFERROR(IF(OR(N98=\"\",'Lives scenario - input'!$F83=\"\"),\"\",N98/'Lives scenario - input'!$F83),\"\")","v":""},{"$f":"IFERROR(IF(OR(O98=\"\",'Lives scenario - input'!$F83=\"\"),\"\",O98/'Lives scenario - input'!$F83),\"\")","v":""},{"$f":"IFERROR(IF(OR(P98=\"\",'Lives scenario - input'!$F83=\"\"),\"\",P98/'Lives scenario - input'!$F83),\"\")","v":""},{"$f":"IFERROR(IF(OR(Q98=\"\",'Lives scenario - input'!$F83=\"\"),\"\",Q98/'Lives scenario - input'!$F83),\"\")","v":""},{"$f":"IFERROR(IF(OR(R98=\"\",'Lives scenario - input'!$F83=\"\"),\"\",R98/'Lives scenario - input'!$F83),\"\")","v":""},{"$f":"IFERROR(IF(OR(S98=\"\",'Lives scenario - input'!$F83=\"\"),\"\",S98/'Lives scenario - input'!$F83),\"\")","v":""},{"$f":"IFERROR(IF(OR(T98=\"\",'Lives scenario - input'!$F83=\"\"),\"\",T98/'Lives scenario - input'!$F83),\"\")","v":""},{"$f":"IFERROR(IF(OR(U98=\"\",'Lives scenario - input'!$F83=\"\"),\"\",U98/'Lives scenario - input'!$F83),\"\")","v":""},{"$f":"IFERROR(IF(OR(V98=\"\",'Lives scenario - input'!$F83=\"\"),\"\",V98/'Lives scenario - input'!$F83),\"\")","v":""},{"$f":"IFERROR(IF(OR(W98=\"\",'Lives scenario - input'!$F83=\"\"),\"\",W98/'Lives scenario - input'!$F83),\"\")","v":""}]
[{"$f":"IFERROR('Lives scenario - input'!A84,\"\")","v":""},{"$f":"IFERROR('Lives scenario - input'!B84,\"\")","v":""},{"$f":"IFERROR('Lives scenario - input'!C84,\"\")","v":""},{"$f":"IFERROR(repcalc('Lives scenario - input'!$CX84:$GJ84,'Lives scenario - input'!$I84,'Lives scenario - input'!$G84,'Lives scenario - input'!$H84,20,TRUE,TRUE),\"\")","v":""},"","","","","","","","","","","","","","","","","","","",{"$f":"IFERROR(IF(OR(D99=\"\",'Lives scenario - input'!$F84=\"\"),\"\",D99/'Lives scenario - input'!$F84),\"\")","v":""},{"$f":"IFERROR(IF(OR(E99=\"\",'Lives scenario - input'!$F84=\"\"),\"\",E99/'Lives scenario - input'!$F84),\"\")","v":""},{"$f":"IFERROR(IF(OR(F99=\"\",'Lives scenario - input'!$F84=\"\"),\"\",F99/'Lives scenario - input'!$F84),\"\")","v":""},{"$f":"IFERROR(IF(OR(G99=\"\",'Lives scenario - input'!$F84=\"\"),\"\",G99/'Lives scenario - input'!$F84),\"\")","v":""},{"$f":"IFERROR(IF(OR(H99=\"\",'Lives scenario - input'!$F84=\"\"),\"\",H99/'Lives scenario - input'!$F84),\"\")","v":""},{"$f":"IFERROR(IF(OR(I99=\"\",'Lives scenario - input'!$F84=\"\"),\"\",I99/'Lives scenario - input'!$F84),\"\")","v":""},{"$f":"IFERROR(IF(OR(J99=\"\",'Lives scenario - input'!$F84=\"\"),\"\",J99/'Lives scenario - input'!$F84),\"\")","v":""},{"$f":"IFERROR(IF(OR(K99=\"\",'Lives scenario - input'!$F84=\"\"),\"\",K99/'Lives scenario - input'!$F84),\"\")","v":""},{"$f":"IFERROR(IF(OR(L99=\"\",'Lives scenario - input'!$F84=\"\"),\"\",L99/'Lives scenario - input'!$F84),\"\")","v":""},{"$f":"IFERROR(IF(OR(M99=\"\",'Lives scenario - input'!$F84=\"\"),\"\",M99/'Lives scenario - input'!$F84),\"\")","v":""},{"$f":"IFERROR(IF(OR(N99=\"\",'Lives scenario - input'!$F84=\"\"),\"\",N99/'Lives scenario - input'!$F84),\"\")","v":""},{"$f":"IFERROR(IF(OR(O99=\"\",'Lives scenario - input'!$F84=\"\"),\"\",O99/'Lives scenario - input'!$F84),\"\")","v":""},{"$f":"IFERROR(IF(OR(P99=\"\",'Lives scenario - input'!$F84=\"\"),\"\",P99/'Lives scenario - input'!$F84),\"\")","v":""},{"$f":"IFERROR(IF(OR(Q99=\"\",'Lives scenario - input'!$F84=\"\"),\"\",Q99/'Lives scenario - input'!$F84),\"\")","v":""},{"$f":"IFERROR(IF(OR(R99=\"\",'Lives scenario - input'!$F84=\"\"),\"\",R99/'Lives scenario - input'!$F84),\"\")","v":""},{"$f":"IFERROR(IF(OR(S99=\"\",'Lives scenario - input'!$F84=\"\"),\"\",S99/'Lives scenario - input'!$F84),\"\")","v":""},{"$f":"IFERROR(IF(OR(T99=\"\",'Lives scenario - input'!$F84=\"\"),\"\",T99/'Lives scenario - input'!$F84),\"\")","v":""},{"$f":"IFERROR(IF(OR(U99=\"\",'Lives scenario - input'!$F84=\"\"),\"\",U99/'Lives scenario - input'!$F84),\"\")","v":""},{"$f":"IFERROR(IF(OR(V99=\"\",'Lives scenario - input'!$F84=\"\"),\"\",V99/'Lives scenario - input'!$F84),\"\")","v":""},{"$f":"IFERROR(IF(OR(W99=\"\",'Lives scenario - input'!$F84=\"\"),\"\",W99/'Lives scenario - input'!$F84),\"\")","v":""}]
[{"$f":"IFERROR('Lives scenario - input'!A85,\"\")","v":""},{"$f":"IFERROR('Lives scenario - input'!B85,\"\")","v":""},{"$f":"IFERROR('Lives scenario - input'!C85,\"\")","v":""},{"$f":"IFERROR(repcalc('Lives scenario - input'!$CX85:$GJ85,'Lives scenario - input'!$I85,'Lives scenario - input'!$G85,'Lives scenario - input'!$H85,20,TRUE,TRUE),\"\")","v":""},"","","","","","","","","","","","","","","","","","","",{"$f":"IFERROR(IF(OR(D100=\"\",'Lives scenario - input'!$F85=\"\"),\"\",D100/'Lives scenario - input'!$F85),\"\")","v":""},{"$f":"IFERROR(IF(OR(E100=\"\",'Lives scenario - input'!$F85=\"\"),\"\",E100/'Lives scenario - input'!$F85),\"\")","v":""},{"$f":"IFERROR(IF(OR(F100=\"\",'Lives scenario - input'!$F85=\"\"),\"\",F100/'Lives scenario - input'!$F85),\"\")","v":""},{"$f":"IFERROR(IF(OR(G100=\"\",'Lives scenario - input'!$F85=\"\"),\"\",G100/'Lives scenario - input'!$F85),\"\")","v":""},{"$f":"IFERROR(IF(OR(H100=\"\",'Lives scenario - input'!$F85=\"\"),\"\",H100/'Lives scenario - input'!$F85),\"\")","v":""},{"$f":"IFERROR(IF(OR(I100=\"\",'Lives scenario - input'!$F85=\"\"),\"\",I100/'Lives scenario - input'!$F85),\"\")","v":""},{"$f":"IFERROR(IF(OR(J100=\"\",'Lives scenario - input'!$F85=\"\"),\"\",J100/'Lives scenario - input'!$F85),\"\")","v":""},{"$f":"IFERROR(IF(OR(K100=\"\",'Lives scenario - input'!$F85=\"\"),\"\",K100/'Lives scenario - input'!$F85),\"\")","v":""},{"$f":"IFERROR(IF(OR(L100=\"\",'Lives scenario - input'!$F85=\"\"),\"\",L100/'Lives scenario - input'!$F85),\"\")","v":""},{"$f":"IFERROR(IF(OR(M100=\"\",'Lives scenario - input'!$F85=\"\"),\"\",M100/'Lives scenario - input'!$F85),\"\")","v":""},{"$f":"IFERROR(IF(OR(N100=\"\",'Lives scenario - input'!$F85=\"\"),\"\",N100/'Lives scenario - input'!$F85),\"\")","v":""},{"$f":"IFERROR(IF(OR(O100=\"\",'Lives scenario - input'!$F85=\"\"),\"\",O100/'Lives scenario - input'!$F85),\"\")","v":""},{"$f":"IFERROR(IF(OR(P100=\"\",'Lives scenario - input'!$F85=\"\"),\"\",P100/'Lives scenario - input'!$F85),\"\")","v":""},{"$f":"IFERROR(IF(OR(Q100=\"\",'Lives scenario - input'!$F85=\"\"),\"\",Q100/'Lives scenario - input'!$F85),\"\")","v":""},{"$f":"IFERROR(IF(OR(R100=\"\",'Lives scenario - input'!$F85=\"\"),\"\",R100/'Lives scenario - input'!$F85),\"\")","v":""},{"$f":"IFERROR(IF(OR(S100=\"\",'Lives scenario - input'!$F85=\"\"),\"\",S100/'Lives scenario - input'!$F85),\"\")","v":""},{"$f":"IFERROR(IF(OR(T100=\"\",'Lives scenario - input'!$F85=\"\"),\"\",T100/'Lives scenario - input'!$F85),\"\")","v":""},{"$f":"IFERROR(IF(OR(U100=\"\",'Lives scenario - input'!$F85=\"\"),\"\",U100/'Lives scenario - input'!$F85),\"\")","v":""},{"$f":"IFERROR(IF(OR(V100=\"\",'Lives scenario - input'!$F85=\"\"),\"\",V100/'Lives scenario - input'!$F85),\"\")","v":""},{"$f":"IFERROR(IF(OR(W100=\"\",'Lives scenario - input'!$F85=\"\"),\"\",W100/'Lives scenario - input'!$F85),\"\")","v":""}]
[{"$f":"IFERROR('Lives scenario - input'!A86,\"\")","v":""},{"$f":"IFERROR('Lives scenario - input'!B86,\"\")","v":""},{"$f":"IFERROR('Lives scenario - input'!C86,\"\")","v":""},{"$f":"IFERROR(repcalc('Lives scenario - input'!$CX86:$GJ86,'Lives scenario - input'!$I86,'Lives scenario - input'!$G86,'Lives scenario - input'!$H86,20,TRUE,TRUE),\"\")","v":""},"","","","","","","","","","","","","","","","","","","",{"$f":"IFERROR(IF(OR(D101=\"\",'Lives scenario - input'!$F86=\"\"),\"\",D101/'Lives scenario - input'!$F86),\"\")","v":""},{"$f":"IFERROR(IF(OR(E101=\"\",'Lives scenario - input'!$F86=\"\"),\"\",E101/'Lives scenario - input'!$F86),\"\")","v":""},{"$f":"IFERROR(IF(OR(F101=\"\",'Lives scenario - input'!$F86=\"\"),\"\",F101/'Lives scenario - input'!$F86),\"\")","v":""},{"$f":"IFERROR(IF(OR(G101=\"\",'Lives scenario - input'!$F86=\"\"),\"\",G101/'Lives scenario - input'!$F86),\"\")","v":""},{"$f":"IFERROR(IF(OR(H101=\"\",'Lives scenario - input'!$F86=\"\"),\"\",H101/'Lives scenario - input'!$F86),\"\")","v":""},{"$f":"IFERROR(IF(OR(I101=\"\",'Lives scenario - input'!$F86=\"\"),\"\",I101/'Lives scenario - input'!$F86),\"\")","v":""},{"$f":"IFERROR(IF(OR(J101=\"\",'Lives scenario - input'!$F86=\"\"),\"\",J101/'Lives scenario - input'!$F86),\"\")","v":""},{"$f":"IFERROR(IF(OR(K101=\"\",'Lives scenario - input'!$F86=\"\"),\"\",K101/'Lives scenario - input'!$F86),\"\")","v":""},{"$f":"IFERROR(IF(OR(L101=\"\",'Lives scenario - input'!$F86=\"\"),\"\",L101/'Lives scenario - input'!$F86),\"\")","v":""},{"$f":"IFERROR(IF(OR(M101=\"\",'Lives scenario - input'!$F86=\"\"),\"\",M101/'Lives scenario - input'!$F86),\"\")","v":""},{"$f":"IFERROR(IF(OR(N101=\"\",'Lives scenario - input'!$F86=\"\"),\"\",N101/'Lives scenario - input'!$F86),\"\")","v":""},{"$f":"IFERROR(IF(OR(O101=\"\",'Lives scenario - input'!$F86=\"\"),\"\",O101/'Lives scenario - input'!$F86),\"\")","v":""},{"$f":"IFERROR(IF(OR(P101=\"\",'Lives scenario - input'!$F86=\"\"),\"\",P101/'Lives scenario - input'!$F86),\"\")","v":""},{"$f":"IFERROR(IF(OR(Q101=\"\",'Lives scenario - input'!$F86=\"\"),\"\",Q101/'Lives scenario - input'!$F86),\"\")","v":""},{"$f":"IFERROR(IF(OR(R101=\"\",'Lives scenario - input'!$F86=\"\"),\"\",R101/'Lives scenario - input'!$F86),\"\")","v":""},{"$f":"IFERROR(IF(OR(S101=\"\",'Lives scenario - input'!$F86=\"\"),\"\",S101/'Lives scenario - input'!$F86),\"\")","v":""},{"$f":"IFERROR(IF(OR(T101=\"\",'Lives scenario - input'!$F86=\"\"),\"\",T101/'Lives scenario - input'!$F86),\"\")","v":""},{"$f":"IFERROR(IF(OR(U101=\"\",'Lives scenario - input'!$F86=\"\"),\"\",U101/'Lives scenario - input'!$F86),\"\")","v":""},{"$f":"IFERROR(IF(OR(V101=\"\",'Lives scenario - input'!$F86=\"\"),\"\",V101/'Lives scenario - input'!$F86),\"\")","v":""},{"$f":"IFERROR(IF(OR(W101=\"\",'Lives scenario - input'!$F86=\"\"),\"\",W101/'Lives scenario - input'!$F86),\"\")","v":""}]
[{"$f":"IFERROR('Lives scenario - input'!A87,\"\")","v":""},{"$f":"IFERROR('Lives scenario - input'!B87,\"\")","v":""},{"$f":"IFERROR('Lives scenario - input'!C87,\"\")","v":""},{"$f":"IFERROR(repcalc('Lives scenario - input'!$CX87:$GJ87,'Lives scenario - input'!$I87,'Lives scenario - input'!$G87,'Lives scenario - input'!$H87,20,TRUE,TRUE),\"\")","v":""},"","","","","","","","","","","","","","","","","","","",{"$f":"IFERROR(IF(OR(D102=\"\",'Lives scenario - input'!$F87=\"\"),\"\",D102/'Lives scenario - input'!$F87),\"\")","v":""},{"$f":"IFERROR(IF(OR(E102=\"\",'Lives scenario - input'!$F87=\"\"),\"\",E102/'Lives scenario - input'!$F87),\"\")","v":""},{"$f":"IFERROR(IF(OR(F102=\"\",'Lives scenario - input'!$F87=\"\"),\"\",F102/'Lives scenario - input'!$F87),\"\")","v":""},{"$f":"IFERROR(IF(OR(G102=\"\",'Lives scenario - input'!$F87=\"\"),\"\",G102/'Lives scenario - input'!$F87),\"\")","v":""},{"$f":"IFERROR(IF(OR(H102=\"\",'Lives scenario - input'!$F87=\"\"),\"\",H102/'Lives scenario - input'!$F87),\"\")","v":""},{"$f":"IFERROR(IF(OR(I102=\"\",'Lives scenario - input'!$F87=\"\"),\"\",I102/'Lives scenario - input'!$F87),\"\")","v":""},{"$f":"IFERROR(IF(OR(J102=\"\",'Lives scenario - input'!$F87=\"\"),\"\",J102/'Lives scenario - input'!$F87),\"\")","v":""},{"$f":"IFERROR(IF(OR(K102=\"\",'Lives scenario - input'!$F87=\"\"),\"\",K102/'Lives scenario - input'!$F87),\"\")","v":""},{"$f":"IFERROR(IF(OR(L102=\"\",'Lives scenario - input'!$F87=\"\"),\"\",L102/'Lives scenario - input'!$F87),\"\")","v":""},{"$f":"IFERROR(IF(OR(M102=\"\",'Lives scenario - input'!$F87=\"\"),\"\",M102/'Lives scenario - input'!$F87),\"\")","v":""},{"$f":"IFERROR(IF(OR(N102=\"\",'Lives scenario - input'!$F87=\"\"),\"\",N102/'Lives scenario - input'!$F87),\"\")","v":""},{"$f":"IFERROR(IF(OR(O102=\"\",'Lives scenario - input'!$F87=\"\"),\"\",O102/'Lives scenario - input'!$F87),\"\")","v":""},{"$f":"IFERROR(IF(OR(P102=\"\",'Lives scenario - input'!$F87=\"\"),\"\",P102/'Lives scenario - input'!$F87),\"\")","v":""},{"$f":"IFERROR(IF(OR(Q102=\"\",'Lives scenario - input'!$F87=\"\"),\"\",Q102/'Lives scenario - input'!$F87),\"\")","v":""},{"$f":"IFERROR(IF(OR(R102=\"\",'Lives scenario - input'!$F87=\"\"),\"\",R102/'Lives scenario - input'!$F87),\"\")","v":""},{"$f":"IFERROR(IF(OR(S102=\"\",'Lives scenario - input'!$F87=\"\"),\"\",S102/'Lives scenario - input'!$F87),\"\")","v":""},{"$f":"IFERROR(IF(OR(T102=\"\",'Lives scenario - input'!$F87=\"\"),\"\",T102/'Lives scenario - input'!$F87),\"\")","v":""},{"$f":"IFERROR(IF(OR(U102=\"\",'Lives scenario - input'!$F87=\"\"),\"\",U102/'Lives scenario - input'!$F87),\"\")","v":""},{"$f":"IFERROR(IF(OR(V102=\"\",'Lives scenario - input'!$F87=\"\"),\"\",V102/'Lives scenario - input'!$F87),\"\")","v":""},{"$f":"IFERROR(IF(OR(W102=\"\",'Lives scenario - input'!$F87=\"\"),\"\",W102/'Lives scenario - input'!$F87),\"\")","v":""}]
[{"$f":"IFERROR('Lives scenario - input'!A88,\"\")","v":""},{"$f":"IFERROR('Lives scenario - input'!B88,\"\")","v":""},{"$f":"IFERROR('Lives scenario - input'!C88,\"\")","v":""},{"$f":"IFERROR(repcalc('Lives scenario - input'!$CX88:$GJ88,'Lives scenario - input'!$I88,'Lives scenario - input'!$G88,'Lives scenario - input'!$H88,20,TRUE,TRUE),\"\")","v":""},"","","","","","","","","","","","","","","","","","","",{"$f":"IFERROR(IF(OR(D103=\"\",'Lives scenario - input'!$F88=\"\"),\"\",D103/'Lives scenario - input'!$F88),\"\")","v":""},{"$f":"IFERROR(IF(OR(E103=\"\",'Lives scenario - input'!$F88=\"\"),\"\",E103/'Lives scenario - input'!$F88),\"\")","v":""},{"$f":"IFERROR(IF(OR(F103=\"\",'Lives scenario - input'!$F88=\"\"),\"\",F103/'Lives scenario - input'!$F88),\"\")","v":""},{"$f":"IFERROR(IF(OR(G103=\"\",'Lives scenario - input'!$F88=\"\"),\"\",G103/'Lives scenario - input'!$F88),\"\")","v":""},{"$f":"IFERROR(IF(OR(H103=\"\",'Lives scenario - input'!$F88=\"\"),\"\",H103/'Lives scenario - input'!$F88),\"\")","v":""},{"$f":"IFERROR(IF(OR(I103=\"\",'Lives scenario - input'!$F88=\"\"),\"\",I103/'Lives scenario - input'!$F88),\"\")","v":""},{"$f":"IFERROR(IF(OR(J103=\"\",'Lives scenario - input'!$F88=\"\"),\"\",J103/'Lives scenario - input'!$F88),\"\")","v":""},{"$f":"IFERROR(IF(OR(K103=\"\",'Lives scenario - input'!$F88=\"\"),\"\",K103/'Lives scenario - input'!$F88),\"\")","v":""},{"$f":"IFERROR(IF(OR(L103=\"\",'Lives scenario - input'!$F88=\"\"),\"\",L103/'Lives scenario - input'!$F88),\"\")","v":""},{"$f":"IFERROR(IF(OR(M103=\"\",'Lives scenario - input'!$F88=\"\"),\"\",M103/'Lives scenario - input'!$F88),\"\")","v":""},{"$f":"IFERROR(IF(OR(N103=\"\",'Lives scenario - input'!$F88=\"\"),\"\",N103/'Lives scenario - input'!$F88),\"\")","v":""},{"$f":"IFERROR(IF(OR(O103=\"\",'Lives scenario - input'!$F88=\"\"),\"\",O103/'Lives scenario - input'!$F88),\"\")","v":""},{"$f":"IFERROR(IF(OR(P103=\"\",'Lives scenario - input'!$F88=\"\"),\"\",P103/'Lives scenario - input'!$F88),\"\")","v":""},{"$f":"IFERROR(IF(OR(Q103=\"\",'Lives scenario - input'!$F88=\"\"),\"\",Q103/'Lives scenario - input'!$F88),\"\")","v":""},{"$f":"IFERROR(IF(OR(R103=\"\",'Lives scenario - input'!$F88=\"\"),\"\",R103/'Lives scenario - input'!$F88),\"\")","v":""},{"$f":"IFERROR(IF(OR(S103=\"\",'Lives scenario - input'!$F88=\"\"),\"\",S103/'Lives scenario - input'!$F88),\"\")","v":""},{"$f":"IFERROR(IF(OR(T103=\"\",'Lives scenario - input'!$F88=\"\"),\"\",T103/'Lives scenario - input'!$F88),\"\")","v":""},{"$f":"IFERROR(IF(OR(U103=\"\",'Lives scenario - input'!$F88=\"\"),\"\",U103/'Lives scenario - input'!$F88),\"\")","v":""},{"$f":"IFERROR(IF(OR(V103=\"\",'Lives scenario - input'!$F88=\"\"),\"\",V103/'Lives scenario - input'!$F88),\"\")","v":""},{"$f":"IFERROR(IF(OR(W103=\"\",'Lives scenario - input'!$F88=\"\"),\"\",W103/'Lives scenario - input'!$F88),\"\")","v":""}]
[{"$f":"IFERROR('Lives scenario - input'!A89,\"\")","v":""},{"$f":"IFERROR('Lives scenario - input'!B89,\"\")","v":""},{"$f":"IFERROR('Lives scenario - input'!C89,\"\")","v":""},{"$f":"IFERROR(repcalc('Lives scenario - input'!$CX89:$GJ89,'Lives scenario - input'!$I89,'Lives scenario - input'!$G89,'Lives scenario - input'!$H89,20,TRUE,TRUE),\"\")","v":""},"","","","","","","","","","","","","","","","","","","",{"$f":"IFERROR(IF(OR(D104=\"\",'Lives scenario - input'!$F89=\"\"),\"\",D104/'Lives scenario - input'!$F89),\"\")","v":""},{"$f":"IFERROR(IF(OR(E104=\"\",'Lives scenario - input'!$F89=\"\"),\"\",E104/'Lives scenario - input'!$F89),\"\")","v":""},{"$f":"IFERROR(IF(OR(F104=\"\",'Lives scenario - input'!$F89=\"\"),\"\",F104/'Lives scenario - input'!$F89),\"\")","v":""},{"$f":"IFERROR(IF(OR(G104=\"\",'Lives scenario - input'!$F89=\"\"),\"\",G104/'Lives scenario - input'!$F89),\"\")","v":""},{"$f":"IFERROR(IF(OR(H104=\"\",'Lives scenario - input'!$F89=\"\"),\"\",H104/'Lives scenario - input'!$F89),\"\")","v":""},{"$f":"IFERROR(IF(OR(I104=\"\",'Lives scenario - input'!$F89=\"\"),\"\",I104/'Lives scenario - input'!$F89),\"\")","v":""},{"$f":"IFERROR(IF(OR(J104=\"\",'Lives scenario - input'!$F89=\"\"),\"\",J104/'Lives scenario - input'!$F89),\"\")","v":""},{"$f":"IFERROR(IF(OR(K104=\"\",'Lives scenario - input'!$F89=\"\"),\"\",K104/'Lives scenario - input'!$F89),\"\")","v":""},{"$f":"IFERROR(IF(OR(L104=\"\",'Lives scenario - input'!$F89=\"\"),\"\",L104/'Lives scenario - input'!$F89),\"\")","v":""},{"$f":"IFERROR(IF(OR(M104=\"\",'Lives scenario - input'!$F89=\"\"),\"\",M104/'Lives scenario - input'!$F89),\"\")","v":""},{"$f":"IFERROR(IF(OR(N104=\"\",'Lives scenario - input'!$F89=\"\"),\"\",N104/'Lives scenario - input'!$F89),\"\")","v":""},{"$f":"IFERROR(IF(OR(O104=\"\",'Lives scenario - input'!$F89=\"\"),\"\",O104/'Lives scenario - input'!$F89),\"\")","v":""},{"$f":"IFERROR(IF(OR(P104=\"\",'Lives scenario - input'!$F89=\"\"),\"\",P104/'Lives scenario - input'!$F89),\"\")","v":""},{"$f":"IFERROR(IF(OR(Q104=\"\",'Lives scenario - input'!$F89=\"\"),\"\",Q104/'Lives scenario - input'!$F89),\"\")","v":""},{"$f":"IFERROR(IF(OR(R104=\"\",'Lives scenario - input'!$F89=\"\"),\"\",R104/'Lives scenario - input'!$F89),\"\")","v":""},{"$f":"IFERROR(IF(OR(S104=\"\",'Lives scenario - input'!$F89=\"\"),\"\",S104/'Lives scenario - input'!$F89),\"\")","v":""},{"$f":"IFERROR(IF(OR(T104=\"\",'Lives scenario - input'!$F89=\"\"),\"\",T104/'Lives scenario - input'!$F89),\"\")","v":""},{"$f":"IFERROR(IF(OR(U104=\"\",'Lives scenario - input'!$F89=\"\"),\"\",U104/'Lives scenario - input'!$F89),\"\")","v":""},{"$f":"IFERROR(IF(OR(V104=\"\",'Lives scenario - input'!$F89=\"\"),\"\",V104/'Lives scenario - input'!$F89),\"\")","v":""},{"$f":"IFERROR(IF(OR(W104=\"\",'Lives scenario - input'!$F89=\"\"),\"\",W104/'Lives scenario - input'!$F89),\"\")","v":""}]
[{"$f":"IFERROR('Lives scenario - input'!A90,\"\")","v":""},{"$f":"IFERROR('Lives scenario - input'!B90,\"\")","v":""},{"$f":"IFERROR('Lives scenario - input'!C90,\"\")","v":""},{"$f":"IFERROR(repcalc('Lives scenario - input'!$CX90:$GJ90,'Lives scenario - input'!$I90,'Lives scenario - input'!$G90,'Lives scenario - input'!$H90,20,TRUE,TRUE),\"\")","v":""},"","","","","","","","","","","","","","","","","","","",{"$f":"IFERROR(IF(OR(D105=\"\",'Lives scenario - input'!$F90=\"\"),\"\",D105/'Lives scenario - input'!$F90),\"\")","v":""},{"$f":"IFERROR(IF(OR(E105=\"\",'Lives scenario - input'!$F90=\"\"),\"\",E105/'Lives scenario - input'!$F90),\"\")","v":""},{"$f":"IFERROR(IF(OR(F105=\"\",'Lives scenario - input'!$F90=\"\"),\"\",F105/'Lives scenario - input'!$F90),\"\")","v":""},{"$f":"IFERROR(IF(OR(G105=\"\",'Lives scenario - input'!$F90=\"\"),\"\",G105/'Lives scenario - input'!$F90),\"\")","v":""},{"$f":"IFERROR(IF(OR(H105=\"\",'Lives scenario - input'!$F90=\"\"),\"\",H105/'Lives scenario - input'!$F90),\"\")","v":""},{"$f":"IFERROR(IF(OR(I105=\"\",'Lives scenario - input'!$F90=\"\"),\"\",I105/'Lives scenario - input'!$F90),\"\")","v":""},{"$f":"IFERROR(IF(OR(J105=\"\",'Lives scenario - input'!$F90=\"\"),\"\",J105/'Lives scenario - input'!$F90),\"\")","v":""},{"$f":"IFERROR(IF(OR(K105=\"\",'Lives scenario - input'!$F90=\"\"),\"\",K105/'Lives scenario - input'!$F90),\"\")","v":""},{"$f":"IFERROR(IF(OR(L105=\"\",'Lives scenario - input'!$F90=\"\"),\"\",L105/'Lives scenario - input'!$F90),\"\")","v":""},{"$f":"IFERROR(IF(OR(M105=\"\",'Lives scenario - input'!$F90=\"\"),\"\",M105/'Lives scenario - input'!$F90),\"\")","v":""},{"$f":"IFERROR(IF(OR(N105=\"\",'Lives scenario - input'!$F90=\"\"),\"\",N105/'Lives scenario - input'!$F90),\"\")","v":""},{"$f":"IFERROR(IF(OR(O105=\"\",'Lives scenario - input'!$F90=\"\"),\"\",O105/'Lives scenario - input'!$F90),\"\")","v":""},{"$f":"IFERROR(IF(OR(P105=\"\",'Lives scenario - input'!$F90=\"\"),\"\",P105/'Lives scenario - input'!$F90),\"\")","v":""},{"$f":"IFERROR(IF(OR(Q105=\"\",'Lives scenario - input'!$F90=\"\"),\"\",Q105/'Lives scenario - input'!$F90),\"\")","v":""},{"$f":"IFERROR(IF(OR(R105=\"\",'Lives scenario - input'!$F90=\"\"),\"\",R105/'Lives scenario - input'!$F90),\"\")","v":""},{"$f":"IFERROR(IF(OR(S105=\"\",'Lives scenario - input'!$F90=\"\"),\"\",S105/'Lives scenario - input'!$F90),\"\")","v":""},{"$f":"IFERROR(IF(OR(T105=\"\",'Lives scenario - input'!$F90=\"\"),\"\",T105/'Lives scenario - input'!$F90),\"\")","v":""},{"$f":"IFERROR(IF(OR(U105=\"\",'Lives scenario - input'!$F90=\"\"),\"\",U105/'Lives scenario - input'!$F90),\"\")","v":""},{"$f":"IFERROR(IF(OR(V105=\"\",'Lives scenario - input'!$F90=\"\"),\"\",V105/'Lives scenario - input'!$F90),\"\")","v":""},{"$f":"IFERROR(IF(OR(W105=\"\",'Lives scenario - input'!$F90=\"\"),\"\",W105/'Lives scenario - input'!$F90),\"\")","v":""}]
[{"$f":"IFERROR('Lives scenario - input'!A91,\"\")","v":""},{"$f":"IFERROR('Lives scenario - input'!B91,\"\")","v":""},{"$f":"IFERROR('Lives scenario - input'!C91,\"\")","v":""},{"$f":"IFERROR(repcalc('Lives scenario - input'!$CX91:$GJ91,'Lives scenario - input'!$I91,'Lives scenario - input'!$G91,'Lives scenario - input'!$H91,20,TRUE,TRUE),\"\")","v":""},"","","","","","","","","","","","","","","","","","","",{"$f":"IFERROR(IF(OR(D106=\"\",'Lives scenario - input'!$F91=\"\"),\"\",D106/'Lives scenario - input'!$F91),\"\")","v":""},{"$f":"IFERROR(IF(OR(E106=\"\",'Lives scenario - input'!$F91=\"\"),\"\",E106/'Lives scenario - input'!$F91),\"\")","v":""},{"$f":"IFERROR(IF(OR(F106=\"\",'Lives scenario - input'!$F91=\"\"),\"\",F106/'Lives scenario - input'!$F91),\"\")","v":""},{"$f":"IFERROR(IF(OR(G106=\"\",'Lives scenario - input'!$F91=\"\"),\"\",G106/'Lives scenario - input'!$F91),\"\")","v":""},{"$f":"IFERROR(IF(OR(H106=\"\",'Lives scenario - input'!$F91=\"\"),\"\",H106/'Lives scenario - input'!$F91),\"\")","v":""},{"$f":"IFERROR(IF(OR(I106=\"\",'Lives scenario - input'!$F91=\"\"),\"\",I106/'Lives scenario - input'!$F91),\"\")","v":""},{"$f":"IFERROR(IF(OR(J106=\"\",'Lives scenario - input'!$F91=\"\"),\"\",J106/'Lives scenario - input'!$F91),\"\")","v":""},{"$f":"IFERROR(IF(OR(K106=\"\",'Lives scenario - input'!$F91=\"\"),\"\",K106/'Lives scenario - input'!$F91),\"\")","v":""},{"$f":"IFERROR(IF(OR(L106=\"\",'Lives scenario - input'!$F91=\"\"),\"\",L106/'Lives scenario - input'!$F91),\"\")","v":""},{"$f":"IFERROR(IF(OR(M106=\"\",'Lives scenario - input'!$F91=\"\"),\"\",M106/'Lives scenario - input'!$F91),\"\")","v":""},{"$f":"IFERROR(IF(OR(N106=\"\",'Lives scenario - input'!$F91=\"\"),\"\",N106/'Lives scenario - input'!$F91),\"\")","v":""},{"$f":"IFERROR(IF(OR(O106=\"\",'Lives scenario - input'!$F91=\"\"),\"\",O106/'Lives scenario - input'!$F91),\"\")","v":""},{"$f":"IFERROR(IF(OR(P106=\"\",'Lives scenario - input'!$F91=\"\"),\"\",P106/'Lives scenario - input'!$F91),\"\")","v":""},{"$f":"IFERROR(IF(OR(Q106=\"\",'Lives scenario - input'!$F91=\"\"),\"\",Q106/'Lives scenario - input'!$F91),\"\")","v":""},{"$f":"IFERROR(IF(OR(R106=\"\",'Lives scenario - input'!$F91=\"\"),\"\",R106/'Lives scenario - input'!$F91),\"\")","v":""},{"$f":"IFERROR(IF(OR(S106=\"\",'Lives scenario - input'!$F91=\"\"),\"\",S106/'Lives scenario - input'!$F91),\"\")","v":""},{"$f":"IFERROR(IF(OR(T106=\"\",'Lives scenario - input'!$F91=\"\"),\"\",T106/'Lives scenario - input'!$F91),\"\")","v":""},{"$f":"IFERROR(IF(OR(U106=\"\",'Lives scenario - input'!$F91=\"\"),\"\",U106/'Lives scenario - input'!$F91),\"\")","v":""},{"$f":"IFERROR(IF(OR(V106=\"\",'Lives scenario - input'!$F91=\"\"),\"\",V106/'Lives scenario - input'!$F91),\"\")","v":""},{"$f":"IFERROR(IF(OR(W106=\"\",'Lives scenario - input'!$F91=\"\"),\"\",W106/'Lives scenario - input'!$F91),\"\")","v":""}]
[{"$f":"IFERROR('Lives scenario - input'!A92,\"\")","v":""},{"$f":"IFERROR('Lives scenario - input'!B92,\"\")","v":""},{"$f":"IFERROR('Lives scenario - input'!C92,\"\")","v":""},{"$f":"IFERROR(repcalc('Lives scenario - input'!$CX92:$GJ92,'Lives scenario - input'!$I92,'Lives scenario - input'!$G92,'Lives scenario - input'!$H92,20,TRUE,TRUE),\"\")","v":""},"","","","","","","","","","","","","","","","","","","",{"$f":"IFERROR(IF(OR(D107=\"\",'Lives scenario - input'!$F92=\"\"),\"\",D107/'Lives scenario - input'!$F92),\"\")","v":""},{"$f":"IFERROR(IF(OR(E107=\"\",'Lives scenario - input'!$F92=\"\"),\"\",E107/'Lives scenario - input'!$F92),\"\")","v":""},{"$f":"IFERROR(IF(OR(F107=\"\",'Lives scenario - input'!$F92=\"\"),\"\",F107/'Lives scenario - input'!$F92),\"\")","v":""},{"$f":"IFERROR(IF(OR(G107=\"\",'Lives scenario - input'!$F92=\"\"),\"\",G107/'Lives scenario - input'!$F92),\"\")","v":""},{"$f":"IFERROR(IF(OR(H107=\"\",'Lives scenario - input'!$F92=\"\"),\"\",H107/'Lives scenario - input'!$F92),\"\")","v":""},{"$f":"IFERROR(IF(OR(I107=\"\",'Lives scenario - input'!$F92=\"\"),\"\",I107/'Lives scenario - input'!$F92),\"\")","v":""},{"$f":"IFERROR(IF(OR(J107=\"\",'Lives scenario - input'!$F92=\"\"),\"\",J107/'Lives scenario - input'!$F92),\"\")","v":""},{"$f":"IFERROR(IF(OR(K107=\"\",'Lives scenario - input'!$F92=\"\"),\"\",K107/'Lives scenario - input'!$F92),\"\")","v":""},{"$f":"IFERROR(IF(OR(L107=\"\",'Lives scenario - input'!$F92=\"\"),\"\",L107/'Lives scenario - input'!$F92),\"\")","v":""},{"$f":"IFERROR(IF(OR(M107=\"\",'Lives scenario - input'!$F92=\"\"),\"\",M107/'Lives scenario - input'!$F92),\"\")","v":""},{"$f":"IFERROR(IF(OR(N107=\"\",'Lives scenario - input'!$F92=\"\"),\"\",N107/'Lives scenario - input'!$F92),\"\")","v":""},{"$f":"IFERROR(IF(OR(O107=\"\",'Lives scenario - input'!$F92=\"\"),\"\",O107/'Lives scenario - input'!$F92),\"\")","v":""},{"$f":"IFERROR(IF(OR(P107=\"\",'Lives scenario - input'!$F92=\"\"),\"\",P107/'Lives scenario - input'!$F92),\"\")","v":""},{"$f":"IFERROR(IF(OR(Q107=\"\",'Lives scenario - input'!$F92=\"\"),\"\",Q107/'Lives scenario - input'!$F92),\"\")","v":""},{"$f":"IFERROR(IF(OR(R107=\"\",'Lives scenario - input'!$F92=\"\"),\"\",R107/'Lives scenario - input'!$F92),\"\")","v":""},{"$f":"IFERROR(IF(OR(S107=\"\",'Lives scenario - input'!$F92=\"\"),\"\",S107/'Lives scenario - input'!$F92),\"\")","v":""},{"$f":"IFERROR(IF(OR(T107=\"\",'Lives scenario - input'!$F92=\"\"),\"\",T107/'Lives scenario - input'!$F92),\"\")","v":""},{"$f":"IFERROR(IF(OR(U107=\"\",'Lives scenario - input'!$F92=\"\"),\"\",U107/'Lives scenario - input'!$F92),\"\")","v":""},{"$f":"IFERROR(IF(OR(V107=\"\",'Lives scenario - input'!$F92=\"\"),\"\",V107/'Lives scenario - input'!$F92),\"\")","v":""},{"$f":"IFERROR(IF(OR(W107=\"\",'Lives scenario - input'!$F92=\"\"),\"\",W107/'Lives scenario - input'!$F92),\"\")","v":""}]
[{"$f":"IFERROR('Lives scenario - input'!A93,\"\")","v":""},{"$f":"IFERROR('Lives scenario - input'!B93,\"\")","v":""},{"$f":"IFERROR('Lives scenario - input'!C93,\"\")","v":""},{"$f":"IFERROR(repcalc('Lives scenario - input'!$CX93:$GJ93,'Lives scenario - input'!$I93,'Lives scenario - input'!$G93,'Lives scenario - input'!$H93,20,TRUE,TRUE),\"\")","v":""},"","","","","","","","","","","","","","","","","","","",{"$f":"IFERROR(IF(OR(D108=\"\",'Lives scenario - input'!$F93=\"\"),\"\",D108/'Lives scenario - input'!$F93),\"\")","v":""},{"$f":"IFERROR(IF(OR(E108=\"\",'Lives scenario - input'!$F93=\"\"),\"\",E108/'Lives scenario - input'!$F93),\"\")","v":""},{"$f":"IFERROR(IF(OR(F108=\"\",'Lives scenario - input'!$F93=\"\"),\"\",F108/'Lives scenario - input'!$F93),\"\")","v":""},{"$f":"IFERROR(IF(OR(G108=\"\",'Lives scenario - input'!$F93=\"\"),\"\",G108/'Lives scenario - input'!$F93),\"\")","v":""},{"$f":"IFERROR(IF(OR(H108=\"\",'Lives scenario - input'!$F93=\"\"),\"\",H108/'Lives scenario - input'!$F93),\"\")","v":""},{"$f":"IFERROR(IF(OR(I108=\"\",'Lives scenario - input'!$F93=\"\"),\"\",I108/'Lives scenario - input'!$F93),\"\")","v":""},{"$f":"IFERROR(IF(OR(J108=\"\",'Lives scenario - input'!$F93=\"\"),\"\",J108/'Lives scenario - input'!$F93),\"\")","v":""},{"$f":"IFERROR(IF(OR(K108=\"\",'Lives scenario - input'!$F93=\"\"),\"\",K108/'Lives scenario - input'!$F93),\"\")","v":""},{"$f":"IFERROR(IF(OR(L108=\"\",'Lives scenario - input'!$F93=\"\"),\"\",L108/'Lives scenario - input'!$F93),\"\")","v":""},{"$f":"IFERROR(IF(OR(M108=\"\",'Lives scenario - input'!$F93=\"\"),\"\",M108/'Lives scenario - input'!$F93),\"\")","v":""},{"$f":"IFERROR(IF(OR(N108=\"\",'Lives scenario - input'!$F93=\"\"),\"\",N108/'Lives scenario - input'!$F93),\"\")","v":""},{"$f":"IFERROR(IF(OR(O108=\"\",'Lives scenario - input'!$F93=\"\"),\"\",O108/'Lives scenario - input'!$F93),\"\")","v":""},{"$f":"IFERROR(IF(OR(P108=\"\",'Lives scenario - input'!$F93=\"\"),\"\",P108/'Lives scenario - input'!$F93),\"\")","v":""},{"$f":"IFERROR(IF(OR(Q108=\"\",'Lives scenario - input'!$F93=\"\"),\"\",Q108/'Lives scenario - input'!$F93),\"\")","v":""},{"$f":"IFERROR(IF(OR(R108=\"\",'Lives scenario - input'!$F93=\"\"),\"\",R108/'Lives scenario - input'!$F93),\"\")","v":""},{"$f":"IFERROR(IF(OR(S108=\"\",'Lives scenario - input'!$F93=\"\"),\"\",S108/'Lives scenario - input'!$F93),\"\")","v":""},{"$f":"IFERROR(IF(OR(T108=\"\",'Lives scenario - input'!$F93=\"\"),\"\",T108/'Lives scenario - input'!$F93),\"\")","v":""},{"$f":"IFERROR(IF(OR(U108=\"\",'Lives scenario - input'!$F93=\"\"),\"\",U108/'Lives scenario - input'!$F93),\"\")","v":""},{"$f":"IFERROR(IF(OR(V108=\"\",'Lives scenario - input'!$F93=\"\"),\"\",V108/'Lives scenario - input'!$F93),\"\")","v":""},{"$f":"IFERROR(IF(OR(W108=\"\",'Lives scenario - input'!$F93=\"\"),\"\",W108/'Lives scenario - input'!$F93),\"\")","v":""}]
[{"$f":"IFERROR('Lives scenario - input'!A94,\"\")","v":""},{"$f":"IFERROR('Lives scenario - input'!B94,\"\")","v":""},{"$f":"IFERROR('Lives scenario - input'!C94,\"\")","v":""},{"$f":"IFERROR(repcalc('Lives scenario - input'!$CX94:$GJ94,'Lives scenario - input'!$I94,'Lives scenario - input'!$G94,'Lives scenario - input'!$H94,20,TRUE,TRUE),\"\")","v":""},"","","","","","","","","","","","","","","","","","","",{"$f":"IFERROR(IF(OR(D109=\"\",'Lives scenario - input'!$F94=\"\"),\"\",D109/'Lives scenario - input'!$F94),\"\")","v":""},{"$f":"IFERROR(IF(OR(E109=\"\",'Lives scenario - input'!$F94=\"\"),\"\",E109/'Lives scenario - input'!$F94),\"\")","v":""},{"$f":"IFERROR(IF(OR(F109=\"\",'Lives scenario - input'!$F94=\"\"),\"\",F109/'Lives scenario - input'!$F94),\"\")","v":""},{"$f":"IFERROR(IF(OR(G109=\"\",'Lives scenario - input'!$F94=\"\"),\"\",G109/'Lives scenario - input'!$F94),\"\")","v":""},{"$f":"IFERROR(IF(OR(H109=\"\",'Lives scenario - input'!$F94=\"\"),\"\",H109/'Lives scenario - input'!$F94),\"\")","v":""},{"$f":"IFERROR(IF(OR(I109=\"\",'Lives scenario - input'!$F94=\"\"),\"\",I109/'Lives scenario - input'!$F94),\"\")","v":""},{"$f":"IFERROR(IF(OR(J109=\"\",'Lives scenario - input'!$F94=\"\"),\"\",J109/'Lives scenario - input'!$F94),\"\")","v":""},{"$f":"IFERROR(IF(OR(K109=\"\",'Lives scenario - input'!$F94=\"\"),\"\",K109/'Lives scenario - input'!$F94),\"\")","v":""},{"$f":"IFERROR(IF(OR(L109=\"\",'Lives scenario - input'!$F94=\"\"),\"\",L109/'Lives scenario - input'!$F94),\"\")","v":""},{"$f":"IFERROR(IF(OR(M109=\"\",'Lives scenario - input'!$F94=\"\"),\"\",M109/'Lives scenario - input'!$F94),\"\")","v":""},{"$f":"IFERROR(IF(OR(N109=\"\",'Lives scenario - input'!$F94=\"\"),\"\",N109/'Lives scenario - input'!$F94),\"\")","v":""},{"$f":"IFERROR(IF(OR(O109=\"\",'Lives scenario - input'!$F94=\"\"),\"\",O109/'Lives scenario - input'!$F94),\"\")","v":""},{"$f":"IFERROR(IF(OR(P109=\"\",'Lives scenario - input'!$F94=\"\"),\"\",P109/'Lives scenario - input'!$F94),\"\")","v":""},{"$f":"IFERROR(IF(OR(Q109=\"\",'Lives scenario - input'!$F94=\"\"),\"\",Q109/'Lives scenario - input'!$F94),\"\")","v":""},{"$f":"IFERROR(IF(OR(R109=\"\",'Lives scenario - input'!$F94=\"\"),\"\",R109/'Lives scenario - input'!$F94),\"\")","v":""},{"$f":"IFERROR(IF(OR(S109=\"\",'Lives scenario - input'!$F94=\"\"),\"\",S109/'Lives scenario - input'!$F94),\"\")","v":""},{"$f":"IFERROR(IF(OR(T109=\"\",'Lives scenario - input'!$F94=\"\"),\"\",T109/'Lives scenario - input'!$F94),\"\")","v":""},{"$f":"IFERROR(IF(OR(U109=\"\",'Lives scenario - input'!$F94=\"\"),\"\",U109/'Lives scenario - input'!$F94),\"\")","v":""},{"$f":"IFERROR(IF(OR(V109=\"\",'Lives scenario - input'!$F94=\"\"),\"\",V109/'Lives scenario - input'!$F94),\"\")","v":""},{"$f":"IFERROR(IF(OR(W109=\"\",'Lives scenario - input'!$F94=\"\"),\"\",W109/'Lives scenario - input'!$F94),\"\")","v":""}]
[{"$f":"IFERROR('Lives scenario - input'!A95,\"\")","v":""},{"$f":"IFERROR('Lives scenario - input'!B95,\"\")","v":""},{"$f":"IFERROR('Lives scenario - input'!C95,\"\")","v":""},{"$f":"IFERROR(repcalc('Lives scenario - input'!$CX95:$GJ95,'Lives scenario - input'!$I95,'Lives scenario - input'!$G95,'Lives scenario - input'!$H95,20,TRUE,TRUE),\"\")","v":""},"","","","","","","","","","","","","","","","","","","",{"$f":"IFERROR(IF(OR(D110=\"\",'Lives scenario - input'!$F95=\"\"),\"\",D110/'Lives scenario - input'!$F95),\"\")","v":""},{"$f":"IFERROR(IF(OR(E110=\"\",'Lives scenario - input'!$F95=\"\"),\"\",E110/'Lives scenario - input'!$F95),\"\")","v":""},{"$f":"IFERROR(IF(OR(F110=\"\",'Lives scenario - input'!$F95=\"\"),\"\",F110/'Lives scenario - input'!$F95),\"\")","v":""},{"$f":"IFERROR(IF(OR(G110=\"\",'Lives scenario - input'!$F95=\"\"),\"\",G110/'Lives scenario - input'!$F95),\"\")","v":""},{"$f":"IFERROR(IF(OR(H110=\"\",'Lives scenario - input'!$F95=\"\"),\"\",H110/'Lives scenario - input'!$F95),\"\")","v":""},{"$f":"IFERROR(IF(OR(I110=\"\",'Lives scenario - input'!$F95=\"\"),\"\",I110/'Lives scenario - input'!$F95),\"\")","v":""},{"$f":"IFERROR(IF(OR(J110=\"\",'Lives scenario - input'!$F95=\"\"),\"\",J110/'Lives scenario - input'!$F95),\"\")","v":""},{"$f":"IFERROR(IF(OR(K110=\"\",'Lives scenario - input'!$F95=\"\"),\"\",K110/'Lives scenario - input'!$F95),\"\")","v":""},{"$f":"IFERROR(IF(OR(L110=\"\",'Lives scenario - input'!$F95=\"\"),\"\",L110/'Lives scenario - input'!$F95),\"\")","v":""},{"$f":"IFERROR(IF(OR(M110=\"\",'Lives scenario - input'!$F95=\"\"),\"\",M110/'Lives scenario - input'!$F95),\"\")","v":""},{"$f":"IFERROR(IF(OR(N110=\"\",'Lives scenario - input'!$F95=\"\"),\"\",N110/'Lives scenario - input'!$F95),\"\")","v":""},{"$f":"IFERROR(IF(OR(O110=\"\",'Lives scenario - input'!$F95=\"\"),\"\",O110/'Lives scenario - input'!$F95),\"\")","v":""},{"$f":"IFERROR(IF(OR(P110=\"\",'Lives scenario - input'!$F95=\"\"),\"\",P110/'Lives scenario - input'!$F95),\"\")","v":""},{"$f":"IFERROR(IF(OR(Q110=\"\",'Lives scenario - input'!$F95=\"\"),\"\",Q110/'Lives scenario - input'!$F95),\"\")","v":""},{"$f":"IFERROR(IF(OR(R110=\"\",'Lives scenario - input'!$F95=\"\"),\"\",R110/'Lives scenario - input'!$F95),\"\")","v":""},{"$f":"IFERROR(IF(OR(S110=\"\",'Lives scenario - input'!$F95=\"\"),\"\",S110/'Lives scenario - input'!$F95),\"\")","v":""},{"$f":"IFERROR(IF(OR(T110=\"\",'Lives scenario - input'!$F95=\"\"),\"\",T110/'Lives scenario - input'!$F95),\"\")","v":""},{"$f":"IFERROR(IF(OR(U110=\"\",'Lives scenario - input'!$F95=\"\"),\"\",U110/'Lives scenario - input'!$F95),\"\")","v":""},{"$f":"IFERROR(IF(OR(V110=\"\",'Lives scenario - input'!$F95=\"\"),\"\",V110/'Lives scenario - input'!$F95),\"\")","v":""},{"$f":"IFERROR(IF(OR(W110=\"\",'Lives scenario - input'!$F95=\"\"),\"\",W110/'Lives scenario - input'!$F95),\"\")","v":""}]
[{"$f":"IFERROR('Lives scenario - input'!A96,\"\")","v":""},{"$f":"IFERROR('Lives scenario - input'!B96,\"\")","v":""},{"$f":"IFERROR('Lives scenario - input'!C96,\"\")","v":""},{"$f":"IFERROR(repcalc('Lives scenario - input'!$CX96:$GJ96,'Lives scenario - input'!$I96,'Lives scenario - input'!$G96,'Lives scenario - input'!$H96,20,TRUE,TRUE),\"\")","v":""},"","","","","","","","","","","","","","","","","","","",{"$f":"IFERROR(IF(OR(D111=\"\",'Lives scenario - input'!$F96=\"\"),\"\",D111/'Lives scenario - input'!$F96),\"\")","v":""},{"$f":"IFERROR(IF(OR(E111=\"\",'Lives scenario - input'!$F96=\"\"),\"\",E111/'Lives scenario - input'!$F96),\"\")","v":""},{"$f":"IFERROR(IF(OR(F111=\"\",'Lives scenario - input'!$F96=\"\"),\"\",F111/'Lives scenario - input'!$F96),\"\")","v":""},{"$f":"IFERROR(IF(OR(G111=\"\",'Lives scenario - input'!$F96=\"\"),\"\",G111/'Lives scenario - input'!$F96),\"\")","v":""},{"$f":"IFERROR(IF(OR(H111=\"\",'Lives scenario - input'!$F96=\"\"),\"\",H111/'Lives scenario - input'!$F96),\"\")","v":""},{"$f":"IFERROR(IF(OR(I111=\"\",'Lives scenario - input'!$F96=\"\"),\"\",I111/'Lives scenario - input'!$F96),\"\")","v":""},{"$f":"IFERROR(IF(OR(J111=\"\",'Lives scenario - input'!$F96=\"\"),\"\",J111/'Lives scenario - input'!$F96),\"\")","v":""},{"$f":"IFERROR(IF(OR(K111=\"\",'Lives scenario - input'!$F96=\"\"),\"\",K111/'Lives scenario - input'!$F96),\"\")","v":""},{"$f":"IFERROR(IF(OR(L111=\"\",'Lives scenario - input'!$F96=\"\"),\"\",L111/'Lives scenario - input'!$F96),\"\")","v":""},{"$f":"IFERROR(IF(OR(M111=\"\",'Lives scenario - input'!$F96=\"\"),\"\",M111/'Lives scenario - input'!$F96),\"\")","v":""},{"$f":"IFERROR(IF(OR(N111=\"\",'Lives scenario - input'!$F96=\"\"),\"\",N111/'Lives scenario - input'!$F96),\"\")","v":""},{"$f":"IFERROR(IF(OR(O111=\"\",'Lives scenario - input'!$F96=\"\"),\"\",O111/'Lives scenario - input'!$F96),\"\")","v":""},{"$f":"IFERROR(IF(OR(P111=\"\",'Lives scenario - input'!$F96=\"\"),\"\",P111/'Lives scenario - input'!$F96),\"\")","v":""},{"$f":"IFERROR(IF(OR(Q111=\"\",'Lives scenario - input'!$F96=\"\"),\"\",Q111/'Lives scenario - input'!$F96),\"\")","v":""},{"$f":"IFERROR(IF(OR(R111=\"\",'Lives scenario - input'!$F96=\"\"),\"\",R111/'Lives scenario - input'!$F96),\"\")","v":""},{"$f":"IFERROR(IF(OR(S111=\"\",'Lives scenario - input'!$F96=\"\"),\"\",S111/'Lives scenario - input'!$F96),\"\")","v":""},{"$f":"IFERROR(IF(OR(T111=\"\",'Lives scenario - input'!$F96=\"\"),\"\",T111/'Lives scenario - input'!$F96),\"\")","v":""},{"$f":"IFERROR(IF(OR(U111=\"\",'Lives scenario - input'!$F96=\"\"),\"\",U111/'Lives scenario - input'!$F96),\"\")","v":""},{"$f":"IFERROR(IF(OR(V111=\"\",'Lives scenario - input'!$F96=\"\"),\"\",V111/'Lives scenario - input'!$F96),\"\")","v":""},{"$f":"IFERROR(IF(OR(W111=\"\",'Lives scenario - input'!$F96=\"\"),\"\",W111/'Lives scenario - input'!$F96),\"\")","v":""}]
[{"$f":"IFERROR('Lives scenario - input'!A97,\"\")","v":""},{"$f":"IFERROR('Lives scenario - input'!B97,\"\")","v":""},{"$f":"IFERROR('Lives scenario - input'!C97,\"\")","v":""},{"$f":"IFERROR(repcalc('Lives scenario - input'!$CX97:$GJ97,'Lives scenario - input'!$I97,'Lives scenario - input'!$G97,'Lives scenario - input'!$H97,20,TRUE,TRUE),\"\")","v":""},"","","","","","","","","","","","","","","","","","","",{"$f":"IFERROR(IF(OR(D112=\"\",'Lives scenario - input'!$F97=\"\"),\"\",D112/'Lives scenario - input'!$F97),\"\")","v":""},{"$f":"IFERROR(IF(OR(E112=\"\",'Lives scenario - input'!$F97=\"\"),\"\",E112/'Lives scenario - input'!$F97),\"\")","v":""},{"$f":"IFERROR(IF(OR(F112=\"\",'Lives scenario - input'!$F97=\"\"),\"\",F112/'Lives scenario - input'!$F97),\"\")","v":""},{"$f":"IFERROR(IF(OR(G112=\"\",'Lives scenario - input'!$F97=\"\"),\"\",G112/'Lives scenario - input'!$F97),\"\")","v":""},{"$f":"IFERROR(IF(OR(H112=\"\",'Lives scenario - input'!$F97=\"\"),\"\",H112/'Lives scenario - input'!$F97),\"\")","v":""},{"$f":"IFERROR(IF(OR(I112=\"\",'Lives scenario - input'!$F97=\"\"),\"\",I112/'Lives scenario - input'!$F97),\"\")","v":""},{"$f":"IFERROR(IF(OR(J112=\"\",'Lives scenario - input'!$F97=\"\"),\"\",J112/'Lives scenario - input'!$F97),\"\")","v":""},{"$f":"IFERROR(IF(OR(K112=\"\",'Lives scenario - input'!$F97=\"\"),\"\",K112/'Lives scenario - input'!$F97),\"\")","v":""},{"$f":"IFERROR(IF(OR(L112=\"\",'Lives scenario - input'!$F97=\"\"),\"\",L112/'Lives scenario - input'!$F97),\"\")","v":""},{"$f":"IFERROR(IF(OR(M112=\"\",'Lives scenario - input'!$F97=\"\"),\"\",M112/'Lives scenario - input'!$F97),\"\")","v":""},{"$f":"IFERROR(IF(OR(N112=\"\",'Lives scenario - input'!$F97=\"\"),\"\",N112/'Lives scenario - input'!$F97),\"\")","v":""},{"$f":"IFERROR(IF(OR(O112=\"\",'Lives scenario - input'!$F97=\"\"),\"\",O112/'Lives scenario - input'!$F97),\"\")","v":""},{"$f":"IFERROR(IF(OR(P112=\"\",'Lives scenario - input'!$F97=\"\"),\"\",P112/'Lives scenario - input'!$F97),\"\")","v":""},{"$f":"IFERROR(IF(OR(Q112=\"\",'Lives scenario - input'!$F97=\"\"),\"\",Q112/'Lives scenario - input'!$F97),\"\")","v":""},{"$f":"IFERROR(IF(OR(R112=\"\",'Lives scenario - input'!$F97=\"\"),\"\",R112/'Lives scenario - input'!$F97),\"\")","v":""},{"$f":"IFERROR(IF(OR(S112=\"\",'Lives scenario - input'!$F97=\"\"),\"\",S112/'Lives scenario - input'!$F97),\"\")","v":""},{"$f":"IFERROR(IF(OR(T112=\"\",'Lives scenario - input'!$F97=\"\"),\"\",T112/'Lives scenario - input'!$F97),\"\")","v":""},{"$f":"IFERROR(IF(OR(U112=\"\",'Lives scenario - input'!$F97=\"\"),\"\",U112/'Lives scenario - input'!$F97),\"\")","v":""},{"$f":"IFERROR(IF(OR(V112=\"\",'Lives scenario - input'!$F97=\"\"),\"\",V112/'Lives scenario - input'!$F97),\"\")","v":""},{"$f":"IFERROR(IF(OR(W112=\"\",'Lives scenario - input'!$F97=\"\"),\"\",W112/'Lives scenario - input'!$F97),\"\")","v":""}]
[{"$f":"IFERROR('Lives scenario - input'!A98,\"\")","v":""},{"$f":"IFERROR('Lives scenario - input'!B98,\"\")","v":""},{"$f":"IFERROR('Lives scenario - input'!C98,\"\")","v":""},{"$f":"IFERROR(repcalc('Lives scenario - input'!$CX98:$GJ98,'Lives scenario - input'!$I98,'Lives scenario - input'!$G98,'Lives scenario - input'!$H98,20,TRUE,TRUE),\"\")","v":""},"","","","","","","","","","","","","","","","","","","",{"$f":"IFERROR(IF(OR(D113=\"\",'Lives scenario - input'!$F98=\"\"),\"\",D113/'Lives scenario - input'!$F98),\"\")","v":""},{"$f":"IFERROR(IF(OR(E113=\"\",'Lives scenario - input'!$F98=\"\"),\"\",E113/'Lives scenario - input'!$F98),\"\")","v":""},{"$f":"IFERROR(IF(OR(F113=\"\",'Lives scenario - input'!$F98=\"\"),\"\",F113/'Lives scenario - input'!$F98),\"\")","v":""},{"$f":"IFERROR(IF(OR(G113=\"\",'Lives scenario - input'!$F98=\"\"),\"\",G113/'Lives scenario - input'!$F98),\"\")","v":""},{"$f":"IFERROR(IF(OR(H113=\"\",'Lives scenario - input'!$F98=\"\"),\"\",H113/'Lives scenario - input'!$F98),\"\")","v":""},{"$f":"IFERROR(IF(OR(I113=\"\",'Lives scenario - input'!$F98=\"\"),\"\",I113/'Lives scenario - input'!$F98),\"\")","v":""},{"$f":"IFERROR(IF(OR(J113=\"\",'Lives scenario - input'!$F98=\"\"),\"\",J113/'Lives scenario - input'!$F98),\"\")","v":""},{"$f":"IFERROR(IF(OR(K113=\"\",'Lives scenario - input'!$F98=\"\"),\"\",K113/'Lives scenario - input'!$F98),\"\")","v":""},{"$f":"IFERROR(IF(OR(L113=\"\",'Lives scenario - input'!$F98=\"\"),\"\",L113/'Lives scenario - input'!$F98),\"\")","v":""},{"$f":"IFERROR(IF(OR(M113=\"\",'Lives scenario - input'!$F98=\"\"),\"\",M113/'Lives scenario - input'!$F98),\"\")","v":""},{"$f":"IFERROR(IF(OR(N113=\"\",'Lives scenario - input'!$F98=\"\"),\"\",N113/'Lives scenario - input'!$F98),\"\")","v":""},{"$f":"IFERROR(IF(OR(O113=\"\",'Lives scenario - input'!$F98=\"\"),\"\",O113/'Lives scenario - input'!$F98),\"\")","v":""},{"$f":"IFERROR(IF(OR(P113=\"\",'Lives scenario - input'!$F98=\"\"),\"\",P113/'Lives scenario - input'!$F98),\"\")","v":""},{"$f":"IFERROR(IF(OR(Q113=\"\",'Lives scenario - input'!$F98=\"\"),\"\",Q113/'Lives scenario - input'!$F98),\"\")","v":""},{"$f":"IFERROR(IF(OR(R113=\"\",'Lives scenario - input'!$F98=\"\"),\"\",R113/'Lives scenario - input'!$F98),\"\")","v":""},{"$f":"IFERROR(IF(OR(S113=\"\",'Lives scenario - input'!$F98=\"\"),\"\",S113/'Lives scenario - input'!$F98),\"\")","v":""},{"$f":"IFERROR(IF(OR(T113=\"\",'Lives scenario - input'!$F98=\"\"),\"\",T113/'Lives scenario - input'!$F98),\"\")","v":""},{"$f":"IFERROR(IF(OR(U113=\"\",'Lives scenario - input'!$F98=\"\"),\"\",U113/'Lives scenario - input'!$F98),\"\")","v":""},{"$f":"IFERROR(IF(OR(V113=\"\",'Lives scenario - input'!$F98=\"\"),\"\",V113/'Lives scenario - input'!$F98),\"\")","v":""},{"$f":"IFERROR(IF(OR(W113=\"\",'Lives scenario - input'!$F98=\"\"),\"\",W113/'Lives scenario - input'!$F98),\"\")","v":""}]
[{"$f":"IFERROR('Lives scenario - input'!A99,\"\")","v":""},{"$f":"IFERROR('Lives scenario - input'!B99,\"\")","v":""},{"$f":"IFERROR('Lives scenario - input'!C99,\"\")","v":""},{"$f":"IFERROR(repcalc('Lives scenario - input'!$CX99:$GJ99,'Lives scenario - input'!$I99,'Lives scenario - input'!$G99,'Lives scenario - input'!$H99,20,TRUE,TRUE),\"\")","v":""},"","","","","","","","","","","","","","","","","","","",{"$f":"IFERROR(IF(OR(D114=\"\",'Lives scenario - input'!$F99=\"\"),\"\",D114/'Lives scenario - input'!$F99),\"\")","v":""},{"$f":"IFERROR(IF(OR(E114=\"\",'Lives scenario - input'!$F99=\"\"),\"\",E114/'Lives scenario - input'!$F99),\"\")","v":""},{"$f":"IFERROR(IF(OR(F114=\"\",'Lives scenario - input'!$F99=\"\"),\"\",F114/'Lives scenario - input'!$F99),\"\")","v":""},{"$f":"IFERROR(IF(OR(G114=\"\",'Lives scenario - input'!$F99=\"\"),\"\",G114/'Lives scenario - input'!$F99),\"\")","v":""},{"$f":"IFERROR(IF(OR(H114=\"\",'Lives scenario - input'!$F99=\"\"),\"\",H114/'Lives scenario - input'!$F99),\"\")","v":""},{"$f":"IFERROR(IF(OR(I114=\"\",'Lives scenario - input'!$F99=\"\"),\"\",I114/'Lives scenario - input'!$F99),\"\")","v":""},{"$f":"IFERROR(IF(OR(J114=\"\",'Lives scenario - input'!$F99=\"\"),\"\",J114/'Lives scenario - input'!$F99),\"\")","v":""},{"$f":"IFERROR(IF(OR(K114=\"\",'Lives scenario - input'!$F99=\"\"),\"\",K114/'Lives scenario - input'!$F99),\"\")","v":""},{"$f":"IFERROR(IF(OR(L114=\"\",'Lives scenario - input'!$F99=\"\"),\"\",L114/'Lives scenario - input'!$F99),\"\")","v":""},{"$f":"IFERROR(IF(OR(M114=\"\",'Lives scenario - input'!$F99=\"\"),\"\",M114/'Lives scenario - input'!$F99),\"\")","v":""},{"$f":"IFERROR(IF(OR(N114=\"\",'Lives scenario - input'!$F99=\"\"),\"\",N114/'Lives scenario - input'!$F99),\"\")","v":""},{"$f":"IFERROR(IF(OR(O114=\"\",'Lives scenario - input'!$F99=\"\"),\"\",O114/'Lives scenario - input'!$F99),\"\")","v":""},{"$f":"IFERROR(IF(OR(P114=\"\",'Lives scenario - input'!$F99=\"\"),\"\",P114/'Lives scenario - input'!$F99),\"\")","v":""},{"$f":"IFERROR(IF(OR(Q114=\"\",'Lives scenario - input'!$F99=\"\"),\"\",Q114/'Lives scenario - input'!$F99),\"\")","v":""},{"$f":"IFERROR(IF(OR(R114=\"\",'Lives scenario - input'!$F99=\"\"),\"\",R114/'Lives scenario - input'!$F99),\"\")","v":""},{"$f":"IFERROR(IF(OR(S114=\"\",'Lives scenario - input'!$F99=\"\"),\"\",S114/'Lives scenario - input'!$F99),\"\")","v":""},{"$f":"IFERROR(IF(OR(T114=\"\",'Lives scenario - input'!$F99=\"\"),\"\",T114/'Lives scenario - input'!$F99),\"\")","v":""},{"$f":"IFERROR(IF(OR(U114=\"\",'Lives scenario - input'!$F99=\"\"),\"\",U114/'Lives scenario - input'!$F99),\"\")","v":""},{"$f":"IFERROR(IF(OR(V114=\"\",'Lives scenario - input'!$F99=\"\"),\"\",V114/'Lives scenario - input'!$F99),\"\")","v":""},{"$f":"IFERROR(IF(OR(W114=\"\",'Lives scenario - input'!$F99=\"\"),\"\",W114/'Lives scenario - input'!$F99),\"\")","v":""}]
[{"$f":"IFERROR('Lives scenario - input'!A100,\"\")","v":""},{"$f":"IFERROR('Lives scenario - input'!B100,\"\")","v":""},{"$f":"IFERROR('Lives scenario - input'!C100,\"\")","v":""},{"$f":"IFERROR(repcalc('Lives scenario - input'!$CX100:$GJ100,'Lives scenario - input'!$I100,'Lives scenario - input'!$G100,'Lives scenario - input'!$H100,20,TRUE,TRUE),\"\")","v":""},"","","","","","","","","","","","","","","","","","","",{"$f":"IFERROR(IF(OR(D115=\"\",'Lives scenario - input'!$F100=\"\"),\"\",D115/'Lives scenario - input'!$F100),\"\")","v":""},{"$f":"IFERROR(IF(OR(E115=\"\",'Lives scenario - input'!$F100=\"\"),\"\",E115/'Lives scenario - input'!$F100),\"\")","v":""},{"$f":"IFERROR(IF(OR(F115=\"\",'Lives scenario - input'!$F100=\"\"),\"\",F115/'Lives scenario - input'!$F100),\"\")","v":""},{"$f":"IFERROR(IF(OR(G115=\"\",'Lives scenario - input'!$F100=\"\"),\"\",G115/'Lives scenario - input'!$F100),\"\")","v":""},{"$f":"IFERROR(IF(OR(H115=\"\",'Lives scenario - input'!$F100=\"\"),\"\",H115/'Lives scenario - input'!$F100),\"\")","v":""},{"$f":"IFERROR(IF(OR(I115=\"\",'Lives scenario - input'!$F100=\"\"),\"\",I115/'Lives scenario - input'!$F100),\"\")","v":""},{"$f":"IFERROR(IF(OR(J115=\"\",'Lives scenario - input'!$F100=\"\"),\"\",J115/'Lives scenario - input'!$F100),\"\")","v":""},{"$f":"IFERROR(IF(OR(K115=\"\",'Lives scenario - input'!$F100=\"\"),\"\",K115/'Lives scenario - input'!$F100),\"\")","v":""},{"$f":"IFERROR(IF(OR(L115=\"\",'Lives scenario - input'!$F100=\"\"),\"\",L115/'Lives scenario - input'!$F100),\"\")","v":""},{"$f":"IFERROR(IF(OR(M115=\"\",'Lives scenario - input'!$F100=\"\"),\"\",M115/'Lives scenario - input'!$F100),\"\")","v":""},{"$f":"IFERROR(IF(OR(N115=\"\",'Lives scenario - input'!$F100=\"\"),\"\",N115/'Lives scenario - input'!$F100),\"\")","v":""},{"$f":"IFERROR(IF(OR(O115=\"\",'Lives scenario - input'!$F100=\"\"),\"\",O115/'Lives scenario - input'!$F100),\"\")","v":""},{"$f":"IFERROR(IF(OR(P115=\"\",'Lives scenario - input'!$F100=\"\"),\"\",P115/'Lives scenario - input'!$F100),\"\")","v":""},{"$f":"IFERROR(IF(OR(Q115=\"\",'Lives scenario - input'!$F100=\"\"),\"\",Q115/'Lives scenario - input'!$F100),\"\")","v":""},{"$f":"IFERROR(IF(OR(R115=\"\",'Lives scenario - input'!$F100=\"\"),\"\",R115/'Lives scenario - input'!$F100),\"\")","v":""},{"$f":"IFERROR(IF(OR(S115=\"\",'Lives scenario - input'!$F100=\"\"),\"\",S115/'Lives scenario - input'!$F100),\"\")","v":""},{"$f":"IFERROR(IF(OR(T115=\"\",'Lives scenario - input'!$F100=\"\"),\"\",T115/'Lives scenario - input'!$F100),\"\")","v":""},{"$f":"IFERROR(IF(OR(U115=\"\",'Lives scenario - input'!$F100=\"\"),\"\",U115/'Lives scenario - input'!$F100),\"\")","v":""},{"$f":"IFERROR(IF(OR(V115=\"\",'Lives scenario - input'!$F100=\"\"),\"\",V115/'Lives scenario - input'!$F100),\"\")","v":""},{"$f":"IFERROR(IF(OR(W115=\"\",'Lives scenario - input'!$F100=\"\"),\"\",W115/'Lives scenario - input'!$F100),\"\")","v":""}]
[{"$f":"IFERROR('Lives scenario - input'!A101,\"\")","v":""},{"$f":"IFERROR('Lives scenario - input'!B101,\"\")","v":""},{"$f":"IFERROR('Lives scenario - input'!C101,\"\")","v":""},{"$f":"IFERROR(repcalc('Lives scenario - input'!$CX101:$GJ101,'Lives scenario - input'!$I101,'Lives scenario - input'!$G101,'Lives scenario - input'!$H101,20,TRUE,TRUE),\"\")","v":""},"","","","","","","","","","","","","","","","","","","",{"$f":"IFERROR(IF(OR(D116=\"\",'Lives scenario - input'!$F101=\"\"),\"\",D116/'Lives scenario - input'!$F101),\"\")","v":""},{"$f":"IFERROR(IF(OR(E116=\"\",'Lives scenario - input'!$F101=\"\"),\"\",E116/'Lives scenario - input'!$F101),\"\")","v":""},{"$f":"IFERROR(IF(OR(F116=\"\",'Lives scenario - input'!$F101=\"\"),\"\",F116/'Lives scenario - input'!$F101),\"\")","v":""},{"$f":"IFERROR(IF(OR(G116=\"\",'Lives scenario - input'!$F101=\"\"),\"\",G116/'Lives scenario - input'!$F101),\"\")","v":""},{"$f":"IFERROR(IF(OR(H116=\"\",'Lives scenario - input'!$F101=\"\"),\"\",H116/'Lives scenario - input'!$F101),\"\")","v":""},{"$f":"IFERROR(IF(OR(I116=\"\",'Lives scenario - input'!$F101=\"\"),\"\",I116/'Lives scenario - input'!$F101),\"\")","v":""},{"$f":"IFERROR(IF(OR(J116=\"\",'Lives scenario - input'!$F101=\"\"),\"\",J116/'Lives scenario - input'!$F101),\"\")","v":""},{"$f":"IFERROR(IF(OR(K116=\"\",'Lives scenario - input'!$F101=\"\"),\"\",K116/'Lives scenario - input'!$F101),\"\")","v":""},{"$f":"IFERROR(IF(OR(L116=\"\",'Lives scenario - input'!$F101=\"\"),\"\",L116/'Lives scenario - input'!$F101),\"\")","v":""},{"$f":"IFERROR(IF(OR(M116=\"\",'Lives scenario - input'!$F101=\"\"),\"\",M116/'Lives scenario - input'!$F101),\"\")","v":""},{"$f":"IFERROR(IF(OR(N116=\"\",'Lives scenario - input'!$F101=\"\"),\"\",N116/'Lives scenario - input'!$F101),\"\")","v":""},{"$f":"IFERROR(IF(OR(O116=\"\",'Lives scenario - input'!$F101=\"\"),\"\",O116/'Lives scenario - input'!$F101),\"\")","v":""},{"$f":"IFERROR(IF(OR(P116=\"\",'Lives scenario - input'!$F101=\"\"),\"\",P116/'Lives scenario - input'!$F101),\"\")","v":""},{"$f":"IFERROR(IF(OR(Q116=\"\",'Lives scenario - input'!$F101=\"\"),\"\",Q116/'Lives scenario - input'!$F101),\"\")","v":""},{"$f":"IFERROR(IF(OR(R116=\"\",'Lives scenario - input'!$F101=\"\"),\"\",R116/'Lives scenario - input'!$F101),\"\")","v":""},{"$f":"IFERROR(IF(OR(S116=\"\",'Lives scenario - input'!$F101=\"\"),\"\",S116/'Lives scenario - input'!$F101),\"\")","v":""},{"$f":"IFERROR(IF(OR(T116=\"\",'Lives scenario - input'!$F101=\"\"),\"\",T116/'Lives scenario - input'!$F101),\"\")","v":""},{"$f":"IFERROR(IF(OR(U116=\"\",'Lives scenario - input'!$F101=\"\"),\"\",U116/'Lives scenario - input'!$F101),\"\")","v":""},{"$f":"IFERROR(IF(OR(V116=\"\",'Lives scenario - input'!$F101=\"\"),\"\",V116/'Lives scenario - input'!$F101),\"\")","v":""},{"$f":"IFERROR(IF(OR(W116=\"\",'Lives scenario - input'!$F101=\"\"),\"\",W116/'Lives scenario - input'!$F101),\"\")","v":""}]
[{"$f":"IFERROR('Lives scenario - input'!A102,\"\")","v":""},{"$f":"IFERROR('Lives scenario - input'!B102,\"\")","v":""},{"$f":"IFERROR('Lives scenario - input'!C102,\"\")","v":""},{"$f":"IFERROR(repcalc('Lives scenario - input'!$CX102:$GJ102,'Lives scenario - input'!$I102,'Lives scenario - input'!$G102,'Lives scenario - input'!$H102,20,TRUE,TRUE),\"\")","v":""},"","","","","","","","","","","","","","","","","","","",{"$f":"IFERROR(IF(OR(D117=\"\",'Lives scenario - input'!$F102=\"\"),\"\",D117/'Lives scenario - input'!$F102),\"\")","v":""},{"$f":"IFERROR(IF(OR(E117=\"\",'Lives scenario - input'!$F102=\"\"),\"\",E117/'Lives scenario - input'!$F102),\"\")","v":""},{"$f":"IFERROR(IF(OR(F117=\"\",'Lives scenario - input'!$F102=\"\"),\"\",F117/'Lives scenario - input'!$F102),\"\")","v":""},{"$f":"IFERROR(IF(OR(G117=\"\",'Lives scenario - input'!$F102=\"\"),\"\",G117/'Lives scenario - input'!$F102),\"\")","v":""},{"$f":"IFERROR(IF(OR(H117=\"\",'Lives scenario - input'!$F102=\"\"),\"\",H117/'Lives scenario - input'!$F102),\"\")","v":""},{"$f":"IFERROR(IF(OR(I117=\"\",'Lives scenario - input'!$F102=\"\"),\"\",I117/'Lives scenario - input'!$F102),\"\")","v":""},{"$f":"IFERROR(IF(OR(J117=\"\",'Lives scenario - input'!$F102=\"\"),\"\",J117/'Lives scenario - input'!$F102),\"\")","v":""},{"$f":"IFERROR(IF(OR(K117=\"\",'Lives scenario - input'!$F102=\"\"),\"\",K117/'Lives scenario - input'!$F102),\"\")","v":""},{"$f":"IFERROR(IF(OR(L117=\"\",'Lives scenario - input'!$F102=\"\"),\"\",L117/'Lives scenario - input'!$F102),\"\")","v":""},{"$f":"IFERROR(IF(OR(M117=\"\",'Lives scenario - input'!$F102=\"\"),\"\",M117/'Lives scenario - input'!$F102),\"\")","v":""},{"$f":"IFERROR(IF(OR(N117=\"\",'Lives scenario - input'!$F102=\"\"),\"\",N117/'Lives scenario - input'!$F102),\"\")","v":""},{"$f":"IFERROR(IF(OR(O117=\"\",'Lives scenario - input'!$F102=\"\"),\"\",O117/'Lives scenario - input'!$F102),\"\")","v":""},{"$f":"IFERROR(IF(OR(P117=\"\",'Lives scenario - input'!$F102=\"\"),\"\",P117/'Lives scenario - input'!$F102),\"\")","v":""},{"$f":"IFERROR(IF(OR(Q117=\"\",'Lives scenario - input'!$F102=\"\"),\"\",Q117/'Lives scenario - input'!$F102),\"\")","v":""},{"$f":"IFERROR(IF(OR(R117=\"\",'Lives scenario - input'!$F102=\"\"),\"\",R117/'Lives scenario - input'!$F102),\"\")","v":""},{"$f":"IFERROR(IF(OR(S117=\"\",'Lives scenario - input'!$F102=\"\"),\"\",S117/'Lives scenario - input'!$F102),\"\")","v":""},{"$f":"IFERROR(IF(OR(T117=\"\",'Lives scenario - input'!$F102=\"\"),\"\",T117/'Lives scenario - input'!$F102),\"\")","v":""},{"$f":"IFERROR(IF(OR(U117=\"\",'Lives scenario - input'!$F102=\"\"),\"\",U117/'Lives scenario - input'!$F102),\"\")","v":""},{"$f":"IFERROR(IF(OR(V117=\"\",'Lives scenario - input'!$F102=\"\"),\"\",V117/'Lives scenario - input'!$F102),\"\")","v":""},{"$f":"IFERROR(IF(OR(W117=\"\",'Lives scenario - input'!$F102=\"\"),\"\",W117/'Lives scenario - input'!$F102),\"\")","v":""}]
[{"$f":"IFERROR('Lives scenario - input'!A103,\"\")","v":""},{"$f":"IFERROR('Lives scenario - input'!B103,\"\")","v":""},{"$f":"IFERROR('Lives scenario - input'!C103,\"\")","v":""},{"$f":"IFERROR(repcalc('Lives scenario - input'!$CX103:$GJ103,'Lives scenario - input'!$I103,'Lives scenario - input'!$G103,'Lives scenario - input'!$H103,20,TRUE,TRUE),\"\")","v":""},"","","","","","","","","","","","","","","","","","","",{"$f":"IFERROR(IF(OR(D118=\"\",'Lives scenario - input'!$F103=\"\"),\"\",D118/'Lives scenario - input'!$F103),\"\")","v":""},{"$f":"IFERROR(IF(OR(E118=\"\",'Lives scenario - input'!$F103=\"\"),\"\",E118/'Lives scenario - input'!$F103),\"\")","v":""},{"$f":"IFERROR(IF(OR(F118=\"\",'Lives scenario - input'!$F103=\"\"),\"\",F118/'Lives scenario - input'!$F103),\"\")","v":""},{"$f":"IFERROR(IF(OR(G118=\"\",'Lives scenario - input'!$F103=\"\"),\"\",G118/'Lives scenario - input'!$F103),\"\")","v":""},{"$f":"IFERROR(IF(OR(H118=\"\",'Lives scenario - input'!$F103=\"\"),\"\",H118/'Lives scenario - input'!$F103),\"\")","v":""},{"$f":"IFERROR(IF(OR(I118=\"\",'Lives scenario - input'!$F103=\"\"),\"\",I118/'Lives scenario - input'!$F103),\"\")","v":""},{"$f":"IFERROR(IF(OR(J118=\"\",'Lives scenario - input'!$F103=\"\"),\"\",J118/'Lives scenario - input'!$F103),\"\")","v":""},{"$f":"IFERROR(IF(OR(K118=\"\",'Lives scenario - input'!$F103=\"\"),\"\",K118/'Lives scenario - input'!$F103),\"\")","v":""},{"$f":"IFERROR(IF(OR(L118=\"\",'Lives scenario - input'!$F103=\"\"),\"\",L118/'Lives scenario - input'!$F103),\"\")","v":""},{"$f":"IFERROR(IF(OR(M118=\"\",'Lives scenario - input'!$F103=\"\"),\"\",M118/'Lives scenario - input'!$F103),\"\")","v":""},{"$f":"IFERROR(IF(OR(N118=\"\",'Lives scenario - input'!$F103=\"\"),\"\",N118/'Lives scenario - input'!$F103),\"\")","v":""},{"$f":"IFERROR(IF(OR(O118=\"\",'Lives scenario - input'!$F103=\"\"),\"\",O118/'Lives scenario - input'!$F103),\"\")","v":""},{"$f":"IFERROR(IF(OR(P118=\"\",'Lives scenario - input'!$F103=\"\"),\"\",P118/'Lives scenario - input'!$F103),\"\")","v":""},{"$f":"IFERROR(IF(OR(Q118=\"\",'Lives scenario - input'!$F103=\"\"),\"\",Q118/'Lives scenario - input'!$F103),\"\")","v":""},{"$f":"IFERROR(IF(OR(R118=\"\",'Lives scenario - input'!$F103=\"\"),\"\",R118/'Lives scenario - input'!$F103),\"\")","v":""},{"$f":"IFERROR(IF(OR(S118=\"\",'Lives scenario - input'!$F103=\"\"),\"\",S118/'Lives scenario - input'!$F103),\"\")","v":""},{"$f":"IFERROR(IF(OR(T118=\"\",'Lives scenario - input'!$F103=\"\"),\"\",T118/'Lives scenario - input'!$F103),\"\")","v":""},{"$f":"IFERROR(IF(OR(U118=\"\",'Lives scenario - input'!$F103=\"\"),\"\",U118/'Lives scenario - input'!$F103),\"\")","v":""},{"$f":"IFERROR(IF(OR(V118=\"\",'Lives scenario - input'!$F103=\"\"),\"\",V118/'Lives scenario - input'!$F103),\"\")","v":""},{"$f":"IFERROR(IF(OR(W118=\"\",'Lives scenario - input'!$F103=\"\"),\"\",W118/'Lives scenario - input'!$F103),\"\")","v":""}]
[{"$f":"IFERROR('Lives scenario - input'!A104,\"\")","v":""},{"$f":"IFERROR('Lives scenario - input'!B104,\"\")","v":""},{"$f":"IFERROR('Lives scenario - input'!C104,\"\")","v":""},{"$f":"IFERROR(repcalc('Lives scenario - input'!$CX104:$GJ104,'Lives scenario - input'!$I104,'Lives scenario - input'!$G104,'Lives scenario - input'!$H104,20,TRUE,TRUE),\"\")","v":""},"","","","","","","","","","","","","","","","","","","",{"$f":"IFERROR(IF(OR(D119=\"\",'Lives scenario - input'!$F104=\"\"),\"\",D119/'Lives scenario - input'!$F104),\"\")","v":""},{"$f":"IFERROR(IF(OR(E119=\"\",'Lives scenario - input'!$F104=\"\"),\"\",E119/'Lives scenario - input'!$F104),\"\")","v":""},{"$f":"IFERROR(IF(OR(F119=\"\",'Lives scenario - input'!$F104=\"\"),\"\",F119/'Lives scenario - input'!$F104),\"\")","v":""},{"$f":"IFERROR(IF(OR(G119=\"\",'Lives scenario - input'!$F104=\"\"),\"\",G119/'Lives scenario - input'!$F104),\"\")","v":""},{"$f":"IFERROR(IF(OR(H119=\"\",'Lives scenario - input'!$F104=\"\"),\"\",H119/'Lives scenario - input'!$F104),\"\")","v":""},{"$f":"IFERROR(IF(OR(I119=\"\",'Lives scenario - input'!$F104=\"\"),\"\",I119/'Lives scenario - input'!$F104),\"\")","v":""},{"$f":"IFERROR(IF(OR(J119=\"\",'Lives scenario - input'!$F104=\"\"),\"\",J119/'Lives scenario - input'!$F104),\"\")","v":""},{"$f":"IFERROR(IF(OR(K119=\"\",'Lives scenario - input'!$F104=\"\"),\"\",K119/'Lives scenario - input'!$F104),\"\")","v":""},{"$f":"IFERROR(IF(OR(L119=\"\",'Lives scenario - input'!$F104=\"\"),\"\",L119/'Lives scenario - input'!$F104),\"\")","v":""},{"$f":"IFERROR(IF(OR(M119=\"\",'Lives scenario - input'!$F104=\"\"),\"\",M119/'Lives scenario - input'!$F104),\"\")","v":""},{"$f":"IFERROR(IF(OR(N119=\"\",'Lives scenario - input'!$F104=\"\"),\"\",N119/'Lives scenario - input'!$F104),\"\")","v":""},{"$f":"IFERROR(IF(OR(O119=\"\",'Lives scenario - input'!$F104=\"\"),\"\",O119/'Lives scenario - input'!$F104),\"\")","v":""},{"$f":"IFERROR(IF(OR(P119=\"\",'Lives scenario - input'!$F104=\"\"),\"\",P119/'Lives scenario - input'!$F104),\"\")","v":""},{"$f":"IFERROR(IF(OR(Q119=\"\",'Lives scenario - input'!$F104=\"\"),\"\",Q119/'Lives scenario - input'!$F104),\"\")","v":""},{"$f":"IFERROR(IF(OR(R119=\"\",'Lives scenario - input'!$F104=\"\"),\"\",R119/'Lives scenario - input'!$F104),\"\")","v":""},{"$f":"IFERROR(IF(OR(S119=\"\",'Lives scenario - input'!$F104=\"\"),\"\",S119/'Lives scenario - input'!$F104),\"\")","v":""},{"$f":"IFERROR(IF(OR(T119=\"\",'Lives scenario - input'!$F104=\"\"),\"\",T119/'Lives scenario - input'!$F104),\"\")","v":""},{"$f":"IFERROR(IF(OR(U119=\"\",'Lives scenario - input'!$F104=\"\"),\"\",U119/'Lives scenario - input'!$F104),\"\")","v":""},{"$f":"IFERROR(IF(OR(V119=\"\",'Lives scenario - input'!$F104=\"\"),\"\",V119/'Lives scenario - input'!$F104),\"\")","v":""},{"$f":"IFERROR(IF(OR(W119=\"\",'Lives scenario - input'!$F104=\"\"),\"\",W119/'Lives scenario - input'!$F104),\"\")","v":""}]
[{"$f":"IFERROR('Lives scenario - input'!A105,\"\")","v":""},{"$f":"IFERROR('Lives scenario - input'!B105,\"\")","v":""},{"$f":"IFERROR('Lives scenario - input'!C105,\"\")","v":""},{"$f":"IFERROR(repcalc('Lives scenario - input'!$CX105:$GJ105,'Lives scenario - input'!$I105,'Lives scenario - input'!$G105,'Lives scenario - input'!$H105,20,TRUE,TRUE),\"\")","v":""},"","","","","","","","","","","","","","","","","","","",{"$f":"IFERROR(IF(OR(D120=\"\",'Lives scenario - input'!$F105=\"\"),\"\",D120/'Lives scenario - input'!$F105),\"\")","v":""},{"$f":"IFERROR(IF(OR(E120=\"\",'Lives scenario - input'!$F105=\"\"),\"\",E120/'Lives scenario - input'!$F105),\"\")","v":""},{"$f":"IFERROR(IF(OR(F120=\"\",'Lives scenario - input'!$F105=\"\"),\"\",F120/'Lives scenario - input'!$F105),\"\")","v":""},{"$f":"IFERROR(IF(OR(G120=\"\",'Lives scenario - input'!$F105=\"\"),\"\",G120/'Lives scenario - input'!$F105),\"\")","v":""},{"$f":"IFERROR(IF(OR(H120=\"\",'Lives scenario - input'!$F105=\"\"),\"\",H120/'Lives scenario - input'!$F105),\"\")","v":""},{"$f":"IFERROR(IF(OR(I120=\"\",'Lives scenario - input'!$F105=\"\"),\"\",I120/'Lives scenario - input'!$F105),\"\")","v":""},{"$f":"IFERROR(IF(OR(J120=\"\",'Lives scenario - input'!$F105=\"\"),\"\",J120/'Lives scenario - input'!$F105),\"\")","v":""},{"$f":"IFERROR(IF(OR(K120=\"\",'Lives scenario - input'!$F105=\"\"),\"\",K120/'Lives scenario - input'!$F105),\"\")","v":""},{"$f":"IFERROR(IF(OR(L120=\"\",'Lives scenario - input'!$F105=\"\"),\"\",L120/'Lives scenario - input'!$F105),\"\")","v":""},{"$f":"IFERROR(IF(OR(M120=\"\",'Lives scenario - input'!$F105=\"\"),\"\",M120/'Lives scenario - input'!$F105),\"\")","v":""},{"$f":"IFERROR(IF(OR(N120=\"\",'Lives scenario - input'!$F105=\"\"),\"\",N120/'Lives scenario - input'!$F105),\"\")","v":""},{"$f":"IFERROR(IF(OR(O120=\"\",'Lives scenario - input'!$F105=\"\"),\"\",O120/'Lives scenario - input'!$F105),\"\")","v":""},{"$f":"IFERROR(IF(OR(P120=\"\",'Lives scenario - input'!$F105=\"\"),\"\",P120/'Lives scenario - input'!$F105),\"\")","v":""},{"$f":"IFERROR(IF(OR(Q120=\"\",'Lives scenario - input'!$F105=\"\"),\"\",Q120/'Lives scenario - input'!$F105),\"\")","v":""},{"$f":"IFERROR(IF(OR(R120=\"\",'Lives scenario - input'!$F105=\"\"),\"\",R120/'Lives scenario - input'!$F105),\"\")","v":""},{"$f":"IFERROR(IF(OR(S120=\"\",'Lives scenario - input'!$F105=\"\"),\"\",S120/'Lives scenario - input'!$F105),\"\")","v":""},{"$f":"IFERROR(IF(OR(T120=\"\",'Lives scenario - input'!$F105=\"\"),\"\",T120/'Lives scenario - input'!$F105),\"\")","v":""},{"$f":"IFERROR(IF(OR(U120=\"\",'Lives scenario - input'!$F105=\"\"),\"\",U120/'Lives scenario - input'!$F105),\"\")","v":""},{"$f":"IFERROR(IF(OR(V120=\"\",'Lives scenario - input'!$F105=\"\"),\"\",V120/'Lives scenario - input'!$F105),\"\")","v":""},{"$f":"IFERROR(IF(OR(W120=\"\",'Lives scenario - input'!$F105=\"\"),\"\",W120/'Lives scenario - input'!$F105),\"\")","v":""}]
[{"$f":"IFERROR('Lives scenario - input'!A106,\"\")","v":""},{"$f":"IFERROR('Lives scenario - input'!B106,\"\")","v":""},{"$f":"IFERROR('Lives scenario - input'!C106,\"\")","v":""},{"$f":"IFERROR(repcalc('Lives scenario - input'!$CX106:$GJ106,'Lives scenario - input'!$I106,'Lives scenario - input'!$G106,'Lives scenario - input'!$H106,20,TRUE,TRUE),\"\")","v":""},"","","","","","","","","","","","","","","","","","","",{"$f":"IFERROR(IF(OR(D121=\"\",'Lives scenario - input'!$F106=\"\"),\"\",D121/'Lives scenario - input'!$F106),\"\")","v":""},{"$f":"IFERROR(IF(OR(E121=\"\",'Lives scenario - input'!$F106=\"\"),\"\",E121/'Lives scenario - input'!$F106),\"\")","v":""},{"$f":"IFERROR(IF(OR(F121=\"\",'Lives scenario - input'!$F106=\"\"),\"\",F121/'Lives scenario - input'!$F106),\"\")","v":""},{"$f":"IFERROR(IF(OR(G121=\"\",'Lives scenario - input'!$F106=\"\"),\"\",G121/'Lives scenario - input'!$F106),\"\")","v":""},{"$f":"IFERROR(IF(OR(H121=\"\",'Lives scenario - input'!$F106=\"\"),\"\",H121/'Lives scenario - input'!$F106),\"\")","v":""},{"$f":"IFERROR(IF(OR(I121=\"\",'Lives scenario - input'!$F106=\"\"),\"\",I121/'Lives scenario - input'!$F106),\"\")","v":""},{"$f":"IFERROR(IF(OR(J121=\"\",'Lives scenario - input'!$F106=\"\"),\"\",J121/'Lives scenario - input'!$F106),\"\")","v":""},{"$f":"IFERROR(IF(OR(K121=\"\",'Lives scenario - input'!$F106=\"\"),\"\",K121/'Lives scenario - input'!$F106),\"\")","v":""},{"$f":"IFERROR(IF(OR(L121=\"\",'Lives scenario - input'!$F106=\"\"),\"\",L121/'Lives scenario - input'!$F106),\"\")","v":""},{"$f":"IFERROR(IF(OR(M121=\"\",'Lives scenario - input'!$F106=\"\"),\"\",M121/'Lives scenario - input'!$F106),\"\")","v":""},{"$f":"IFERROR(IF(OR(N121=\"\",'Lives scenario - input'!$F106=\"\"),\"\",N121/'Lives scenario - input'!$F106),\"\")","v":""},{"$f":"IFERROR(IF(OR(O121=\"\",'Lives scenario - input'!$F106=\"\"),\"\",O121/'Lives scenario - input'!$F106),\"\")","v":""},{"$f":"IFERROR(IF(OR(P121=\"\",'Lives scenario - input'!$F106=\"\"),\"\",P121/'Lives scenario - input'!$F106),\"\")","v":""},{"$f":"IFERROR(IF(OR(Q121=\"\",'Lives scenario - input'!$F106=\"\"),\"\",Q121/'Lives scenario - input'!$F106),\"\")","v":""},{"$f":"IFERROR(IF(OR(R121=\"\",'Lives scenario - input'!$F106=\"\"),\"\",R121/'Lives scenario - input'!$F106),\"\")","v":""},{"$f":"IFERROR(IF(OR(S121=\"\",'Lives scenario - input'!$F106=\"\"),\"\",S121/'Lives scenario - input'!$F106),\"\")","v":""},{"$f":"IFERROR(IF(OR(T121=\"\",'Lives scenario - input'!$F106=\"\"),\"\",T121/'Lives scenario - input'!$F106),\"\")","v":""},{"$f":"IFERROR(IF(OR(U121=\"\",'Lives scenario - input'!$F106=\"\"),\"\",U121/'Lives scenario - input'!$F106),\"\")","v":""},{"$f":"IFERROR(IF(OR(V121=\"\",'Lives scenario - input'!$F106=\"\"),\"\",V121/'Lives scenario - input'!$F106),\"\")","v":""},{"$f":"IFERROR(IF(OR(W121=\"\",'Lives scenario - input'!$F106=\"\"),\"\",W121/'Lives scenario - input'!$F106),\"\")","v":""}]
[{"$f":"IFERROR('Lives scenario - input'!A107,\"\")","v":""},{"$f":"IFERROR('Lives scenario - input'!B107,\"\")","v":""},{"$f":"IFERROR('Lives scenario - input'!C107,\"\")","v":""},{"$f":"IFERROR(repcalc('Lives scenario - input'!$CX107:$GJ107,'Lives scenario - input'!$I107,'Lives scenario - input'!$G107,'Lives scenario - input'!$H107,20,TRUE,TRUE),\"\")","v":""},"","","","","","","","","","","","","","","","","","","",{"$f":"IFERROR(IF(OR(D122=\"\",'Lives scenario - input'!$F107=\"\"),\"\",D122/'Lives scenario - input'!$F107),\"\")","v":""},{"$f":"IFERROR(IF(OR(E122=\"\",'Lives scenario - input'!$F107=\"\"),\"\",E122/'Lives scenario - input'!$F107),\"\")","v":""},{"$f":"IFERROR(IF(OR(F122=\"\",'Lives scenario - input'!$F107=\"\"),\"\",F122/'Lives scenario - input'!$F107),\"\")","v":""},{"$f":"IFERROR(IF(OR(G122=\"\",'Lives scenario - input'!$F107=\"\"),\"\",G122/'Lives scenario - input'!$F107),\"\")","v":""},{"$f":"IFERROR(IF(OR(H122=\"\",'Lives scenario - input'!$F107=\"\"),\"\",H122/'Lives scenario - input'!$F107),\"\")","v":""},{"$f":"IFERROR(IF(OR(I122=\"\",'Lives scenario - input'!$F107=\"\"),\"\",I122/'Lives scenario - input'!$F107),\"\")","v":""},{"$f":"IFERROR(IF(OR(J122=\"\",'Lives scenario - input'!$F107=\"\"),\"\",J122/'Lives scenario - input'!$F107),\"\")","v":""},{"$f":"IFERROR(IF(OR(K122=\"\",'Lives scenario - input'!$F107=\"\"),\"\",K122/'Lives scenario - input'!$F107),\"\")","v":""},{"$f":"IFERROR(IF(OR(L122=\"\",'Lives scenario - input'!$F107=\"\"),\"\",L122/'Lives scenario - input'!$F107),\"\")","v":""},{"$f":"IFERROR(IF(OR(M122=\"\",'Lives scenario - input'!$F107=\"\"),\"\",M122/'Lives scenario - input'!$F107),\"\")","v":""},{"$f":"IFERROR(IF(OR(N122=\"\",'Lives scenario - input'!$F107=\"\"),\"\",N122/'Lives scenario - input'!$F107),\"\")","v":""},{"$f":"IFERROR(IF(OR(O122=\"\",'Lives scenario - input'!$F107=\"\"),\"\",O122/'Lives scenario - input'!$F107),\"\")","v":""},{"$f":"IFERROR(IF(OR(P122=\"\",'Lives scenario - input'!$F107=\"\"),\"\",P122/'Lives scenario - input'!$F107),\"\")","v":""},{"$f":"IFERROR(IF(OR(Q122=\"\",'Lives scenario - input'!$F107=\"\"),\"\",Q122/'Lives scenario - input'!$F107),\"\")","v":""},{"$f":"IFERROR(IF(OR(R122=\"\",'Lives scenario - input'!$F107=\"\"),\"\",R122/'Lives scenario - input'!$F107),\"\")","v":""},{"$f":"IFERROR(IF(OR(S122=\"\",'Lives scenario - input'!$F107=\"\"),\"\",S122/'Lives scenario - input'!$F107),\"\")","v":""},{"$f":"IFERROR(IF(OR(T122=\"\",'Lives scenario - input'!$F107=\"\"),\"\",T122/'Lives scenario - input'!$F107),\"\")","v":""},{"$f":"IFERROR(IF(OR(U122=\"\",'Lives scenario - input'!$F107=\"\"),\"\",U122/'Lives scenario - input'!$F107),\"\")","v":""},{"$f":"IFERROR(IF(OR(V122=\"\",'Lives scenario - input'!$F107=\"\"),\"\",V122/'Lives scenario - input'!$F107),\"\")","v":""},{"$f":"IFERROR(IF(OR(W122=\"\",'Lives scenario - input'!$F107=\"\"),\"\",W122/'Lives scenario - input'!$F107),\"\")","v":""}]
[{"$f":"IFERROR('Lives scenario - input'!A108,\"\")","v":""},{"$f":"IFERROR('Lives scenario - input'!B108,\"\")","v":""},{"$f":"IFERROR('Lives scenario - input'!C108,\"\")","v":""},{"$f":"IFERROR(repcalc('Lives scenario - input'!$CX108:$GJ108,'Lives scenario - input'!$I108,'Lives scenario - input'!$G108,'Lives scenario - input'!$H108,20,TRUE,TRUE),\"\")","v":""},"","","","","","","","","","","","","","","","","","","",{"$f":"IFERROR(IF(OR(D123=\"\",'Lives scenario - input'!$F108=\"\"),\"\",D123/'Lives scenario - input'!$F108),\"\")","v":""},{"$f":"IFERROR(IF(OR(E123=\"\",'Lives scenario - input'!$F108=\"\"),\"\",E123/'Lives scenario - input'!$F108),\"\")","v":""},{"$f":"IFERROR(IF(OR(F123=\"\",'Lives scenario - input'!$F108=\"\"),\"\",F123/'Lives scenario - input'!$F108),\"\")","v":""},{"$f":"IFERROR(IF(OR(G123=\"\",'Lives scenario - input'!$F108=\"\"),\"\",G123/'Lives scenario - input'!$F108),\"\")","v":""},{"$f":"IFERROR(IF(OR(H123=\"\",'Lives scenario - input'!$F108=\"\"),\"\",H123/'Lives scenario - input'!$F108),\"\")","v":""},{"$f":"IFERROR(IF(OR(I123=\"\",'Lives scenario - input'!$F108=\"\"),\"\",I123/'Lives scenario - input'!$F108),\"\")","v":""},{"$f":"IFERROR(IF(OR(J123=\"\",'Lives scenario - input'!$F108=\"\"),\"\",J123/'Lives scenario - input'!$F108),\"\")","v":""},{"$f":"IFERROR(IF(OR(K123=\"\",'Lives scenario - input'!$F108=\"\"),\"\",K123/'Lives scenario - input'!$F108),\"\")","v":""},{"$f":"IFERROR(IF(OR(L123=\"\",'Lives scenario - input'!$F108=\"\"),\"\",L123/'Lives scenario - input'!$F108),\"\")","v":""},{"$f":"IFERROR(IF(OR(M123=\"\",'Lives scenario - input'!$F108=\"\"),\"\",M123/'Lives scenario - input'!$F108),\"\")","v":""},{"$f":"IFERROR(IF(OR(N123=\"\",'Lives scenario - input'!$F108=\"\"),\"\",N123/'Lives scenario - input'!$F108),\"\")","v":""},{"$f":"IFERROR(IF(OR(O123=\"\",'Lives scenario - input'!$F108=\"\"),\"\",O123/'Lives scenario - input'!$F108),\"\")","v":""},{"$f":"IFERROR(IF(OR(P123=\"\",'Lives scenario - input'!$F108=\"\"),\"\",P123/'Lives scenario - input'!$F108),\"\")","v":""},{"$f":"IFERROR(IF(OR(Q123=\"\",'Lives scenario - input'!$F108=\"\"),\"\",Q123/'Lives scenario - input'!$F108),\"\")","v":""},{"$f":"IFERROR(IF(OR(R123=\"\",'Lives scenario - input'!$F108=\"\"),\"\",R123/'Lives scenario - input'!$F108),\"\")","v":""},{"$f":"IFERROR(IF(OR(S123=\"\",'Lives scenario - input'!$F108=\"\"),\"\",S123/'Lives scenario - input'!$F108),\"\")","v":""},{"$f":"IFERROR(IF(OR(T123=\"\",'Lives scenario - input'!$F108=\"\"),\"\",T123/'Lives scenario - input'!$F108),\"\")","v":""},{"$f":"IFERROR(IF(OR(U123=\"\",'Lives scenario - input'!$F108=\"\"),\"\",U123/'Lives scenario - input'!$F108),\"\")","v":""},{"$f":"IFERROR(IF(OR(V123=\"\",'Lives scenario - input'!$F108=\"\"),\"\",V123/'Lives scenario - input'!$F108),\"\")","v":""},{"$f":"IFERROR(IF(OR(W123=\"\",'Lives scenario - input'!$F108=\"\"),\"\",W123/'Lives scenario - input'!$F108),\"\")","v":""}]
[{"$f":"IFERROR('Lives scenario - input'!A109,\"\")","v":""},{"$f":"IFERROR('Lives scenario - input'!B109,\"\")","v":""},{"$f":"IFERROR('Lives scenario - input'!C109,\"\")","v":""},{"$f":"IFERROR(repcalc('Lives scenario - input'!$CX109:$GJ109,'Lives scenario - input'!$I109,'Lives scenario - input'!$G109,'Lives scenario - input'!$H109,20,TRUE,TRUE),\"\")","v":""},"","","","","","","","","","","","","","","","","","","",{"$f":"IFERROR(IF(OR(D124=\"\",'Lives scenario - input'!$F109=\"\"),\"\",D124/'Lives scenario - input'!$F109),\"\")","v":""},{"$f":"IFERROR(IF(OR(E124=\"\",'Lives scenario - input'!$F109=\"\"),\"\",E124/'Lives scenario - input'!$F109),\"\")","v":""},{"$f":"IFERROR(IF(OR(F124=\"\",'Lives scenario - input'!$F109=\"\"),\"\",F124/'Lives scenario - input'!$F109),\"\")","v":""},{"$f":"IFERROR(IF(OR(G124=\"\",'Lives scenario - input'!$F109=\"\"),\"\",G124/'Lives scenario - input'!$F109),\"\")","v":""},{"$f":"IFERROR(IF(OR(H124=\"\",'Lives scenario - input'!$F109=\"\"),\"\",H124/'Lives scenario - input'!$F109),\"\")","v":""},{"$f":"IFERROR(IF(OR(I124=\"\",'Lives scenario - input'!$F109=\"\"),\"\",I124/'Lives scenario - input'!$F109),\"\")","v":""},{"$f":"IFERROR(IF(OR(J124=\"\",'Lives scenario - input'!$F109=\"\"),\"\",J124/'Lives scenario - input'!$F109),\"\")","v":""},{"$f":"IFERROR(IF(OR(K124=\"\",'Lives scenario - input'!$F109=\"\"),\"\",K124/'Lives scenario - input'!$F109),\"\")","v":""},{"$f":"IFERROR(IF(OR(L124=\"\",'Lives scenario - input'!$F109=\"\"),\"\",L124/'Lives scenario - input'!$F109),\"\")","v":""},{"$f":"IFERROR(IF(OR(M124=\"\",'Lives scenario - input'!$F109=\"\"),\"\",M124/'Lives scenario - input'!$F109),\"\")","v":""},{"$f":"IFERROR(IF(OR(N124=\"\",'Lives scenario - input'!$F109=\"\"),\"\",N124/'Lives scenario - input'!$F109),\"\")","v":""},{"$f":"IFERROR(IF(OR(O124=\"\",'Lives scenario - input'!$F109=\"\"),\"\",O124/'Lives scenario - input'!$F109),\"\")","v":""},{"$f":"IFERROR(IF(OR(P124=\"\",'Lives scenario - input'!$F109=\"\"),\"\",P124/'Lives scenario - input'!$F109),\"\")","v":""},{"$f":"IFERROR(IF(OR(Q124=\"\",'Lives scenario - input'!$F109=\"\"),\"\",Q124/'Lives scenario - input'!$F109),\"\")","v":""},{"$f":"IFERROR(IF(OR(R124=\"\",'Lives scenario - input'!$F109=\"\"),\"\",R124/'Lives scenario - input'!$F109),\"\")","v":""},{"$f":"IFERROR(IF(OR(S124=\"\",'Lives scenario - input'!$F109=\"\"),\"\",S124/'Lives scenario - input'!$F109),\"\")","v":""},{"$f":"IFERROR(IF(OR(T124=\"\",'Lives scenario - input'!$F109=\"\"),\"\",T124/'Lives scenario - input'!$F109),\"\")","v":""},{"$f":"IFERROR(IF(OR(U124=\"\",'Lives scenario - input'!$F109=\"\"),\"\",U124/'Lives scenario - input'!$F109),\"\")","v":""},{"$f":"IFERROR(IF(OR(V124=\"\",'Lives scenario - input'!$F109=\"\"),\"\",V124/'Lives scenario - input'!$F109),\"\")","v":""},{"$f":"IFERROR(IF(OR(W124=\"\",'Lives scenario - input'!$F109=\"\"),\"\",W124/'Lives scenario - input'!$F109),\"\")","v":""}]
[{"$f":"IFERROR('Lives scenario - input'!A110,\"\")","v":""},{"$f":"IFERROR('Lives scenario - input'!B110,\"\")","v":""},{"$f":"IFERROR('Lives scenario - input'!C110,\"\")","v":""},{"$f":"IFERROR(repcalc('Lives scenario - input'!$CX110:$GJ110,'Lives scenario - input'!$I110,'Lives scenario - input'!$G110,'Lives scenario - input'!$H110,20,TRUE,TRUE),\"\")","v":""},"","","","","","","","","","","","","","","","","","","",{"$f":"IFERROR(IF(OR(D125=\"\",'Lives scenario - input'!$F110=\"\"),\"\",D125/'Lives scenario - input'!$F110),\"\")","v":""},{"$f":"IFERROR(IF(OR(E125=\"\",'Lives scenario - input'!$F110=\"\"),\"\",E125/'Lives scenario - input'!$F110),\"\")","v":""},{"$f":"IFERROR(IF(OR(F125=\"\",'Lives scenario - input'!$F110=\"\"),\"\",F125/'Lives scenario - input'!$F110),\"\")","v":""},{"$f":"IFERROR(IF(OR(G125=\"\",'Lives scenario - input'!$F110=\"\"),\"\",G125/'Lives scenario - input'!$F110),\"\")","v":""},{"$f":"IFERROR(IF(OR(H125=\"\",'Lives scenario - input'!$F110=\"\"),\"\",H125/'Lives scenario - input'!$F110),\"\")","v":""},{"$f":"IFERROR(IF(OR(I125=\"\",'Lives scenario - input'!$F110=\"\"),\"\",I125/'Lives scenario - input'!$F110),\"\")","v":""},{"$f":"IFERROR(IF(OR(J125=\"\",'Lives scenario - input'!$F110=\"\"),\"\",J125/'Lives scenario - input'!$F110),\"\")","v":""},{"$f":"IFERROR(IF(OR(K125=\"\",'Lives scenario - input'!$F110=\"\"),\"\",K125/'Lives scenario - input'!$F110),\"\")","v":""},{"$f":"IFERROR(IF(OR(L125=\"\",'Lives scenario - input'!$F110=\"\"),\"\",L125/'Lives scenario - input'!$F110),\"\")","v":""},{"$f":"IFERROR(IF(OR(M125=\"\",'Lives scenario - input'!$F110=\"\"),\"\",M125/'Lives scenario - input'!$F110),\"\")","v":""},{"$f":"IFERROR(IF(OR(N125=\"\",'Lives scenario - input'!$F110=\"\"),\"\",N125/'Lives scenario - input'!$F110),\"\")","v":""},{"$f":"IFERROR(IF(OR(O125=\"\",'Lives scenario - input'!$F110=\"\"),\"\",O125/'Lives scenario - input'!$F110),\"\")","v":""},{"$f":"IFERROR(IF(OR(P125=\"\",'Lives scenario - input'!$F110=\"\"),\"\",P125/'Lives scenario - input'!$F110),\"\")","v":""},{"$f":"IFERROR(IF(OR(Q125=\"\",'Lives scenario - input'!$F110=\"\"),\"\",Q125/'Lives scenario - input'!$F110),\"\")","v":""},{"$f":"IFERROR(IF(OR(R125=\"\",'Lives scenario - input'!$F110=\"\"),\"\",R125/'Lives scenario - input'!$F110),\"\")","v":""},{"$f":"IFERROR(IF(OR(S125=\"\",'Lives scenario - input'!$F110=\"\"),\"\",S125/'Lives scenario - input'!$F110),\"\")","v":""},{"$f":"IFERROR(IF(OR(T125=\"\",'Lives scenario - input'!$F110=\"\"),\"\",T125/'Lives scenario - input'!$F110),\"\")","v":""},{"$f":"IFERROR(IF(OR(U125=\"\",'Lives scenario - input'!$F110=\"\"),\"\",U125/'Lives scenario - input'!$F110),\"\")","v":""},{"$f":"IFERROR(IF(OR(V125=\"\",'Lives scenario - input'!$F110=\"\"),\"\",V125/'Lives scenario - input'!$F110),\"\")","v":""},{"$f":"IFERROR(IF(OR(W125=\"\",'Lives scenario - input'!$F110=\"\"),\"\",W125/'Lives scenario - input'!$F110),\"\")","v":""}]
[{"$f":"IFERROR('Lives scenario - input'!A111,\"\")","v":""},{"$f":"IFERROR('Lives scenario - input'!B111,\"\")","v":""},{"$f":"IFERROR('Lives scenario - input'!C111,\"\")","v":""},{"$f":"IFERROR(repcalc('Lives scenario - input'!$CX111:$GJ111,'Lives scenario - input'!$I111,'Lives scenario - input'!$G111,'Lives scenario - input'!$H111,20,TRUE,TRUE),\"\")","v":""},"","","","","","","","","","","","","","","","","","","",{"$f":"IFERROR(IF(OR(D126=\"\",'Lives scenario - input'!$F111=\"\"),\"\",D126/'Lives scenario - input'!$F111),\"\")","v":""},{"$f":"IFERROR(IF(OR(E126=\"\",'Lives scenario - input'!$F111=\"\"),\"\",E126/'Lives scenario - input'!$F111),\"\")","v":""},{"$f":"IFERROR(IF(OR(F126=\"\",'Lives scenario - input'!$F111=\"\"),\"\",F126/'Lives scenario - input'!$F111),\"\")","v":""},{"$f":"IFERROR(IF(OR(G126=\"\",'Lives scenario - input'!$F111=\"\"),\"\",G126/'Lives scenario - input'!$F111),\"\")","v":""},{"$f":"IFERROR(IF(OR(H126=\"\",'Lives scenario - input'!$F111=\"\"),\"\",H126/'Lives scenario - input'!$F111),\"\")","v":""},{"$f":"IFERROR(IF(OR(I126=\"\",'Lives scenario - input'!$F111=\"\"),\"\",I126/'Lives scenario - input'!$F111),\"\")","v":""},{"$f":"IFERROR(IF(OR(J126=\"\",'Lives scenario - input'!$F111=\"\"),\"\",J126/'Lives scenario - input'!$F111),\"\")","v":""},{"$f":"IFERROR(IF(OR(K126=\"\",'Lives scenario - input'!$F111=\"\"),\"\",K126/'Lives scenario - input'!$F111),\"\")","v":""},{"$f":"IFERROR(IF(OR(L126=\"\",'Lives scenario - input'!$F111=\"\"),\"\",L126/'Lives scenario - input'!$F111),\"\")","v":""},{"$f":"IFERROR(IF(OR(M126=\"\",'Lives scenario - input'!$F111=\"\"),\"\",M126/'Lives scenario - input'!$F111),\"\")","v":""},{"$f":"IFERROR(IF(OR(N126=\"\",'Lives scenario - input'!$F111=\"\"),\"\",N126/'Lives scenario - input'!$F111),\"\")","v":""},{"$f":"IFERROR(IF(OR(O126=\"\",'Lives scenario - input'!$F111=\"\"),\"\",O126/'Lives scenario - input'!$F111),\"\")","v":""},{"$f":"IFERROR(IF(OR(P126=\"\",'Lives scenario - input'!$F111=\"\"),\"\",P126/'Lives scenario - input'!$F111),\"\")","v":""},{"$f":"IFERROR(IF(OR(Q126=\"\",'Lives scenario - input'!$F111=\"\"),\"\",Q126/'Lives scenario - input'!$F111),\"\")","v":""},{"$f":"IFERROR(IF(OR(R126=\"\",'Lives scenario - input'!$F111=\"\"),\"\",R126/'Lives scenario - input'!$F111),\"\")","v":""},{"$f":"IFERROR(IF(OR(S126=\"\",'Lives scenario - input'!$F111=\"\"),\"\",S126/'Lives scenario - input'!$F111),\"\")","v":""},{"$f":"IFERROR(IF(OR(T126=\"\",'Lives scenario - input'!$F111=\"\"),\"\",T126/'Lives scenario - input'!$F111),\"\")","v":""},{"$f":"IFERROR(IF(OR(U126=\"\",'Lives scenario - input'!$F111=\"\"),\"\",U126/'Lives scenario - input'!$F111),\"\")","v":""},{"$f":"IFERROR(IF(OR(V126=\"\",'Lives scenario - input'!$F111=\"\"),\"\",V126/'Lives scenario - input'!$F111),\"\")","v":""},{"$f":"IFERROR(IF(OR(W126=\"\",'Lives scenario - input'!$F111=\"\"),\"\",W126/'Lives scenario - input'!$F111),\"\")","v":""}]
[{"$f":"IFERROR('Lives scenario - input'!A112,\"\")","v":""},{"$f":"IFERROR('Lives scenario - input'!B112,\"\")","v":""},{"$f":"IFERROR('Lives scenario - input'!C112,\"\")","v":""},{"$f":"IFERROR(repcalc('Lives scenario - input'!$CX112:$GJ112,'Lives scenario - input'!$I112,'Lives scenario - input'!$G112,'Lives scenario - input'!$H112,20,TRUE,TRUE),\"\")","v":""},"","","","","","","","","","","","","","","","","","","",{"$f":"IFERROR(IF(OR(D127=\"\",'Lives scenario - input'!$F112=\"\"),\"\",D127/'Lives scenario - input'!$F112),\"\")","v":""},{"$f":"IFERROR(IF(OR(E127=\"\",'Lives scenario - input'!$F112=\"\"),\"\",E127/'Lives scenario - input'!$F112),\"\")","v":""},{"$f":"IFERROR(IF(OR(F127=\"\",'Lives scenario - input'!$F112=\"\"),\"\",F127/'Lives scenario - input'!$F112),\"\")","v":""},{"$f":"IFERROR(IF(OR(G127=\"\",'Lives scenario - input'!$F112=\"\"),\"\",G127/'Lives scenario - input'!$F112),\"\")","v":""},{"$f":"IFERROR(IF(OR(H127=\"\",'Lives scenario - input'!$F112=\"\"),\"\",H127/'Lives scenario - input'!$F112),\"\")","v":""},{"$f":"IFERROR(IF(OR(I127=\"\",'Lives scenario - input'!$F112=\"\"),\"\",I127/'Lives scenario - input'!$F112),\"\")","v":""},{"$f":"IFERROR(IF(OR(J127=\"\",'Lives scenario - input'!$F112=\"\"),\"\",J127/'Lives scenario - input'!$F112),\"\")","v":""},{"$f":"IFERROR(IF(OR(K127=\"\",'Lives scenario - input'!$F112=\"\"),\"\",K127/'Lives scenario - input'!$F112),\"\")","v":""},{"$f":"IFERROR(IF(OR(L127=\"\",'Lives scenario - input'!$F112=\"\"),\"\",L127/'Lives scenario - input'!$F112),\"\")","v":""},{"$f":"IFERROR(IF(OR(M127=\"\",'Lives scenario - input'!$F112=\"\"),\"\",M127/'Lives scenario - input'!$F112),\"\")","v":""},{"$f":"IFERROR(IF(OR(N127=\"\",'Lives scenario - input'!$F112=\"\"),\"\",N127/'Lives scenario - input'!$F112),\"\")","v":""},{"$f":"IFERROR(IF(OR(O127=\"\",'Lives scenario - input'!$F112=\"\"),\"\",O127/'Lives scenario - input'!$F112),\"\")","v":""},{"$f":"IFERROR(IF(OR(P127=\"\",'Lives scenario - input'!$F112=\"\"),\"\",P127/'Lives scenario - input'!$F112),\"\")","v":""},{"$f":"IFERROR(IF(OR(Q127=\"\",'Lives scenario - input'!$F112=\"\"),\"\",Q127/'Lives scenario - input'!$F112),\"\")","v":""},{"$f":"IFERROR(IF(OR(R127=\"\",'Lives scenario - input'!$F112=\"\"),\"\",R127/'Lives scenario - input'!$F112),\"\")","v":""},{"$f":"IFERROR(IF(OR(S127=\"\",'Lives scenario - input'!$F112=\"\"),\"\",S127/'Lives scenario - input'!$F112),\"\")","v":""},{"$f":"IFERROR(IF(OR(T127=\"\",'Lives scenario - input'!$F112=\"\"),\"\",T127/'Lives scenario - input'!$F112),\"\")","v":""},{"$f":"IFERROR(IF(OR(U127=\"\",'Lives scenario - input'!$F112=\"\"),\"\",U127/'Lives scenario - input'!$F112),\"\")","v":""},{"$f":"IFERROR(IF(OR(V127=\"\",'Lives scenario - input'!$F112=\"\"),\"\",V127/'Lives scenario - input'!$F112),\"\")","v":""},{"$f":"IFERROR(IF(OR(W127=\"\",'Lives scenario - input'!$F112=\"\"),\"\",W127/'Lives scenario - input'!$F112),\"\")","v":""}]
[{"$f":"IFERROR('Lives scenario - input'!A113,\"\")","v":""},{"$f":"IFERROR('Lives scenario - input'!B113,\"\")","v":""},{"$f":"IFERROR('Lives scenario - input'!C113,\"\")","v":""},{"$f":"IFERROR(repcalc('Lives scenario - input'!$CX113:$GJ113,'Lives scenario - input'!$I113,'Lives scenario - input'!$G113,'Lives scenario - input'!$H113,20,TRUE,TRUE),\"\")","v":""},"","","","","","","","","","","","","","","","","","","",{"$f":"IFERROR(IF(OR(D128=\"\",'Lives scenario - input'!$F113=\"\"),\"\",D128/'Lives scenario - input'!$F113),\"\")","v":""},{"$f":"IFERROR(IF(OR(E128=\"\",'Lives scenario - input'!$F113=\"\"),\"\",E128/'Lives scenario - input'!$F113),\"\")","v":""},{"$f":"IFERROR(IF(OR(F128=\"\",'Lives scenario - input'!$F113=\"\"),\"\",F128/'Lives scenario - input'!$F113),\"\")","v":""},{"$f":"IFERROR(IF(OR(G128=\"\",'Lives scenario - input'!$F113=\"\"),\"\",G128/'Lives scenario - input'!$F113),\"\")","v":""},{"$f":"IFERROR(IF(OR(H128=\"\",'Lives scenario - input'!$F113=\"\"),\"\",H128/'Lives scenario - input'!$F113),\"\")","v":""},{"$f":"IFERROR(IF(OR(I128=\"\",'Lives scenario - input'!$F113=\"\"),\"\",I128/'Lives scenario - input'!$F113),\"\")","v":""},{"$f":"IFERROR(IF(OR(J128=\"\",'Lives scenario - input'!$F113=\"\"),\"\",J128/'Lives scenario - input'!$F113),\"\")","v":""},{"$f":"IFERROR(IF(OR(K128=\"\",'Lives scenario - input'!$F113=\"\"),\"\",K128/'Lives scenario - input'!$F113),\"\")","v":""},{"$f":"IFERROR(IF(OR(L128=\"\",'Lives scenario - input'!$F113=\"\"),\"\",L128/'Lives scenario - input'!$F113),\"\")","v":""},{"$f":"IFERROR(IF(OR(M128=\"\",'Lives scenario - input'!$F113=\"\"),\"\",M128/'Lives scenario - input'!$F113),\"\")","v":""},{"$f":"IFERROR(IF(OR(N128=\"\",'Lives scenario - input'!$F113=\"\"),\"\",N128/'Lives scenario - input'!$F113),\"\")","v":""},{"$f":"IFERROR(IF(OR(O128=\"\",'Lives scenario - input'!$F113=\"\"),\"\",O128/'Lives scenario - input'!$F113),\"\")","v":""},{"$f":"IFERROR(IF(OR(P128=\"\",'Lives scenario - input'!$F113=\"\"),\"\",P128/'Lives scenario - input'!$F113),\"\")","v":""},{"$f":"IFERROR(IF(OR(Q128=\"\",'Lives scenario - input'!$F113=\"\"),\"\",Q128/'Lives scenario - input'!$F113),\"\")","v":""},{"$f":"IFERROR(IF(OR(R128=\"\",'Lives scenario - input'!$F113=\"\"),\"\",R128/'Lives scenario - input'!$F113),\"\")","v":""},{"$f":"IFERROR(IF(OR(S128=\"\",'Lives scenario - input'!$F113=\"\"),\"\",S128/'Lives scenario - input'!$F113),\"\")","v":""},{"$f":"IFERROR(IF(OR(T128=\"\",'Lives scenario - input'!$F113=\"\"),\"\",T128/'Lives scenario - input'!$F113),\"\")","v":""},{"$f":"IFERROR(IF(OR(U128=\"\",'Lives scenario - input'!$F113=\"\"),\"\",U128/'Lives scenario - input'!$F113),\"\")","v":""},{"$f":"IFERROR(IF(OR(V128=\"\",'Lives scenario - input'!$F113=\"\"),\"\",V128/'Lives scenario - input'!$F113),\"\")","v":""},{"$f":"IFERROR(IF(OR(W128=\"\",'Lives scenario - input'!$F113=\"\"),\"\",W128/'Lives scenario - input'!$F113),\"\")","v":""}]
[{"$f":"IFERROR('Lives scenario - input'!A114,\"\")","v":""},{"$f":"IFERROR('Lives scenario - input'!B114,\"\")","v":""},{"$f":"IFERROR('Lives scenario - input'!C114,\"\")","v":""},{"$f":"IFERROR(repcalc('Lives scenario - input'!$CX114:$GJ114,'Lives scenario - input'!$I114,'Lives scenario - input'!$G114,'Lives scenario - input'!$H114,20,TRUE,TRUE),\"\")","v":""},"","","","","","","","","","","","","","","","","","","",{"$f":"IFERROR(IF(OR(D129=\"\",'Lives scenario - input'!$F114=\"\"),\"\",D129/'Lives scenario - input'!$F114),\"\")","v":""},{"$f":"IFERROR(IF(OR(E129=\"\",'Lives scenario - input'!$F114=\"\"),\"\",E129/'Lives scenario - input'!$F114),\"\")","v":""},{"$f":"IFERROR(IF(OR(F129=\"\",'Lives scenario - input'!$F114=\"\"),\"\",F129/'Lives scenario - input'!$F114),\"\")","v":""},{"$f":"IFERROR(IF(OR(G129=\"\",'Lives scenario - input'!$F114=\"\"),\"\",G129/'Lives scenario - input'!$F114),\"\")","v":""},{"$f":"IFERROR(IF(OR(H129=\"\",'Lives scenario - input'!$F114=\"\"),\"\",H129/'Lives scenario - input'!$F114),\"\")","v":""},{"$f":"IFERROR(IF(OR(I129=\"\",'Lives scenario - input'!$F114=\"\"),\"\",I129/'Lives scenario - input'!$F114),\"\")","v":""},{"$f":"IFERROR(IF(OR(J129=\"\",'Lives scenario - input'!$F114=\"\"),\"\",J129/'Lives scenario - input'!$F114),\"\")","v":""},{"$f":"IFERROR(IF(OR(K129=\"\",'Lives scenario - input'!$F114=\"\"),\"\",K129/'Lives scenario - input'!$F114),\"\")","v":""},{"$f":"IFERROR(IF(OR(L129=\"\",'Lives scenario - input'!$F114=\"\"),\"\",L129/'Lives scenario - input'!$F114),\"\")","v":""},{"$f":"IFERROR(IF(OR(M129=\"\",'Lives scenario - input'!$F114=\"\"),\"\",M129/'Lives scenario - input'!$F114),\"\")","v":""},{"$f":"IFERROR(IF(OR(N129=\"\",'Lives scenario - input'!$F114=\"\"),\"\",N129/'Lives scenario - input'!$F114),\"\")","v":""},{"$f":"IFERROR(IF(OR(O129=\"\",'Lives scenario - input'!$F114=\"\"),\"\",O129/'Lives scenario - input'!$F114),\"\")","v":""},{"$f":"IFERROR(IF(OR(P129=\"\",'Lives scenario - input'!$F114=\"\"),\"\",P129/'Lives scenario - input'!$F114),\"\")","v":""},{"$f":"IFERROR(IF(OR(Q129=\"\",'Lives scenario - input'!$F114=\"\"),\"\",Q129/'Lives scenario - input'!$F114),\"\")","v":""},{"$f":"IFERROR(IF(OR(R129=\"\",'Lives scenario - input'!$F114=\"\"),\"\",R129/'Lives scenario - input'!$F114),\"\")","v":""},{"$f":"IFERROR(IF(OR(S129=\"\",'Lives scenario - input'!$F114=\"\"),\"\",S129/'Lives scenario - input'!$F114),\"\")","v":""},{"$f":"IFERROR(IF(OR(T129=\"\",'Lives scenario - input'!$F114=\"\"),\"\",T129/'Lives scenario - input'!$F114),\"\")","v":""},{"$f":"IFERROR(IF(OR(U129=\"\",'Lives scenario - input'!$F114=\"\"),\"\",U129/'Lives scenario - input'!$F114),\"\")","v":""},{"$f":"IFERROR(IF(OR(V129=\"\",'Lives scenario - input'!$F114=\"\"),\"\",V129/'Lives scenario - input'!$F114),\"\")","v":""},{"$f":"IFERROR(IF(OR(W129=\"\",'Lives scenario - input'!$F114=\"\"),\"\",W129/'Lives scenario - input'!$F114),\"\")","v":""}]
[{"$f":"IFERROR('Lives scenario - input'!A115,\"\")","v":""},{"$f":"IFERROR('Lives scenario - input'!B115,\"\")","v":""},{"$f":"IFERROR('Lives scenario - input'!C115,\"\")","v":""},{"$f":"IFERROR(repcalc('Lives scenario - input'!$CX115:$GJ115,'Lives scenario - input'!$I115,'Lives scenario - input'!$G115,'Lives scenario - input'!$H115,20,TRUE,TRUE),\"\")","v":""},"","","","","","","","","","","","","","","","","","","",{"$f":"IFERROR(IF(OR(D130=\"\",'Lives scenario - input'!$F115=\"\"),\"\",D130/'Lives scenario - input'!$F115),\"\")","v":""},{"$f":"IFERROR(IF(OR(E130=\"\",'Lives scenario - input'!$F115=\"\"),\"\",E130/'Lives scenario - input'!$F115),\"\")","v":""},{"$f":"IFERROR(IF(OR(F130=\"\",'Lives scenario - input'!$F115=\"\"),\"\",F130/'Lives scenario - input'!$F115),\"\")","v":""},{"$f":"IFERROR(IF(OR(G130=\"\",'Lives scenario - input'!$F115=\"\"),\"\",G130/'Lives scenario - input'!$F115),\"\")","v":""},{"$f":"IFERROR(IF(OR(H130=\"\",'Lives scenario - input'!$F115=\"\"),\"\",H130/'Lives scenario - input'!$F115),\"\")","v":""},{"$f":"IFERROR(IF(OR(I130=\"\",'Lives scenario - input'!$F115=\"\"),\"\",I130/'Lives scenario - input'!$F115),\"\")","v":""},{"$f":"IFERROR(IF(OR(J130=\"\",'Lives scenario - input'!$F115=\"\"),\"\",J130/'Lives scenario - input'!$F115),\"\")","v":""},{"$f":"IFERROR(IF(OR(K130=\"\",'Lives scenario - input'!$F115=\"\"),\"\",K130/'Lives scenario - input'!$F115),\"\")","v":""},{"$f":"IFERROR(IF(OR(L130=\"\",'Lives scenario - input'!$F115=\"\"),\"\",L130/'Lives scenario - input'!$F115),\"\")","v":""},{"$f":"IFERROR(IF(OR(M130=\"\",'Lives scenario - input'!$F115=\"\"),\"\",M130/'Lives scenario - input'!$F115),\"\")","v":""},{"$f":"IFERROR(IF(OR(N130=\"\",'Lives scenario - input'!$F115=\"\"),\"\",N130/'Lives scenario - input'!$F115),\"\")","v":""},{"$f":"IFERROR(IF(OR(O130=\"\",'Lives scenario - input'!$F115=\"\"),\"\",O130/'Lives scenario - input'!$F115),\"\")","v":""},{"$f":"IFERROR(IF(OR(P130=\"\",'Lives scenario - input'!$F115=\"\"),\"\",P130/'Lives scenario - input'!$F115),\"\")","v":""},{"$f":"IFERROR(IF(OR(Q130=\"\",'Lives scenario - input'!$F115=\"\"),\"\",Q130/'Lives scenario - input'!$F115),\"\")","v":""},{"$f":"IFERROR(IF(OR(R130=\"\",'Lives scenario - input'!$F115=\"\"),\"\",R130/'Lives scenario - input'!$F115),\"\")","v":""},{"$f":"IFERROR(IF(OR(S130=\"\",'Lives scenario - input'!$F115=\"\"),\"\",S130/'Lives scenario - input'!$F115),\"\")","v":""},{"$f":"IFERROR(IF(OR(T130=\"\",'Lives scenario - input'!$F115=\"\"),\"\",T130/'Lives scenario - input'!$F115),\"\")","v":""},{"$f":"IFERROR(IF(OR(U130=\"\",'Lives scenario - input'!$F115=\"\"),\"\",U130/'Lives scenario - input'!$F115),\"\")","v":""},{"$f":"IFERROR(IF(OR(V130=\"\",'Lives scenario - input'!$F115=\"\"),\"\",V130/'Lives scenario - input'!$F115),\"\")","v":""},{"$f":"IFERROR(IF(OR(W130=\"\",'Lives scenario - input'!$F115=\"\"),\"\",W130/'Lives scenario - input'!$F115),\"\")","v":""}]
[{"$f":"IFERROR('Lives scenario - input'!A116,\"\")","v":""},{"$f":"IFERROR('Lives scenario - input'!B116,\"\")","v":""},{"$f":"IFERROR('Lives scenario - input'!C116,\"\")","v":""},{"$f":"IFERROR(repcalc('Lives scenario - input'!$CX116:$GJ116,'Lives scenario - input'!$I116,'Lives scenario - input'!$G116,'Lives scenario - input'!$H116,20,TRUE,TRUE),\"\")","v":""},"","","","","","","","","","","","","","","","","","","",{"$f":"IFERROR(IF(OR(D131=\"\",'Lives scenario - input'!$F116=\"\"),\"\",D131/'Lives scenario - input'!$F116),\"\")","v":""},{"$f":"IFERROR(IF(OR(E131=\"\",'Lives scenario - input'!$F116=\"\"),\"\",E131/'Lives scenario - input'!$F116),\"\")","v":""},{"$f":"IFERROR(IF(OR(F131=\"\",'Lives scenario - input'!$F116=\"\"),\"\",F131/'Lives scenario - input'!$F116),\"\")","v":""},{"$f":"IFERROR(IF(OR(G131=\"\",'Lives scenario - input'!$F116=\"\"),\"\",G131/'Lives scenario - input'!$F116),\"\")","v":""},{"$f":"IFERROR(IF(OR(H131=\"\",'Lives scenario - input'!$F116=\"\"),\"\",H131/'Lives scenario - input'!$F116),\"\")","v":""},{"$f":"IFERROR(IF(OR(I131=\"\",'Lives scenario - input'!$F116=\"\"),\"\",I131/'Lives scenario - input'!$F116),\"\")","v":""},{"$f":"IFERROR(IF(OR(J131=\"\",'Lives scenario - input'!$F116=\"\"),\"\",J131/'Lives scenario - input'!$F116),\"\")","v":""},{"$f":"IFERROR(IF(OR(K131=\"\",'Lives scenario - input'!$F116=\"\"),\"\",K131/'Lives scenario - input'!$F116),\"\")","v":""},{"$f":"IFERROR(IF(OR(L131=\"\",'Lives scenario - input'!$F116=\"\"),\"\",L131/'Lives scenario - input'!$F116),\"\")","v":""},{"$f":"IFERROR(IF(OR(M131=\"\",'Lives scenario - input'!$F116=\"\"),\"\",M131/'Lives scenario - input'!$F116),\"\")","v":""},{"$f":"IFERROR(IF(OR(N131=\"\",'Lives scenario - input'!$F116=\"\"),\"\",N131/'Lives scenario - input'!$F116),\"\")","v":""},{"$f":"IFERROR(IF(OR(O131=\"\",'Lives scenario - input'!$F116=\"\"),\"\",O131/'Lives scenario - input'!$F116),\"\")","v":""},{"$f":"IFERROR(IF(OR(P131=\"\",'Lives scenario - input'!$F116=\"\"),\"\",P131/'Lives scenario - input'!$F116),\"\")","v":""},{"$f":"IFERROR(IF(OR(Q131=\"\",'Lives scenario - input'!$F116=\"\"),\"\",Q131/'Lives scenario - input'!$F116),\"\")","v":""},{"$f":"IFERROR(IF(OR(R131=\"\",'Lives scenario - input'!$F116=\"\"),\"\",R131/'Lives scenario - input'!$F116),\"\")","v":""},{"$f":"IFERROR(IF(OR(S131=\"\",'Lives scenario - input'!$F116=\"\"),\"\",S131/'Lives scenario - input'!$F116),\"\")","v":""},{"$f":"IFERROR(IF(OR(T131=\"\",'Lives scenario - input'!$F116=\"\"),\"\",T131/'Lives scenario - input'!$F116),\"\")","v":""},{"$f":"IFERROR(IF(OR(U131=\"\",'Lives scenario - input'!$F116=\"\"),\"\",U131/'Lives scenario - input'!$F116),\"\")","v":""},{"$f":"IFERROR(IF(OR(V131=\"\",'Lives scenario - input'!$F116=\"\"),\"\",V131/'Lives scenario - input'!$F116),\"\")","v":""},{"$f":"IFERROR(IF(OR(W131=\"\",'Lives scenario - input'!$F116=\"\"),\"\",W131/'Lives scenario - input'!$F116),\"\")","v":""}]
[{"$f":"IFERROR('Lives scenario - input'!A117,\"\")","v":""},{"$f":"IFERROR('Lives scenario - input'!B117,\"\")","v":""},{"$f":"IFERROR('Lives scenario - input'!C117,\"\")","v":""},{"$f":"IFERROR(repcalc('Lives scenario - input'!$CX117:$GJ117,'Lives scenario - input'!$I117,'Lives scenario - input'!$G117,'Lives scenario - input'!$H117,20,TRUE,TRUE),\"\")","v":""},"","","","","","","","","","","","","","","","","","","",{"$f":"IFERROR(IF(OR(D132=\"\",'Lives scenario - input'!$F117=\"\"),\"\",D132/'Lives scenario - input'!$F117),\"\")","v":""},{"$f":"IFERROR(IF(OR(E132=\"\",'Lives scenario - input'!$F117=\"\"),\"\",E132/'Lives scenario - input'!$F117),\"\")","v":""},{"$f":"IFERROR(IF(OR(F132=\"\",'Lives scenario - input'!$F117=\"\"),\"\",F132/'Lives scenario - input'!$F117),\"\")","v":""},{"$f":"IFERROR(IF(OR(G132=\"\",'Lives scenario - input'!$F117=\"\"),\"\",G132/'Lives scenario - input'!$F117),\"\")","v":""},{"$f":"IFERROR(IF(OR(H132=\"\",'Lives scenario - input'!$F117=\"\"),\"\",H132/'Lives scenario - input'!$F117),\"\")","v":""},{"$f":"IFERROR(IF(OR(I132=\"\",'Lives scenario - input'!$F117=\"\"),\"\",I132/'Lives scenario - input'!$F117),\"\")","v":""},{"$f":"IFERROR(IF(OR(J132=\"\",'Lives scenario - input'!$F117=\"\"),\"\",J132/'Lives scenario - input'!$F117),\"\")","v":""},{"$f":"IFERROR(IF(OR(K132=\"\",'Lives scenario - input'!$F117=\"\"),\"\",K132/'Lives scenario - input'!$F117),\"\")","v":""},{"$f":"IFERROR(IF(OR(L132=\"\",'Lives scenario - input'!$F117=\"\"),\"\",L132/'Lives scenario - input'!$F117),\"\")","v":""},{"$f":"IFERROR(IF(OR(M132=\"\",'Lives scenario - input'!$F117=\"\"),\"\",M132/'Lives scenario - input'!$F117),\"\")","v":""},{"$f":"IFERROR(IF(OR(N132=\"\",'Lives scenario - input'!$F117=\"\"),\"\",N132/'Lives scenario - input'!$F117),\"\")","v":""},{"$f":"IFERROR(IF(OR(O132=\"\",'Lives scenario - input'!$F117=\"\"),\"\",O132/'Lives scenario - input'!$F117),\"\")","v":""},{"$f":"IFERROR(IF(OR(P132=\"\",'Lives scenario - input'!$F117=\"\"),\"\",P132/'Lives scenario - input'!$F117),\"\")","v":""},{"$f":"IFERROR(IF(OR(Q132=\"\",'Lives scenario - input'!$F117=\"\"),\"\",Q132/'Lives scenario - input'!$F117),\"\")","v":""},{"$f":"IFERROR(IF(OR(R132=\"\",'Lives scenario - input'!$F117=\"\"),\"\",R132/'Lives scenario - input'!$F117),\"\")","v":""},{"$f":"IFERROR(IF(OR(S132=\"\",'Lives scenario - input'!$F117=\"\"),\"\",S132/'Lives scenario - input'!$F117),\"\")","v":""},{"$f":"IFERROR(IF(OR(T132=\"\",'Lives scenario - input'!$F117=\"\"),\"\",T132/'Lives scenario - input'!$F117),\"\")","v":""},{"$f":"IFERROR(IF(OR(U132=\"\",'Lives scenario - input'!$F117=\"\"),\"\",U132/'Lives scenario - input'!$F117),\"\")","v":""},{"$f":"IFERROR(IF(OR(V132=\"\",'Lives scenario - input'!$F117=\"\"),\"\",V132/'Lives scenario - input'!$F117),\"\")","v":""},{"$f":"IFERROR(IF(OR(W132=\"\",'Lives scenario - input'!$F117=\"\"),\"\",W132/'Lives scenario - input'!$F117),\"\")","v":""}]
[{"$f":"IFERROR('Lives scenario - input'!A118,\"\")","v":""},{"$f":"IFERROR('Lives scenario - input'!B118,\"\")","v":""},{"$f":"IFERROR('Lives scenario - input'!C118,\"\")","v":""},{"$f":"IFERROR(repcalc('Lives scenario - input'!$CX118:$GJ118,'Lives scenario - input'!$I118,'Lives scenario - input'!$G118,'Lives scenario - input'!$H118,20,TRUE,TRUE),\"\")","v":""},"","","","","","","","","","","","","","","","","","","",{"$f":"IFERROR(IF(OR(D133=\"\",'Lives scenario - input'!$F118=\"\"),\"\",D133/'Lives scenario - input'!$F118),\"\")","v":""},{"$f":"IFERROR(IF(OR(E133=\"\",'Lives scenario - input'!$F118=\"\"),\"\",E133/'Lives scenario - input'!$F118),\"\")","v":""},{"$f":"IFERROR(IF(OR(F133=\"\",'Lives scenario - input'!$F118=\"\"),\"\",F133/'Lives scenario - input'!$F118),\"\")","v":""},{"$f":"IFERROR(IF(OR(G133=\"\",'Lives scenario - input'!$F118=\"\"),\"\",G133/'Lives scenario - input'!$F118),\"\")","v":""},{"$f":"IFERROR(IF(OR(H133=\"\",'Lives scenario - input'!$F118=\"\"),\"\",H133/'Lives scenario - input'!$F118),\"\")","v":""},{"$f":"IFERROR(IF(OR(I133=\"\",'Lives scenario - input'!$F118=\"\"),\"\",I133/'Lives scenario - input'!$F118),\"\")","v":""},{"$f":"IFERROR(IF(OR(J133=\"\",'Lives scenario - input'!$F118=\"\"),\"\",J133/'Lives scenario - input'!$F118),\"\")","v":""},{"$f":"IFERROR(IF(OR(K133=\"\",'Lives scenario - input'!$F118=\"\"),\"\",K133/'Lives scenario - input'!$F118),\"\")","v":""},{"$f":"IFERROR(IF(OR(L133=\"\",'Lives scenario - input'!$F118=\"\"),\"\",L133/'Lives scenario - input'!$F118),\"\")","v":""},{"$f":"IFERROR(IF(OR(M133=\"\",'Lives scenario - input'!$F118=\"\"),\"\",M133/'Lives scenario - input'!$F118),\"\")","v":""},{"$f":"IFERROR(IF(OR(N133=\"\",'Lives scenario - input'!$F118=\"\"),\"\",N133/'Lives scenario - input'!$F118),\"\")","v":""},{"$f":"IFERROR(IF(OR(O133=\"\",'Lives scenario - input'!$F118=\"\"),\"\",O133/'Lives scenario - input'!$F118),\"\")","v":""},{"$f":"IFERROR(IF(OR(P133=\"\",'Lives scenario - input'!$F118=\"\"),\"\",P133/'Lives scenario - input'!$F118),\"\")","v":""},{"$f":"IFERROR(IF(OR(Q133=\"\",'Lives scenario - input'!$F118=\"\"),\"\",Q133/'Lives scenario - input'!$F118),\"\")","v":""},{"$f":"IFERROR(IF(OR(R133=\"\",'Lives scenario - input'!$F118=\"\"),\"\",R133/'Lives scenario - input'!$F118),\"\")","v":""},{"$f":"IFERROR(IF(OR(S133=\"\",'Lives scenario - input'!$F118=\"\"),\"\",S133/'Lives scenario - input'!$F118),\"\")","v":""},{"$f":"IFERROR(IF(OR(T133=\"\",'Lives scenario - input'!$F118=\"\"),\"\",T133/'Lives scenario - input'!$F118),\"\")","v":""},{"$f":"IFERROR(IF(OR(U133=\"\",'Lives scenario - input'!$F118=\"\"),\"\",U133/'Lives scenario - input'!$F118),\"\")","v":""},{"$f":"IFERROR(IF(OR(V133=\"\",'Lives scenario - input'!$F118=\"\"),\"\",V133/'Lives scenario - input'!$F118),\"\")","v":""},{"$f":"IFERROR(IF(OR(W133=\"\",'Lives scenario - input'!$F118=\"\"),\"\",W133/'Lives scenario - input'!$F118),\"\")","v":""}]
[{"$f":"IFERROR('Lives scenario - input'!A119,\"\")","v":""},{"$f":"IFERROR('Lives scenario - input'!B119,\"\")","v":""},{"$f":"IFERROR('Lives scenario - input'!C119,\"\")","v":""},{"$f":"IFERROR(repcalc('Lives scenario - input'!$CX119:$GJ119,'Lives scenario - input'!$I119,'Lives scenario - input'!$G119,'Lives scenario - input'!$H119,20,TRUE,TRUE),\"\")","v":""},"","","","","","","","","","","","","","","","","","","",{"$f":"IFERROR(IF(OR(D134=\"\",'Lives scenario - input'!$F119=\"\"),\"\",D134/'Lives scenario - input'!$F119),\"\")","v":""},{"$f":"IFERROR(IF(OR(E134=\"\",'Lives scenario - input'!$F119=\"\"),\"\",E134/'Lives scenario - input'!$F119),\"\")","v":""},{"$f":"IFERROR(IF(OR(F134=\"\",'Lives scenario - input'!$F119=\"\"),\"\",F134/'Lives scenario - input'!$F119),\"\")","v":""},{"$f":"IFERROR(IF(OR(G134=\"\",'Lives scenario - input'!$F119=\"\"),\"\",G134/'Lives scenario - input'!$F119),\"\")","v":""},{"$f":"IFERROR(IF(OR(H134=\"\",'Lives scenario - input'!$F119=\"\"),\"\",H134/'Lives scenario - input'!$F119),\"\")","v":""},{"$f":"IFERROR(IF(OR(I134=\"\",'Lives scenario - input'!$F119=\"\"),\"\",I134/'Lives scenario - input'!$F119),\"\")","v":""},{"$f":"IFERROR(IF(OR(J134=\"\",'Lives scenario - input'!$F119=\"\"),\"\",J134/'Lives scenario - input'!$F119),\"\")","v":""},{"$f":"IFERROR(IF(OR(K134=\"\",'Lives scenario - input'!$F119=\"\"),\"\",K134/'Lives scenario - input'!$F119),\"\")","v":""},{"$f":"IFERROR(IF(OR(L134=\"\",'Lives scenario - input'!$F119=\"\"),\"\",L134/'Lives scenario - input'!$F119),\"\")","v":""},{"$f":"IFERROR(IF(OR(M134=\"\",'Lives scenario - input'!$F119=\"\"),\"\",M134/'Lives scenario - input'!$F119),\"\")","v":""},{"$f":"IFERROR(IF(OR(N134=\"\",'Lives scenario - input'!$F119=\"\"),\"\",N134/'Lives scenario - input'!$F119),\"\")","v":""},{"$f":"IFERROR(IF(OR(O134=\"\",'Lives scenario - input'!$F119=\"\"),\"\",O134/'Lives scenario - input'!$F119),\"\")","v":""},{"$f":"IFERROR(IF(OR(P134=\"\",'Lives scenario - input'!$F119=\"\"),\"\",P134/'Lives scenario - input'!$F119),\"\")","v":""},{"$f":"IFERROR(IF(OR(Q134=\"\",'Lives scenario - input'!$F119=\"\"),\"\",Q134/'Lives scenario - input'!$F119),\"\")","v":""},{"$f":"IFERROR(IF(OR(R134=\"\",'Lives scenario - input'!$F119=\"\"),\"\",R134/'Lives scenario - input'!$F119),\"\")","v":""},{"$f":"IFERROR(IF(OR(S134=\"\",'Lives scenario - input'!$F119=\"\"),\"\",S134/'Lives scenario - input'!$F119),\"\")","v":""},{"$f":"IFERROR(IF(OR(T134=\"\",'Lives scenario - input'!$F119=\"\"),\"\",T134/'Lives scenario - input'!$F119),\"\")","v":""},{"$f":"IFERROR(IF(OR(U134=\"\",'Lives scenario - input'!$F119=\"\"),\"\",U134/'Lives scenario - input'!$F119),\"\")","v":""},{"$f":"IFERROR(IF(OR(V134=\"\",'Lives scenario - input'!$F119=\"\"),\"\",V134/'Lives scenario - input'!$F119),\"\")","v":""},{"$f":"IFERROR(IF(OR(W134=\"\",'Lives scenario - input'!$F119=\"\"),\"\",W134/'Lives scenario - input'!$F119),\"\")","v":""}]
[{"$f":"IFERROR('Lives scenario - input'!A120,\"\")","v":""},{"$f":"IFERROR('Lives scenario - input'!B120,\"\")","v":""},{"$f":"IFERROR('Lives scenario - input'!C120,\"\")","v":""},{"$f":"IFERROR(repcalc('Lives scenario - input'!$CX120:$GJ120,'Lives scenario - input'!$I120,'Lives scenario - input'!$G120,'Lives scenario - input'!$H120,20,TRUE,TRUE),\"\")","v":""},"","","","","","","","","","","","","","","","","","","",{"$f":"IFERROR(IF(OR(D135=\"\",'Lives scenario - input'!$F120=\"\"),\"\",D135/'Lives scenario - input'!$F120),\"\")","v":""},{"$f":"IFERROR(IF(OR(E135=\"\",'Lives scenario - input'!$F120=\"\"),\"\",E135/'Lives scenario - input'!$F120),\"\")","v":""},{"$f":"IFERROR(IF(OR(F135=\"\",'Lives scenario - input'!$F120=\"\"),\"\",F135/'Lives scenario - input'!$F120),\"\")","v":""},{"$f":"IFERROR(IF(OR(G135=\"\",'Lives scenario - input'!$F120=\"\"),\"\",G135/'Lives scenario - input'!$F120),\"\")","v":""},{"$f":"IFERROR(IF(OR(H135=\"\",'Lives scenario - input'!$F120=\"\"),\"\",H135/'Lives scenario - input'!$F120),\"\")","v":""},{"$f":"IFERROR(IF(OR(I135=\"\",'Lives scenario - input'!$F120=\"\"),\"\",I135/'Lives scenario - input'!$F120),\"\")","v":""},{"$f":"IFERROR(IF(OR(J135=\"\",'Lives scenario - input'!$F120=\"\"),\"\",J135/'Lives scenario - input'!$F120),\"\")","v":""},{"$f":"IFERROR(IF(OR(K135=\"\",'Lives scenario - input'!$F120=\"\"),\"\",K135/'Lives scenario - input'!$F120),\"\")","v":""},{"$f":"IFERROR(IF(OR(L135=\"\",'Lives scenario - input'!$F120=\"\"),\"\",L135/'Lives scenario - input'!$F120),\"\")","v":""},{"$f":"IFERROR(IF(OR(M135=\"\",'Lives scenario - input'!$F120=\"\"),\"\",M135/'Lives scenario - input'!$F120),\"\")","v":""},{"$f":"IFERROR(IF(OR(N135=\"\",'Lives scenario - input'!$F120=\"\"),\"\",N135/'Lives scenario - input'!$F120),\"\")","v":""},{"$f":"IFERROR(IF(OR(O135=\"\",'Lives scenario - input'!$F120=\"\"),\"\",O135/'Lives scenario - input'!$F120),\"\")","v":""},{"$f":"IFERROR(IF(OR(P135=\"\",'Lives scenario - input'!$F120=\"\"),\"\",P135/'Lives scenario - input'!$F120),\"\")","v":""},{"$f":"IFERROR(IF(OR(Q135=\"\",'Lives scenario - input'!$F120=\"\"),\"\",Q135/'Lives scenario - input'!$F120),\"\")","v":""},{"$f":"IFERROR(IF(OR(R135=\"\",'Lives scenario - input'!$F120=\"\"),\"\",R135/'Lives scenario - input'!$F120),\"\")","v":""},{"$f":"IFERROR(IF(OR(S135=\"\",'Lives scenario - input'!$F120=\"\"),\"\",S135/'Lives scenario - input'!$F120),\"\")","v":""},{"$f":"IFERROR(IF(OR(T135=\"\",'Lives scenario - input'!$F120=\"\"),\"\",T135/'Lives scenario - input'!$F120),\"\")","v":""},{"$f":"IFERROR(IF(OR(U135=\"\",'Lives scenario - input'!$F120=\"\"),\"\",U135/'Lives scenario - input'!$F120),\"\")","v":""},{"$f":"IFERROR(IF(OR(V135=\"\",'Lives scenario - input'!$F120=\"\"),\"\",V135/'Lives scenario - input'!$F120),\"\")","v":""},{"$f":"IFERROR(IF(OR(W135=\"\",'Lives scenario - input'!$F120=\"\"),\"\",W135/'Lives scenario - input'!$F120),\"\")","v":""}]
[{"$f":"IFERROR('Lives scenario - input'!A121,\"\")","v":""},{"$f":"IFERROR('Lives scenario - input'!B121,\"\")","v":""},{"$f":"IFERROR('Lives scenario - input'!C121,\"\")","v":""},{"$f":"IFERROR(repcalc('Lives scenario - input'!$CX121:$GJ121,'Lives scenario - input'!$I121,'Lives scenario - input'!$G121,'Lives scenario - input'!$H121,20,TRUE,TRUE),\"\")","v":""},"","","","","","","","","","","","","","","","","","","",{"$f":"IFERROR(IF(OR(D136=\"\",'Lives scenario - input'!$F121=\"\"),\"\",D136/'Lives scenario - input'!$F121),\"\")","v":""},{"$f":"IFERROR(IF(OR(E136=\"\",'Lives scenario - input'!$F121=\"\"),\"\",E136/'Lives scenario - input'!$F121),\"\")","v":""},{"$f":"IFERROR(IF(OR(F136=\"\",'Lives scenario - input'!$F121=\"\"),\"\",F136/'Lives scenario - input'!$F121),\"\")","v":""},{"$f":"IFERROR(IF(OR(G136=\"\",'Lives scenario - input'!$F121=\"\"),\"\",G136/'Lives scenario - input'!$F121),\"\")","v":""},{"$f":"IFERROR(IF(OR(H136=\"\",'Lives scenario - input'!$F121=\"\"),\"\",H136/'Lives scenario - input'!$F121),\"\")","v":""},{"$f":"IFERROR(IF(OR(I136=\"\",'Lives scenario - input'!$F121=\"\"),\"\",I136/'Lives scenario - input'!$F121),\"\")","v":""},{"$f":"IFERROR(IF(OR(J136=\"\",'Lives scenario - input'!$F121=\"\"),\"\",J136/'Lives scenario - input'!$F121),\"\")","v":""},{"$f":"IFERROR(IF(OR(K136=\"\",'Lives scenario - input'!$F121=\"\"),\"\",K136/'Lives scenario - input'!$F121),\"\")","v":""},{"$f":"IFERROR(IF(OR(L136=\"\",'Lives scenario - input'!$F121=\"\"),\"\",L136/'Lives scenario - input'!$F121),\"\")","v":""},{"$f":"IFERROR(IF(OR(M136=\"\",'Lives scenario - input'!$F121=\"\"),\"\",M136/'Lives scenario - input'!$F121),\"\")","v":""},{"$f":"IFERROR(IF(OR(N136=\"\",'Lives scenario - input'!$F121=\"\"),\"\",N136/'Lives scenario - input'!$F121),\"\")","v":""},{"$f":"IFERROR(IF(OR(O136=\"\",'Lives scenario - input'!$F121=\"\"),\"\",O136/'Lives scenario - input'!$F121),\"\")","v":""},{"$f":"IFERROR(IF(OR(P136=\"\",'Lives scenario - input'!$F121=\"\"),\"\",P136/'Lives scenario - input'!$F121),\"\")","v":""},{"$f":"IFERROR(IF(OR(Q136=\"\",'Lives scenario - input'!$F121=\"\"),\"\",Q136/'Lives scenario - input'!$F121),\"\")","v":""},{"$f":"IFERROR(IF(OR(R136=\"\",'Lives scenario - input'!$F121=\"\"),\"\",R136/'Lives scenario - input'!$F121),\"\")","v":""},{"$f":"IFERROR(IF(OR(S136=\"\",'Lives scenario - input'!$F121=\"\"),\"\",S136/'Lives scenario - input'!$F121),\"\")","v":""},{"$f":"IFERROR(IF(OR(T136=\"\",'Lives scenario - input'!$F121=\"\"),\"\",T136/'Lives scenario - input'!$F121),\"\")","v":""},{"$f":"IFERROR(IF(OR(U136=\"\",'Lives scenario - input'!$F121=\"\"),\"\",U136/'Lives scenario - input'!$F121),\"\")","v":""},{"$f":"IFERROR(IF(OR(V136=\"\",'Lives scenario - input'!$F121=\"\"),\"\",V136/'Lives scenario - input'!$F121),\"\")","v":""},{"$f":"IFERROR(IF(OR(W136=\"\",'Lives scenario - input'!$F121=\"\"),\"\",W136/'Lives scenario - input'!$F121),\"\")","v":""}]
[{"$f":"IFERROR('Lives scenario - input'!A122,\"\")","v":""},{"$f":"IFERROR('Lives scenario - input'!B122,\"\")","v":""},{"$f":"IFERROR('Lives scenario - input'!C122,\"\")","v":""},{"$f":"IFERROR(repcalc('Lives scenario - input'!$CX122:$GJ122,'Lives scenario - input'!$I122,'Lives scenario - input'!$G122,'Lives scenario - input'!$H122,20,TRUE,TRUE),\"\")","v":""},"","","","","","","","","","","","","","","","","","","",{"$f":"IFERROR(IF(OR(D137=\"\",'Lives scenario - input'!$F122=\"\"),\"\",D137/'Lives scenario - input'!$F122),\"\")","v":""},{"$f":"IFERROR(IF(OR(E137=\"\",'Lives scenario - input'!$F122=\"\"),\"\",E137/'Lives scenario - input'!$F122),\"\")","v":""},{"$f":"IFERROR(IF(OR(F137=\"\",'Lives scenario - input'!$F122=\"\"),\"\",F137/'Lives scenario - input'!$F122),\"\")","v":""},{"$f":"IFERROR(IF(OR(G137=\"\",'Lives scenario - input'!$F122=\"\"),\"\",G137/'Lives scenario - input'!$F122),\"\")","v":""},{"$f":"IFERROR(IF(OR(H137=\"\",'Lives scenario - input'!$F122=\"\"),\"\",H137/'Lives scenario - input'!$F122),\"\")","v":""},{"$f":"IFERROR(IF(OR(I137=\"\",'Lives scenario - input'!$F122=\"\"),\"\",I137/'Lives scenario - input'!$F122),\"\")","v":""},{"$f":"IFERROR(IF(OR(J137=\"\",'Lives scenario - input'!$F122=\"\"),\"\",J137/'Lives scenario - input'!$F122),\"\")","v":""},{"$f":"IFERROR(IF(OR(K137=\"\",'Lives scenario - input'!$F122=\"\"),\"\",K137/'Lives scenario - input'!$F122),\"\")","v":""},{"$f":"IFERROR(IF(OR(L137=\"\",'Lives scenario - input'!$F122=\"\"),\"\",L137/'Lives scenario - input'!$F122),\"\")","v":""},{"$f":"IFERROR(IF(OR(M137=\"\",'Lives scenario - input'!$F122=\"\"),\"\",M137/'Lives scenario - input'!$F122),\"\")","v":""},{"$f":"IFERROR(IF(OR(N137=\"\",'Lives scenario - input'!$F122=\"\"),\"\",N137/'Lives scenario - input'!$F122),\"\")","v":""},{"$f":"IFERROR(IF(OR(O137=\"\",'Lives scenario - input'!$F122=\"\"),\"\",O137/'Lives scenario - input'!$F122),\"\")","v":""},{"$f":"IFERROR(IF(OR(P137=\"\",'Lives scenario - input'!$F122=\"\"),\"\",P137/'Lives scenario - input'!$F122),\"\")","v":""},{"$f":"IFERROR(IF(OR(Q137=\"\",'Lives scenario - input'!$F122=\"\"),\"\",Q137/'Lives scenario - input'!$F122),\"\")","v":""},{"$f":"IFERROR(IF(OR(R137=\"\",'Lives scenario - input'!$F122=\"\"),\"\",R137/'Lives scenario - input'!$F122),\"\")","v":""},{"$f":"IFERROR(IF(OR(S137=\"\",'Lives scenario - input'!$F122=\"\"),\"\",S137/'Lives scenario - input'!$F122),\"\")","v":""},{"$f":"IFERROR(IF(OR(T137=\"\",'Lives scenario - input'!$F122=\"\"),\"\",T137/'Lives scenario - input'!$F122),\"\")","v":""},{"$f":"IFERROR(IF(OR(U137=\"\",'Lives scenario - input'!$F122=\"\"),\"\",U137/'Lives scenario - input'!$F122),\"\")","v":""},{"$f":"IFERROR(IF(OR(V137=\"\",'Lives scenario - input'!$F122=\"\"),\"\",V137/'Lives scenario - input'!$F122),\"\")","v":""},{"$f":"IFERROR(IF(OR(W137=\"\",'Lives scenario - input'!$F122=\"\"),\"\",W137/'Lives scenario - input'!$F122),\"\")","v":""}]
[{"$f":"IFERROR('Lives scenario - input'!A123,\"\")","v":""},{"$f":"IFERROR('Lives scenario - input'!B123,\"\")","v":""},{"$f":"IFERROR('Lives scenario - input'!C123,\"\")","v":""},{"$f":"IFERROR(repcalc('Lives scenario - input'!$CX123:$GJ123,'Lives scenario - input'!$I123,'Lives scenario - input'!$G123,'Lives scenario - input'!$H123,20,TRUE,TRUE),\"\")","v":""},"","","","","","","","","","","","","","","","","","","",{"$f":"IFERROR(IF(OR(D138=\"\",'Lives scenario - input'!$F123=\"\"),\"\",D138/'Lives scenario - input'!$F123),\"\")","v":""},{"$f":"IFERROR(IF(OR(E138=\"\",'Lives scenario - input'!$F123=\"\"),\"\",E138/'Lives scenario - input'!$F123),\"\")","v":""},{"$f":"IFERROR(IF(OR(F138=\"\",'Lives scenario - input'!$F123=\"\"),\"\",F138/'Lives scenario - input'!$F123),\"\")","v":""},{"$f":"IFERROR(IF(OR(G138=\"\",'Lives scenario - input'!$F123=\"\"),\"\",G138/'Lives scenario - input'!$F123),\"\")","v":""},{"$f":"IFERROR(IF(OR(H138=\"\",'Lives scenario - input'!$F123=\"\"),\"\",H138/'Lives scenario - input'!$F123),\"\")","v":""},{"$f":"IFERROR(IF(OR(I138=\"\",'Lives scenario - input'!$F123=\"\"),\"\",I138/'Lives scenario - input'!$F123),\"\")","v":""},{"$f":"IFERROR(IF(OR(J138=\"\",'Lives scenario - input'!$F123=\"\"),\"\",J138/'Lives scenario - input'!$F123),\"\")","v":""},{"$f":"IFERROR(IF(OR(K138=\"\",'Lives scenario - input'!$F123=\"\"),\"\",K138/'Lives scenario - input'!$F123),\"\")","v":""},{"$f":"IFERROR(IF(OR(L138=\"\",'Lives scenario - input'!$F123=\"\"),\"\",L138/'Lives scenario - input'!$F123),\"\")","v":""},{"$f":"IFERROR(IF(OR(M138=\"\",'Lives scenario - input'!$F123=\"\"),\"\",M138/'Lives scenario - input'!$F123),\"\")","v":""},{"$f":"IFERROR(IF(OR(N138=\"\",'Lives scenario - input'!$F123=\"\"),\"\",N138/'Lives scenario - input'!$F123),\"\")","v":""},{"$f":"IFERROR(IF(OR(O138=\"\",'Lives scenario - input'!$F123=\"\"),\"\",O138/'Lives scenario - input'!$F123),\"\")","v":""},{"$f":"IFERROR(IF(OR(P138=\"\",'Lives scenario - input'!$F123=\"\"),\"\",P138/'Lives scenario - input'!$F123),\"\")","v":""},{"$f":"IFERROR(IF(OR(Q138=\"\",'Lives scenario - input'!$F123=\"\"),\"\",Q138/'Lives scenario - input'!$F123),\"\")","v":""},{"$f":"IFERROR(IF(OR(R138=\"\",'Lives scenario - input'!$F123=\"\"),\"\",R138/'Lives scenario - input'!$F123),\"\")","v":""},{"$f":"IFERROR(IF(OR(S138=\"\",'Lives scenario - input'!$F123=\"\"),\"\",S138/'Lives scenario - input'!$F123),\"\")","v":""},{"$f":"IFERROR(IF(OR(T138=\"\",'Lives scenario - input'!$F123=\"\"),\"\",T138/'Lives scenario - input'!$F123),\"\")","v":""},{"$f":"IFERROR(IF(OR(U138=\"\",'Lives scenario - input'!$F123=\"\"),\"\",U138/'Lives scenario - input'!$F123),\"\")","v":""},{"$f":"IFERROR(IF(OR(V138=\"\",'Lives scenario - input'!$F123=\"\"),\"\",V138/'Lives scenario - input'!$F123),\"\")","v":""},{"$f":"IFERROR(IF(OR(W138=\"\",'Lives scenario - input'!$F123=\"\"),\"\",W138/'Lives scenario - input'!$F123),\"\")","v":""}]
[{"$f":"IFERROR('Lives scenario - input'!A124,\"\")","v":""},{"$f":"IFERROR('Lives scenario - input'!B124,\"\")","v":""},{"$f":"IFERROR('Lives scenario - input'!C124,\"\")","v":""},{"$f":"IFERROR(repcalc('Lives scenario - input'!$CX124:$GJ124,'Lives scenario - input'!$I124,'Lives scenario - input'!$G124,'Lives scenario - input'!$H124,20,TRUE,TRUE),\"\")","v":""},"","","","","","","","","","","","","","","","","","","",{"$f":"IFERROR(IF(OR(D139=\"\",'Lives scenario - input'!$F124=\"\"),\"\",D139/'Lives scenario - input'!$F124),\"\")","v":""},{"$f":"IFERROR(IF(OR(E139=\"\",'Lives scenario - input'!$F124=\"\"),\"\",E139/'Lives scenario - input'!$F124),\"\")","v":""},{"$f":"IFERROR(IF(OR(F139=\"\",'Lives scenario - input'!$F124=\"\"),\"\",F139/'Lives scenario - input'!$F124),\"\")","v":""},{"$f":"IFERROR(IF(OR(G139=\"\",'Lives scenario - input'!$F124=\"\"),\"\",G139/'Lives scenario - input'!$F124),\"\")","v":""},{"$f":"IFERROR(IF(OR(H139=\"\",'Lives scenario - input'!$F124=\"\"),\"\",H139/'Lives scenario - input'!$F124),\"\")","v":""},{"$f":"IFERROR(IF(OR(I139=\"\",'Lives scenario - input'!$F124=\"\"),\"\",I139/'Lives scenario - input'!$F124),\"\")","v":""},{"$f":"IFERROR(IF(OR(J139=\"\",'Lives scenario - input'!$F124=\"\"),\"\",J139/'Lives scenario - input'!$F124),\"\")","v":""},{"$f":"IFERROR(IF(OR(K139=\"\",'Lives scenario - input'!$F124=\"\"),\"\",K139/'Lives scenario - input'!$F124),\"\")","v":""},{"$f":"IFERROR(IF(OR(L139=\"\",'Lives scenario - input'!$F124=\"\"),\"\",L139/'Lives scenario - input'!$F124),\"\")","v":""},{"$f":"IFERROR(IF(OR(M139=\"\",'Lives scenario - input'!$F124=\"\"),\"\",M139/'Lives scenario - input'!$F124),\"\")","v":""},{"$f":"IFERROR(IF(OR(N139=\"\",'Lives scenario - input'!$F124=\"\"),\"\",N139/'Lives scenario - input'!$F124),\"\")","v":""},{"$f":"IFERROR(IF(OR(O139=\"\",'Lives scenario - input'!$F124=\"\"),\"\",O139/'Lives scenario - input'!$F124),\"\")","v":""},{"$f":"IFERROR(IF(OR(P139=\"\",'Lives scenario - input'!$F124=\"\"),\"\",P139/'Lives scenario - input'!$F124),\"\")","v":""},{"$f":"IFERROR(IF(OR(Q139=\"\",'Lives scenario - input'!$F124=\"\"),\"\",Q139/'Lives scenario - input'!$F124),\"\")","v":""},{"$f":"IFERROR(IF(OR(R139=\"\",'Lives scenario - input'!$F124=\"\"),\"\",R139/'Lives scenario - input'!$F124),\"\")","v":""},{"$f":"IFERROR(IF(OR(S139=\"\",'Lives scenario - input'!$F124=\"\"),\"\",S139/'Lives scenario - input'!$F124),\"\")","v":""},{"$f":"IFERROR(IF(OR(T139=\"\",'Lives scenario - input'!$F124=\"\"),\"\",T139/'Lives scenario - input'!$F124),\"\")","v":""},{"$f":"IFERROR(IF(OR(U139=\"\",'Lives scenario - input'!$F124=\"\"),\"\",U139/'Lives scenario - input'!$F124),\"\")","v":""},{"$f":"IFERROR(IF(OR(V139=\"\",'Lives scenario - input'!$F124=\"\"),\"\",V139/'Lives scenario - input'!$F124),\"\")","v":""},{"$f":"IFERROR(IF(OR(W139=\"\",'Lives scenario - input'!$F124=\"\"),\"\",W139/'Lives scenario - input'!$F124),\"\")","v":""}]
[{"$f":"IFERROR('Lives scenario - input'!A125,\"\")","v":""},{"$f":"IFERROR('Lives scenario - input'!B125,\"\")","v":""},{"$f":"IFERROR('Lives scenario - input'!C125,\"\")","v":""},{"$f":"IFERROR(repcalc('Lives scenario - input'!$CX125:$GJ125,'Lives scenario - input'!$I125,'Lives scenario - input'!$G125,'Lives scenario - input'!$H125,20,TRUE,TRUE),\"\")","v":""},"","","","","","","","","","","","","","","","","","","",{"$f":"IFERROR(IF(OR(D140=\"\",'Lives scenario - input'!$F125=\"\"),\"\",D140/'Lives scenario - input'!$F125),\"\")","v":""},{"$f":"IFERROR(IF(OR(E140=\"\",'Lives scenario - input'!$F125=\"\"),\"\",E140/'Lives scenario - input'!$F125),\"\")","v":""},{"$f":"IFERROR(IF(OR(F140=\"\",'Lives scenario - input'!$F125=\"\"),\"\",F140/'Lives scenario - input'!$F125),\"\")","v":""},{"$f":"IFERROR(IF(OR(G140=\"\",'Lives scenario - input'!$F125=\"\"),\"\",G140/'Lives scenario - input'!$F125),\"\")","v":""},{"$f":"IFERROR(IF(OR(H140=\"\",'Lives scenario - input'!$F125=\"\"),\"\",H140/'Lives scenario - input'!$F125),\"\")","v":""},{"$f":"IFERROR(IF(OR(I140=\"\",'Lives scenario - input'!$F125=\"\"),\"\",I140/'Lives scenario - input'!$F125),\"\")","v":""},{"$f":"IFERROR(IF(OR(J140=\"\",'Lives scenario - input'!$F125=\"\"),\"\",J140/'Lives scenario - input'!$F125),\"\")","v":""},{"$f":"IFERROR(IF(OR(K140=\"\",'Lives scenario - input'!$F125=\"\"),\"\",K140/'Lives scenario - input'!$F125),\"\")","v":""},{"$f":"IFERROR(IF(OR(L140=\"\",'Lives scenario - input'!$F125=\"\"),\"\",L140/'Lives scenario - input'!$F125),\"\")","v":""},{"$f":"IFERROR(IF(OR(M140=\"\",'Lives scenario - input'!$F125=\"\"),\"\",M140/'Lives scenario - input'!$F125),\"\")","v":""},{"$f":"IFERROR(IF(OR(N140=\"\",'Lives scenario - input'!$F125=\"\"),\"\",N140/'Lives scenario - input'!$F125),\"\")","v":""},{"$f":"IFERROR(IF(OR(O140=\"\",'Lives scenario - input'!$F125=\"\"),\"\",O140/'Lives scenario - input'!$F125),\"\")","v":""},{"$f":"IFERROR(IF(OR(P140=\"\",'Lives scenario - input'!$F125=\"\"),\"\",P140/'Lives scenario - input'!$F125),\"\")","v":""},{"$f":"IFERROR(IF(OR(Q140=\"\",'Lives scenario - input'!$F125=\"\"),\"\",Q140/'Lives scenario - input'!$F125),\"\")","v":""},{"$f":"IFERROR(IF(OR(R140=\"\",'Lives scenario - input'!$F125=\"\"),\"\",R140/'Lives scenario - input'!$F125),\"\")","v":""},{"$f":"IFERROR(IF(OR(S140=\"\",'Lives scenario - input'!$F125=\"\"),\"\",S140/'Lives scenario - input'!$F125),\"\")","v":""},{"$f":"IFERROR(IF(OR(T140=\"\",'Lives scenario - input'!$F125=\"\"),\"\",T140/'Lives scenario - input'!$F125),\"\")","v":""},{"$f":"IFERROR(IF(OR(U140=\"\",'Lives scenario - input'!$F125=\"\"),\"\",U140/'Lives scenario - input'!$F125),\"\")","v":""},{"$f":"IFERROR(IF(OR(V140=\"\",'Lives scenario - input'!$F125=\"\"),\"\",V140/'Lives scenario - input'!$F125),\"\")","v":""},{"$f":"IFERROR(IF(OR(W140=\"\",'Lives scenario - input'!$F125=\"\"),\"\",W140/'Lives scenario - input'!$F125),\"\")","v":""}]
[{"$f":"IFERROR('Lives scenario - input'!A126,\"\")","v":""},{"$f":"IFERROR('Lives scenario - input'!B126,\"\")","v":""},{"$f":"IFERROR('Lives scenario - input'!C126,\"\")","v":""},{"$f":"IFERROR(repcalc('Lives scenario - input'!$CX126:$GJ126,'Lives scenario - input'!$I126,'Lives scenario - input'!$G126,'Lives scenario - input'!$H126,20,TRUE,TRUE),\"\")","v":""},"","","","","","","","","","","","","","","","","","","",{"$f":"IFERROR(IF(OR(D141=\"\",'Lives scenario - input'!$F126=\"\"),\"\",D141/'Lives scenario - input'!$F126),\"\")","v":""},{"$f":"IFERROR(IF(OR(E141=\"\",'Lives scenario - input'!$F126=\"\"),\"\",E141/'Lives scenario - input'!$F126),\"\")","v":""},{"$f":"IFERROR(IF(OR(F141=\"\",'Lives scenario - input'!$F126=\"\"),\"\",F141/'Lives scenario - input'!$F126),\"\")","v":""},{"$f":"IFERROR(IF(OR(G141=\"\",'Lives scenario - input'!$F126=\"\"),\"\",G141/'Lives scenario - input'!$F126),\"\")","v":""},{"$f":"IFERROR(IF(OR(H141=\"\",'Lives scenario - input'!$F126=\"\"),\"\",H141/'Lives scenario - input'!$F126),\"\")","v":""},{"$f":"IFERROR(IF(OR(I141=\"\",'Lives scenario - input'!$F126=\"\"),\"\",I141/'Lives scenario - input'!$F126),\"\")","v":""},{"$f":"IFERROR(IF(OR(J141=\"\",'Lives scenario - input'!$F126=\"\"),\"\",J141/'Lives scenario - input'!$F126),\"\")","v":""},{"$f":"IFERROR(IF(OR(K141=\"\",'Lives scenario - input'!$F126=\"\"),\"\",K141/'Lives scenario - input'!$F126),\"\")","v":""},{"$f":"IFERROR(IF(OR(L141=\"\",'Lives scenario - input'!$F126=\"\"),\"\",L141/'Lives scenario - input'!$F126),\"\")","v":""},{"$f":"IFERROR(IF(OR(M141=\"\",'Lives scenario - input'!$F126=\"\"),\"\",M141/'Lives scenario - input'!$F126),\"\")","v":""},{"$f":"IFERROR(IF(OR(N141=\"\",'Lives scenario - input'!$F126=\"\"),\"\",N141/'Lives scenario - input'!$F126),\"\")","v":""},{"$f":"IFERROR(IF(OR(O141=\"\",'Lives scenario - input'!$F126=\"\"),\"\",O141/'Lives scenario - input'!$F126),\"\")","v":""},{"$f":"IFERROR(IF(OR(P141=\"\",'Lives scenario - input'!$F126=\"\"),\"\",P141/'Lives scenario - input'!$F126),\"\")","v":""},{"$f":"IFERROR(IF(OR(Q141=\"\",'Lives scenario - input'!$F126=\"\"),\"\",Q141/'Lives scenario - input'!$F126),\"\")","v":""},{"$f":"IFERROR(IF(OR(R141=\"\",'Lives scenario - input'!$F126=\"\"),\"\",R141/'Lives scenario - input'!$F126),\"\")","v":""},{"$f":"IFERROR(IF(OR(S141=\"\",'Lives scenario - input'!$F126=\"\"),\"\",S141/'Lives scenario - input'!$F126),\"\")","v":""},{"$f":"IFERROR(IF(OR(T141=\"\",'Lives scenario - input'!$F126=\"\"),\"\",T141/'Lives scenario - input'!$F126),\"\")","v":""},{"$f":"IFERROR(IF(OR(U141=\"\",'Lives scenario - input'!$F126=\"\"),\"\",U141/'Lives scenario - input'!$F126),\"\")","v":""},{"$f":"IFERROR(IF(OR(V141=\"\",'Lives scenario - input'!$F126=\"\"),\"\",V141/'Lives scenario - input'!$F126),\"\")","v":""},{"$f":"IFERROR(IF(OR(W141=\"\",'Lives scenario - input'!$F126=\"\"),\"\",W141/'Lives scenario - input'!$F126),\"\")","v":""}]
[{"$f":"IFERROR('Lives scenario - input'!A127,\"\")","v":""},{"$f":"IFERROR('Lives scenario - input'!B127,\"\")","v":""},{"$f":"IFERROR('Lives scenario - input'!C127,\"\")","v":""},{"$f":"IFERROR(repcalc('Lives scenario - input'!$CX127:$GJ127,'Lives scenario - input'!$I127,'Lives scenario - input'!$G127,'Lives scenario - input'!$H127,20,TRUE,TRUE),\"\")","v":""},"","","","","","","","","","","","","","","","","","","",{"$f":"IFERROR(IF(OR(D142=\"\",'Lives scenario - input'!$F127=\"\"),\"\",D142/'Lives scenario - input'!$F127),\"\")","v":""},{"$f":"IFERROR(IF(OR(E142=\"\",'Lives scenario - input'!$F127=\"\"),\"\",E142/'Lives scenario - input'!$F127),\"\")","v":""},{"$f":"IFERROR(IF(OR(F142=\"\",'Lives scenario - input'!$F127=\"\"),\"\",F142/'Lives scenario - input'!$F127),\"\")","v":""},{"$f":"IFERROR(IF(OR(G142=\"\",'Lives scenario - input'!$F127=\"\"),\"\",G142/'Lives scenario - input'!$F127),\"\")","v":""},{"$f":"IFERROR(IF(OR(H142=\"\",'Lives scenario - input'!$F127=\"\"),\"\",H142/'Lives scenario - input'!$F127),\"\")","v":""},{"$f":"IFERROR(IF(OR(I142=\"\",'Lives scenario - input'!$F127=\"\"),\"\",I142/'Lives scenario - input'!$F127),\"\")","v":""},{"$f":"IFERROR(IF(OR(J142=\"\",'Lives scenario - input'!$F127=\"\"),\"\",J142/'Lives scenario - input'!$F127),\"\")","v":""},{"$f":"IFERROR(IF(OR(K142=\"\",'Lives scenario - input'!$F127=\"\"),\"\",K142/'Lives scenario - input'!$F127),\"\")","v":""},{"$f":"IFERROR(IF(OR(L142=\"\",'Lives scenario - input'!$F127=\"\"),\"\",L142/'Lives scenario - input'!$F127),\"\")","v":""},{"$f":"IFERROR(IF(OR(M142=\"\",'Lives scenario - input'!$F127=\"\"),\"\",M142/'Lives scenario - input'!$F127),\"\")","v":""},{"$f":"IFERROR(IF(OR(N142=\"\",'Lives scenario - input'!$F127=\"\"),\"\",N142/'Lives scenario - input'!$F127),\"\")","v":""},{"$f":"IFERROR(IF(OR(O142=\"\",'Lives scenario - input'!$F127=\"\"),\"\",O142/'Lives scenario - input'!$F127),\"\")","v":""},{"$f":"IFERROR(IF(OR(P142=\"\",'Lives scenario - input'!$F127=\"\"),\"\",P142/'Lives scenario - input'!$F127),\"\")","v":""},{"$f":"IFERROR(IF(OR(Q142=\"\",'Lives scenario - input'!$F127=\"\"),\"\",Q142/'Lives scenario - input'!$F127),\"\")","v":""},{"$f":"IFERROR(IF(OR(R142=\"\",'Lives scenario - input'!$F127=\"\"),\"\",R142/'Lives scenario - input'!$F127),\"\")","v":""},{"$f":"IFERROR(IF(OR(S142=\"\",'Lives scenario - input'!$F127=\"\"),\"\",S142/'Lives scenario - input'!$F127),\"\")","v":""},{"$f":"IFERROR(IF(OR(T142=\"\",'Lives scenario - input'!$F127=\"\"),\"\",T142/'Lives scenario - input'!$F127),\"\")","v":""},{"$f":"IFERROR(IF(OR(U142=\"\",'Lives scenario - input'!$F127=\"\"),\"\",U142/'Lives scenario - input'!$F127),\"\")","v":""},{"$f":"IFERROR(IF(OR(V142=\"\",'Lives scenario - input'!$F127=\"\"),\"\",V142/'Lives scenario - input'!$F127),\"\")","v":""},{"$f":"IFERROR(IF(OR(W142=\"\",'Lives scenario - input'!$F127=\"\"),\"\",W142/'Lives scenario - input'!$F127),\"\")","v":""}]
[{"$f":"IFERROR('Lives scenario - input'!A128,\"\")","v":""},{"$f":"IFERROR('Lives scenario - input'!B128,\"\")","v":""},{"$f":"IFERROR('Lives scenario - input'!C128,\"\")","v":""},{"$f":"IFERROR(repcalc('Lives scenario - input'!$CX128:$GJ128,'Lives scenario - input'!$I128,'Lives scenario - input'!$G128,'Lives scenario - input'!$H128,20,TRUE,TRUE),\"\")","v":""},"","","","","","","","","","","","","","","","","","","",{"$f":"IFERROR(IF(OR(D143=\"\",'Lives scenario - input'!$F128=\"\"),\"\",D143/'Lives scenario - input'!$F128),\"\")","v":""},{"$f":"IFERROR(IF(OR(E143=\"\",'Lives scenario - input'!$F128=\"\"),\"\",E143/'Lives scenario - input'!$F128),\"\")","v":""},{"$f":"IFERROR(IF(OR(F143=\"\",'Lives scenario - input'!$F128=\"\"),\"\",F143/'Lives scenario - input'!$F128),\"\")","v":""},{"$f":"IFERROR(IF(OR(G143=\"\",'Lives scenario - input'!$F128=\"\"),\"\",G143/'Lives scenario - input'!$F128),\"\")","v":""},{"$f":"IFERROR(IF(OR(H143=\"\",'Lives scenario - input'!$F128=\"\"),\"\",H143/'Lives scenario - input'!$F128),\"\")","v":""},{"$f":"IFERROR(IF(OR(I143=\"\",'Lives scenario - input'!$F128=\"\"),\"\",I143/'Lives scenario - input'!$F128),\"\")","v":""},{"$f":"IFERROR(IF(OR(J143=\"\",'Lives scenario - input'!$F128=\"\"),\"\",J143/'Lives scenario - input'!$F128),\"\")","v":""},{"$f":"IFERROR(IF(OR(K143=\"\",'Lives scenario - input'!$F128=\"\"),\"\",K143/'Lives scenario - input'!$F128),\"\")","v":""},{"$f":"IFERROR(IF(OR(L143=\"\",'Lives scenario - input'!$F128=\"\"),\"\",L143/'Lives scenario - input'!$F128),\"\")","v":""},{"$f":"IFERROR(IF(OR(M143=\"\",'Lives scenario - input'!$F128=\"\"),\"\",M143/'Lives scenario - input'!$F128),\"\")","v":""},{"$f":"IFERROR(IF(OR(N143=\"\",'Lives scenario - input'!$F128=\"\"),\"\",N143/'Lives scenario - input'!$F128),\"\")","v":""},{"$f":"IFERROR(IF(OR(O143=\"\",'Lives scenario - input'!$F128=\"\"),\"\",O143/'Lives scenario - input'!$F128),\"\")","v":""},{"$f":"IFERROR(IF(OR(P143=\"\",'Lives scenario - input'!$F128=\"\"),\"\",P143/'Lives scenario - input'!$F128),\"\")","v":""},{"$f":"IFERROR(IF(OR(Q143=\"\",'Lives scenario - input'!$F128=\"\"),\"\",Q143/'Lives scenario - input'!$F128),\"\")","v":""},{"$f":"IFERROR(IF(OR(R143=\"\",'Lives scenario - input'!$F128=\"\"),\"\",R143/'Lives scenario - input'!$F128),\"\")","v":""},{"$f":"IFERROR(IF(OR(S143=\"\",'Lives scenario - input'!$F128=\"\"),\"\",S143/'Lives scenario - input'!$F128),\"\")","v":""},{"$f":"IFERROR(IF(OR(T143=\"\",'Lives scenario - input'!$F128=\"\"),\"\",T143/'Lives scenario - input'!$F128),\"\")","v":""},{"$f":"IFERROR(IF(OR(U143=\"\",'Lives scenario - input'!$F128=\"\"),\"\",U143/'Lives scenario - input'!$F128),\"\")","v":""},{"$f":"IFERROR(IF(OR(V143=\"\",'Lives scenario - input'!$F128=\"\"),\"\",V143/'Lives scenario - input'!$F128),\"\")","v":""},{"$f":"IFERROR(IF(OR(W143=\"\",'Lives scenario - input'!$F128=\"\"),\"\",W143/'Lives scenario - input'!$F128),\"\")","v":""}]
[{"$f":"IFERROR('Lives scenario - input'!A129,\"\")","v":""},{"$f":"IFERROR('Lives scenario - input'!B129,\"\")","v":""},{"$f":"IFERROR('Lives scenario - input'!C129,\"\")","v":""},{"$f":"IFERROR(repcalc('Lives scenario - input'!$CX129:$GJ129,'Lives scenario - input'!$I129,'Lives scenario - input'!$G129,'Lives scenario - input'!$H129,20,TRUE,TRUE),\"\")","v":""},"","","","","","","","","","","","","","","","","","","",{"$f":"IFERROR(IF(OR(D144=\"\",'Lives scenario - input'!$F129=\"\"),\"\",D144/'Lives scenario - input'!$F129),\"\")","v":""},{"$f":"IFERROR(IF(OR(E144=\"\",'Lives scenario - input'!$F129=\"\"),\"\",E144/'Lives scenario - input'!$F129),\"\")","v":""},{"$f":"IFERROR(IF(OR(F144=\"\",'Lives scenario - input'!$F129=\"\"),\"\",F144/'Lives scenario - input'!$F129),\"\")","v":""},{"$f":"IFERROR(IF(OR(G144=\"\",'Lives scenario - input'!$F129=\"\"),\"\",G144/'Lives scenario - input'!$F129),\"\")","v":""},{"$f":"IFERROR(IF(OR(H144=\"\",'Lives scenario - input'!$F129=\"\"),\"\",H144/'Lives scenario - input'!$F129),\"\")","v":""},{"$f":"IFERROR(IF(OR(I144=\"\",'Lives scenario - input'!$F129=\"\"),\"\",I144/'Lives scenario - input'!$F129),\"\")","v":""},{"$f":"IFERROR(IF(OR(J144=\"\",'Lives scenario - input'!$F129=\"\"),\"\",J144/'Lives scenario - input'!$F129),\"\")","v":""},{"$f":"IFERROR(IF(OR(K144=\"\",'Lives scenario - input'!$F129=\"\"),\"\",K144/'Lives scenario - input'!$F129),\"\")","v":""},{"$f":"IFERROR(IF(OR(L144=\"\",'Lives scenario - input'!$F129=\"\"),\"\",L144/'Lives scenario - input'!$F129),\"\")","v":""},{"$f":"IFERROR(IF(OR(M144=\"\",'Lives scenario - input'!$F129=\"\"),\"\",M144/'Lives scenario - input'!$F129),\"\")","v":""},{"$f":"IFERROR(IF(OR(N144=\"\",'Lives scenario - input'!$F129=\"\"),\"\",N144/'Lives scenario - input'!$F129),\"\")","v":""},{"$f":"IFERROR(IF(OR(O144=\"\",'Lives scenario - input'!$F129=\"\"),\"\",O144/'Lives scenario - input'!$F129),\"\")","v":""},{"$f":"IFERROR(IF(OR(P144=\"\",'Lives scenario - input'!$F129=\"\"),\"\",P144/'Lives scenario - input'!$F129),\"\")","v":""},{"$f":"IFERROR(IF(OR(Q144=\"\",'Lives scenario - input'!$F129=\"\"),\"\",Q144/'Lives scenario - input'!$F129),\"\")","v":""},{"$f":"IFERROR(IF(OR(R144=\"\",'Lives scenario - input'!$F129=\"\"),\"\",R144/'Lives scenario - input'!$F129),\"\")","v":""},{"$f":"IFERROR(IF(OR(S144=\"\",'Lives scenario - input'!$F129=\"\"),\"\",S144/'Lives scenario - input'!$F129),\"\")","v":""},{"$f":"IFERROR(IF(OR(T144=\"\",'Lives scenario - input'!$F129=\"\"),\"\",T144/'Lives scenario - input'!$F129),\"\")","v":""},{"$f":"IFERROR(IF(OR(U144=\"\",'Lives scenario - input'!$F129=\"\"),\"\",U144/'Lives scenario - input'!$F129),\"\")","v":""},{"$f":"IFERROR(IF(OR(V144=\"\",'Lives scenario - input'!$F129=\"\"),\"\",V144/'Lives scenario - input'!$F129),\"\")","v":""},{"$f":"IFERROR(IF(OR(W144=\"\",'Lives scenario - input'!$F129=\"\"),\"\",W144/'Lives scenario - input'!$F129),\"\")","v":""}]
[{"$f":"IFERROR('Lives scenario - input'!A130,\"\")","v":""},{"$f":"IFERROR('Lives scenario - input'!B130,\"\")","v":""},{"$f":"IFERROR('Lives scenario - input'!C130,\"\")","v":""},{"$f":"IFERROR(repcalc('Lives scenario - input'!$CX130:$GJ130,'Lives scenario - input'!$I130,'Lives scenario - input'!$G130,'Lives scenario - input'!$H130,20,TRUE,TRUE),\"\")","v":""},"","","","","","","","","","","","","","","","","","","",{"$f":"IFERROR(IF(OR(D145=\"\",'Lives scenario - input'!$F130=\"\"),\"\",D145/'Lives scenario - input'!$F130),\"\")","v":""},{"$f":"IFERROR(IF(OR(E145=\"\",'Lives scenario - input'!$F130=\"\"),\"\",E145/'Lives scenario - input'!$F130),\"\")","v":""},{"$f":"IFERROR(IF(OR(F145=\"\",'Lives scenario - input'!$F130=\"\"),\"\",F145/'Lives scenario - input'!$F130),\"\")","v":""},{"$f":"IFERROR(IF(OR(G145=\"\",'Lives scenario - input'!$F130=\"\"),\"\",G145/'Lives scenario - input'!$F130),\"\")","v":""},{"$f":"IFERROR(IF(OR(H145=\"\",'Lives scenario - input'!$F130=\"\"),\"\",H145/'Lives scenario - input'!$F130),\"\")","v":""},{"$f":"IFERROR(IF(OR(I145=\"\",'Lives scenario - input'!$F130=\"\"),\"\",I145/'Lives scenario - input'!$F130),\"\")","v":""},{"$f":"IFERROR(IF(OR(J145=\"\",'Lives scenario - input'!$F130=\"\"),\"\",J145/'Lives scenario - input'!$F130),\"\")","v":""},{"$f":"IFERROR(IF(OR(K145=\"\",'Lives scenario - input'!$F130=\"\"),\"\",K145/'Lives scenario - input'!$F130),\"\")","v":""},{"$f":"IFERROR(IF(OR(L145=\"\",'Lives scenario - input'!$F130=\"\"),\"\",L145/'Lives scenario - input'!$F130),\"\")","v":""},{"$f":"IFERROR(IF(OR(M145=\"\",'Lives scenario - input'!$F130=\"\"),\"\",M145/'Lives scenario - input'!$F130),\"\")","v":""},{"$f":"IFERROR(IF(OR(N145=\"\",'Lives scenario - input'!$F130=\"\"),\"\",N145/'Lives scenario - input'!$F130),\"\")","v":""},{"$f":"IFERROR(IF(OR(O145=\"\",'Lives scenario - input'!$F130=\"\"),\"\",O145/'Lives scenario - input'!$F130),\"\")","v":""},{"$f":"IFERROR(IF(OR(P145=\"\",'Lives scenario - input'!$F130=\"\"),\"\",P145/'Lives scenario - input'!$F130),\"\")","v":""},{"$f":"IFERROR(IF(OR(Q145=\"\",'Lives scenario - input'!$F130=\"\"),\"\",Q145/'Lives scenario - input'!$F130),\"\")","v":""},{"$f":"IFERROR(IF(OR(R145=\"\",'Lives scenario - input'!$F130=\"\"),\"\",R145/'Lives scenario - input'!$F130),\"\")","v":""},{"$f":"IFERROR(IF(OR(S145=\"\",'Lives scenario - input'!$F130=\"\"),\"\",S145/'Lives scenario - input'!$F130),\"\")","v":""},{"$f":"IFERROR(IF(OR(T145=\"\",'Lives scenario - input'!$F130=\"\"),\"\",T145/'Lives scenario - input'!$F130),\"\")","v":""},{"$f":"IFERROR(IF(OR(U145=\"\",'Lives scenario - input'!$F130=\"\"),\"\",U145/'Lives scenario - input'!$F130),\"\")","v":""},{"$f":"IFERROR(IF(OR(V145=\"\",'Lives scenario - input'!$F130=\"\"),\"\",V145/'Lives scenario - input'!$F130),\"\")","v":""},{"$f":"IFERROR(IF(OR(W145=\"\",'Lives scenario - input'!$F130=\"\"),\"\",W145/'Lives scenario - input'!$F130),\"\")","v":""}]
[{"$f":"IFERROR('Lives scenario - input'!A131,\"\")","v":""},{"$f":"IFERROR('Lives scenario - input'!B131,\"\")","v":""},{"$f":"IFERROR('Lives scenario - input'!C131,\"\")","v":""},{"$f":"IFERROR(repcalc('Lives scenario - input'!$CX131:$GJ131,'Lives scenario - input'!$I131,'Lives scenario - input'!$G131,'Lives scenario - input'!$H131,20,TRUE,TRUE),\"\")","v":""},"","","","","","","","","","","","","","","","","","","",{"$f":"IFERROR(IF(OR(D146=\"\",'Lives scenario - input'!$F131=\"\"),\"\",D146/'Lives scenario - input'!$F131),\"\")","v":""},{"$f":"IFERROR(IF(OR(E146=\"\",'Lives scenario - input'!$F131=\"\"),\"\",E146/'Lives scenario - input'!$F131),\"\")","v":""},{"$f":"IFERROR(IF(OR(F146=\"\",'Lives scenario - input'!$F131=\"\"),\"\",F146/'Lives scenario - input'!$F131),\"\")","v":""},{"$f":"IFERROR(IF(OR(G146=\"\",'Lives scenario - input'!$F131=\"\"),\"\",G146/'Lives scenario - input'!$F131),\"\")","v":""},{"$f":"IFERROR(IF(OR(H146=\"\",'Lives scenario - input'!$F131=\"\"),\"\",H146/'Lives scenario - input'!$F131),\"\")","v":""},{"$f":"IFERROR(IF(OR(I146=\"\",'Lives scenario - input'!$F131=\"\"),\"\",I146/'Lives scenario - input'!$F131),\"\")","v":""},{"$f":"IFERROR(IF(OR(J146=\"\",'Lives scenario - input'!$F131=\"\"),\"\",J146/'Lives scenario - input'!$F131),\"\")","v":""},{"$f":"IFERROR(IF(OR(K146=\"\",'Lives scenario - input'!$F131=\"\"),\"\",K146/'Lives scenario - input'!$F131),\"\")","v":""},{"$f":"IFERROR(IF(OR(L146=\"\",'Lives scenario - input'!$F131=\"\"),\"\",L146/'Lives scenario - input'!$F131),\"\")","v":""},{"$f":"IFERROR(IF(OR(M146=\"\",'Lives scenario - input'!$F131=\"\"),\"\",M146/'Lives scenario - input'!$F131),\"\")","v":""},{"$f":"IFERROR(IF(OR(N146=\"\",'Lives scenario - input'!$F131=\"\"),\"\",N146/'Lives scenario - input'!$F131),\"\")","v":""},{"$f":"IFERROR(IF(OR(O146=\"\",'Lives scenario - input'!$F131=\"\"),\"\",O146/'Lives scenario - input'!$F131),\"\")","v":""},{"$f":"IFERROR(IF(OR(P146=\"\",'Lives scenario - input'!$F131=\"\"),\"\",P146/'Lives scenario - input'!$F131),\"\")","v":""},{"$f":"IFERROR(IF(OR(Q146=\"\",'Lives scenario - input'!$F131=\"\"),\"\",Q146/'Lives scenario - input'!$F131),\"\")","v":""},{"$f":"IFERROR(IF(OR(R146=\"\",'Lives scenario - input'!$F131=\"\"),\"\",R146/'Lives scenario - input'!$F131),\"\")","v":""},{"$f":"IFERROR(IF(OR(S146=\"\",'Lives scenario - input'!$F131=\"\"),\"\",S146/'Lives scenario - input'!$F131),\"\")","v":""},{"$f":"IFERROR(IF(OR(T146=\"\",'Lives scenario - input'!$F131=\"\"),\"\",T146/'Lives scenario - input'!$F131),\"\")","v":""},{"$f":"IFERROR(IF(OR(U146=\"\",'Lives scenario - input'!$F131=\"\"),\"\",U146/'Lives scenario - input'!$F131),\"\")","v":""},{"$f":"IFERROR(IF(OR(V146=\"\",'Lives scenario - input'!$F131=\"\"),\"\",V146/'Lives scenario - input'!$F131),\"\")","v":""},{"$f":"IFERROR(IF(OR(W146=\"\",'Lives scenario - input'!$F131=\"\"),\"\",W146/'Lives scenario - input'!$F131),\"\")","v":""}]
[{"$f":"IFERROR('Lives scenario - input'!A132,\"\")","v":""},{"$f":"IFERROR('Lives scenario - input'!B132,\"\")","v":""},{"$f":"IFERROR('Lives scenario - input'!C132,\"\")","v":""},{"$f":"IFERROR(repcalc('Lives scenario - input'!$CX132:$GJ132,'Lives scenario - input'!$I132,'Lives scenario - input'!$G132,'Lives scenario - input'!$H132,20,TRUE,TRUE),\"\")","v":""},"","","","","","","","","","","","","","","","","","","",{"$f":"IFERROR(IF(OR(D147=\"\",'Lives scenario - input'!$F132=\"\"),\"\",D147/'Lives scenario - input'!$F132),\"\")","v":""},{"$f":"IFERROR(IF(OR(E147=\"\",'Lives scenario - input'!$F132=\"\"),\"\",E147/'Lives scenario - input'!$F132),\"\")","v":""},{"$f":"IFERROR(IF(OR(F147=\"\",'Lives scenario - input'!$F132=\"\"),\"\",F147/'Lives scenario - input'!$F132),\"\")","v":""},{"$f":"IFERROR(IF(OR(G147=\"\",'Lives scenario - input'!$F132=\"\"),\"\",G147/'Lives scenario - input'!$F132),\"\")","v":""},{"$f":"IFERROR(IF(OR(H147=\"\",'Lives scenario - input'!$F132=\"\"),\"\",H147/'Lives scenario - input'!$F132),\"\")","v":""},{"$f":"IFERROR(IF(OR(I147=\"\",'Lives scenario - input'!$F132=\"\"),\"\",I147/'Lives scenario - input'!$F132),\"\")","v":""},{"$f":"IFERROR(IF(OR(J147=\"\",'Lives scenario - input'!$F132=\"\"),\"\",J147/'Lives scenario - input'!$F132),\"\")","v":""},{"$f":"IFERROR(IF(OR(K147=\"\",'Lives scenario - input'!$F132=\"\"),\"\",K147/'Lives scenario - input'!$F132),\"\")","v":""},{"$f":"IFERROR(IF(OR(L147=\"\",'Lives scenario - input'!$F132=\"\"),\"\",L147/'Lives scenario - input'!$F132),\"\")","v":""},{"$f":"IFERROR(IF(OR(M147=\"\",'Lives scenario - input'!$F132=\"\"),\"\",M147/'Lives scenario - input'!$F132),\"\")","v":""},{"$f":"IFERROR(IF(OR(N147=\"\",'Lives scenario - input'!$F132=\"\"),\"\",N147/'Lives scenario - input'!$F132),\"\")","v":""},{"$f":"IFERROR(IF(OR(O147=\"\",'Lives scenario - input'!$F132=\"\"),\"\",O147/'Lives scenario - input'!$F132),\"\")","v":""},{"$f":"IFERROR(IF(OR(P147=\"\",'Lives scenario - input'!$F132=\"\"),\"\",P147/'Lives scenario - input'!$F132),\"\")","v":""},{"$f":"IFERROR(IF(OR(Q147=\"\",'Lives scenario - input'!$F132=\"\"),\"\",Q147/'Lives scenario - input'!$F132),\"\")","v":""},{"$f":"IFERROR(IF(OR(R147=\"\",'Lives scenario - input'!$F132=\"\"),\"\",R147/'Lives scenario - input'!$F132),\"\")","v":""},{"$f":"IFERROR(IF(OR(S147=\"\",'Lives scenario - input'!$F132=\"\"),\"\",S147/'Lives scenario - input'!$F132),\"\")","v":""},{"$f":"IFERROR(IF(OR(T147=\"\",'Lives scenario - input'!$F132=\"\"),\"\",T147/'Lives scenario - input'!$F132),\"\")","v":""},{"$f":"IFERROR(IF(OR(U147=\"\",'Lives scenario - input'!$F132=\"\"),\"\",U147/'Lives scenario - input'!$F132),\"\")","v":""},{"$f":"IFERROR(IF(OR(V147=\"\",'Lives scenario - input'!$F132=\"\"),\"\",V147/'Lives scenario - input'!$F132),\"\")","v":""},{"$f":"IFERROR(IF(OR(W147=\"\",'Lives scenario - input'!$F132=\"\"),\"\",W147/'Lives scenario - input'!$F132),\"\")","v":""}]
[{"$f":"IFERROR('Lives scenario - input'!A133,\"\")","v":""},{"$f":"IFERROR('Lives scenario - input'!B133,\"\")","v":""},{"$f":"IFERROR('Lives scenario - input'!C133,\"\")","v":""},{"$f":"IFERROR(repcalc('Lives scenario - input'!$CX133:$GJ133,'Lives scenario - input'!$I133,'Lives scenario - input'!$G133,'Lives scenario - input'!$H133,20,TRUE,TRUE),\"\")","v":""},"","","","","","","","","","","","","","","","","","","",{"$f":"IFERROR(IF(OR(D148=\"\",'Lives scenario - input'!$F133=\"\"),\"\",D148/'Lives scenario - input'!$F133),\"\")","v":""},{"$f":"IFERROR(IF(OR(E148=\"\",'Lives scenario - input'!$F133=\"\"),\"\",E148/'Lives scenario - input'!$F133),\"\")","v":""},{"$f":"IFERROR(IF(OR(F148=\"\",'Lives scenario - input'!$F133=\"\"),\"\",F148/'Lives scenario - input'!$F133),\"\")","v":""},{"$f":"IFERROR(IF(OR(G148=\"\",'Lives scenario - input'!$F133=\"\"),\"\",G148/'Lives scenario - input'!$F133),\"\")","v":""},{"$f":"IFERROR(IF(OR(H148=\"\",'Lives scenario - input'!$F133=\"\"),\"\",H148/'Lives scenario - input'!$F133),\"\")","v":""},{"$f":"IFERROR(IF(OR(I148=\"\",'Lives scenario - input'!$F133=\"\"),\"\",I148/'Lives scenario - input'!$F133),\"\")","v":""},{"$f":"IFERROR(IF(OR(J148=\"\",'Lives scenario - input'!$F133=\"\"),\"\",J148/'Lives scenario - input'!$F133),\"\")","v":""},{"$f":"IFERROR(IF(OR(K148=\"\",'Lives scenario - input'!$F133=\"\"),\"\",K148/'Lives scenario - input'!$F133),\"\")","v":""},{"$f":"IFERROR(IF(OR(L148=\"\",'Lives scenario - input'!$F133=\"\"),\"\",L148/'Lives scenario - input'!$F133),\"\")","v":""},{"$f":"IFERROR(IF(OR(M148=\"\",'Lives scenario - input'!$F133=\"\"),\"\",M148/'Lives scenario - input'!$F133),\"\")","v":""},{"$f":"IFERROR(IF(OR(N148=\"\",'Lives scenario - input'!$F133=\"\"),\"\",N148/'Lives scenario - input'!$F133),\"\")","v":""},{"$f":"IFERROR(IF(OR(O148=\"\",'Lives scenario - input'!$F133=\"\"),\"\",O148/'Lives scenario - input'!$F133),\"\")","v":""},{"$f":"IFERROR(IF(OR(P148=\"\",'Lives scenario - input'!$F133=\"\"),\"\",P148/'Lives scenario - input'!$F133),\"\")","v":""},{"$f":"IFERROR(IF(OR(Q148=\"\",'Lives scenario - input'!$F133=\"\"),\"\",Q148/'Lives scenario - input'!$F133),\"\")","v":""},{"$f":"IFERROR(IF(OR(R148=\"\",'Lives scenario - input'!$F133=\"\"),\"\",R148/'Lives scenario - input'!$F133),\"\")","v":""},{"$f":"IFERROR(IF(OR(S148=\"\",'Lives scenario - input'!$F133=\"\"),\"\",S148/'Lives scenario - input'!$F133),\"\")","v":""},{"$f":"IFERROR(IF(OR(T148=\"\",'Lives scenario - input'!$F133=\"\"),\"\",T148/'Lives scenario - input'!$F133),\"\")","v":""},{"$f":"IFERROR(IF(OR(U148=\"\",'Lives scenario - input'!$F133=\"\"),\"\",U148/'Lives scenario - input'!$F133),\"\")","v":""},{"$f":"IFERROR(IF(OR(V148=\"\",'Lives scenario - input'!$F133=\"\"),\"\",V148/'Lives scenario - input'!$F133),\"\")","v":""},{"$f":"IFERROR(IF(OR(W148=\"\",'Lives scenario - input'!$F133=\"\"),\"\",W148/'Lives scenario - input'!$F133),\"\")","v":""}]
[{"$f":"IFERROR('Lives scenario - input'!A134,\"\")","v":""},{"$f":"IFERROR('Lives scenario - input'!B134,\"\")","v":""},{"$f":"IFERROR('Lives scenario - input'!C134,\"\")","v":""},{"$f":"IFERROR(repcalc('Lives scenario - input'!$CX134:$GJ134,'Lives scenario - input'!$I134,'Lives scenario - input'!$G134,'Lives scenario - input'!$H134,20,TRUE,TRUE),\"\")","v":""},"","","","","","","","","","","","","","","","","","","",{"$f":"IFERROR(IF(OR(D149=\"\",'Lives scenario - input'!$F134=\"\"),\"\",D149/'Lives scenario - input'!$F134),\"\")","v":""},{"$f":"IFERROR(IF(OR(E149=\"\",'Lives scenario - input'!$F134=\"\"),\"\",E149/'Lives scenario - input'!$F134),\"\")","v":""},{"$f":"IFERROR(IF(OR(F149=\"\",'Lives scenario - input'!$F134=\"\"),\"\",F149/'Lives scenario - input'!$F134),\"\")","v":""},{"$f":"IFERROR(IF(OR(G149=\"\",'Lives scenario - input'!$F134=\"\"),\"\",G149/'Lives scenario - input'!$F134),\"\")","v":""},{"$f":"IFERROR(IF(OR(H149=\"\",'Lives scenario - input'!$F134=\"\"),\"\",H149/'Lives scenario - input'!$F134),\"\")","v":""},{"$f":"IFERROR(IF(OR(I149=\"\",'Lives scenario - input'!$F134=\"\"),\"\",I149/'Lives scenario - input'!$F134),\"\")","v":""},{"$f":"IFERROR(IF(OR(J149=\"\",'Lives scenario - input'!$F134=\"\"),\"\",J149/'Lives scenario - input'!$F134),\"\")","v":""},{"$f":"IFERROR(IF(OR(K149=\"\",'Lives scenario - input'!$F134=\"\"),\"\",K149/'Lives scenario - input'!$F134),\"\")","v":""},{"$f":"IFERROR(IF(OR(L149=\"\",'Lives scenario - input'!$F134=\"\"),\"\",L149/'Lives scenario - input'!$F134),\"\")","v":""},{"$f":"IFERROR(IF(OR(M149=\"\",'Lives scenario - input'!$F134=\"\"),\"\",M149/'Lives scenario - input'!$F134),\"\")","v":""},{"$f":"IFERROR(IF(OR(N149=\"\",'Lives scenario - input'!$F134=\"\"),\"\",N149/'Lives scenario - input'!$F134),\"\")","v":""},{"$f":"IFERROR(IF(OR(O149=\"\",'Lives scenario - input'!$F134=\"\"),\"\",O149/'Lives scenario - input'!$F134),\"\")","v":""},{"$f":"IFERROR(IF(OR(P149=\"\",'Lives scenario - input'!$F134=\"\"),\"\",P149/'Lives scenario - input'!$F134),\"\")","v":""},{"$f":"IFERROR(IF(OR(Q149=\"\",'Lives scenario - input'!$F134=\"\"),\"\",Q149/'Lives scenario - input'!$F134),\"\")","v":""},{"$f":"IFERROR(IF(OR(R149=\"\",'Lives scenario - input'!$F134=\"\"),\"\",R149/'Lives scenario - input'!$F134),\"\")","v":""},{"$f":"IFERROR(IF(OR(S149=\"\",'Lives scenario - input'!$F134=\"\"),\"\",S149/'Lives scenario - input'!$F134),\"\")","v":""},{"$f":"IFERROR(IF(OR(T149=\"\",'Lives scenario - input'!$F134=\"\"),\"\",T149/'Lives scenario - input'!$F134),\"\")","v":""},{"$f":"IFERROR(IF(OR(U149=\"\",'Lives scenario - input'!$F134=\"\"),\"\",U149/'Lives scenario - input'!$F134),\"\")","v":""},{"$f":"IFERROR(IF(OR(V149=\"\",'Lives scenario - input'!$F134=\"\"),\"\",V149/'Lives scenario - input'!$F134),\"\")","v":""},{"$f":"IFERROR(IF(OR(W149=\"\",'Lives scenario - input'!$F134=\"\"),\"\",W149/'Lives scenario - input'!$F134),\"\")","v":""}]
[{"$f":"IFERROR('Lives scenario - input'!A135,\"\")","v":""},{"$f":"IFERROR('Lives scenario - input'!B135,\"\")","v":""},{"$f":"IFERROR('Lives scenario - input'!C135,\"\")","v":""},{"$f":"IFERROR(repcalc('Lives scenario - input'!$CX135:$GJ135,'Lives scenario - input'!$I135,'Lives scenario - input'!$G135,'Lives scenario - input'!$H135,20,TRUE,TRUE),\"\")","v":""},"","","","","","","","","","","","","","","","","","","",{"$f":"IFERROR(IF(OR(D150=\"\",'Lives scenario - input'!$F135=\"\"),\"\",D150/'Lives scenario - input'!$F135),\"\")","v":""},{"$f":"IFERROR(IF(OR(E150=\"\",'Lives scenario - input'!$F135=\"\"),\"\",E150/'Lives scenario - input'!$F135),\"\")","v":""},{"$f":"IFERROR(IF(OR(F150=\"\",'Lives scenario - input'!$F135=\"\"),\"\",F150/'Lives scenario - input'!$F135),\"\")","v":""},{"$f":"IFERROR(IF(OR(G150=\"\",'Lives scenario - input'!$F135=\"\"),\"\",G150/'Lives scenario - input'!$F135),\"\")","v":""},{"$f":"IFERROR(IF(OR(H150=\"\",'Lives scenario - input'!$F135=\"\"),\"\",H150/'Lives scenario - input'!$F135),\"\")","v":""},{"$f":"IFERROR(IF(OR(I150=\"\",'Lives scenario - input'!$F135=\"\"),\"\",I150/'Lives scenario - input'!$F135),\"\")","v":""},{"$f":"IFERROR(IF(OR(J150=\"\",'Lives scenario - input'!$F135=\"\"),\"\",J150/'Lives scenario - input'!$F135),\"\")","v":""},{"$f":"IFERROR(IF(OR(K150=\"\",'Lives scenario - input'!$F135=\"\"),\"\",K150/'Lives scenario - input'!$F135),\"\")","v":""},{"$f":"IFERROR(IF(OR(L150=\"\",'Lives scenario - input'!$F135=\"\"),\"\",L150/'Lives scenario - input'!$F135),\"\")","v":""},{"$f":"IFERROR(IF(OR(M150=\"\",'Lives scenario - input'!$F135=\"\"),\"\",M150/'Lives scenario - input'!$F135),\"\")","v":""},{"$f":"IFERROR(IF(OR(N150=\"\",'Lives scenario - input'!$F135=\"\"),\"\",N150/'Lives scenario - input'!$F135),\"\")","v":""},{"$f":"IFERROR(IF(OR(O150=\"\",'Lives scenario - input'!$F135=\"\"),\"\",O150/'Lives scenario - input'!$F135),\"\")","v":""},{"$f":"IFERROR(IF(OR(P150=\"\",'Lives scenario - input'!$F135=\"\"),\"\",P150/'Lives scenario - input'!$F135),\"\")","v":""},{"$f":"IFERROR(IF(OR(Q150=\"\",'Lives scenario - input'!$F135=\"\"),\"\",Q150/'Lives scenario - input'!$F135),\"\")","v":""},{"$f":"IFERROR(IF(OR(R150=\"\",'Lives scenario - input'!$F135=\"\"),\"\",R150/'Lives scenario - input'!$F135),\"\")","v":""},{"$f":"IFERROR(IF(OR(S150=\"\",'Lives scenario - input'!$F135=\"\"),\"\",S150/'Lives scenario - input'!$F135),\"\")","v":""},{"$f":"IFERROR(IF(OR(T150=\"\",'Lives scenario - input'!$F135=\"\"),\"\",T150/'Lives scenario - input'!$F135),\"\")","v":""},{"$f":"IFERROR(IF(OR(U150=\"\",'Lives scenario - input'!$F135=\"\"),\"\",U150/'Lives scenario - input'!$F135),\"\")","v":""},{"$f":"IFERROR(IF(OR(V150=\"\",'Lives scenario - input'!$F135=\"\"),\"\",V150/'Lives scenario - input'!$F135),\"\")","v":""},{"$f":"IFERROR(IF(OR(W150=\"\",'Lives scenario - input'!$F135=\"\"),\"\",W150/'Lives scenario - input'!$F135),\"\")","v":""}]
[{"$f":"IFERROR('Lives scenario - input'!A136,\"\")","v":""},{"$f":"IFERROR('Lives scenario - input'!B136,\"\")","v":""},{"$f":"IFERROR('Lives scenario - input'!C136,\"\")","v":""},{"$f":"IFERROR(repcalc('Lives scenario - input'!$CX136:$GJ136,'Lives scenario - input'!$I136,'Lives scenario - input'!$G136,'Lives scenario - input'!$H136,20,TRUE,TRUE),\"\")","v":""},"","","","","","","","","","","","","","","","","","","",{"$f":"IFERROR(IF(OR(D151=\"\",'Lives scenario - input'!$F136=\"\"),\"\",D151/'Lives scenario - input'!$F136),\"\")","v":""},{"$f":"IFERROR(IF(OR(E151=\"\",'Lives scenario - input'!$F136=\"\"),\"\",E151/'Lives scenario - input'!$F136),\"\")","v":""},{"$f":"IFERROR(IF(OR(F151=\"\",'Lives scenario - input'!$F136=\"\"),\"\",F151/'Lives scenario - input'!$F136),\"\")","v":""},{"$f":"IFERROR(IF(OR(G151=\"\",'Lives scenario - input'!$F136=\"\"),\"\",G151/'Lives scenario - input'!$F136),\"\")","v":""},{"$f":"IFERROR(IF(OR(H151=\"\",'Lives scenario - input'!$F136=\"\"),\"\",H151/'Lives scenario - input'!$F136),\"\")","v":""},{"$f":"IFERROR(IF(OR(I151=\"\",'Lives scenario - input'!$F136=\"\"),\"\",I151/'Lives scenario - input'!$F136),\"\")","v":""},{"$f":"IFERROR(IF(OR(J151=\"\",'Lives scenario - input'!$F136=\"\"),\"\",J151/'Lives scenario - input'!$F136),\"\")","v":""},{"$f":"IFERROR(IF(OR(K151=\"\",'Lives scenario - input'!$F136=\"\"),\"\",K151/'Lives scenario - input'!$F136),\"\")","v":""},{"$f":"IFERROR(IF(OR(L151=\"\",'Lives scenario - input'!$F136=\"\"),\"\",L151/'Lives scenario - input'!$F136),\"\")","v":""},{"$f":"IFERROR(IF(OR(M151=\"\",'Lives scenario - input'!$F136=\"\"),\"\",M151/'Lives scenario - input'!$F136),\"\")","v":""},{"$f":"IFERROR(IF(OR(N151=\"\",'Lives scenario - input'!$F136=\"\"),\"\",N151/'Lives scenario - input'!$F136),\"\")","v":""},{"$f":"IFERROR(IF(OR(O151=\"\",'Lives scenario - input'!$F136=\"\"),\"\",O151/'Lives scenario - input'!$F136),\"\")","v":""},{"$f":"IFERROR(IF(OR(P151=\"\",'Lives scenario - input'!$F136=\"\"),\"\",P151/'Lives scenario - input'!$F136),\"\")","v":""},{"$f":"IFERROR(IF(OR(Q151=\"\",'Lives scenario - input'!$F136=\"\"),\"\",Q151/'Lives scenario - input'!$F136),\"\")","v":""},{"$f":"IFERROR(IF(OR(R151=\"\",'Lives scenario - input'!$F136=\"\"),\"\",R151/'Lives scenario - input'!$F136),\"\")","v":""},{"$f":"IFERROR(IF(OR(S151=\"\",'Lives scenario - input'!$F136=\"\"),\"\",S151/'Lives scenario - input'!$F136),\"\")","v":""},{"$f":"IFERROR(IF(OR(T151=\"\",'Lives scenario - input'!$F136=\"\"),\"\",T151/'Lives scenario - input'!$F136),\"\")","v":""},{"$f":"IFERROR(IF(OR(U151=\"\",'Lives scenario - input'!$F136=\"\"),\"\",U151/'Lives scenario - input'!$F136),\"\")","v":""},{"$f":"IFERROR(IF(OR(V151=\"\",'Lives scenario - input'!$F136=\"\"),\"\",V151/'Lives scenario - input'!$F136),\"\")","v":""},{"$f":"IFERROR(IF(OR(W151=\"\",'Lives scenario - input'!$F136=\"\"),\"\",W151/'Lives scenario - input'!$F136),\"\")","v":""}]
[{"$f":"IFERROR('Lives scenario - input'!A137,\"\")","v":""},{"$f":"IFERROR('Lives scenario - input'!B137,\"\")","v":""},{"$f":"IFERROR('Lives scenario - input'!C137,\"\")","v":""},{"$f":"IFERROR(repcalc('Lives scenario - input'!$CX137:$GJ137,'Lives scenario - input'!$I137,'Lives scenario - input'!$G137,'Lives scenario - input'!$H137,20,TRUE,TRUE),\"\")","v":""},"","","","","","","","","","","","","","","","","","","",{"$f":"IFERROR(IF(OR(D152=\"\",'Lives scenario - input'!$F137=\"\"),\"\",D152/'Lives scenario - input'!$F137),\"\")","v":""},{"$f":"IFERROR(IF(OR(E152=\"\",'Lives scenario - input'!$F137=\"\"),\"\",E152/'Lives scenario - input'!$F137),\"\")","v":""},{"$f":"IFERROR(IF(OR(F152=\"\",'Lives scenario - input'!$F137=\"\"),\"\",F152/'Lives scenario - input'!$F137),\"\")","v":""},{"$f":"IFERROR(IF(OR(G152=\"\",'Lives scenario - input'!$F137=\"\"),\"\",G152/'Lives scenario - input'!$F137),\"\")","v":""},{"$f":"IFERROR(IF(OR(H152=\"\",'Lives scenario - input'!$F137=\"\"),\"\",H152/'Lives scenario - input'!$F137),\"\")","v":""},{"$f":"IFERROR(IF(OR(I152=\"\",'Lives scenario - input'!$F137=\"\"),\"\",I152/'Lives scenario - input'!$F137),\"\")","v":""},{"$f":"IFERROR(IF(OR(J152=\"\",'Lives scenario - input'!$F137=\"\"),\"\",J152/'Lives scenario - input'!$F137),\"\")","v":""},{"$f":"IFERROR(IF(OR(K152=\"\",'Lives scenario - input'!$F137=\"\"),\"\",K152/'Lives scenario - input'!$F137),\"\")","v":""},{"$f":"IFERROR(IF(OR(L152=\"\",'Lives scenario - input'!$F137=\"\"),\"\",L152/'Lives scenario - input'!$F137),\"\")","v":""},{"$f":"IFERROR(IF(OR(M152=\"\",'Lives scenario - input'!$F137=\"\"),\"\",M152/'Lives scenario - input'!$F137),\"\")","v":""},{"$f":"IFERROR(IF(OR(N152=\"\",'Lives scenario - input'!$F137=\"\"),\"\",N152/'Lives scenario - input'!$F137),\"\")","v":""},{"$f":"IFERROR(IF(OR(O152=\"\",'Lives scenario - input'!$F137=\"\"),\"\",O152/'Lives scenario - input'!$F137),\"\")","v":""},{"$f":"IFERROR(IF(OR(P152=\"\",'Lives scenario - input'!$F137=\"\"),\"\",P152/'Lives scenario - input'!$F137),\"\")","v":""},{"$f":"IFERROR(IF(OR(Q152=\"\",'Lives scenario - input'!$F137=\"\"),\"\",Q152/'Lives scenario - input'!$F137),\"\")","v":""},{"$f":"IFERROR(IF(OR(R152=\"\",'Lives scenario - input'!$F137=\"\"),\"\",R152/'Lives scenario - input'!$F137),\"\")","v":""},{"$f":"IFERROR(IF(OR(S152=\"\",'Lives scenario - input'!$F137=\"\"),\"\",S152/'Lives scenario - input'!$F137),\"\")","v":""},{"$f":"IFERROR(IF(OR(T152=\"\",'Lives scenario - input'!$F137=\"\"),\"\",T152/'Lives scenario - input'!$F137),\"\")","v":""},{"$f":"IFERROR(IF(OR(U152=\"\",'Lives scenario - input'!$F137=\"\"),\"\",U152/'Lives scenario - input'!$F137),\"\")","v":""},{"$f":"IFERROR(IF(OR(V152=\"\",'Lives scenario - input'!$F137=\"\"),\"\",V152/'Lives scenario - input'!$F137),\"\")","v":""},{"$f":"IFERROR(IF(OR(W152=\"\",'Lives scenario - input'!$F137=\"\"),\"\",W152/'Lives scenario - input'!$F137),\"\")","v":""}]
[{"$f":"IFERROR('Lives scenario - input'!A138,\"\")","v":""},{"$f":"IFERROR('Lives scenario - input'!B138,\"\")","v":""},{"$f":"IFERROR('Lives scenario - input'!C138,\"\")","v":""},{"$f":"IFERROR(repcalc('Lives scenario - input'!$CX138:$GJ138,'Lives scenario - input'!$I138,'Lives scenario - input'!$G138,'Lives scenario - input'!$H138,20,TRUE,TRUE),\"\")","v":""},"","","","","","","","","","","","","","","","","","","",{"$f":"IFERROR(IF(OR(D153=\"\",'Lives scenario - input'!$F138=\"\"),\"\",D153/'Lives scenario - input'!$F138),\"\")","v":""},{"$f":"IFERROR(IF(OR(E153=\"\",'Lives scenario - input'!$F138=\"\"),\"\",E153/'Lives scenario - input'!$F138),\"\")","v":""},{"$f":"IFERROR(IF(OR(F153=\"\",'Lives scenario - input'!$F138=\"\"),\"\",F153/'Lives scenario - input'!$F138),\"\")","v":""},{"$f":"IFERROR(IF(OR(G153=\"\",'Lives scenario - input'!$F138=\"\"),\"\",G153/'Lives scenario - input'!$F138),\"\")","v":""},{"$f":"IFERROR(IF(OR(H153=\"\",'Lives scenario - input'!$F138=\"\"),\"\",H153/'Lives scenario - input'!$F138),\"\")","v":""},{"$f":"IFERROR(IF(OR(I153=\"\",'Lives scenario - input'!$F138=\"\"),\"\",I153/'Lives scenario - input'!$F138),\"\")","v":""},{"$f":"IFERROR(IF(OR(J153=\"\",'Lives scenario - input'!$F138=\"\"),\"\",J153/'Lives scenario - input'!$F138),\"\")","v":""},{"$f":"IFERROR(IF(OR(K153=\"\",'Lives scenario - input'!$F138=\"\"),\"\",K153/'Lives scenario - input'!$F138),\"\")","v":""},{"$f":"IFERROR(IF(OR(L153=\"\",'Lives scenario - input'!$F138=\"\"),\"\",L153/'Lives scenario - input'!$F138),\"\")","v":""},{"$f":"IFERROR(IF(OR(M153=\"\",'Lives scenario - input'!$F138=\"\"),\"\",M153/'Lives scenario - input'!$F138),\"\")","v":""},{"$f":"IFERROR(IF(OR(N153=\"\",'Lives scenario - input'!$F138=\"\"),\"\",N153/'Lives scenario - input'!$F138),\"\")","v":""},{"$f":"IFERROR(IF(OR(O153=\"\",'Lives scenario - input'!$F138=\"\"),\"\",O153/'Lives scenario - input'!$F138),\"\")","v":""},{"$f":"IFERROR(IF(OR(P153=\"\",'Lives scenario - input'!$F138=\"\"),\"\",P153/'Lives scenario - input'!$F138),\"\")","v":""},{"$f":"IFERROR(IF(OR(Q153=\"\",'Lives scenario - input'!$F138=\"\"),\"\",Q153/'Lives scenario - input'!$F138),\"\")","v":""},{"$f":"IFERROR(IF(OR(R153=\"\",'Lives scenario - input'!$F138=\"\"),\"\",R153/'Lives scenario - input'!$F138),\"\")","v":""},{"$f":"IFERROR(IF(OR(S153=\"\",'Lives scenario - input'!$F138=\"\"),\"\",S153/'Lives scenario - input'!$F138),\"\")","v":""},{"$f":"IFERROR(IF(OR(T153=\"\",'Lives scenario - input'!$F138=\"\"),\"\",T153/'Lives scenario - input'!$F138),\"\")","v":""},{"$f":"IFERROR(IF(OR(U153=\"\",'Lives scenario - input'!$F138=\"\"),\"\",U153/'Lives scenario - input'!$F138),\"\")","v":""},{"$f":"IFERROR(IF(OR(V153=\"\",'Lives scenario - input'!$F138=\"\"),\"\",V153/'Lives scenario - input'!$F138),\"\")","v":""},{"$f":"IFERROR(IF(OR(W153=\"\",'Lives scenario - input'!$F138=\"\"),\"\",W153/'Lives scenario - input'!$F138),\"\")","v":""}]
[{"$f":"IFERROR('Lives scenario - input'!A139,\"\")","v":""},{"$f":"IFERROR('Lives scenario - input'!B139,\"\")","v":""},{"$f":"IFERROR('Lives scenario - input'!C139,\"\")","v":""},{"$f":"IFERROR(repcalc('Lives scenario - input'!$CX139:$GJ139,'Lives scenario - input'!$I139,'Lives scenario - input'!$G139,'Lives scenario - input'!$H139,20,TRUE,TRUE),\"\")","v":""},"","","","","","","","","","","","","","","","","","","",{"$f":"IFERROR(IF(OR(D154=\"\",'Lives scenario - input'!$F139=\"\"),\"\",D154/'Lives scenario - input'!$F139),\"\")","v":""},{"$f":"IFERROR(IF(OR(E154=\"\",'Lives scenario - input'!$F139=\"\"),\"\",E154/'Lives scenario - input'!$F139),\"\")","v":""},{"$f":"IFERROR(IF(OR(F154=\"\",'Lives scenario - input'!$F139=\"\"),\"\",F154/'Lives scenario - input'!$F139),\"\")","v":""},{"$f":"IFERROR(IF(OR(G154=\"\",'Lives scenario - input'!$F139=\"\"),\"\",G154/'Lives scenario - input'!$F139),\"\")","v":""},{"$f":"IFERROR(IF(OR(H154=\"\",'Lives scenario - input'!$F139=\"\"),\"\",H154/'Lives scenario - input'!$F139),\"\")","v":""},{"$f":"IFERROR(IF(OR(I154=\"\",'Lives scenario - input'!$F139=\"\"),\"\",I154/'Lives scenario - input'!$F139),\"\")","v":""},{"$f":"IFERROR(IF(OR(J154=\"\",'Lives scenario - input'!$F139=\"\"),\"\",J154/'Lives scenario - input'!$F139),\"\")","v":""},{"$f":"IFERROR(IF(OR(K154=\"\",'Lives scenario - input'!$F139=\"\"),\"\",K154/'Lives scenario - input'!$F139),\"\")","v":""},{"$f":"IFERROR(IF(OR(L154=\"\",'Lives scenario - input'!$F139=\"\"),\"\",L154/'Lives scenario - input'!$F139),\"\")","v":""},{"$f":"IFERROR(IF(OR(M154=\"\",'Lives scenario - input'!$F139=\"\"),\"\",M154/'Lives scenario - input'!$F139),\"\")","v":""},{"$f":"IFERROR(IF(OR(N154=\"\",'Lives scenario - input'!$F139=\"\"),\"\",N154/'Lives scenario - input'!$F139),\"\")","v":""},{"$f":"IFERROR(IF(OR(O154=\"\",'Lives scenario - input'!$F139=\"\"),\"\",O154/'Lives scenario - input'!$F139),\"\")","v":""},{"$f":"IFERROR(IF(OR(P154=\"\",'Lives scenario - input'!$F139=\"\"),\"\",P154/'Lives scenario - input'!$F139),\"\")","v":""},{"$f":"IFERROR(IF(OR(Q154=\"\",'Lives scenario - input'!$F139=\"\"),\"\",Q154/'Lives scenario - input'!$F139),\"\")","v":""},{"$f":"IFERROR(IF(OR(R154=\"\",'Lives scenario - input'!$F139=\"\"),\"\",R154/'Lives scenario - input'!$F139),\"\")","v":""},{"$f":"IFERROR(IF(OR(S154=\"\",'Lives scenario - input'!$F139=\"\"),\"\",S154/'Lives scenario - input'!$F139),\"\")","v":""},{"$f":"IFERROR(IF(OR(T154=\"\",'Lives scenario - input'!$F139=\"\"),\"\",T154/'Lives scenario - input'!$F139),\"\")","v":""},{"$f":"IFERROR(IF(OR(U154=\"\",'Lives scenario - input'!$F139=\"\"),\"\",U154/'Lives scenario - input'!$F139),\"\")","v":""},{"$f":"IFERROR(IF(OR(V154=\"\",'Lives scenario - input'!$F139=\"\"),\"\",V154/'Lives scenario - input'!$F139),\"\")","v":""},{"$f":"IFERROR(IF(OR(W154=\"\",'Lives scenario - input'!$F139=\"\"),\"\",W154/'Lives scenario - input'!$F139),\"\")","v":""}]
[{"$f":"IFERROR('Lives scenario - input'!A140,\"\")","v":""},{"$f":"IFERROR('Lives scenario - input'!B140,\"\")","v":""},{"$f":"IFERROR('Lives scenario - input'!C140,\"\")","v":""},{"$f":"IFERROR(repcalc('Lives scenario - input'!$CX140:$GJ140,'Lives scenario - input'!$I140,'Lives scenario - input'!$G140,'Lives scenario - input'!$H140,20,TRUE,TRUE),\"\")","v":""},"","","","","","","","","","","","","","","","","","","",{"$f":"IFERROR(IF(OR(D155=\"\",'Lives scenario - input'!$F140=\"\"),\"\",D155/'Lives scenario - input'!$F140),\"\")","v":""},{"$f":"IFERROR(IF(OR(E155=\"\",'Lives scenario - input'!$F140=\"\"),\"\",E155/'Lives scenario - input'!$F140),\"\")","v":""},{"$f":"IFERROR(IF(OR(F155=\"\",'Lives scenario - input'!$F140=\"\"),\"\",F155/'Lives scenario - input'!$F140),\"\")","v":""},{"$f":"IFERROR(IF(OR(G155=\"\",'Lives scenario - input'!$F140=\"\"),\"\",G155/'Lives scenario - input'!$F140),\"\")","v":""},{"$f":"IFERROR(IF(OR(H155=\"\",'Lives scenario - input'!$F140=\"\"),\"\",H155/'Lives scenario - input'!$F140),\"\")","v":""},{"$f":"IFERROR(IF(OR(I155=\"\",'Lives scenario - input'!$F140=\"\"),\"\",I155/'Lives scenario - input'!$F140),\"\")","v":""},{"$f":"IFERROR(IF(OR(J155=\"\",'Lives scenario - input'!$F140=\"\"),\"\",J155/'Lives scenario - input'!$F140),\"\")","v":""},{"$f":"IFERROR(IF(OR(K155=\"\",'Lives scenario - input'!$F140=\"\"),\"\",K155/'Lives scenario - input'!$F140),\"\")","v":""},{"$f":"IFERROR(IF(OR(L155=\"\",'Lives scenario - input'!$F140=\"\"),\"\",L155/'Lives scenario - input'!$F140),\"\")","v":""},{"$f":"IFERROR(IF(OR(M155=\"\",'Lives scenario - input'!$F140=\"\"),\"\",M155/'Lives scenario - input'!$F140),\"\")","v":""},{"$f":"IFERROR(IF(OR(N155=\"\",'Lives scenario - input'!$F140=\"\"),\"\",N155/'Lives scenario - input'!$F140),\"\")","v":""},{"$f":"IFERROR(IF(OR(O155=\"\",'Lives scenario - input'!$F140=\"\"),\"\",O155/'Lives scenario - input'!$F140),\"\")","v":""},{"$f":"IFERROR(IF(OR(P155=\"\",'Lives scenario - input'!$F140=\"\"),\"\",P155/'Lives scenario - input'!$F140),\"\")","v":""},{"$f":"IFERROR(IF(OR(Q155=\"\",'Lives scenario - input'!$F140=\"\"),\"\",Q155/'Lives scenario - input'!$F140),\"\")","v":""},{"$f":"IFERROR(IF(OR(R155=\"\",'Lives scenario - input'!$F140=\"\"),\"\",R155/'Lives scenario - input'!$F140),\"\")","v":""},{"$f":"IFERROR(IF(OR(S155=\"\",'Lives scenario - input'!$F140=\"\"),\"\",S155/'Lives scenario - input'!$F140),\"\")","v":""},{"$f":"IFERROR(IF(OR(T155=\"\",'Lives scenario - input'!$F140=\"\"),\"\",T155/'Lives scenario - input'!$F140),\"\")","v":""},{"$f":"IFERROR(IF(OR(U155=\"\",'Lives scenario - input'!$F140=\"\"),\"\",U155/'Lives scenario - input'!$F140),\"\")","v":""},{"$f":"IFERROR(IF(OR(V155=\"\",'Lives scenario - input'!$F140=\"\"),\"\",V155/'Lives scenario - input'!$F140),\"\")","v":""},{"$f":"IFERROR(IF(OR(W155=\"\",'Lives scenario - input'!$F140=\"\"),\"\",W155/'Lives scenario - input'!$F140),\"\")","v":""}]
[{"$f":"IFERROR('Lives scenario - input'!A141,\"\")","v":""},{"$f":"IFERROR('Lives scenario - input'!B141,\"\")","v":""},{"$f":"IFERROR('Lives scenario - input'!C141,\"\")","v":""},{"$f":"IFERROR(repcalc('Lives scenario - input'!$CX141:$GJ141,'Lives scenario - input'!$I141,'Lives scenario - input'!$G141,'Lives scenario - input'!$H141,20,TRUE,TRUE),\"\")","v":""},"","","","","","","","","","","","","","","","","","","",{"$f":"IFERROR(IF(OR(D156=\"\",'Lives scenario - input'!$F141=\"\"),\"\",D156/'Lives scenario - input'!$F141),\"\")","v":""},{"$f":"IFERROR(IF(OR(E156=\"\",'Lives scenario - input'!$F141=\"\"),\"\",E156/'Lives scenario - input'!$F141),\"\")","v":""},{"$f":"IFERROR(IF(OR(F156=\"\",'Lives scenario - input'!$F141=\"\"),\"\",F156/'Lives scenario - input'!$F141),\"\")","v":""},{"$f":"IFERROR(IF(OR(G156=\"\",'Lives scenario - input'!$F141=\"\"),\"\",G156/'Lives scenario - input'!$F141),\"\")","v":""},{"$f":"IFERROR(IF(OR(H156=\"\",'Lives scenario - input'!$F141=\"\"),\"\",H156/'Lives scenario - input'!$F141),\"\")","v":""},{"$f":"IFERROR(IF(OR(I156=\"\",'Lives scenario - input'!$F141=\"\"),\"\",I156/'Lives scenario - input'!$F141),\"\")","v":""},{"$f":"IFERROR(IF(OR(J156=\"\",'Lives scenario - input'!$F141=\"\"),\"\",J156/'Lives scenario - input'!$F141),\"\")","v":""},{"$f":"IFERROR(IF(OR(K156=\"\",'Lives scenario - input'!$F141=\"\"),\"\",K156/'Lives scenario - input'!$F141),\"\")","v":""},{"$f":"IFERROR(IF(OR(L156=\"\",'Lives scenario - input'!$F141=\"\"),\"\",L156/'Lives scenario - input'!$F141),\"\")","v":""},{"$f":"IFERROR(IF(OR(M156=\"\",'Lives scenario - input'!$F141=\"\"),\"\",M156/'Lives scenario - input'!$F141),\"\")","v":""},{"$f":"IFERROR(IF(OR(N156=\"\",'Lives scenario - input'!$F141=\"\"),\"\",N156/'Lives scenario - input'!$F141),\"\")","v":""},{"$f":"IFERROR(IF(OR(O156=\"\",'Lives scenario - input'!$F141=\"\"),\"\",O156/'Lives scenario - input'!$F141),\"\")","v":""},{"$f":"IFERROR(IF(OR(P156=\"\",'Lives scenario - input'!$F141=\"\"),\"\",P156/'Lives scenario - input'!$F141),\"\")","v":""},{"$f":"IFERROR(IF(OR(Q156=\"\",'Lives scenario - input'!$F141=\"\"),\"\",Q156/'Lives scenario - input'!$F141),\"\")","v":""},{"$f":"IFERROR(IF(OR(R156=\"\",'Lives scenario - input'!$F141=\"\"),\"\",R156/'Lives scenario - input'!$F141),\"\")","v":""},{"$f":"IFERROR(IF(OR(S156=\"\",'Lives scenario - input'!$F141=\"\"),\"\",S156/'Lives scenario - input'!$F141),\"\")","v":""},{"$f":"IFERROR(IF(OR(T156=\"\",'Lives scenario - input'!$F141=\"\"),\"\",T156/'Lives scenario - input'!$F141),\"\")","v":""},{"$f":"IFERROR(IF(OR(U156=\"\",'Lives scenario - input'!$F141=\"\"),\"\",U156/'Lives scenario - input'!$F141),\"\")","v":""},{"$f":"IFERROR(IF(OR(V156=\"\",'Lives scenario - input'!$F141=\"\"),\"\",V156/'Lives scenario - input'!$F141),\"\")","v":""},{"$f":"IFERROR(IF(OR(W156=\"\",'Lives scenario - input'!$F141=\"\"),\"\",W156/'Lives scenario - input'!$F141),\"\")","v":""}]
[{"$f":"IFERROR('Lives scenario - input'!A142,\"\")","v":""},{"$f":"IFERROR('Lives scenario - input'!B142,\"\")","v":""},{"$f":"IFERROR('Lives scenario - input'!C142,\"\")","v":""},{"$f":"IFERROR(repcalc('Lives scenario - input'!$CX142:$GJ142,'Lives scenario - input'!$I142,'Lives scenario - input'!$G142,'Lives scenario - input'!$H142,20,TRUE,TRUE),\"\")","v":""},"","","","","","","","","","","","","","","","","","","",{"$f":"IFERROR(IF(OR(D157=\"\",'Lives scenario - input'!$F142=\"\"),\"\",D157/'Lives scenario - input'!$F142),\"\")","v":""},{"$f":"IFERROR(IF(OR(E157=\"\",'Lives scenario - input'!$F142=\"\"),\"\",E157/'Lives scenario - input'!$F142),\"\")","v":""},{"$f":"IFERROR(IF(OR(F157=\"\",'Lives scenario - input'!$F142=\"\"),\"\",F157/'Lives scenario - input'!$F142),\"\")","v":""},{"$f":"IFERROR(IF(OR(G157=\"\",'Lives scenario - input'!$F142=\"\"),\"\",G157/'Lives scenario - input'!$F142),\"\")","v":""},{"$f":"IFERROR(IF(OR(H157=\"\",'Lives scenario - input'!$F142=\"\"),\"\",H157/'Lives scenario - input'!$F142),\"\")","v":""},{"$f":"IFERROR(IF(OR(I157=\"\",'Lives scenario - input'!$F142=\"\"),\"\",I157/'Lives scenario - input'!$F142),\"\")","v":""},{"$f":"IFERROR(IF(OR(J157=\"\",'Lives scenario - input'!$F142=\"\"),\"\",J157/'Lives scenario - input'!$F142),\"\")","v":""},{"$f":"IFERROR(IF(OR(K157=\"\",'Lives scenario - input'!$F142=\"\"),\"\",K157/'Lives scenario - input'!$F142),\"\")","v":""},{"$f":"IFERROR(IF(OR(L157=\"\",'Lives scenario - input'!$F142=\"\"),\"\",L157/'Lives scenario - input'!$F142),\"\")","v":""},{"$f":"IFERROR(IF(OR(M157=\"\",'Lives scenario - input'!$F142=\"\"),\"\",M157/'Lives scenario - input'!$F142),\"\")","v":""},{"$f":"IFERROR(IF(OR(N157=\"\",'Lives scenario - input'!$F142=\"\"),\"\",N157/'Lives scenario - input'!$F142),\"\")","v":""},{"$f":"IFERROR(IF(OR(O157=\"\",'Lives scenario - input'!$F142=\"\"),\"\",O157/'Lives scenario - input'!$F142),\"\")","v":""},{"$f":"IFERROR(IF(OR(P157=\"\",'Lives scenario - input'!$F142=\"\"),\"\",P157/'Lives scenario - input'!$F142),\"\")","v":""},{"$f":"IFERROR(IF(OR(Q157=\"\",'Lives scenario - input'!$F142=\"\"),\"\",Q157/'Lives scenario - input'!$F142),\"\")","v":""},{"$f":"IFERROR(IF(OR(R157=\"\",'Lives scenario - input'!$F142=\"\"),\"\",R157/'Lives scenario - input'!$F142),\"\")","v":""},{"$f":"IFERROR(IF(OR(S157=\"\",'Lives scenario - input'!$F142=\"\"),\"\",S157/'Lives scenario - input'!$F142),\"\")","v":""},{"$f":"IFERROR(IF(OR(T157=\"\",'Lives scenario - input'!$F142=\"\"),\"\",T157/'Lives scenario - input'!$F142),\"\")","v":""},{"$f":"IFERROR(IF(OR(U157=\"\",'Lives scenario - input'!$F142=\"\"),\"\",U157/'Lives scenario - input'!$F142),\"\")","v":""},{"$f":"IFERROR(IF(OR(V157=\"\",'Lives scenario - input'!$F142=\"\"),\"\",V157/'Lives scenario - input'!$F142),\"\")","v":""},{"$f":"IFERROR(IF(OR(W157=\"\",'Lives scenario - input'!$F142=\"\"),\"\",W157/'Lives scenario - input'!$F142),\"\")","v":""}]
[{"$f":"IFERROR('Lives scenario - input'!A143,\"\")","v":""},{"$f":"IFERROR('Lives scenario - input'!B143,\"\")","v":""},{"$f":"IFERROR('Lives scenario - input'!C143,\"\")","v":""},{"$f":"IFERROR(repcalc('Lives scenario - input'!$CX143:$GJ143,'Lives scenario - input'!$I143,'Lives scenario - input'!$G143,'Lives scenario - input'!$H143,20,TRUE,TRUE),\"\")","v":""},"","","","","","","","","","","","","","","","","","","",{"$f":"IFERROR(IF(OR(D158=\"\",'Lives scenario - input'!$F143=\"\"),\"\",D158/'Lives scenario - input'!$F143),\"\")","v":""},{"$f":"IFERROR(IF(OR(E158=\"\",'Lives scenario - input'!$F143=\"\"),\"\",E158/'Lives scenario - input'!$F143),\"\")","v":""},{"$f":"IFERROR(IF(OR(F158=\"\",'Lives scenario - input'!$F143=\"\"),\"\",F158/'Lives scenario - input'!$F143),\"\")","v":""},{"$f":"IFERROR(IF(OR(G158=\"\",'Lives scenario - input'!$F143=\"\"),\"\",G158/'Lives scenario - input'!$F143),\"\")","v":""},{"$f":"IFERROR(IF(OR(H158=\"\",'Lives scenario - input'!$F143=\"\"),\"\",H158/'Lives scenario - input'!$F143),\"\")","v":""},{"$f":"IFERROR(IF(OR(I158=\"\",'Lives scenario - input'!$F143=\"\"),\"\",I158/'Lives scenario - input'!$F143),\"\")","v":""},{"$f":"IFERROR(IF(OR(J158=\"\",'Lives scenario - input'!$F143=\"\"),\"\",J158/'Lives scenario - input'!$F143),\"\")","v":""},{"$f":"IFERROR(IF(OR(K158=\"\",'Lives scenario - input'!$F143=\"\"),\"\",K158/'Lives scenario - input'!$F143),\"\")","v":""},{"$f":"IFERROR(IF(OR(L158=\"\",'Lives scenario - input'!$F143=\"\"),\"\",L158/'Lives scenario - input'!$F143),\"\")","v":""},{"$f":"IFERROR(IF(OR(M158=\"\",'Lives scenario - input'!$F143=\"\"),\"\",M158/'Lives scenario - input'!$F143),\"\")","v":""},{"$f":"IFERROR(IF(OR(N158=\"\",'Lives scenario - input'!$F143=\"\"),\"\",N158/'Lives scenario - input'!$F143),\"\")","v":""},{"$f":"IFERROR(IF(OR(O158=\"\",'Lives scenario - input'!$F143=\"\"),\"\",O158/'Lives scenario - input'!$F143),\"\")","v":""},{"$f":"IFERROR(IF(OR(P158=\"\",'Lives scenario - input'!$F143=\"\"),\"\",P158/'Lives scenario - input'!$F143),\"\")","v":""},{"$f":"IFERROR(IF(OR(Q158=\"\",'Lives scenario - input'!$F143=\"\"),\"\",Q158/'Lives scenario - input'!$F143),\"\")","v":""},{"$f":"IFERROR(IF(OR(R158=\"\",'Lives scenario - input'!$F143=\"\"),\"\",R158/'Lives scenario - input'!$F143),\"\")","v":""},{"$f":"IFERROR(IF(OR(S158=\"\",'Lives scenario - input'!$F143=\"\"),\"\",S158/'Lives scenario - input'!$F143),\"\")","v":""},{"$f":"IFERROR(IF(OR(T158=\"\",'Lives scenario - input'!$F143=\"\"),\"\",T158/'Lives scenario - input'!$F143),\"\")","v":""},{"$f":"IFERROR(IF(OR(U158=\"\",'Lives scenario - input'!$F143=\"\"),\"\",U158/'Lives scenario - input'!$F143),\"\")","v":""},{"$f":"IFERROR(IF(OR(V158=\"\",'Lives scenario - input'!$F143=\"\"),\"\",V158/'Lives scenario - input'!$F143),\"\")","v":""},{"$f":"IFERROR(IF(OR(W158=\"\",'Lives scenario - input'!$F143=\"\"),\"\",W158/'Lives scenario - input'!$F143),\"\")","v":""}]
[{"$f":"IFERROR('Lives scenario - input'!A144,\"\")","v":""},{"$f":"IFERROR('Lives scenario - input'!B144,\"\")","v":""},{"$f":"IFERROR('Lives scenario - input'!C144,\"\")","v":""},{"$f":"IFERROR(repcalc('Lives scenario - input'!$CX144:$GJ144,'Lives scenario - input'!$I144,'Lives scenario - input'!$G144,'Lives scenario - input'!$H144,20,TRUE,TRUE),\"\")","v":""},"","","","","","","","","","","","","","","","","","","",{"$f":"IFERROR(IF(OR(D159=\"\",'Lives scenario - input'!$F144=\"\"),\"\",D159/'Lives scenario - input'!$F144),\"\")","v":""},{"$f":"IFERROR(IF(OR(E159=\"\",'Lives scenario - input'!$F144=\"\"),\"\",E159/'Lives scenario - input'!$F144),\"\")","v":""},{"$f":"IFERROR(IF(OR(F159=\"\",'Lives scenario - input'!$F144=\"\"),\"\",F159/'Lives scenario - input'!$F144),\"\")","v":""},{"$f":"IFERROR(IF(OR(G159=\"\",'Lives scenario - input'!$F144=\"\"),\"\",G159/'Lives scenario - input'!$F144),\"\")","v":""},{"$f":"IFERROR(IF(OR(H159=\"\",'Lives scenario - input'!$F144=\"\"),\"\",H159/'Lives scenario - input'!$F144),\"\")","v":""},{"$f":"IFERROR(IF(OR(I159=\"\",'Lives scenario - input'!$F144=\"\"),\"\",I159/'Lives scenario - input'!$F144),\"\")","v":""},{"$f":"IFERROR(IF(OR(J159=\"\",'Lives scenario - input'!$F144=\"\"),\"\",J159/'Lives scenario - input'!$F144),\"\")","v":""},{"$f":"IFERROR(IF(OR(K159=\"\",'Lives scenario - input'!$F144=\"\"),\"\",K159/'Lives scenario - input'!$F144),\"\")","v":""},{"$f":"IFERROR(IF(OR(L159=\"\",'Lives scenario - input'!$F144=\"\"),\"\",L159/'Lives scenario - input'!$F144),\"\")","v":""},{"$f":"IFERROR(IF(OR(M159=\"\",'Lives scenario - input'!$F144=\"\"),\"\",M159/'Lives scenario - input'!$F144),\"\")","v":""},{"$f":"IFERROR(IF(OR(N159=\"\",'Lives scenario - input'!$F144=\"\"),\"\",N159/'Lives scenario - input'!$F144),\"\")","v":""},{"$f":"IFERROR(IF(OR(O159=\"\",'Lives scenario - input'!$F144=\"\"),\"\",O159/'Lives scenario - input'!$F144),\"\")","v":""},{"$f":"IFERROR(IF(OR(P159=\"\",'Lives scenario - input'!$F144=\"\"),\"\",P159/'Lives scenario - input'!$F144),\"\")","v":""},{"$f":"IFERROR(IF(OR(Q159=\"\",'Lives scenario - input'!$F144=\"\"),\"\",Q159/'Lives scenario - input'!$F144),\"\")","v":""},{"$f":"IFERROR(IF(OR(R159=\"\",'Lives scenario - input'!$F144=\"\"),\"\",R159/'Lives scenario - input'!$F144),\"\")","v":""},{"$f":"IFERROR(IF(OR(S159=\"\",'Lives scenario - input'!$F144=\"\"),\"\",S159/'Lives scenario - input'!$F144),\"\")","v":""},{"$f":"IFERROR(IF(OR(T159=\"\",'Lives scenario - input'!$F144=\"\"),\"\",T159/'Lives scenario - input'!$F144),\"\")","v":""},{"$f":"IFERROR(IF(OR(U159=\"\",'Lives scenario - input'!$F144=\"\"),\"\",U159/'Lives scenario - input'!$F144),\"\")","v":""},{"$f":"IFERROR(IF(OR(V159=\"\",'Lives scenario - input'!$F144=\"\"),\"\",V159/'Lives scenario - input'!$F144),\"\")","v":""},{"$f":"IFERROR(IF(OR(W159=\"\",'Lives scenario - input'!$F144=\"\"),\"\",W159/'Lives scenario - input'!$F144),\"\")","v":""}]
[{"$f":"IFERROR('Lives scenario - input'!A145,\"\")","v":""},{"$f":"IFERROR('Lives scenario - input'!B145,\"\")","v":""},{"$f":"IFERROR('Lives scenario - input'!C145,\"\")","v":""},{"$f":"IFERROR(repcalc('Lives scenario - input'!$CX145:$GJ145,'Lives scenario - input'!$I145,'Lives scenario - input'!$G145,'Lives scenario - input'!$H145,20,TRUE,TRUE),\"\")","v":""},"","","","","","","","","","","","","","","","","","","",{"$f":"IFERROR(IF(OR(D160=\"\",'Lives scenario - input'!$F145=\"\"),\"\",D160/'Lives scenario - input'!$F145),\"\")","v":""},{"$f":"IFERROR(IF(OR(E160=\"\",'Lives scenario - input'!$F145=\"\"),\"\",E160/'Lives scenario - input'!$F145),\"\")","v":""},{"$f":"IFERROR(IF(OR(F160=\"\",'Lives scenario - input'!$F145=\"\"),\"\",F160/'Lives scenario - input'!$F145),\"\")","v":""},{"$f":"IFERROR(IF(OR(G160=\"\",'Lives scenario - input'!$F145=\"\"),\"\",G160/'Lives scenario - input'!$F145),\"\")","v":""},{"$f":"IFERROR(IF(OR(H160=\"\",'Lives scenario - input'!$F145=\"\"),\"\",H160/'Lives scenario - input'!$F145),\"\")","v":""},{"$f":"IFERROR(IF(OR(I160=\"\",'Lives scenario - input'!$F145=\"\"),\"\",I160/'Lives scenario - input'!$F145),\"\")","v":""},{"$f":"IFERROR(IF(OR(J160=\"\",'Lives scenario - input'!$F145=\"\"),\"\",J160/'Lives scenario - input'!$F145),\"\")","v":""},{"$f":"IFERROR(IF(OR(K160=\"\",'Lives scenario - input'!$F145=\"\"),\"\",K160/'Lives scenario - input'!$F145),\"\")","v":""},{"$f":"IFERROR(IF(OR(L160=\"\",'Lives scenario - input'!$F145=\"\"),\"\",L160/'Lives scenario - input'!$F145),\"\")","v":""},{"$f":"IFERROR(IF(OR(M160=\"\",'Lives scenario - input'!$F145=\"\"),\"\",M160/'Lives scenario - input'!$F145),\"\")","v":""},{"$f":"IFERROR(IF(OR(N160=\"\",'Lives scenario - input'!$F145=\"\"),\"\",N160/'Lives scenario - input'!$F145),\"\")","v":""},{"$f":"IFERROR(IF(OR(O160=\"\",'Lives scenario - input'!$F145=\"\"),\"\",O160/'Lives scenario - input'!$F145),\"\")","v":""},{"$f":"IFERROR(IF(OR(P160=\"\",'Lives scenario - input'!$F145=\"\"),\"\",P160/'Lives scenario - input'!$F145),\"\")","v":""},{"$f":"IFERROR(IF(OR(Q160=\"\",'Lives scenario - input'!$F145=\"\"),\"\",Q160/'Lives scenario - input'!$F145),\"\")","v":""},{"$f":"IFERROR(IF(OR(R160=\"\",'Lives scenario - input'!$F145=\"\"),\"\",R160/'Lives scenario - input'!$F145),\"\")","v":""},{"$f":"IFERROR(IF(OR(S160=\"\",'Lives scenario - input'!$F145=\"\"),\"\",S160/'Lives scenario - input'!$F145),\"\")","v":""},{"$f":"IFERROR(IF(OR(T160=\"\",'Lives scenario - input'!$F145=\"\"),\"\",T160/'Lives scenario - input'!$F145),\"\")","v":""},{"$f":"IFERROR(IF(OR(U160=\"\",'Lives scenario - input'!$F145=\"\"),\"\",U160/'Lives scenario - input'!$F145),\"\")","v":""},{"$f":"IFERROR(IF(OR(V160=\"\",'Lives scenario - input'!$F145=\"\"),\"\",V160/'Lives scenario - input'!$F145),\"\")","v":""},{"$f":"IFERROR(IF(OR(W160=\"\",'Lives scenario - input'!$F145=\"\"),\"\",W160/'Lives scenario - input'!$F145),\"\")","v":""}]
[{"$f":"IFERROR('Lives scenario - input'!A146,\"\")","v":""},{"$f":"IFERROR('Lives scenario - input'!B146,\"\")","v":""},{"$f":"IFERROR('Lives scenario - input'!C146,\"\")","v":""},{"$f":"IFERROR(repcalc('Lives scenario - input'!$CX146:$GJ146,'Lives scenario - input'!$I146,'Lives scenario - input'!$G146,'Lives scenario - input'!$H146,20,TRUE,TRUE),\"\")","v":""},"","","","","","","","","","","","","","","","","","","",{"$f":"IFERROR(IF(OR(D161=\"\",'Lives scenario - input'!$F146=\"\"),\"\",D161/'Lives scenario - input'!$F146),\"\")","v":""},{"$f":"IFERROR(IF(OR(E161=\"\",'Lives scenario - input'!$F146=\"\"),\"\",E161/'Lives scenario - input'!$F146),\"\")","v":""},{"$f":"IFERROR(IF(OR(F161=\"\",'Lives scenario - input'!$F146=\"\"),\"\",F161/'Lives scenario - input'!$F146),\"\")","v":""},{"$f":"IFERROR(IF(OR(G161=\"\",'Lives scenario - input'!$F146=\"\"),\"\",G161/'Lives scenario - input'!$F146),\"\")","v":""},{"$f":"IFERROR(IF(OR(H161=\"\",'Lives scenario - input'!$F146=\"\"),\"\",H161/'Lives scenario - input'!$F146),\"\")","v":""},{"$f":"IFERROR(IF(OR(I161=\"\",'Lives scenario - input'!$F146=\"\"),\"\",I161/'Lives scenario - input'!$F146),\"\")","v":""},{"$f":"IFERROR(IF(OR(J161=\"\",'Lives scenario - input'!$F146=\"\"),\"\",J161/'Lives scenario - input'!$F146),\"\")","v":""},{"$f":"IFERROR(IF(OR(K161=\"\",'Lives scenario - input'!$F146=\"\"),\"\",K161/'Lives scenario - input'!$F146),\"\")","v":""},{"$f":"IFERROR(IF(OR(L161=\"\",'Lives scenario - input'!$F146=\"\"),\"\",L161/'Lives scenario - input'!$F146),\"\")","v":""},{"$f":"IFERROR(IF(OR(M161=\"\",'Lives scenario - input'!$F146=\"\"),\"\",M161/'Lives scenario - input'!$F146),\"\")","v":""},{"$f":"IFERROR(IF(OR(N161=\"\",'Lives scenario - input'!$F146=\"\"),\"\",N161/'Lives scenario - input'!$F146),\"\")","v":""},{"$f":"IFERROR(IF(OR(O161=\"\",'Lives scenario - input'!$F146=\"\"),\"\",O161/'Lives scenario - input'!$F146),\"\")","v":""},{"$f":"IFERROR(IF(OR(P161=\"\",'Lives scenario - input'!$F146=\"\"),\"\",P161/'Lives scenario - input'!$F146),\"\")","v":""},{"$f":"IFERROR(IF(OR(Q161=\"\",'Lives scenario - input'!$F146=\"\"),\"\",Q161/'Lives scenario - input'!$F146),\"\")","v":""},{"$f":"IFERROR(IF(OR(R161=\"\",'Lives scenario - input'!$F146=\"\"),\"\",R161/'Lives scenario - input'!$F146),\"\")","v":""},{"$f":"IFERROR(IF(OR(S161=\"\",'Lives scenario - input'!$F146=\"\"),\"\",S161/'Lives scenario - input'!$F146),\"\")","v":""},{"$f":"IFERROR(IF(OR(T161=\"\",'Lives scenario - input'!$F146=\"\"),\"\",T161/'Lives scenario - input'!$F146),\"\")","v":""},{"$f":"IFERROR(IF(OR(U161=\"\",'Lives scenario - input'!$F146=\"\"),\"\",U161/'Lives scenario - input'!$F146),\"\")","v":""},{"$f":"IFERROR(IF(OR(V161=\"\",'Lives scenario - input'!$F146=\"\"),\"\",V161/'Lives scenario - input'!$F146),\"\")","v":""},{"$f":"IFERROR(IF(OR(W161=\"\",'Lives scenario - input'!$F146=\"\"),\"\",W161/'Lives scenario - input'!$F146),\"\")","v":""}]
[{"$f":"IFERROR('Lives scenario - input'!A147,\"\")","v":""},{"$f":"IFERROR('Lives scenario - input'!B147,\"\")","v":""},{"$f":"IFERROR('Lives scenario - input'!C147,\"\")","v":""},{"$f":"IFERROR(repcalc('Lives scenario - input'!$CX147:$GJ147,'Lives scenario - input'!$I147,'Lives scenario - input'!$G147,'Lives scenario - input'!$H147,20,TRUE,TRUE),\"\")","v":""},"","","","","","","","","","","","","","","","","","","",{"$f":"IFERROR(IF(OR(D162=\"\",'Lives scenario - input'!$F147=\"\"),\"\",D162/'Lives scenario - input'!$F147),\"\")","v":""},{"$f":"IFERROR(IF(OR(E162=\"\",'Lives scenario - input'!$F147=\"\"),\"\",E162/'Lives scenario - input'!$F147),\"\")","v":""},{"$f":"IFERROR(IF(OR(F162=\"\",'Lives scenario - input'!$F147=\"\"),\"\",F162/'Lives scenario - input'!$F147),\"\")","v":""},{"$f":"IFERROR(IF(OR(G162=\"\",'Lives scenario - input'!$F147=\"\"),\"\",G162/'Lives scenario - input'!$F147),\"\")","v":""},{"$f":"IFERROR(IF(OR(H162=\"\",'Lives scenario - input'!$F147=\"\"),\"\",H162/'Lives scenario - input'!$F147),\"\")","v":""},{"$f":"IFERROR(IF(OR(I162=\"\",'Lives scenario - input'!$F147=\"\"),\"\",I162/'Lives scenario - input'!$F147),\"\")","v":""},{"$f":"IFERROR(IF(OR(J162=\"\",'Lives scenario - input'!$F147=\"\"),\"\",J162/'Lives scenario - input'!$F147),\"\")","v":""},{"$f":"IFERROR(IF(OR(K162=\"\",'Lives scenario - input'!$F147=\"\"),\"\",K162/'Lives scenario - input'!$F147),\"\")","v":""},{"$f":"IFERROR(IF(OR(L162=\"\",'Lives scenario - input'!$F147=\"\"),\"\",L162/'Lives scenario - input'!$F147),\"\")","v":""},{"$f":"IFERROR(IF(OR(M162=\"\",'Lives scenario - input'!$F147=\"\"),\"\",M162/'Lives scenario - input'!$F147),\"\")","v":""},{"$f":"IFERROR(IF(OR(N162=\"\",'Lives scenario - input'!$F147=\"\"),\"\",N162/'Lives scenario - input'!$F147),\"\")","v":""},{"$f":"IFERROR(IF(OR(O162=\"\",'Lives scenario - input'!$F147=\"\"),\"\",O162/'Lives scenario - input'!$F147),\"\")","v":""},{"$f":"IFERROR(IF(OR(P162=\"\",'Lives scenario - input'!$F147=\"\"),\"\",P162/'Lives scenario - input'!$F147),\"\")","v":""},{"$f":"IFERROR(IF(OR(Q162=\"\",'Lives scenario - input'!$F147=\"\"),\"\",Q162/'Lives scenario - input'!$F147),\"\")","v":""},{"$f":"IFERROR(IF(OR(R162=\"\",'Lives scenario - input'!$F147=\"\"),\"\",R162/'Lives scenario - input'!$F147),\"\")","v":""},{"$f":"IFERROR(IF(OR(S162=\"\",'Lives scenario - input'!$F147=\"\"),\"\",S162/'Lives scenario - input'!$F147),\"\")","v":""},{"$f":"IFERROR(IF(OR(T162=\"\",'Lives scenario - input'!$F147=\"\"),\"\",T162/'Lives scenario - input'!$F147),\"\")","v":""},{"$f":"IFERROR(IF(OR(U162=\"\",'Lives scenario - input'!$F147=\"\"),\"\",U162/'Lives scenario - input'!$F147),\"\")","v":""},{"$f":"IFERROR(IF(OR(V162=\"\",'Lives scenario - input'!$F147=\"\"),\"\",V162/'Lives scenario - input'!$F147),\"\")","v":""},{"$f":"IFERROR(IF(OR(W162=\"\",'Lives scenario - input'!$F147=\"\"),\"\",W162/'Lives scenario - input'!$F147),\"\")","v":""}]
[{"$f":"IFERROR('Lives scenario - input'!A148,\"\")","v":""},{"$f":"IFERROR('Lives scenario - input'!B148,\"\")","v":""},{"$f":"IFERROR('Lives scenario - input'!C148,\"\")","v":""},{"$f":"IFERROR(repcalc('Lives scenario - input'!$CX148:$GJ148,'Lives scenario - input'!$I148,'Lives scenario - input'!$G148,'Lives scenario - input'!$H148,20,TRUE,TRUE),\"\")","v":""},"","","","","","","","","","","","","","","","","","","",{"$f":"IFERROR(IF(OR(D163=\"\",'Lives scenario - input'!$F148=\"\"),\"\",D163/'Lives scenario - input'!$F148),\"\")","v":""},{"$f":"IFERROR(IF(OR(E163=\"\",'Lives scenario - input'!$F148=\"\"),\"\",E163/'Lives scenario - input'!$F148),\"\")","v":""},{"$f":"IFERROR(IF(OR(F163=\"\",'Lives scenario - input'!$F148=\"\"),\"\",F163/'Lives scenario - input'!$F148),\"\")","v":""},{"$f":"IFERROR(IF(OR(G163=\"\",'Lives scenario - input'!$F148=\"\"),\"\",G163/'Lives scenario - input'!$F148),\"\")","v":""},{"$f":"IFERROR(IF(OR(H163=\"\",'Lives scenario - input'!$F148=\"\"),\"\",H163/'Lives scenario - input'!$F148),\"\")","v":""},{"$f":"IFERROR(IF(OR(I163=\"\",'Lives scenario - input'!$F148=\"\"),\"\",I163/'Lives scenario - input'!$F148),\"\")","v":""},{"$f":"IFERROR(IF(OR(J163=\"\",'Lives scenario - input'!$F148=\"\"),\"\",J163/'Lives scenario - input'!$F148),\"\")","v":""},{"$f":"IFERROR(IF(OR(K163=\"\",'Lives scenario - input'!$F148=\"\"),\"\",K163/'Lives scenario - input'!$F148),\"\")","v":""},{"$f":"IFERROR(IF(OR(L163=\"\",'Lives scenario - input'!$F148=\"\"),\"\",L163/'Lives scenario - input'!$F148),\"\")","v":""},{"$f":"IFERROR(IF(OR(M163=\"\",'Lives scenario - input'!$F148=\"\"),\"\",M163/'Lives scenario - input'!$F148),\"\")","v":""},{"$f":"IFERROR(IF(OR(N163=\"\",'Lives scenario - input'!$F148=\"\"),\"\",N163/'Lives scenario - input'!$F148),\"\")","v":""},{"$f":"IFERROR(IF(OR(O163=\"\",'Lives scenario - input'!$F148=\"\"),\"\",O163/'Lives scenario - input'!$F148),\"\")","v":""},{"$f":"IFERROR(IF(OR(P163=\"\",'Lives scenario - input'!$F148=\"\"),\"\",P163/'Lives scenario - input'!$F148),\"\")","v":""},{"$f":"IFERROR(IF(OR(Q163=\"\",'Lives scenario - input'!$F148=\"\"),\"\",Q163/'Lives scenario - input'!$F148),\"\")","v":""},{"$f":"IFERROR(IF(OR(R163=\"\",'Lives scenario - input'!$F148=\"\"),\"\",R163/'Lives scenario - input'!$F148),\"\")","v":""},{"$f":"IFERROR(IF(OR(S163=\"\",'Lives scenario - input'!$F148=\"\"),\"\",S163/'Lives scenario - input'!$F148),\"\")","v":""},{"$f":"IFERROR(IF(OR(T163=\"\",'Lives scenario - input'!$F148=\"\"),\"\",T163/'Lives scenario - input'!$F148),\"\")","v":""},{"$f":"IFERROR(IF(OR(U163=\"\",'Lives scenario - input'!$F148=\"\"),\"\",U163/'Lives scenario - input'!$F148),\"\")","v":""},{"$f":"IFERROR(IF(OR(V163=\"\",'Lives scenario - input'!$F148=\"\"),\"\",V163/'Lives scenario - input'!$F148),\"\")","v":""},{"$f":"IFERROR(IF(OR(W163=\"\",'Lives scenario - input'!$F148=\"\"),\"\",W163/'Lives scenario - input'!$F148),\"\")","v":""}]
[{"$f":"IFERROR('Lives scenario - input'!A149,\"\")","v":""},{"$f":"IFERROR('Lives scenario - input'!B149,\"\")","v":""},{"$f":"IFERROR('Lives scenario - input'!C149,\"\")","v":""},{"$f":"IFERROR(repcalc('Lives scenario - input'!$CX149:$GJ149,'Lives scenario - input'!$I149,'Lives scenario - input'!$G149,'Lives scenario - input'!$H149,20,TRUE,TRUE),\"\")","v":""},"","","","","","","","","","","","","","","","","","","",{"$f":"IFERROR(IF(OR(D164=\"\",'Lives scenario - input'!$F149=\"\"),\"\",D164/'Lives scenario - input'!$F149),\"\")","v":""},{"$f":"IFERROR(IF(OR(E164=\"\",'Lives scenario - input'!$F149=\"\"),\"\",E164/'Lives scenario - input'!$F149),\"\")","v":""},{"$f":"IFERROR(IF(OR(F164=\"\",'Lives scenario - input'!$F149=\"\"),\"\",F164/'Lives scenario - input'!$F149),\"\")","v":""},{"$f":"IFERROR(IF(OR(G164=\"\",'Lives scenario - input'!$F149=\"\"),\"\",G164/'Lives scenario - input'!$F149),\"\")","v":""},{"$f":"IFERROR(IF(OR(H164=\"\",'Lives scenario - input'!$F149=\"\"),\"\",H164/'Lives scenario - input'!$F149),\"\")","v":""},{"$f":"IFERROR(IF(OR(I164=\"\",'Lives scenario - input'!$F149=\"\"),\"\",I164/'Lives scenario - input'!$F149),\"\")","v":""},{"$f":"IFERROR(IF(OR(J164=\"\",'Lives scenario - input'!$F149=\"\"),\"\",J164/'Lives scenario - input'!$F149),\"\")","v":""},{"$f":"IFERROR(IF(OR(K164=\"\",'Lives scenario - input'!$F149=\"\"),\"\",K164/'Lives scenario - input'!$F149),\"\")","v":""},{"$f":"IFERROR(IF(OR(L164=\"\",'Lives scenario - input'!$F149=\"\"),\"\",L164/'Lives scenario - input'!$F149),\"\")","v":""},{"$f":"IFERROR(IF(OR(M164=\"\",'Lives scenario - input'!$F149=\"\"),\"\",M164/'Lives scenario - input'!$F149),\"\")","v":""},{"$f":"IFERROR(IF(OR(N164=\"\",'Lives scenario - input'!$F149=\"\"),\"\",N164/'Lives scenario - input'!$F149),\"\")","v":""},{"$f":"IFERROR(IF(OR(O164=\"\",'Lives scenario - input'!$F149=\"\"),\"\",O164/'Lives scenario - input'!$F149),\"\")","v":""},{"$f":"IFERROR(IF(OR(P164=\"\",'Lives scenario - input'!$F149=\"\"),\"\",P164/'Lives scenario - input'!$F149),\"\")","v":""},{"$f":"IFERROR(IF(OR(Q164=\"\",'Lives scenario - input'!$F149=\"\"),\"\",Q164/'Lives scenario - input'!$F149),\"\")","v":""},{"$f":"IFERROR(IF(OR(R164=\"\",'Lives scenario - input'!$F149=\"\"),\"\",R164/'Lives scenario - input'!$F149),\"\")","v":""},{"$f":"IFERROR(IF(OR(S164=\"\",'Lives scenario - input'!$F149=\"\"),\"\",S164/'Lives scenario - input'!$F149),\"\")","v":""},{"$f":"IFERROR(IF(OR(T164=\"\",'Lives scenario - input'!$F149=\"\"),\"\",T164/'Lives scenario - input'!$F149),\"\")","v":""},{"$f":"IFERROR(IF(OR(U164=\"\",'Lives scenario - input'!$F149=\"\"),\"\",U164/'Lives scenario - input'!$F149),\"\")","v":""},{"$f":"IFERROR(IF(OR(V164=\"\",'Lives scenario - input'!$F149=\"\"),\"\",V164/'Lives scenario - input'!$F149),\"\")","v":""},{"$f":"IFERROR(IF(OR(W164=\"\",'Lives scenario - input'!$F149=\"\"),\"\",W164/'Lives scenario - input'!$F149),\"\")","v":""}]
[{"$f":"IFERROR('Lives scenario - input'!A150,\"\")","v":""},{"$f":"IFERROR('Lives scenario - input'!B150,\"\")","v":""},{"$f":"IFERROR('Lives scenario - input'!C150,\"\")","v":""},{"$f":"IFERROR(repcalc('Lives scenario - input'!$CX150:$GJ150,'Lives scenario - input'!$I150,'Lives scenario - input'!$G150,'Lives scenario - input'!$H150,20,TRUE,TRUE),\"\")","v":""},"","","","","","","","","","","","","","","","","","","",{"$f":"IFERROR(IF(OR(D165=\"\",'Lives scenario - input'!$F150=\"\"),\"\",D165/'Lives scenario - input'!$F150),\"\")","v":""},{"$f":"IFERROR(IF(OR(E165=\"\",'Lives scenario - input'!$F150=\"\"),\"\",E165/'Lives scenario - input'!$F150),\"\")","v":""},{"$f":"IFERROR(IF(OR(F165=\"\",'Lives scenario - input'!$F150=\"\"),\"\",F165/'Lives scenario - input'!$F150),\"\")","v":""},{"$f":"IFERROR(IF(OR(G165=\"\",'Lives scenario - input'!$F150=\"\"),\"\",G165/'Lives scenario - input'!$F150),\"\")","v":""},{"$f":"IFERROR(IF(OR(H165=\"\",'Lives scenario - input'!$F150=\"\"),\"\",H165/'Lives scenario - input'!$F150),\"\")","v":""},{"$f":"IFERROR(IF(OR(I165=\"\",'Lives scenario - input'!$F150=\"\"),\"\",I165/'Lives scenario - input'!$F150),\"\")","v":""},{"$f":"IFERROR(IF(OR(J165=\"\",'Lives scenario - input'!$F150=\"\"),\"\",J165/'Lives scenario - input'!$F150),\"\")","v":""},{"$f":"IFERROR(IF(OR(K165=\"\",'Lives scenario - input'!$F150=\"\"),\"\",K165/'Lives scenario - input'!$F150),\"\")","v":""},{"$f":"IFERROR(IF(OR(L165=\"\",'Lives scenario - input'!$F150=\"\"),\"\",L165/'Lives scenario - input'!$F150),\"\")","v":""},{"$f":"IFERROR(IF(OR(M165=\"\",'Lives scenario - input'!$F150=\"\"),\"\",M165/'Lives scenario - input'!$F150),\"\")","v":""},{"$f":"IFERROR(IF(OR(N165=\"\",'Lives scenario - input'!$F150=\"\"),\"\",N165/'Lives scenario - input'!$F150),\"\")","v":""},{"$f":"IFERROR(IF(OR(O165=\"\",'Lives scenario - input'!$F150=\"\"),\"\",O165/'Lives scenario - input'!$F150),\"\")","v":""},{"$f":"IFERROR(IF(OR(P165=\"\",'Lives scenario - input'!$F150=\"\"),\"\",P165/'Lives scenario - input'!$F150),\"\")","v":""},{"$f":"IFERROR(IF(OR(Q165=\"\",'Lives scenario - input'!$F150=\"\"),\"\",Q165/'Lives scenario - input'!$F150),\"\")","v":""},{"$f":"IFERROR(IF(OR(R165=\"\",'Lives scenario - input'!$F150=\"\"),\"\",R165/'Lives scenario - input'!$F150),\"\")","v":""},{"$f":"IFERROR(IF(OR(S165=\"\",'Lives scenario - input'!$F150=\"\"),\"\",S165/'Lives scenario - input'!$F150),\"\")","v":""},{"$f":"IFERROR(IF(OR(T165=\"\",'Lives scenario - input'!$F150=\"\"),\"\",T165/'Lives scenario - input'!$F150),\"\")","v":""},{"$f":"IFERROR(IF(OR(U165=\"\",'Lives scenario - input'!$F150=\"\"),\"\",U165/'Lives scenario - input'!$F150),\"\")","v":""},{"$f":"IFERROR(IF(OR(V165=\"\",'Lives scenario - input'!$F150=\"\"),\"\",V165/'Lives scenario - input'!$F150),\"\")","v":""},{"$f":"IFERROR(IF(OR(W165=\"\",'Lives scenario - input'!$F150=\"\"),\"\",W165/'Lives scenario - input'!$F150),\"\")","v":""}]
[{"$f":"IFERROR('Lives scenario - input'!A151,\"\")","v":""},{"$f":"IFERROR('Lives scenario - input'!B151,\"\")","v":""},{"$f":"IFERROR('Lives scenario - input'!C151,\"\")","v":""},{"$f":"IFERROR(repcalc('Lives scenario - input'!$CX151:$GJ151,'Lives scenario - input'!$I151,'Lives scenario - input'!$G151,'Lives scenario - input'!$H151,20,TRUE,TRUE),\"\")","v":""},"","","","","","","","","","","","","","","","","","","",{"$f":"IFERROR(IF(OR(D166=\"\",'Lives scenario - input'!$F151=\"\"),\"\",D166/'Lives scenario - input'!$F151),\"\")","v":""},{"$f":"IFERROR(IF(OR(E166=\"\",'Lives scenario - input'!$F151=\"\"),\"\",E166/'Lives scenario - input'!$F151),\"\")","v":""},{"$f":"IFERROR(IF(OR(F166=\"\",'Lives scenario - input'!$F151=\"\"),\"\",F166/'Lives scenario - input'!$F151),\"\")","v":""},{"$f":"IFERROR(IF(OR(G166=\"\",'Lives scenario - input'!$F151=\"\"),\"\",G166/'Lives scenario - input'!$F151),\"\")","v":""},{"$f":"IFERROR(IF(OR(H166=\"\",'Lives scenario - input'!$F151=\"\"),\"\",H166/'Lives scenario - input'!$F151),\"\")","v":""},{"$f":"IFERROR(IF(OR(I166=\"\",'Lives scenario - input'!$F151=\"\"),\"\",I166/'Lives scenario - input'!$F151),\"\")","v":""},{"$f":"IFERROR(IF(OR(J166=\"\",'Lives scenario - input'!$F151=\"\"),\"\",J166/'Lives scenario - input'!$F151),\"\")","v":""},{"$f":"IFERROR(IF(OR(K166=\"\",'Lives scenario - input'!$F151=\"\"),\"\",K166/'Lives scenario - input'!$F151),\"\")","v":""},{"$f":"IFERROR(IF(OR(L166=\"\",'Lives scenario - input'!$F151=\"\"),\"\",L166/'Lives scenario - input'!$F151),\"\")","v":""},{"$f":"IFERROR(IF(OR(M166=\"\",'Lives scenario - input'!$F151=\"\"),\"\",M166/'Lives scenario - input'!$F151),\"\")","v":""},{"$f":"IFERROR(IF(OR(N166=\"\",'Lives scenario - input'!$F151=\"\"),\"\",N166/'Lives scenario - input'!$F151),\"\")","v":""},{"$f":"IFERROR(IF(OR(O166=\"\",'Lives scenario - input'!$F151=\"\"),\"\",O166/'Lives scenario - input'!$F151),\"\")","v":""},{"$f":"IFERROR(IF(OR(P166=\"\",'Lives scenario - input'!$F151=\"\"),\"\",P166/'Lives scenario - input'!$F151),\"\")","v":""},{"$f":"IFERROR(IF(OR(Q166=\"\",'Lives scenario - input'!$F151=\"\"),\"\",Q166/'Lives scenario - input'!$F151),\"\")","v":""},{"$f":"IFERROR(IF(OR(R166=\"\",'Lives scenario - input'!$F151=\"\"),\"\",R166/'Lives scenario - input'!$F151),\"\")","v":""},{"$f":"IFERROR(IF(OR(S166=\"\",'Lives scenario - input'!$F151=\"\"),\"\",S166/'Lives scenario - input'!$F151),\"\")","v":""},{"$f":"IFERROR(IF(OR(T166=\"\",'Lives scenario - input'!$F151=\"\"),\"\",T166/'Lives scenario - input'!$F151),\"\")","v":""},{"$f":"IFERROR(IF(OR(U166=\"\",'Lives scenario - input'!$F151=\"\"),\"\",U166/'Lives scenario - input'!$F151),\"\")","v":""},{"$f":"IFERROR(IF(OR(V166=\"\",'Lives scenario - input'!$F151=\"\"),\"\",V166/'Lives scenario - input'!$F151),\"\")","v":""},{"$f":"IFERROR(IF(OR(W166=\"\",'Lives scenario - input'!$F151=\"\"),\"\",W166/'Lives scenario - input'!$F151),\"\")","v":""}]
[{"$f":"IFERROR('Lives scenario - input'!A152,\"\")","v":""},{"$f":"IFERROR('Lives scenario - input'!B152,\"\")","v":""},{"$f":"IFERROR('Lives scenario - input'!C152,\"\")","v":""},{"$f":"IFERROR(repcalc('Lives scenario - input'!$CX152:$GJ152,'Lives scenario - input'!$I152,'Lives scenario - input'!$G152,'Lives scenario - input'!$H152,20,TRUE,TRUE),\"\")","v":""},"","","","","","","","","","","","","","","","","","","",{"$f":"IFERROR(IF(OR(D167=\"\",'Lives scenario - input'!$F152=\"\"),\"\",D167/'Lives scenario - input'!$F152),\"\")","v":""},{"$f":"IFERROR(IF(OR(E167=\"\",'Lives scenario - input'!$F152=\"\"),\"\",E167/'Lives scenario - input'!$F152),\"\")","v":""},{"$f":"IFERROR(IF(OR(F167=\"\",'Lives scenario - input'!$F152=\"\"),\"\",F167/'Lives scenario - input'!$F152),\"\")","v":""},{"$f":"IFERROR(IF(OR(G167=\"\",'Lives scenario - input'!$F152=\"\"),\"\",G167/'Lives scenario - input'!$F152),\"\")","v":""},{"$f":"IFERROR(IF(OR(H167=\"\",'Lives scenario - input'!$F152=\"\"),\"\",H167/'Lives scenario - input'!$F152),\"\")","v":""},{"$f":"IFERROR(IF(OR(I167=\"\",'Lives scenario - input'!$F152=\"\"),\"\",I167/'Lives scenario - input'!$F152),\"\")","v":""},{"$f":"IFERROR(IF(OR(J167=\"\",'Lives scenario - input'!$F152=\"\"),\"\",J167/'Lives scenario - input'!$F152),\"\")","v":""},{"$f":"IFERROR(IF(OR(K167=\"\",'Lives scenario - input'!$F152=\"\"),\"\",K167/'Lives scenario - input'!$F152),\"\")","v":""},{"$f":"IFERROR(IF(OR(L167=\"\",'Lives scenario - input'!$F152=\"\"),\"\",L167/'Lives scenario - input'!$F152),\"\")","v":""},{"$f":"IFERROR(IF(OR(M167=\"\",'Lives scenario - input'!$F152=\"\"),\"\",M167/'Lives scenario - input'!$F152),\"\")","v":""},{"$f":"IFERROR(IF(OR(N167=\"\",'Lives scenario - input'!$F152=\"\"),\"\",N167/'Lives scenario - input'!$F152),\"\")","v":""},{"$f":"IFERROR(IF(OR(O167=\"\",'Lives scenario - input'!$F152=\"\"),\"\",O167/'Lives scenario - input'!$F152),\"\")","v":""},{"$f":"IFERROR(IF(OR(P167=\"\",'Lives scenario - input'!$F152=\"\"),\"\",P167/'Lives scenario - input'!$F152),\"\")","v":""},{"$f":"IFERROR(IF(OR(Q167=\"\",'Lives scenario - input'!$F152=\"\"),\"\",Q167/'Lives scenario - input'!$F152),\"\")","v":""},{"$f":"IFERROR(IF(OR(R167=\"\",'Lives scenario - input'!$F152=\"\"),\"\",R167/'Lives scenario - input'!$F152),\"\")","v":""},{"$f":"IFERROR(IF(OR(S167=\"\",'Lives scenario - input'!$F152=\"\"),\"\",S167/'Lives scenario - input'!$F152),\"\")","v":""},{"$f":"IFERROR(IF(OR(T167=\"\",'Lives scenario - input'!$F152=\"\"),\"\",T167/'Lives scenario - input'!$F152),\"\")","v":""},{"$f":"IFERROR(IF(OR(U167=\"\",'Lives scenario - input'!$F152=\"\"),\"\",U167/'Lives scenario - input'!$F152),\"\")","v":""},{"$f":"IFERROR(IF(OR(V167=\"\",'Lives scenario - input'!$F152=\"\"),\"\",V167/'Lives scenario - input'!$F152),\"\")","v":""},{"$f":"IFERROR(IF(OR(W167=\"\",'Lives scenario - input'!$F152=\"\"),\"\",W167/'Lives scenario - input'!$F152),\"\")","v":""}]
[{"$f":"IFERROR('Lives scenario - input'!A153,\"\")","v":""},{"$f":"IFERROR('Lives scenario - input'!B153,\"\")","v":""},{"$f":"IFERROR('Lives scenario - input'!C153,\"\")","v":""},{"$f":"IFERROR(repcalc('Lives scenario - input'!$CX153:$GJ153,'Lives scenario - input'!$I153,'Lives scenario - input'!$G153,'Lives scenario - input'!$H153,20,TRUE,TRUE),\"\")","v":""},"","","","","","","","","","","","","","","","","","","",{"$f":"IFERROR(IF(OR(D168=\"\",'Lives scenario - input'!$F153=\"\"),\"\",D168/'Lives scenario - input'!$F153),\"\")","v":""},{"$f":"IFERROR(IF(OR(E168=\"\",'Lives scenario - input'!$F153=\"\"),\"\",E168/'Lives scenario - input'!$F153),\"\")","v":""},{"$f":"IFERROR(IF(OR(F168=\"\",'Lives scenario - input'!$F153=\"\"),\"\",F168/'Lives scenario - input'!$F153),\"\")","v":""},{"$f":"IFERROR(IF(OR(G168=\"\",'Lives scenario - input'!$F153=\"\"),\"\",G168/'Lives scenario - input'!$F153),\"\")","v":""},{"$f":"IFERROR(IF(OR(H168=\"\",'Lives scenario - input'!$F153=\"\"),\"\",H168/'Lives scenario - input'!$F153),\"\")","v":""},{"$f":"IFERROR(IF(OR(I168=\"\",'Lives scenario - input'!$F153=\"\"),\"\",I168/'Lives scenario - input'!$F153),\"\")","v":""},{"$f":"IFERROR(IF(OR(J168=\"\",'Lives scenario - input'!$F153=\"\"),\"\",J168/'Lives scenario - input'!$F153),\"\")","v":""},{"$f":"IFERROR(IF(OR(K168=\"\",'Lives scenario - input'!$F153=\"\"),\"\",K168/'Lives scenario - input'!$F153),\"\")","v":""},{"$f":"IFERROR(IF(OR(L168=\"\",'Lives scenario - input'!$F153=\"\"),\"\",L168/'Lives scenario - input'!$F153),\"\")","v":""},{"$f":"IFERROR(IF(OR(M168=\"\",'Lives scenario - input'!$F153=\"\"),\"\",M168/'Lives scenario - input'!$F153),\"\")","v":""},{"$f":"IFERROR(IF(OR(N168=\"\",'Lives scenario - input'!$F153=\"\"),\"\",N168/'Lives scenario - input'!$F153),\"\")","v":""},{"$f":"IFERROR(IF(OR(O168=\"\",'Lives scenario - input'!$F153=\"\"),\"\",O168/'Lives scenario - input'!$F153),\"\")","v":""},{"$f":"IFERROR(IF(OR(P168=\"\",'Lives scenario - input'!$F153=\"\"),\"\",P168/'Lives scenario - input'!$F153),\"\")","v":""},{"$f":"IFERROR(IF(OR(Q168=\"\",'Lives scenario - input'!$F153=\"\"),\"\",Q168/'Lives scenario - input'!$F153),\"\")","v":""},{"$f":"IFERROR(IF(OR(R168=\"\",'Lives scenario - input'!$F153=\"\"),\"\",R168/'Lives scenario - input'!$F153),\"\")","v":""},{"$f":"IFERROR(IF(OR(S168=\"\",'Lives scenario - input'!$F153=\"\"),\"\",S168/'Lives scenario - input'!$F153),\"\")","v":""},{"$f":"IFERROR(IF(OR(T168=\"\",'Lives scenario - input'!$F153=\"\"),\"\",T168/'Lives scenario - input'!$F153),\"\")","v":""},{"$f":"IFERROR(IF(OR(U168=\"\",'Lives scenario - input'!$F153=\"\"),\"\",U168/'Lives scenario - input'!$F153),\"\")","v":""},{"$f":"IFERROR(IF(OR(V168=\"\",'Lives scenario - input'!$F153=\"\"),\"\",V168/'Lives scenario - input'!$F153),\"\")","v":""},{"$f":"IFERROR(IF(OR(W168=\"\",'Lives scenario - input'!$F153=\"\"),\"\",W168/'Lives scenario - input'!$F153),\"\")","v":""}]
[{"$f":"IFERROR('Lives scenario - input'!A154,\"\")","v":""},{"$f":"IFERROR('Lives scenario - input'!B154,\"\")","v":""},{"$f":"IFERROR('Lives scenario - input'!C154,\"\")","v":""},{"$f":"IFERROR(repcalc('Lives scenario - input'!$CX154:$GJ154,'Lives scenario - input'!$I154,'Lives scenario - input'!$G154,'Lives scenario - input'!$H154,20,TRUE,TRUE),\"\")","v":""},"","","","","","","","","","","","","","","","","","","",{"$f":"IFERROR(IF(OR(D169=\"\",'Lives scenario - input'!$F154=\"\"),\"\",D169/'Lives scenario - input'!$F154),\"\")","v":""},{"$f":"IFERROR(IF(OR(E169=\"\",'Lives scenario - input'!$F154=\"\"),\"\",E169/'Lives scenario - input'!$F154),\"\")","v":""},{"$f":"IFERROR(IF(OR(F169=\"\",'Lives scenario - input'!$F154=\"\"),\"\",F169/'Lives scenario - input'!$F154),\"\")","v":""},{"$f":"IFERROR(IF(OR(G169=\"\",'Lives scenario - input'!$F154=\"\"),\"\",G169/'Lives scenario - input'!$F154),\"\")","v":""},{"$f":"IFERROR(IF(OR(H169=\"\",'Lives scenario - input'!$F154=\"\"),\"\",H169/'Lives scenario - input'!$F154),\"\")","v":""},{"$f":"IFERROR(IF(OR(I169=\"\",'Lives scenario - input'!$F154=\"\"),\"\",I169/'Lives scenario - input'!$F154),\"\")","v":""},{"$f":"IFERROR(IF(OR(J169=\"\",'Lives scenario - input'!$F154=\"\"),\"\",J169/'Lives scenario - input'!$F154),\"\")","v":""},{"$f":"IFERROR(IF(OR(K169=\"\",'Lives scenario - input'!$F154=\"\"),\"\",K169/'Lives scenario - input'!$F154),\"\")","v":""},{"$f":"IFERROR(IF(OR(L169=\"\",'Lives scenario - input'!$F154=\"\"),\"\",L169/'Lives scenario - input'!$F154),\"\")","v":""},{"$f":"IFERROR(IF(OR(M169=\"\",'Lives scenario - input'!$F154=\"\"),\"\",M169/'Lives scenario - input'!$F154),\"\")","v":""},{"$f":"IFERROR(IF(OR(N169=\"\",'Lives scenario - input'!$F154=\"\"),\"\",N169/'Lives scenario - input'!$F154),\"\")","v":""},{"$f":"IFERROR(IF(OR(O169=\"\",'Lives scenario - input'!$F154=\"\"),\"\",O169/'Lives scenario - input'!$F154),\"\")","v":""},{"$f":"IFERROR(IF(OR(P169=\"\",'Lives scenario - input'!$F154=\"\"),\"\",P169/'Lives scenario - input'!$F154),\"\")","v":""},{"$f":"IFERROR(IF(OR(Q169=\"\",'Lives scenario - input'!$F154=\"\"),\"\",Q169/'Lives scenario - input'!$F154),\"\")","v":""},{"$f":"IFERROR(IF(OR(R169=\"\",'Lives scenario - input'!$F154=\"\"),\"\",R169/'Lives scenario - input'!$F154),\"\")","v":""},{"$f":"IFERROR(IF(OR(S169=\"\",'Lives scenario - input'!$F154=\"\"),\"\",S169/'Lives scenario - input'!$F154),\"\")","v":""},{"$f":"IFERROR(IF(OR(T169=\"\",'Lives scenario - input'!$F154=\"\"),\"\",T169/'Lives scenario - input'!$F154),\"\")","v":""},{"$f":"IFERROR(IF(OR(U169=\"\",'Lives scenario - input'!$F154=\"\"),\"\",U169/'Lives scenario - input'!$F154),\"\")","v":""},{"$f":"IFERROR(IF(OR(V169=\"\",'Lives scenario - input'!$F154=\"\"),\"\",V169/'Lives scenario - input'!$F154),\"\")","v":""},{"$f":"IFERROR(IF(OR(W169=\"\",'Lives scenario - input'!$F154=\"\"),\"\",W169/'Lives scenario - input'!$F154),\"\")","v":""}]
[{"$f":"IFERROR('Lives scenario - input'!A155,\"\")","v":""},{"$f":"IFERROR('Lives scenario - input'!B155,\"\")","v":""},{"$f":"IFERROR('Lives scenario - input'!C155,\"\")","v":""},{"$f":"IFERROR(repcalc('Lives scenario - input'!$CX155:$GJ155,'Lives scenario - input'!$I155,'Lives scenario - input'!$G155,'Lives scenario - input'!$H155,20,TRUE,TRUE),\"\")","v":""},"","","","","","","","","","","","","","","","","","","",{"$f":"IFERROR(IF(OR(D170=\"\",'Lives scenario - input'!$F155=\"\"),\"\",D170/'Lives scenario - input'!$F155),\"\")","v":""},{"$f":"IFERROR(IF(OR(E170=\"\",'Lives scenario - input'!$F155=\"\"),\"\",E170/'Lives scenario - input'!$F155),\"\")","v":""},{"$f":"IFERROR(IF(OR(F170=\"\",'Lives scenario - input'!$F155=\"\"),\"\",F170/'Lives scenario - input'!$F155),\"\")","v":""},{"$f":"IFERROR(IF(OR(G170=\"\",'Lives scenario - input'!$F155=\"\"),\"\",G170/'Lives scenario - input'!$F155),\"\")","v":""},{"$f":"IFERROR(IF(OR(H170=\"\",'Lives scenario - input'!$F155=\"\"),\"\",H170/'Lives scenario - input'!$F155),\"\")","v":""},{"$f":"IFERROR(IF(OR(I170=\"\",'Lives scenario - input'!$F155=\"\"),\"\",I170/'Lives scenario - input'!$F155),\"\")","v":""},{"$f":"IFERROR(IF(OR(J170=\"\",'Lives scenario - input'!$F155=\"\"),\"\",J170/'Lives scenario - input'!$F155),\"\")","v":""},{"$f":"IFERROR(IF(OR(K170=\"\",'Lives scenario - input'!$F155=\"\"),\"\",K170/'Lives scenario - input'!$F155),\"\")","v":""},{"$f":"IFERROR(IF(OR(L170=\"\",'Lives scenario - input'!$F155=\"\"),\"\",L170/'Lives scenario - input'!$F155),\"\")","v":""},{"$f":"IFERROR(IF(OR(M170=\"\",'Lives scenario - input'!$F155=\"\"),\"\",M170/'Lives scenario - input'!$F155),\"\")","v":""},{"$f":"IFERROR(IF(OR(N170=\"\",'Lives scenario - input'!$F155=\"\"),\"\",N170/'Lives scenario - input'!$F155),\"\")","v":""},{"$f":"IFERROR(IF(OR(O170=\"\",'Lives scenario - input'!$F155=\"\"),\"\",O170/'Lives scenario - input'!$F155),\"\")","v":""},{"$f":"IFERROR(IF(OR(P170=\"\",'Lives scenario - input'!$F155=\"\"),\"\",P170/'Lives scenario - input'!$F155),\"\")","v":""},{"$f":"IFERROR(IF(OR(Q170=\"\",'Lives scenario - input'!$F155=\"\"),\"\",Q170/'Lives scenario - input'!$F155),\"\")","v":""},{"$f":"IFERROR(IF(OR(R170=\"\",'Lives scenario - input'!$F155=\"\"),\"\",R170/'Lives scenario - input'!$F155),\"\")","v":""},{"$f":"IFERROR(IF(OR(S170=\"\",'Lives scenario - input'!$F155=\"\"),\"\",S170/'Lives scenario - input'!$F155),\"\")","v":""},{"$f":"IFERROR(IF(OR(T170=\"\",'Lives scenario - input'!$F155=\"\"),\"\",T170/'Lives scenario - input'!$F155),\"\")","v":""},{"$f":"IFERROR(IF(OR(U170=\"\",'Lives scenario - input'!$F155=\"\"),\"\",U170/'Lives scenario - input'!$F155),\"\")","v":""},{"$f":"IFERROR(IF(OR(V170=\"\",'Lives scenario - input'!$F155=\"\"),\"\",V170/'Lives scenario - input'!$F155),\"\")","v":""},{"$f":"IFERROR(IF(OR(W170=\"\",'Lives scenario - input'!$F155=\"\"),\"\",W170/'Lives scenario - input'!$F155),\"\")","v":""}]
[{"$f":"IFERROR('Lives scenario - input'!A156,\"\")","v":""},{"$f":"IFERROR('Lives scenario - input'!B156,\"\")","v":""},{"$f":"IFERROR('Lives scenario - input'!C156,\"\")","v":""},{"$f":"IFERROR(repcalc('Lives scenario - input'!$CX156:$GJ156,'Lives scenario - input'!$I156,'Lives scenario - input'!$G156,'Lives scenario - input'!$H156,20,TRUE,TRUE),\"\")","v":""},"","","","","","","","","","","","","","","","","","","",{"$f":"IFERROR(IF(OR(D171=\"\",'Lives scenario - input'!$F156=\"\"),\"\",D171/'Lives scenario - input'!$F156),\"\")","v":""},{"$f":"IFERROR(IF(OR(E171=\"\",'Lives scenario - input'!$F156=\"\"),\"\",E171/'Lives scenario - input'!$F156),\"\")","v":""},{"$f":"IFERROR(IF(OR(F171=\"\",'Lives scenario - input'!$F156=\"\"),\"\",F171/'Lives scenario - input'!$F156),\"\")","v":""},{"$f":"IFERROR(IF(OR(G171=\"\",'Lives scenario - input'!$F156=\"\"),\"\",G171/'Lives scenario - input'!$F156),\"\")","v":""},{"$f":"IFERROR(IF(OR(H171=\"\",'Lives scenario - input'!$F156=\"\"),\"\",H171/'Lives scenario - input'!$F156),\"\")","v":""},{"$f":"IFERROR(IF(OR(I171=\"\",'Lives scenario - input'!$F156=\"\"),\"\",I171/'Lives scenario - input'!$F156),\"\")","v":""},{"$f":"IFERROR(IF(OR(J171=\"\",'Lives scenario - input'!$F156=\"\"),\"\",J171/'Lives scenario - input'!$F156),\"\")","v":""},{"$f":"IFERROR(IF(OR(K171=\"\",'Lives scenario - input'!$F156=\"\"),\"\",K171/'Lives scenario - input'!$F156),\"\")","v":""},{"$f":"IFERROR(IF(OR(L171=\"\",'Lives scenario - input'!$F156=\"\"),\"\",L171/'Lives scenario - input'!$F156),\"\")","v":""},{"$f":"IFERROR(IF(OR(M171=\"\",'Lives scenario - input'!$F156=\"\"),\"\",M171/'Lives scenario - input'!$F156),\"\")","v":""},{"$f":"IFERROR(IF(OR(N171=\"\",'Lives scenario - input'!$F156=\"\"),\"\",N171/'Lives scenario - input'!$F156),\"\")","v":""},{"$f":"IFERROR(IF(OR(O171=\"\",'Lives scenario - input'!$F156=\"\"),\"\",O171/'Lives scenario - input'!$F156),\"\")","v":""},{"$f":"IFERROR(IF(OR(P171=\"\",'Lives scenario - input'!$F156=\"\"),\"\",P171/'Lives scenario - input'!$F156),\"\")","v":""},{"$f":"IFERROR(IF(OR(Q171=\"\",'Lives scenario - input'!$F156=\"\"),\"\",Q171/'Lives scenario - input'!$F156),\"\")","v":""},{"$f":"IFERROR(IF(OR(R171=\"\",'Lives scenario - input'!$F156=\"\"),\"\",R171/'Lives scenario - input'!$F156),\"\")","v":""},{"$f":"IFERROR(IF(OR(S171=\"\",'Lives scenario - input'!$F156=\"\"),\"\",S171/'Lives scenario - input'!$F156),\"\")","v":""},{"$f":"IFERROR(IF(OR(T171=\"\",'Lives scenario - input'!$F156=\"\"),\"\",T171/'Lives scenario - input'!$F156),\"\")","v":""},{"$f":"IFERROR(IF(OR(U171=\"\",'Lives scenario - input'!$F156=\"\"),\"\",U171/'Lives scenario - input'!$F156),\"\")","v":""},{"$f":"IFERROR(IF(OR(V171=\"\",'Lives scenario - input'!$F156=\"\"),\"\",V171/'Lives scenario - input'!$F156),\"\")","v":""},{"$f":"IFERROR(IF(OR(W171=\"\",'Lives scenario - input'!$F156=\"\"),\"\",W171/'Lives scenario - input'!$F156),\"\")","v":""}]
[{"$f":"IFERROR('Lives scenario - input'!A157,\"\")","v":""},{"$f":"IFERROR('Lives scenario - input'!B157,\"\")","v":""},{"$f":"IFERROR('Lives scenario - input'!C157,\"\")","v":""},{"$f":"IFERROR(repcalc('Lives scenario - input'!$CX157:$GJ157,'Lives scenario - input'!$I157,'Lives scenario - input'!$G157,'Lives scenario - input'!$H157,20,TRUE,TRUE),\"\")","v":""},"","","","","","","","","","","","","","","","","","","",{"$f":"IFERROR(IF(OR(D172=\"\",'Lives scenario - input'!$F157=\"\"),\"\",D172/'Lives scenario - input'!$F157),\"\")","v":""},{"$f":"IFERROR(IF(OR(E172=\"\",'Lives scenario - input'!$F157=\"\"),\"\",E172/'Lives scenario - input'!$F157),\"\")","v":""},{"$f":"IFERROR(IF(OR(F172=\"\",'Lives scenario - input'!$F157=\"\"),\"\",F172/'Lives scenario - input'!$F157),\"\")","v":""},{"$f":"IFERROR(IF(OR(G172=\"\",'Lives scenario - input'!$F157=\"\"),\"\",G172/'Lives scenario - input'!$F157),\"\")","v":""},{"$f":"IFERROR(IF(OR(H172=\"\",'Lives scenario - input'!$F157=\"\"),\"\",H172/'Lives scenario - input'!$F157),\"\")","v":""},{"$f":"IFERROR(IF(OR(I172=\"\",'Lives scenario - input'!$F157=\"\"),\"\",I172/'Lives scenario - input'!$F157),\"\")","v":""},{"$f":"IFERROR(IF(OR(J172=\"\",'Lives scenario - input'!$F157=\"\"),\"\",J172/'Lives scenario - input'!$F157),\"\")","v":""},{"$f":"IFERROR(IF(OR(K172=\"\",'Lives scenario - input'!$F157=\"\"),\"\",K172/'Lives scenario - input'!$F157),\"\")","v":""},{"$f":"IFERROR(IF(OR(L172=\"\",'Lives scenario - input'!$F157=\"\"),\"\",L172/'Lives scenario - input'!$F157),\"\")","v":""},{"$f":"IFERROR(IF(OR(M172=\"\",'Lives scenario - input'!$F157=\"\"),\"\",M172/'Lives scenario - input'!$F157),\"\")","v":""},{"$f":"IFERROR(IF(OR(N172=\"\",'Lives scenario - input'!$F157=\"\"),\"\",N172/'Lives scenario - input'!$F157),\"\")","v":""},{"$f":"IFERROR(IF(OR(O172=\"\",'Lives scenario - input'!$F157=\"\"),\"\",O172/'Lives scenario - input'!$F157),\"\")","v":""},{"$f":"IFERROR(IF(OR(P172=\"\",'Lives scenario - input'!$F157=\"\"),\"\",P172/'Lives scenario - input'!$F157),\"\")","v":""},{"$f":"IFERROR(IF(OR(Q172=\"\",'Lives scenario - input'!$F157=\"\"),\"\",Q172/'Lives scenario - input'!$F157),\"\")","v":""},{"$f":"IFERROR(IF(OR(R172=\"\",'Lives scenario - input'!$F157=\"\"),\"\",R172/'Lives scenario - input'!$F157),\"\")","v":""},{"$f":"IFERROR(IF(OR(S172=\"\",'Lives scenario - input'!$F157=\"\"),\"\",S172/'Lives scenario - input'!$F157),\"\")","v":""},{"$f":"IFERROR(IF(OR(T172=\"\",'Lives scenario - input'!$F157=\"\"),\"\",T172/'Lives scenario - input'!$F157),\"\")","v":""},{"$f":"IFERROR(IF(OR(U172=\"\",'Lives scenario - input'!$F157=\"\"),\"\",U172/'Lives scenario - input'!$F157),\"\")","v":""},{"$f":"IFERROR(IF(OR(V172=\"\",'Lives scenario - input'!$F157=\"\"),\"\",V172/'Lives scenario - input'!$F157),\"\")","v":""},{"$f":"IFERROR(IF(OR(W172=\"\",'Lives scenario - input'!$F157=\"\"),\"\",W172/'Lives scenario - input'!$F157),\"\")","v":""}]
[{"$f":"IFERROR('Lives scenario - input'!A158,\"\")","v":""},{"$f":"IFERROR('Lives scenario - input'!B158,\"\")","v":""},{"$f":"IFERROR('Lives scenario - input'!C158,\"\")","v":""},{"$f":"IFERROR(repcalc('Lives scenario - input'!$CX158:$GJ158,'Lives scenario - input'!$I158,'Lives scenario - input'!$G158,'Lives scenario - input'!$H158,20,TRUE,TRUE),\"\")","v":""},"","","","","","","","","","","","","","","","","","","",{"$f":"IFERROR(IF(OR(D173=\"\",'Lives scenario - input'!$F158=\"\"),\"\",D173/'Lives scenario - input'!$F158),\"\")","v":""},{"$f":"IFERROR(IF(OR(E173=\"\",'Lives scenario - input'!$F158=\"\"),\"\",E173/'Lives scenario - input'!$F158),\"\")","v":""},{"$f":"IFERROR(IF(OR(F173=\"\",'Lives scenario - input'!$F158=\"\"),\"\",F173/'Lives scenario - input'!$F158),\"\")","v":""},{"$f":"IFERROR(IF(OR(G173=\"\",'Lives scenario - input'!$F158=\"\"),\"\",G173/'Lives scenario - input'!$F158),\"\")","v":""},{"$f":"IFERROR(IF(OR(H173=\"\",'Lives scenario - input'!$F158=\"\"),\"\",H173/'Lives scenario - input'!$F158),\"\")","v":""},{"$f":"IFERROR(IF(OR(I173=\"\",'Lives scenario - input'!$F158=\"\"),\"\",I173/'Lives scenario - input'!$F158),\"\")","v":""},{"$f":"IFERROR(IF(OR(J173=\"\",'Lives scenario - input'!$F158=\"\"),\"\",J173/'Lives scenario - input'!$F158),\"\")","v":""},{"$f":"IFERROR(IF(OR(K173=\"\",'Lives scenario - input'!$F158=\"\"),\"\",K173/'Lives scenario - input'!$F158),\"\")","v":""},{"$f":"IFERROR(IF(OR(L173=\"\",'Lives scenario - input'!$F158=\"\"),\"\",L173/'Lives scenario - input'!$F158),\"\")","v":""},{"$f":"IFERROR(IF(OR(M173=\"\",'Lives scenario - input'!$F158=\"\"),\"\",M173/'Lives scenario - input'!$F158),\"\")","v":""},{"$f":"IFERROR(IF(OR(N173=\"\",'Lives scenario - input'!$F158=\"\"),\"\",N173/'Lives scenario - input'!$F158),\"\")","v":""},{"$f":"IFERROR(IF(OR(O173=\"\",'Lives scenario - input'!$F158=\"\"),\"\",O173/'Lives scenario - input'!$F158),\"\")","v":""},{"$f":"IFERROR(IF(OR(P173=\"\",'Lives scenario - input'!$F158=\"\"),\"\",P173/'Lives scenario - input'!$F158),\"\")","v":""},{"$f":"IFERROR(IF(OR(Q173=\"\",'Lives scenario - input'!$F158=\"\"),\"\",Q173/'Lives scenario - input'!$F158),\"\")","v":""},{"$f":"IFERROR(IF(OR(R173=\"\",'Lives scenario - input'!$F158=\"\"),\"\",R173/'Lives scenario - input'!$F158),\"\")","v":""},{"$f":"IFERROR(IF(OR(S173=\"\",'Lives scenario - input'!$F158=\"\"),\"\",S173/'Lives scenario - input'!$F158),\"\")","v":""},{"$f":"IFERROR(IF(OR(T173=\"\",'Lives scenario - input'!$F158=\"\"),\"\",T173/'Lives scenario - input'!$F158),\"\")","v":""},{"$f":"IFERROR(IF(OR(U173=\"\",'Lives scenario - input'!$F158=\"\"),\"\",U173/'Lives scenario - input'!$F158),\"\")","v":""},{"$f":"IFERROR(IF(OR(V173=\"\",'Lives scenario - input'!$F158=\"\"),\"\",V173/'Lives scenario - input'!$F158),\"\")","v":""},{"$f":"IFERROR(IF(OR(W173=\"\",'Lives scenario - input'!$F158=\"\"),\"\",W173/'Lives scenario - input'!$F158),\"\")","v":""}]
[{"$f":"IFERROR('Lives scenario - input'!A159,\"\")","v":""},{"$f":"IFERROR('Lives scenario - input'!B159,\"\")","v":""},{"$f":"IFERROR('Lives scenario - input'!C159,\"\")","v":""},{"$f":"IFERROR(repcalc('Lives scenario - input'!$CX159:$GJ159,'Lives scenario - input'!$I159,'Lives scenario - input'!$G159,'Lives scenario - input'!$H159,20,TRUE,TRUE),\"\")","v":""},"","","","","","","","","","","","","","","","","","","",{"$f":"IFERROR(IF(OR(D174=\"\",'Lives scenario - input'!$F159=\"\"),\"\",D174/'Lives scenario - input'!$F159),\"\")","v":""},{"$f":"IFERROR(IF(OR(E174=\"\",'Lives scenario - input'!$F159=\"\"),\"\",E174/'Lives scenario - input'!$F159),\"\")","v":""},{"$f":"IFERROR(IF(OR(F174=\"\",'Lives scenario - input'!$F159=\"\"),\"\",F174/'Lives scenario - input'!$F159),\"\")","v":""},{"$f":"IFERROR(IF(OR(G174=\"\",'Lives scenario - input'!$F159=\"\"),\"\",G174/'Lives scenario - input'!$F159),\"\")","v":""},{"$f":"IFERROR(IF(OR(H174=\"\",'Lives scenario - input'!$F159=\"\"),\"\",H174/'Lives scenario - input'!$F159),\"\")","v":""},{"$f":"IFERROR(IF(OR(I174=\"\",'Lives scenario - input'!$F159=\"\"),\"\",I174/'Lives scenario - input'!$F159),\"\")","v":""},{"$f":"IFERROR(IF(OR(J174=\"\",'Lives scenario - input'!$F159=\"\"),\"\",J174/'Lives scenario - input'!$F159),\"\")","v":""},{"$f":"IFERROR(IF(OR(K174=\"\",'Lives scenario - input'!$F159=\"\"),\"\",K174/'Lives scenario - input'!$F159),\"\")","v":""},{"$f":"IFERROR(IF(OR(L174=\"\",'Lives scenario - input'!$F159=\"\"),\"\",L174/'Lives scenario - input'!$F159),\"\")","v":""},{"$f":"IFERROR(IF(OR(M174=\"\",'Lives scenario - input'!$F159=\"\"),\"\",M174/'Lives scenario - input'!$F159),\"\")","v":""},{"$f":"IFERROR(IF(OR(N174=\"\",'Lives scenario - input'!$F159=\"\"),\"\",N174/'Lives scenario - input'!$F159),\"\")","v":""},{"$f":"IFERROR(IF(OR(O174=\"\",'Lives scenario - input'!$F159=\"\"),\"\",O174/'Lives scenario - input'!$F159),\"\")","v":""},{"$f":"IFERROR(IF(OR(P174=\"\",'Lives scenario - input'!$F159=\"\"),\"\",P174/'Lives scenario - input'!$F159),\"\")","v":""},{"$f":"IFERROR(IF(OR(Q174=\"\",'Lives scenario - input'!$F159=\"\"),\"\",Q174/'Lives scenario - input'!$F159),\"\")","v":""},{"$f":"IFERROR(IF(OR(R174=\"\",'Lives scenario - input'!$F159=\"\"),\"\",R174/'Lives scenario - input'!$F159),\"\")","v":""},{"$f":"IFERROR(IF(OR(S174=\"\",'Lives scenario - input'!$F159=\"\"),\"\",S174/'Lives scenario - input'!$F159),\"\")","v":""},{"$f":"IFERROR(IF(OR(T174=\"\",'Lives scenario - input'!$F159=\"\"),\"\",T174/'Lives scenario - input'!$F159),\"\")","v":""},{"$f":"IFERROR(IF(OR(U174=\"\",'Lives scenario - input'!$F159=\"\"),\"\",U174/'Lives scenario - input'!$F159),\"\")","v":""},{"$f":"IFERROR(IF(OR(V174=\"\",'Lives scenario - input'!$F159=\"\"),\"\",V174/'Lives scenario - input'!$F159),\"\")","v":""},{"$f":"IFERROR(IF(OR(W174=\"\",'Lives scenario - input'!$F159=\"\"),\"\",W174/'Lives scenario - input'!$F159),\"\")","v":""}]
[{"$f":"IFERROR('Lives scenario - input'!A160,\"\")","v":""},{"$f":"IFERROR('Lives scenario - input'!B160,\"\")","v":""},{"$f":"IFERROR('Lives scenario - input'!C160,\"\")","v":""},{"$f":"IFERROR(repcalc('Lives scenario - input'!$CX160:$GJ160,'Lives scenario - input'!$I160,'Lives scenario - input'!$G160,'Lives scenario - input'!$H160,20,TRUE,TRUE),\"\")","v":""},"","","","","","","","","","","","","","","","","","","",{"$f":"IFERROR(IF(OR(D175=\"\",'Lives scenario - input'!$F160=\"\"),\"\",D175/'Lives scenario - input'!$F160),\"\")","v":""},{"$f":"IFERROR(IF(OR(E175=\"\",'Lives scenario - input'!$F160=\"\"),\"\",E175/'Lives scenario - input'!$F160),\"\")","v":""},{"$f":"IFERROR(IF(OR(F175=\"\",'Lives scenario - input'!$F160=\"\"),\"\",F175/'Lives scenario - input'!$F160),\"\")","v":""},{"$f":"IFERROR(IF(OR(G175=\"\",'Lives scenario - input'!$F160=\"\"),\"\",G175/'Lives scenario - input'!$F160),\"\")","v":""},{"$f":"IFERROR(IF(OR(H175=\"\",'Lives scenario - input'!$F160=\"\"),\"\",H175/'Lives scenario - input'!$F160),\"\")","v":""},{"$f":"IFERROR(IF(OR(I175=\"\",'Lives scenario - input'!$F160=\"\"),\"\",I175/'Lives scenario - input'!$F160),\"\")","v":""},{"$f":"IFERROR(IF(OR(J175=\"\",'Lives scenario - input'!$F160=\"\"),\"\",J175/'Lives scenario - input'!$F160),\"\")","v":""},{"$f":"IFERROR(IF(OR(K175=\"\",'Lives scenario - input'!$F160=\"\"),\"\",K175/'Lives scenario - input'!$F160),\"\")","v":""},{"$f":"IFERROR(IF(OR(L175=\"\",'Lives scenario - input'!$F160=\"\"),\"\",L175/'Lives scenario - input'!$F160),\"\")","v":""},{"$f":"IFERROR(IF(OR(M175=\"\",'Lives scenario - input'!$F160=\"\"),\"\",M175/'Lives scenario - input'!$F160),\"\")","v":""},{"$f":"IFERROR(IF(OR(N175=\"\",'Lives scenario - input'!$F160=\"\"),\"\",N175/'Lives scenario - input'!$F160),\"\")","v":""},{"$f":"IFERROR(IF(OR(O175=\"\",'Lives scenario - input'!$F160=\"\"),\"\",O175/'Lives scenario - input'!$F160),\"\")","v":""},{"$f":"IFERROR(IF(OR(P175=\"\",'Lives scenario - input'!$F160=\"\"),\"\",P175/'Lives scenario - input'!$F160),\"\")","v":""},{"$f":"IFERROR(IF(OR(Q175=\"\",'Lives scenario - input'!$F160=\"\"),\"\",Q175/'Lives scenario - input'!$F160),\"\")","v":""},{"$f":"IFERROR(IF(OR(R175=\"\",'Lives scenario - input'!$F160=\"\"),\"\",R175/'Lives scenario - input'!$F160),\"\")","v":""},{"$f":"IFERROR(IF(OR(S175=\"\",'Lives scenario - input'!$F160=\"\"),\"\",S175/'Lives scenario - input'!$F160),\"\")","v":""},{"$f":"IFERROR(IF(OR(T175=\"\",'Lives scenario - input'!$F160=\"\"),\"\",T175/'Lives scenario - input'!$F160),\"\")","v":""},{"$f":"IFERROR(IF(OR(U175=\"\",'Lives scenario - input'!$F160=\"\"),\"\",U175/'Lives scenario - input'!$F160),\"\")","v":""},{"$f":"IFERROR(IF(OR(V175=\"\",'Lives scenario - input'!$F160=\"\"),\"\",V175/'Lives scenario - input'!$F160),\"\")","v":""},{"$f":"IFERROR(IF(OR(W175=\"\",'Lives scenario - input'!$F160=\"\"),\"\",W175/'Lives scenario - input'!$F160),\"\")","v":""}]

{"sheet":"Combined scenario - input","index":6,"n_rows":190,"n_cols":190,"rows_kept":190,"cut":false,"hidden":false,"merged":[[2,3,3,3],[2,4,3,5],[2,6,3,6]]}
[null,"Unit cost - comparative"]
[null,"Replacement lives - comparative"]
[null,null,null,"Unit cost","Replacement \nlife",null,"Method","Volume",null,null,null,null,null,null,null,null,null,null,null,null,null,null,null,null,null,null,null,null,null,null,null,null,null,null,null,null,null,null,null,null,null,null,null,null,null,null,null,null,null,null,null,null,null,null,null,null,null,null,null,null,null,null,null,null,null,null,null,null,null,null,null,null,null,null,null,null,null,null,null,null,null,null,null,null,null,null,null,null,null,null,null,null,null,null,null,null,null,null,null,"Replacement Cost (NOT depreciated)"]
[null,null,null,null,null,null,null,"Installation date",null,null,null,null,null,null,null,null,null,null,null,null,null,null,null,null,null,null,null,null,null,null,null,null,null,null,null,null,null,null,null,null,null,null,null,null,null,null,null,null,null,null,null,null,null,null,null,null,null,null,null,null,null,null,null,null,null,null,null,null,null,null,null,null,null,null,null,null,null,null,null,null,null,null,null,null,null,null,null,null,null,null,null,null,null,null,null,null,null,null,null,"Installation date"]
["ID","Asset group","Asset category","$ ('000)","μ","σ","#",2018,2017,2016,2015,2014,2013,2012,2011,2010,2009,2008,2007,2006,2005,2004,2003,2002,2001,2000,1999,1998,1997,1996,1995,1994,1993,1992,1991,1990,1989,1988,1987,1986,1985,1984,1983,1982,1981,1980,1979,1978,1977,1976,1975,1974,1973,1972,1971,1970,1969,1968,1967,1966,1965,1964,1963,1962,1961,1960,1959,1958,1957,1956,1955,1954,1953,1952,1951,1950,1949,1948,1947,1946,1945,1944,1943,1942,1941,1940,1939,1938,1937,1936,1935,1934,1933,1932,1931,1930,1929,1928,null,{"$f":"H5","v":2018},{"$f":"I5","v":2017},2016,2015,2014,2013,2012,2011,2010,2009,2008,2007,2006,2005,2004,2003,2002,2001,2000,1999,1998,1997,1996,1995,1994,1993,1992,1991,1990,1989,1988,1987,1986,1985,1984,1983,1982,1981,1980,1979,1978,1977,1976,1975,1974,1973,1972,1971,1970,1969,1968,1967,1966,1965,1964,1963,1962,1961,1960,1959,1958,1957,1956,1955,1954,{"$f":"BU5","v":1953},1952,1951,1950,1949,1948,1947,1946,1945,1944,1943,1942,1941,1940,1939,1938,1937,1936,1935,1934,1933,1932,1931,1930,1929,1928]
[1,"OVERHEAD CONDUCTORS","˂ = 1 kv",59.783563670616225,72.491265031944152,8.5141802325264493,2,29.207205083787301,65.698176429739604,147.63806071689501,140.05164967920001,135.89775367109499,162.873756638114,185.62901676322801,167.57451511583301,185.260681517808,226.73283835284099,224.797511760812,269.13285232704999,239.60295798472501,209.15435855742601,120.03775272927101,102.70560871415501,128.92760635442801,121.926741148118,145.13967300625799,132.18566823255,154.06140477791899,156.79747338842901,169.59076476231701,224.88858545601201,218.49938369601699,209.98712189371599,265.024100409526,255.58979018746899,277.42964293841101,299.02769129822201,207.10284883105601,205.59174749172601,286.53064271136202,372.83295479465602,362.968875803147,312.43054943718198,420.49351579380101,417.95559951630702,349.39428821163602,256.31551456244398,320.88512877708598,360.16346854646099,346.254500385136,350.62798275107502,353.70925242611298,313.71193101659497,343.14412859657801,329.175885978964,382.84218744305099,346.89271079970803,306.20044274090202,257.56175848125599,249.295494635918,267.736832139694,234.830466963834,277.70418570004301,223.69858247481901,223.69858247481901,223.69858247481901,223.69858247481901,223.69858247481901,223.69858247481901,223.69858247481901,223.69858247481901,223.69858247481901,223.69858247481901,223.69858247481901,223.69858247481901,223.69858247481901,0.94636610512538599,0,4.9545483431545101,0,0,0,0,0,0,0,0,0,0,0,0,0,0,0,0,0,0,0,null,{"$f":"IFERROR($D6*H6,\"\")","v":1746.110804767344},{"$f":"IFERROR($D6*I6,\"\")","v":3927.6711136307158},8826.3294030747966,8372.7867157712917,8124.4520092896273,9737.1736002471407,11097.564142778328,10018.201694000043,11075.543749181628,13554.897077886606,13439.196357348605,16089.721012948747,14324.318694347792,12503.992911804773,7176.2846331680594,6140.107297892082,7707.7517633900916,{"$f":"IFERROR($D6*Y6,\"\")","v":7289.2150925792557},8676.9668823020438,7902.5303131236051,9210.3398017252985,9373.9117337088992,10138.740283116478,13444.641067404313,13062.671817181237,12553.77847174242,15844.085181080685,15280.068495231995,16585.732722724821,17876.94102200463,12381.346349457444,12291.007326324856,17129.822922117299,{"$f":"IFERROR($D6*AO6,\"\")","v":22289.2826914703},21699.572897029433,18678.21164492338,25138.60087453997,24986.875195173718,20888.035675449977,15323.45488461063,19183.656527198807,21531.855653677336,20700.327970012189,20961.790331498622,21145.999613302592,18754.817202162569,20514.378860151643,19679.3075382549,22887.670288799629,{"$f":"IFERROR($D6*BE6,\"\")","v":20738.482462967004},18305.753664571592,15397.959787280046,14903.77307636417,16006.261951192484,14039.00217353291,16602.145867395153,13373.498448409937,13373.498448409937,13373.498448409937,13373.498448409937,13373.498448409937,13373.498448409937,13373.498448409937,13373.498448409937,13373.498448409937,{"$f":"IFERROR($D6*BU6,\"\")","v":13373.498448409937},13373.498448409937,13373.498448409937,13373.498448409937,56.577138301476602,0,296.20055633212377,0,0,0,0,0,0,0,0,0,{"$f":"IFERROR($D6*CK6,\"\")","v":0},0,0,0,0,0,0,0,0,0]
[1,"OVERHEAD CONDUCTORS","˃ 11 kv & < = 22 kv ; multiple-phase",15.981222950215326,76.458665662179172,8.7440645961806105,2,31.508058273945601,59.610367345129802,71.132779976543205,144.208179960639,129.80122029647899,118.359763447883,198.848763161969,139.85966766542501,158.93795041571801,162.21309318236001,130.18145198753501,146.28607598551201,90.730566712952395,77.884412680135696,32.059727548588903,54.386010776064303,42.629796170563999,74.118857783794496,122.289994648589,112.971561398707,69.123366666906193,80.597838852980601,54.950916900151597,150.706673078666,121.739533893222,133.46720526903101,120.277087829255,231.38764968007101,203.010820885296,373.18718269464699,249.02906112896801,225.5687315548,314.23774191740898,248.22345045787901,213.38964752348201,172.32372042502999,291.032117747889,360.06036893955502,285.49959122311299,173.69570768854899,142.67949728596699,147.694013385603,154.52903344181999,177.22879221823399,263.25851053525702,160.56251190233601,225.38489333985299,247.85355565891501,253.72560048773499,366.41594866695698,331.30667738929998,275.56477862642498,270.62150515570102,426.342592827055,247.076673251127,223.09860093704199,127.972104562392,127.972104562392,127.972104562392,127.972104562392,127.972104562392,127.972104562392,127.972104562392,127.972104562392,127.972104562392,127.972104562392,127.972104562392,127.972104562392,127.972104562392,0,0,0,0,0,0,0,0,0,0,0,0,0,0,0,0,0,0,0,0,0,0,null,{"$f":"IFERROR($D7*H7,\"\")","v":503.53730400430129},952.64657068675467,1136.7888158737494,2304.623075195746,2074.3822407680454,1891.5337679953648,3177.8464174659907,2235.1285307041785,2540.022820843858,2592.3636075913491,2080.458808195549,2337.8303948366074,1449.9854150390775,1244.6881633878261,512.35365367715951,869.15496358509688,681.27627692401882,1184.5099910581225,1954.34366905974,1805.423709746676,1104.6759337733104,1288.0520320150101,878.18285430007791,2408.4769425553754,1945.546633002876,2132.9691639465382,1922.1749564019544,3697.8576174635346,3244.3611898741451,5963.9875688058919,3979.7889469848387,3604.8641895745295,5021.903412954337,3966.914303239093,3410.2275323406298,2753.9437957229788,4651.0491594023324,5754.2050315598144,4562.632619531907,2775.8698300661317,2280.192856551681,2360.3309563274083,2469.5629357150051,2832.3328416369845,4207.1929504055524,2565.9853001578335,3601.9262300746918,3961.0029319887244,4054.8453895717553,5855.7749681612931,5294.6858762534657,4403.8621644556288,4324.8626090161042,6813.4760291420389,3948.587401023764,3565.388481455986,2045.1507344198544,2045.1507344198544,2045.1507344198544,2045.1507344198544,2045.1507344198544,2045.1507344198544,2045.1507344198544,2045.1507344198544,2045.1507344198544,2045.1507344198544,2045.1507344198544,2045.1507344198544,2045.1507344198544,0,0,0,0,0,0,0,0,0,0,0,0,0,0,0,0,0,0,0,0,0,0]
[1,"OVERHEAD CONDUCTORS","˃ 11 kv & < = 22 kv ; single-phase",15.981222950215326,76.458665662179172,8.7440645961806105,2,4.2797065762345898,5.0735700276721802,15.3889103100977,25.888860502015199,34.357695055344998,46.446057757929999,92.778769320759196,49.300868128162797,41.2984465987833,30.533983950341799,50.572688001291901,64.783044462441097,60.3069920555808,26.773895131993601,17.425899761396401,10.5614973866236,26.2280768897086,16.476561876461101,25.672101300027901,38.120722778110597,44.935101293746897,21.590887866262602,20.304609029742199,54.778673507028003,51.5661284625143,35.023757000195197,38.372661010849697,38.111131296798298,47.207215325106198,97.846942462231993,52.683430515488503,41.526516994318399,86.229142343671597,66.524980266382002,61.536376349075901,61.443345833789401,109.14269848661399,126.29269662206001,82.252390667457306,53.806714781605102,54.443860160285702,43.489701472161897,37.947546879238097,50.9970388413265,65.563723153680598,90.483615776511797,61.2125777755667,110.11209239534701,97.005094832402804,55.966086902237301,48.318857786104999,66.9609892267314,60.631766884535899,56.963918101845998,36.867306181788202,32.301541762671498,20.740878173028399,20.740878173028399,20.740878173028399,20.740878173028399,20.740878173028399,20.740878173028399,20.740878173028399,20.740878173028399,20.740878173028399,20.740878173028399,20.740878173028399,20.740878173028399,20.740878173028399,0,0,0,0,0,0,0,0,0,0,0,0,0,0,0,0,0,0,0,0,0,0,null,68.394944956307683,81.081853765759249,245.93360662653859,413.73565160972834,549.07798473497905,742.2648041880575,1482.7181975616504,787.88816519533464,659.9996825927177,487.97040506870877,808.21340214032534,1035.3122769479835,963.77948549710118,427.87958735007453,278.48718919497992,168.78564442374827,419.15674432982325,263.31560880074306,410.27157447625859,609.21576974033724,718.11787206587826,345.0487926838415,324.49248382126535,875.43019423286819,824.08979563888522,559.72246917428413,613.24205080742399,609.06248613906257,754.42903296934378,1563.7138024858205,841.94564885019929,663.64452643210791,1378.0471486000686,1063.1505413957257,983.42654998293938,981.93980857697238,1744.233797902707,2018.3117417010469,1314.4937934448456,859.89710514347769,870.0794674918717,695.01861526492701,606.44820709085184,814.99504752402947,1047.7884771651643,1446.038837066056,978.25185278872709,1759.72589808475,1550.2600478234099,894.40651243578009,772.19443897949168,1070.118497799361,968.96978444725073,910.35307530340754,589.18463966500894,516.2181405449445,331.46459826642155,331.46459826642155,331.46459826642155,331.46459826642155,331.46459826642155,331.46459826642155,331.46459826642155,331.46459826642155,331.46459826642155,331.46459826642155,331.46459826642155,331.46459826642155,331.46459826642155,0,0,0,0,0,0,0,0,0,0,0,0,0,0,0,0,0,0,0,0,0,0]
[1,"OVERHEAD CONDUCTORS","˃ 11 kv & < = 22 kv ; swer",15.318142485705247,79.087398363968731,8.8931096003573877,2,16.845263076737702,102.26467397511399,94.828745847989595,83.686079682631004,145.82116956051601,219.24175151709801,219.15222803936999,160.930314029111,141.99482701253899,179.88630957856401,178.843089250915,239.814895501872,239.62934267613099,203.493289532755,56.812925828486598,141.94312551020101,237.372197834882,192.06165614426899,1020.27800037984,1764.1142925250199,206.328131241726,203.87020488040801,203.28147203764499,260.77970414298301,343.55651467971001,363.76156504922102,644.58449046393002,572.50619798712103,632.59787636964597,1335.4277882087999,1268.6830211210599,1499.9822077582401,3087.9338624971801,2205.0973561361102,1867.8729923941901,2354.60487936543,3754.27220592607,4843.2695523197599,2969.4015665597599,971.45471509961499,669.23681807461799,871.389145887724,1233.5662150902599,2033.9943745994201,2817.2564543189801,1155.0966794214301,997.14877577685797,1580.3460945214999,2069.2303516207298,1395.0050118636,1081.68445228673,1311.8499685459799,1194.3769750296101,1479.0531819544999,1325.05317710956,1482.53192337976,220.48620512023601,143.30416132007201,147.18082916972401,211.952941280517,203.414858096556,226.485255811705,293.80397149606199,284.25762581170397,333.48231233703399,347.81694042505302,439.44757000459998,460.73148440269699,880.21537423031805,0,0,0,0,0,0,0,0,0,0,0,0,0,0,0,0,0,0,0,0,0,0,null,258.03814001865766,1566.5048472049893,1452.6002406402345,1281.9152926486247,2233.7094527601689,3358.3763885544918,3357.0050551668382,2465.1534805672122,2175.0969924111405,2755.5241213521281,2739.5439237292162,3673.5187394921895,3670.6764148688635,3117.1392039476132,870.26849287056154,2174.3050214316022,3636.1011485797371,2942.0278148584389,15628.763784848821,27022.954093967361,3160.563713170051,3122.9128469480111,3113.8945533765527,3994.6606654422726,5262.6476437560841,5572.1514842471051,9873.8370690021948,8769.7315147160989,9690.2244063847884,20456.273139152607,19433.867286727396,22976.941184463452,47301.410892165957,33777.99549614486,28612.344642694836,36068.173039656467,57508.476580498493,74189.893099111941,45485.71629383877,14880.881744306098,10251.464935946999,13348.063097205153,18895.943048304725,31157.01564523685,43155.135786030893,17693.935520142462,15274.467026796463,24207.966652608149,31696.765361872309,21368.885539999563,16569.396564700168,20095.104738055266,18295.636685149184,22656.347385114757,20297.35336810067,22709.635241937816,3377.4391061642091,2195.1535618953535,2254.5369123860755,3246.7253547992768,3115.9377800325583,3469.3334194350996,4500.5310982427609,4354.2988148319673,5108.3295768411472,5327.9094523730155,6731.5204923273932,7057.5505257309969,13483.264520568378,0,0,0,0,0,0,0,0,0,0,0,0,0,0,0,0,0,0,0,0,0,0]
[1,"OVERHEAD CONDUCTORS","> 1 kv & < = 11 kv",29.316296165634643,77.799908743439133,8.820425655456722,2,67.659840461326397,199.974043747682,313.92436910111599,402.391722042852,350.64222990748601,409.283806806087,483.59141987543802,425.35001120484401,396.36622326965301,583.43570064317998,483.10812561783598,616.93810780600904,397.33533073187198,277.71223024872,128.61128301565699,100.982382899168,144.68606160309099,190.666395090424,228.24613847297101,220.11467976719999,280.62519564409899,314.67952384375701,374.28051044894403,591.40369408205004,433.31750312899601,442.05891809422701,541.776335540736,490.51786191674302,481.10090764479799,435.21122716823999,245.45735292110001,340.70350040500398,469.77574157137502,592.39946972561802,607.59931849272903,533.66866756744196,872.62029157756103,787.94451567294198,860.00925877565999,447.99221550764003,510.00764742823901,573.71764832268798,570.44790309944597,468.61952143118702,607.50905442913995,339.67316458215203,484.78034342456698,598.137183752483,734.75604245623799,642.48148228917705,681.90306315287,698.77748466687399,642.106763689319,948.10792976560799,1012.59206014888,677.30536190932003,616.03663871793901,616.03663871793901,616.03663871793901,616.03663871793901,616.03663871793901,616.03663871793901,616.03663871793901,616.03663871793901,616.03663871793901,616.03663871793901,616.03663871793901,616.03663871793901,616.03663871793901,0.21806107195507499,15.6673773698933,3.9072536412967001,0,0,0,0,0,0,0,0,0,0,0,0,0,0,0,0,0,0,0,null,1983.5359214838347,5862.4982919466247,9203.0997781783208,11796.634898007984,10279.531460146412,11998.685296125639,14177.109288228117,12469.686902537222,11619.989591427213,17104.173793660018,14162.940890637105,18086.340284307196,11648.400232805951,8141.4939907903954,3770.4064631292572,2960.429444583528,4241.6594329954742,5589.6325073047774,6691.3313941360739,6452.947142459062,8226.89134704157,9225.2381182644694,10972.518293346155,17337.765849159769,12703.264255482964,12959.530165510387,15882.875508244466,14380.166914485117,14104.096694070538,12758.781230273422,7195.9004542676739,9988.16472254152,13772.084771337073,17366.958302841133,17812.561570970614,15645.188712726747,25581.994908030236,23099.614783555517,25212.286135455171,13133.472469720797,14951.535238744827,16819.276493679343,16723.419674328612,13738.18867927465,17809.915362949323,9957.9590924087279,14211.964123112679,17535.166826566423,21540.325750136693,18835.177415725462,19990.872155642999,20485.567694371297,18824.192054273251,27795.012865995293,29685.448730294695,19856.084584305983,18059.91254953717,18059.91254953717,18059.91254953717,18059.91254953717,18059.91254953717,18059.91254953717,18059.91254953717,18059.91254953717,18059.91254953717,18059.91254953717,18059.91254953717,18059.91254953717,18059.91254953717,6.3927429676307446,459.30947511455395,114.54620494250844,0,0,0,0,0,0,0,0,0,0,0,0,0,0,0,0,0,0,0]
[1,"OVERHEAD CONDUCTORS","> 22 kv & < = 66 kv",23.681549428886886,87.823934736782576,9.3714425109895743,2,5.0092360392128699,22.856699152689298,132.20596896607,68.949305512922294,60.676691770400801,41.164604972510901,86.214406715982506,134.780007144047,142.70856269595799,102.15865437428501,61.635620367442897,155.79667671169099,88.048912413363993,45.446615362344303,46.054526286339403,34.257253985454398,77.785645959949207,112.85607973528001,121.951924385989,367.95975074832,99.979914339544493,390.61473932542299,50.178583625925803,229.698231809216,99.756611919151993,78.937270189087897,91.794654667969297,44.342425495888797,453.70352552780702,201.58957909040799,41.3446649573645,364.116631767586,618.67383333264604,318.78862927719598,253.50466891328301,119.001694657708,335.31508556415002,171.86330003650599,96.447002806390202,98.447647825409902,87.892628746579504,160.963101336525,101.996283098996,108.033324893588,64.162642363651699,189.42090265449301,203.23354665929699,89.204800429640002,280.41472942334099,225.27288405344899,264.05376790955398,372.120984021124,221.03858264620999,480.66969372255198,316.48771410478798,377.51591234697901,50.2102850493199,52.198280892201097,71.412701867796997,131.71985724378399,373.99432537806399,160.51578482283901,71.560854621020596,125.351894036639,106.825203695846,190.35759294278199,121.529668498352,109.908733601677,749.35461546693602,16.563647407224099,24.756090572295602,4.6834146729962702,0,0,0,0,0,0,0,0,0,0,0,0,0,0,0,0,0,0,0,null,118.62647086358115,541.28205076560857,3130.8421888638723,1632.8263865916924,1436.9180753420808,974.84162737711972,2041.6907341266972,3191.7994012074769,3379.5598814097325,2419.2752231532018,1459.6269903117063,3689.5067004042207,2085.1346714768115,1076.2462680789668,1090.642540673917,811.26485355447062,1842.0846196584325,2672.6068306014331,2888.0105252946746,8713.8570251872388,2367.6792833277996,9250.3622569867712,1188.306608408896,5439.6100303178664,2362.3911360216844,1869.3568657642843,2173.839651827117,1050.0973411776247,10744.402465847004,4773.9535815779991,979.10572680859491,8622.8460130838921,14651.154964425985,7549.4086815950131,6003.3833473235163,2818.1445141578165,7940.780773038854,4069.9892348261337,2284.0144642275218,2331.3928381350929,2081.4336320969269,3811.8556405278455,2415.4300197716138,2558.3965234345005,1519.4707866228093,4485.7804690767471,4812.8852808201309,2112.5078906685098,6640.6552754267914,5334.8109386996566,6253.2023566339285,8812.4014766222754,5234.536120627321,11383.003110858535,7494.9194452079573,8940.1617384363126,1189.0573472339695,1236.1361690515821,1691.1634291325975,3119.3303100845947,8856.7651025638279,3801.2624923986332,1694.6719158810877,2968.5270746332576,2529.7863415740871,4507.9627464384212,2878.0108516199602,2602.809107454475,17745.878365944769,392.25283479683162,586.2625825538189,110.91051607453528,0,0,0,0,0,0,0,0,0,0,0,0,0,0,0,0,0,0,0]
[1,"OVERHEAD CONDUCTORS","> 66 kv & < = 132 kv",399.55399277038168,85.955294763932685,9.2712078373819597,2,0,0.15178562602572601,4.8058529003122397,1.86362265960096,14.8458501699696,3.7313150768560699,0.22827660014843101,83.233130163080702,62.1838047021945,5.3957201715641103,170.05811893464499,12.2928455545128,1.9408421536561,8.2853029977602993E-2,15.5517372940676,89.250982190095698,166.62268395148399,8.2866717895856006,0,5.3339026938957899,0,0.12503386703429301,163.05545878331,0,27.090095894814201,0.38699942508507801,2.51934583342784,0,104.85004373586899,23.953020220468201,2.4788652809240199,234.39226548319999,289.730413709299,236.69356278654101,119.146071582231,10.0820309496505,123.23677086491401,17.007515724552601,155.52738638218199,26.7652123839549,4.8492834309158201,1.9954285612019998E-3,58.787695556289798,9.9386296777372998E-2,9.4117710848216198,72.941754371390402,4.8890171172713597,5.6249162910825596,40.073082208725999,42.212112710871303,39.243974114806797,39.256980544734503,85.278143379380097,143.71652594757401,0,0,18.287939712234699,39.892501700624003,0,0,63.333026303842203,20.933768934721101,0,0,0,13.001452477470201,1.132115218555E-3,14.387247752802001,19.4811007295582,0,0,0,0,0,0,0,0,0,0,0,0,0,0,0,0,0,0,0,0,0,0,null,0,60.646552923730788,1920.1977149868744,744.61787466092142,5931.7187114822027,1490.8618372421663,91.208827045353516,33256.129487435785,24845.787454415447,2155.8815384201293,67947.40042335786,4911.6555238152259,775.47123183036138,33.1042589406754,6213.7587303607606,35660.586292730957,66574.758658932828,3310.9728003066107,0,2131.1821183947577,0,49.957780805072773,65149.459599877911,0,10823.95597930554,154.62716549258514,1006.6146869155184,0,41893.2536168156,9570.5248679977576,990.44052053306598,93652.365548307876,115762.94362456494,94571.858074409494,47605.288623586108,4028.3157211674202,49239.743855205037,6795.4208148500429,62141.588214142699,10694.147475356447,1937.5505568976712,0.79728144891631703,23488.858485285215,39.710191704061501,3760.5107159813047,29144.169198765478,1953.4263099285131,2247.457763101203,16011.359999112219,16866.018176902009,15680.086549748561,15685.283320757864,34073.222683276406,57422.511769441357,0,0,7307.0193315673996,15939.208336083562,0,0,25304.963533931761,8364.1709616003955,0,0,0,5194.7822491875895,0.45234115584976353,5748.4822846087409,7783.7515800569745,0,0,0,0,0,0,0,0,0,0,0,0,0,0,0,0,0,0,0,0,0,0]
[2,"POLES","˂ = 1 kv ; concrete",10.207460920272823,63.780848562696086,7.9862912896222413,2,0,1,2,8,3,49,43,62,77,63,79,52,103,65,51,57,128,87,170,114,89,106,86,184,164,103,186,61,96,196,215,60,66,40,33,29,33,33,27,2,5,4,3,1,3,5,7,15,18,9,5,9,3,4,0,0,0,0,0,0,0,0,0,0,0,0,0,0,0,0,0,0,0,0,0,0,0,0,0,0,0,0,0,0,0,0,0,0,0,0,0,null,0,10.207460920272823,20.414921840545645,81.659687362182581,30.622382760818468,500.16558509336829,438.92081957173139,632.86257705691503,785.97449086100733,643.07003797718778,806.38941270155294,530.78796785418672,1051.3684747881007,663.48495981773351,520.58050693391397,581.82527245555093,1306.5549977949213,888.04910006373552,1735.2683564463798,1163.6505449111019,908.46402190428125,1081.9908575489192,877.84163914346277,1878.1728093301995,1674.0235909247428,1051.3684747881007,1898.587731170745,622.65511613664216,979.91624834619097,2000.6623403734732,2194.604097858657,612.44765521636941,673.69242073800626,408.2984368109129,336.84621036900313,296.01636668791184,336.84621036900313,336.84621036900313,275.60144484736622,20.414921840545645,51.037304601364113,40.82984368109129,30.622382760818468,10.207460920272823,30.622382760818468,51.037304601364113,71.452226441909758,153.11191380409235,183.73429656491081,91.867148282455403,51.037304601364113,91.867148282455403,30.622382760818468,40.82984368109129,0,0,0,0,0,0,0,0,0,0,0,0,0,0,0,0,0,0,0,0,0,0,0,0,0,0,0,0,0,0,0,0,0,0,0,0,0]
[2,"POLES","˂ = 1 kv ; steel",4.4410773298420168,63.496355816296393,7.9684600655519633,2,11,732,976,1179,2062,3377,3613,3413,2813,3335,5439,4751,5067,3583,3434,2470,1953,2142,1810,1932,2007,1993,1951,1675,1464,1442,1386,1331,1327,45,47,25,54,49,48,36,39,43,46,40,50,44,42,34,41,32,30,39,53,54,46,20,20,14,19,13,1,0,1,0,1,0,0,0,0,0,0,0,0,0,0,0,0,0,0,0,0,0,0,0,0,0,0,0,0,0,0,0,0,0,0,null,48.851850628262184,3250.868605444356,4334.4914739258084,5236.0301718837381,9157.5014541342389,14997.51814287649,16045.612392719206,15157.396926750804,12492.750528845592,14810.992895023126,24155.019597010731,21099.55839407942,22502.9388303095,15912.380072823946,15250.659550677485,10969.461004709781,8673.424025181459,9512.7876405215993,8038.34996701405,8580.1614012547761,8913.2422009929269,8851.0671183751401,8664.5418705217744,7438.8045274853785,6501.7372108887121,6404.0335096321878,6155.3331791610353,5911.0739260197242,5893.3096167003559,199.84847984289075,208.73063450257479,111.02693324605042,239.8181758114689,217.61278916225882,213.1717118324168,159.8787838743126,173.20201586383865,190.96632518320672,204.28955717273277,177.64309319368067,222.05386649210084,195.40740251304874,186.5252478533647,150.99662921462857,182.08417052352269,142.11447455494454,133.2323198952605,173.20201586383865,235.37709848162689,239.8181758114689,204.28955717273277,88.821546596840335,88.821546596840335,62.175082617788235,84.380469266998318,57.734005287946218,4.4410773298420168,0,4.4410773298420168,0,4.4410773298420168,0,0,0,0,0,0,0,0,0,0,0,0,0,0,0,0,0,0,0,0,0,0,0,0,0,0,0,0,0,0]
[2,"POLES","˂ = 1 kv ; wood",4.4410773298420168,66.390299837975292,8.1480242904630131,2,70,1219,1167,1776,2435,2147,2623,1880,2205,2112,2286,4549,4670,5541,5397,4705,4763,4343,4275,3858,4258,4298,4707,5617,5179,5051,5559,5162,5023,4738,3659,3235,4578,5240,4944,4344,5806,4843,4403,3314,4121,4128,4140,3941,4099,3231,3354,3394,3911,3238,2751,2123,2168,2031,1751,2757,1605,1604,1599,1559,1559,1574,1585,1551,1519,1527,1502,1519,1550,1,0,1,0,0,0,0,0,0,0,0,0,0,0,0,0,0,0,0,0,0,0,null,310.87541308894117,5413.6732650774184,5182.7372439256333,7887.3533377994218,10814.023298165312,9534.9930271708108,11648.94583617561,8349.225380102991,9792.5755123016461,9379.5553206263394,10152.302776018851,20202.460773451334,20739.831130362218,24608.009484654616,23968.494349157365,20895.268836906689,21152.851322037524,19287.598843503878,18985.605585074623,17133.676338530502,18910.107270467306,19087.750363660987,20904.150991566374,24945.531361722609,23000.339491251805,22431.881593032027,24687.94887659177,22924.841176644491,22307.53142779645,21041.824388791476,16249.901949891939,14366.885162038925,20331.252016016751,23271.245208372169,21956.686318738932,19292.039920833722,25784.894977062748,21508.137508424887,19554.063483294402,14717.730271096443,18301.679676278953,18332.767217587847,18386.060145545951,17502.285756907389,18203.975975022426,14349.120852719556,14895.373364290124,15073.016457483805,17369.053437012128,14380.20839402845,12217.403734395388,9428.4071712546011,9628.2556510974919,9019.8280569091366,7776.3264045533715,12244.05019837444,7127.9291143964365,7123.4880370665951,7101.2826504173845,6923.6395572237043,6923.6395572237043,6990.2557171713343,7039.1075677995968,6888.1109385849677,6745.9964640300232,6781.5250826687598,6670.4981494227095,6745.9964640300232,6883.6698612551263,4.4410773298420168,0,4.4410773298420168,0,0,0,0,0,0,0,0,0,0,0,0,0,0,0,0,0,0,0]
[2,"POLES","˃ 11 kv & < = 22 kv ; concrete",6.1451450192675416,64.601738168903665,8.0375206481167858,2,0,0,0,0,10,34,1,62,2,40,4,1,13,16,6,2,14,7,3370,2416,19,11,54,203,156,124,184,215,277,748,118,28,66,72,1,0,2,2,2,1,1,1,0,3,1,0,2,0,0,0,1,0,0,0,0,0,0,0,0,0,0,0,0,0,0,0,0,0,0,0,0,0,0,0,0,0,0,0,0,0,0,0,0,0,0,0,0,0,0,0,0,null,0,0,0,0,61.451450192675416,208.93493065509642,6.1451450192675416,380.99899119458757,12.290290038535083,245.80580077070167,24.580580077070167,6.1451450192675416,79.886885250478045,98.322320308280666,36.87087011560525,12.290290038535083,86.032030269745576,43.016015134872788,20709.138714931614,14846.670366550381,116.75775536608329,67.596595211942955,331.83783104044727,1247.4644389113109,958.64262300573648,761.99798238917515,1130.7066835452276,1321.2061791425215,1702.2051703371089,4596.5684744121208,725.12711227356988,172.06406053949115,405.57957127165776,442.45044138726303,6.1451450192675416,0,12.290290038535083,12.290290038535083,12.290290038535083,6.1451450192675416,6.1451450192675416,6.1451450192675416,0,18.435435057802625,6.1451450192675416,0,12.290290038535083,0,0,0,6.1451450192675416,0,0,0,0,0,0,0,0,0,0,0,0,0,0,0,0,0,0,0,0,0,0,0,0,0,0,0,0,0,0,0,0,0,0,0,0,0,0,0,0]
[2,"POLES","˃ 11 kv & < = 22 kv ; steel",7.1278733735109938,39.469917131452682,6.2825088246219503,2,0,2,0,1,5,0,15,39,30,4,142,4,1,2,8,2,3,4,2,2,1,3,2,3,1,0,0,0,1,2,5,0,0,0,1,0,1,0,0,0,0,0,4,1,0,3,0,0,0,0,0,0,0,1,0,0,0,0,0,0,0,0,0,0,0,0,0,0,0,0,0,0,0,0,0,0,0,0,0,0,0,0,0,0,0,0,0,0,0,0,0,null,0,14.255746747021988,0,7.1278733735109938,35.639366867554969,0,106.91810060266491,277.98706156692879,213.83620120532981,28.511493494043975,1012.1580190385612,28.511493494043975,7.1278733735109938,14.255746747021988,57.022986988087951,14.255746747021988,21.383620120532981,28.511493494043975,14.255746747021988,14.255746747021988,7.1278733735109938,21.383620120532981,14.255746747021988,21.383620120532981,7.1278733735109938,0,0,0,7.1278733735109938,14.255746747021988,35.639366867554969,0,0,0,7.1278733735109938,0,7.1278733735109938,0,0,0,0,0,28.511493494043975,7.1278733735109938,0,21.383620120532981,0,0,0,0,0,0,0,7.1278733735109938,0,0,0,0,0,0,0,0,0,0,0,0,0,0,0,0,0,0,0,0,0,0,0,0,0,0,0,0,0,0,0,0,0,0,0,0,0]
[2,"POLES","˃ 11 kv & < = 22 kv ; wood",6.0939246304484245,65.87186103777637,8.1161481650950886,2,74,1784,1720,2504,2907,3278,4384,3587,2566,3658,4086,5282,5165,6250,5651,5246,6193,5920,5840,5882,3761,3154,3360,4004,3889,3903,4114,5323,5901,8026,7022,9959,13104,8547,9219,8673,12888,13917,8443,3880,2615,4644,5018,9601,8690,3409,3787,5249,6874,4798,4490,3647,4022,4200,3416,3178,1389,1218,1020,1025,949,952,922,935,924,927,958,952,950,0,0,0,0,0,0,0,0,0,0,0,0,0,0,0,0,0,0,0,0,0,0,null,450.95042265318341,10871.561540719989,10481.550364371291,15259.187274642854,17715.038900713571,19975.884938609935,26715.765579885894,21858.907649418499,15637.010601730657,22291.576298180338,24899.776040012261,32188.109898028579,31475.120716266112,38087.028940302655,34436.768086664044,31968.728611332434,37739.675236367089,36076.033812254675,35588.519841818801,35844.464676297634,22919.250535116524,19220.23828443433,20475.586758306705,24400.074220315491,23699.272887813924,23784.587832640202,25070.405929664819,32437.960807876963,35960.24924427615,48909.839083979052,42791.538755008834,60689.39539463586,79854.788357396159,52084.773816442685,56179.891168104026,52852.608319879182,78538.500637219287,84809.149081950716,51451.005654876048,23644.427566139886,15935.61290862263,28300.185983802483,30579.313795590195,58507.770376935325,52956.20503859681,20774.18906519868,23077.692575508183,31987.010385223781,41889.637909702469,29238.650376891539,27361.721590713427,22224.543127245404,24509.764863663564,25594.483447883384,20816.846537611818,19366.492475565094,8464.4613116928613,7422.4001998861813,6215.8031230573933,6246.2727462096354,5783.1344742955553,5801.4162481868998,5618.5985092734472,5697.8195294692769,5630.7863585343439,5649.0681324256893,5837.9797959695907,5801.4162481868998,5789.2283989260031,0,0,0,0,0,0,0,0,0,0,0,0,0,0,0,0,0,0,0,0,0,0]
[2,"POLES","> 1 kv & < = 11 kv ; concrete",6.0675852822681655,68.299183899026687,8.2643320298150336,2,0,2,1,1,1,4,3,5,8,2,8,51,164,3,1,2,6,2,124,33,244,16,17,15,46,34,80,37,23,28,45,49,103,133,19,14,2,0,5,2,2,1,0,1,2,0,1,2,0,3,1,1,1,1,1,0,0,0,0,1,0,0,0,0,0,0,0,0,0,0,0,0,0,0,0,0,0,0,0,0,0,0,0,0,0,0,0,0,0,0,0,null,0,12.135170564536331,6.0675852822681655,6.0675852822681655,6.0675852822681655,24.270341129072662,18.202755846804497,30.337926411340828,48.540682258145324,12.135170564536331,48.540682258145324,309.44684939567645,995.08398629197916,18.202755846804497,6.0675852822681655,12.135170564536331,36.405511693608993,12.135170564536331,752.38057500125251,200.23031431484947,1480.4908088734323,97.081364516290648,103.14894979855882,91.013779234022479,279.10892298433561,206.29789959711763,485.40682258145324,224.50065544392211,139.5544614921678,169.89238790350862,273.04133770206744,297.31167883114011,624.96128407362107,806.98884254166603,115.28412036309514,84.94619395175431,12.135170564536331,0,30.337926411340828,12.135170564536331,12.135170564536331,6.0675852822681655,0,6.0675852822681655,12.135170564536331,0,6.0675852822681655,12.135170564536331,0,18.202755846804497,6.0675852822681655,6.0675852822681655,6.0675852822681655,6.0675852822681655,6.0675852822681655,0,0,0,0,6.0675852822681655,0,0,0,0,0,0,0,0,0,0,0,0,0,0,0,0,0,0,0,0,0,0,0,0,0,0,0,0,0,0,0]
[2,"POLES","> 1 kv & < = 11 kv ; steel",6.0675852822681655,68.299183899026687,8.2643320298150336,2,0,0,3,1,8,30,37,28,21,47,49,71,84,31,52,34,23,43,60,42,57,26,38,39,27,31,39,30,28,21,15,10,16,15,6,6,20,17,9,8,5,4,5,8,12,8,8,19,18,11,12,3,4,9,3,2,0,0,0,0,0,0,0,0,0,0,0,0,0,0,0,0,0,0,0,0,0,0,0,0,0,0,0,0,0,0,0,0,0,0,0,null,0,0,18.202755846804497,6.0675852822681655,48.540682258145324,182.02755846804496,224.50065544392211,169.89238790350862,127.41929092763148,285.17650826660378,297.31167883114011,430.79855504103978,509.67716371052592,188.09514375031313,315.51443467794462,206.29789959711763,139.5544614921678,260.9061671375311,364.05511693608992,254.83858185526296,345.85236108928541,157.75721733897231,230.56824072619028,236.63582600845845,163.82480262124048,188.09514375031313,236.63582600845845,182.02755846804496,169.89238790350862,127.41929092763148,91.013779234022479,60.675852822681655,97.081364516290648,91.013779234022479,36.405511693608993,36.405511693608993,121.35170564536331,103.14894979855882,54.608267540413493,48.540682258145324,30.337926411340828,24.270341129072662,30.337926411340828,48.540682258145324,72.811023387217986,48.540682258145324,48.540682258145324,115.28412036309514,109.21653508082699,66.743438104949817,72.811023387217986,18.202755846804497,24.270341129072662,54.608267540413493,18.202755846804497,12.135170564536331,0,0,0,0,0,0,0,0,0,0,0,0,0,0,0,0,0,0,0,0,0,0,0,0,0,0,0,0,0,0,0,0,0,0,0]
[2,"POLES","> 1 kv & < = 11 kv ; wood",6.0286051851250093,69.354653141148319,8.327944112513503,2,143,1625,1764,3461,4606,4467,4960,3967,3425,3942,5298,7498,6351,5740,5316,4286,4472,4084,4326,3892,4506,4824,5259,6864,5591,5119,5434,5055,4823,4227,3002,3889,4863,5880,5905,4899,7141,5747,5654,3648,4213,4129,3861,3376,3867,2380,3015,3452,4070,3641,3372,2798,2592,3148,3580,3838,2122,2074,2150,2045,2064,2041,2045,2036,2074,2085,2082,2096,2066,1,0,3,0,0,0,0,0,0,0,0,0,0,0,0,0,0,0,0,0,0,0,null,862.09054147287634,9796.4834258281408,10634.459546560516,20865.002545717656,27767.755482685792,26929.779361953417,29901.881718220047,23915.476769390913,20647.972759053158,23764.761639762786,31939.550270792301,45202.481678067321,38287.671530728934,34604.193762617557,32048.065164124549,25838.601823445792,{"$f":"IFERROR($D21*X21,\"\")","v":26959.92238787904},24620.823576050538,26079.746030850791,23463.331380506537,27164.894964173291,29081.991413043044,31704.434668572423,41380.345990698064,33705.931590033928,30860.429942654922,32759.4405759693,30474.599210806922,29075.962807857919,25482.914117523414,18097.872765745276,23445.245564951161,{"$f":"IFERROR($D21*AN21,\"\")","v":29317.107015262922},35448.198488535054,35598.913618163177,29534.13680192742,43050.269626977693,34646.393998913431,34085.733716696799,21992.351715336034,25398.513644931663,24892.110809381164,23276.444619767663,20352.571104982031,23312.616250878411,14348.080340597522,18176.244633151902,20810.745099051532,{"$f":"IFERROR($D21*BD21,\"\")","v":24536.423103458786},21950.15147904016,20328.45668424153,16868.037307979776,15626.144639844024,18978.049122773529,21582.406562747532,23137.786700509787,12792.700202835269,12503.327153949269,12961.50114801877,12328.497603580645,12443.041102098019,12304.383182840143,12328.497603580645,12274.240156914519,{"$f":"IFERROR($D21*BT21,\"\")","v":12503.327153949269},12569.641810985644,12551.55599543027,12635.956468022019,12455.09831246827,6.0286051851250093,0,18.085815555375028,0,0,0,0,0,0,0,0,{"$f":"IFERROR($D21*CJ21,\"\")","v":0},0,0,0,0,0,0,0,0,0,0]
[2,"POLES","> 22 kv & < = 66 kv ; concrete",18.032689323100051,52.275448572437263,7.2301762476745521,2,0,17,38,10,19,55,97,84,78,142,184,298,249,242,359,87,335,205,449,855,339,936,258,442,102,101,52,147,1359,239,484,1387,2234,660,735,127,215,2,3,1,3,5,5,2,5,3,6,3,2,2,2,2,5,4,3,3,0,0,0,0,1,0,0,0,0,0,0,0,0,0,0,0,0,0,0,0,0,0,0,0,0,0,0,0,0,0,0,0,0,0,0,null,0,306.55571849270086,685.2421942778019,180.3268932310005,342.62109713890095,991.79791277050276,1749.1708643407051,1514.7459031404044,1406.5497672018039,2560.6418838802074,3318.0148354504095,5373.7414182838156,4490.1396414519131,4363.9108161902122,6473.7354669929182,1568.8439711097044,6040.9509232385171,3696.7013112355103,8096.6775060719228,15417.949371250545,6113.0816805309178,16878.597206421648,4652.4338453598129,7970.4486808102229,1839.3343109562052,1821.3016216331052,937.69984480120263,2650.8053304957075,24506.424790092969,4309.812748220912,8727.8216323804245,25011.340091139769,40285.027947805516,11901.574953246034,13254.026652478538,2290.1515440337066,3877.0282044665109,36.065378646200102,54.098067969300153,18.032689323100051,54.098067969300153,90.163446615500249,90.163446615500249,36.065378646200102,90.163446615500249,54.098067969300153,108.19613593860031,54.098067969300153,36.065378646200102,36.065378646200102,36.065378646200102,36.065378646200102,90.163446615500249,72.130757292400205,54.098067969300153,54.098067969300153,0,0,0,0,18.032689323100051,0,0,0,0,0,0,0,0,0,0,0,0,0,0,0,0,0,0,0,0,0,0,0,0,0,0,0,0,0,0]
[2,"POLES","> 22 kv & < = 66 kv ; steel",14.732254592740356,69.483071053717012,8.3356506077040571,2,0,0,1,3,4,32,39,42,35,50,37,29,26,26,53,29,24,29,33,34,33,29,31,27,28,25,31,26,28,0,0,0,4,5,3,1,2,2,5,0,2,0,1,0,0,2,52,0,2,73,4,1,0,0,1,0,0,0,0,0,554,453,0,0,0,0,0,0,37,0,0,0,0,0,0,0,0,0,0,0,0,0,0,0,0,0,0,0,0,0,0,null,0,0,14.732254592740356,44.196763778221069,58.929018370961423,471.43214696769138,574.55792911687388,618.75469289509499,515.62891074591244,736.61272963701776,545.09341993139321,427.23538318947033,383.03861941124927,383.03861941124927,780.80949341523888,427.23538318947033,353.57411022576855,427.23538318947033,486.16440156043171,500.8966561531721,486.16440156043171,427.23538318947033,456.69989237495105,397.7708740039896,412.50312859672994,368.30636481850888,456.69989237495105,383.03861941124927,412.50312859672994,0,0,0,58.929018370961423,73.661272963701776,44.196763778221069,14.732254592740356,29.464509185480711,29.464509185480711,73.661272963701776,0,29.464509185480711,0,14.732254592740356,0,0,29.464509185480711,766.07723882249854,0,29.464509185480711,1075.454585270046,58.929018370961423,14.732254592740356,0,0,14.732254592740356,0,0,0,0,0,8161.6690443781572,6673.7113305113808,0,0,0,0,0,0,545.09341993139321,0,0,0,0,0,0,0,0,0,0,0,0,0,0,0,0,0,0,0,0,0,0]
[2,"POLES","> 22 kv & < = 66 kv ; wood",7.6889284822432371,69.483071053717012,8.3356506077040571,2,6,213,248,483,686,759,593,640,414,400,421,851,805,770,757,870,954,1111,1334,825,875,678,488,689,878,564,752,882,893,624,632,908,961,929,1527,1094,1588,953,829,610,527,701,1045,913,565,1365,1183,528,1382,1189,1925,2136,580,1823,998,1636,256,501,270,339,788,212,261,423,354,624,353,272,472,45,56,38,0,0,0,0,0,0,0,0,0,0,0,0,0,0,0,0,0,0,0,null,46.133570893459421,1637.7417667178095,1906.8542635963229,3713.7524569234834,5274.6049388188603,5835.8967180226173,4559.5345899702397,4920.9142286356719,3183.2163916487002,3075.571392897295,3237.0388910244028,6543.2781383889951,6189.5874282058057,5920.4749313272923,5820.5188610581308,6689.367779551616,7335.237772060048,8542.3995437722369,10257.030595312479,6343.3659978506703,6727.8124219628326,5213.0935109609145,3752.1970993346995,5297.6717242655905,6750.8792074095618,4336.5556639851857,5782.0742186469142,6781.6349213385347,6866.2131346432107,4797.8913729197802,4859.402800777726,6981.5470618768595,7389.060271435751,7143.0145600039668,11740.993792385423,8411.6877595741007,12210.018429802261,7327.5488435778052,6374.1217117796432,4690.246374168375,4052.0653101421858,5389.9388660525092,8034.930263944183,7019.9917042880752,4344.2445924674294,10495.387378262019,9096.0023944937493,4059.754238624429,10626.099162460154,9142.1359653872096,14801.187328318232,16423.551238071555,4459.5785197010773,14016.916623129422,7673.5506252787509,12579.086996949936,1968.3656914542687,3852.1531696038619,2076.0106902056741,2606.5467554804573,6058.8756440076704,1630.0528382355662,2006.8103338654848,3252.4167479888893,2721.8806827141061,4797.8913729197802,2714.1917542318629,2091.3885471701606,3629.1742436188078,346.00178170094568,430.5799950056213,292.17928232524304,0,0,0,0,0,0,0,0,0,0,0,0,0,0,0,0,0,0,0]
[2,"POLES","> 66 kv & < = 132 kv ; concrete",24.348999154755077,52.995548446185431,7.2798041488892702,2,0,0,0,3,44,10,33,14,39,57,266,249,146,259,481,144,441,14,14,13,10,11,37,81,40,11,20,10,293,11,25,891,9,759,640,39,24,12,12,0,0,3,1,0,0,0,0,0,0,0,0,0,0,0,0,0,0,0,0,0,0,0,0,0,0,0,0,0,0,0,0,0,0,0,0,0,0,0,0,0,0,0,0,0,0,0,0,0,0,0,0,null,0,0,0,73.046997464265232,1071.3559628092235,243.48999154755077,803.51697210691759,340.88598816657111,949.61096703544797,1387.8929518210393,6476.8337751648505,6062.9007895340146,3554.9538765942411,6306.3907810815654,11711.868593437192,3506.2558782847309,10737.908627246989,340.88598816657111,340.88598816657111,316.53698901181599,243.48999154755077,267.83899070230586,900.91296872593784,1972.2689315351613,973.95996619020309,267.83899070230586,486.97998309510155,243.48999154755077,7134.2567523432381,267.83899070230586,608.72497886887697,21694.958246886774,219.14099239279568,18480.890358459103,15583.359459043249,949.61096703544797,584.37597971412185,292.18798985706093,292.18798985706093,0,0,73.046997464265232,24.348999154755077,0,0,0,0,0,0,0,0,0,0,0,0,0,0,0,0,0,0,0,0,0,0,0,0,0,0,0,0,0,0,0,0,0,0,0,0,0,0,0,0,0,0,0,0,0,0,0,0]
[2,"POLES","> 66 kv & < = 132 kv ; steel",17.704552799214063,72.467079551177051,8.5127598081454785,2,0,0,0,0,0,6,9,7,7,5,3,8,3,3,3,6,6,3,3,3,4,6,159,14,2,4,3,3,3,11,0,0,288,0,0,24,197,0,2,1,0,0,0,0,0,0,16,0,0,0,0,0,0,48,0,0,0,0,0,0,0,0,0,0,0,0,0,0,0,0,0,0,0,0,0,0,0,0,0,0,0,0,0,0,0,0,0,0,0,0,0,null,0,0,0,0,0,106.22731679528438,159.34097519292658,123.93186959449844,123.93186959449844,88.522763996070324,53.11365839764219,141.63642239371251,53.11365839764219,53.11365839764219,53.11365839764219,106.22731679528438,106.22731679528438,53.11365839764219,53.11365839764219,53.11365839764219,70.818211196856254,106.22731679528438,2815.0238950750363,247.86373918899687,35.409105598428127,70.818211196856254,53.11365839764219,53.11365839764219,53.11365839764219,194.75008079135469,0,0,5098.9112061736505,0,0,424.90926718113752,3487.7969014451705,0,35.409105598428127,17.704552799214063,0,0,0,0,0,0,283.27284478742502,0,0,0,0,0,0,849.81853436227505,0,0,0,0,0,0,0,0,0,0,0,0,0,0,0,0,0,0,0,0,0,0,0,0,0,0,0,0,0,0,0,0,0,0,0,0,0]
[2,"POLES","> 66 kv & < = 132 kv ; wood",22.241684212216938,72.467079551177051,8.5127598081454785,2,0,1,1,2,20,1,1,2,33,14,15,22,21,7,5,15,101,36,7,8,3,6,3,4,3,136,9,8,3,2,3,9,2,15,8,4,203,17,4,143,38,280,90,268,78,7,2,250,39,460,632,13,851,142,0,2,3,3,1,0,215,3,1,2,3,3,2,2,2,0,0,0,0,0,0,0,0,0,0,0,0,0,0,0,0,0,0,0,0,0,0,null,0,22.241684212216938,22.241684212216938,44.483368424433877,444.83368424433877,22.241684212216938,22.241684212216938,44.483368424433877,733.97557900315894,311.38357897103714,333.62526318325411,489.31705266877265,467.07536845655568,155.69178948551857,111.20842106108469,333.62526318325411,2246.4101054339108,800.70063163980979,155.69178948551857,177.93347369773551,66.725052636650815,133.45010527330163,66.725052636650815,88.966736848867754,66.725052636650815,3024.8690528615034,200.17515790995245,177.93347369773551,66.725052636650815,44.483368424433877,66.725052636650815,200.17515790995245,44.483368424433877,333.62526318325411,177.93347369773551,88.966736848867754,4515.0618950800381,378.10863160768793,88.966736848867754,3180.5608423470221,845.18400006424372,6227.671579420743,2001.7515790995244,5960.7713688741396,1734.8513685529213,155.69178948551857,44.483368424433877,5560.421053054235,867.42568427646063,10231.174737619791,14056.744422121104,289.14189475882017,18927.673264596615,3158.3191581348051,0,44.483368424433877,66.725052636650815,66.725052636650815,22.241684212216938,0,4781.9621056266415,66.725052636650815,22.241684212216938,44.483368424433877,66.725052636650815,66.725052636650815,44.483368424433877,44.483368424433877,44.483368424433877,0,0,0,0,0,0,0,0,0,0,0,0,0,0,0,0,0,0,0,0,0,0]
[2,"POLES","staking of a wooden pole",7.3006518950992731,29.001678561521871,5.385320655404084,2,1563,1461,1873,1332,2428,4000,2595,2595,2840,2768,2616,2547,4195,2500,2000,1700,1500,1500,1500,1500,800,800,800,800,800,800,400,400,400,200,0,0,0,0,0,0,0,0,0,0,0,0,0,0,0,0,0,0,0,0,0,0,0,0,0,0,0,0,0,0,0,0,0,0,0,0,0,0,0,0,0,0,0,0,0,0,0,0,0,0,0,0,0,0,0,0,0,0,0,0,0,null,11410.918912040164,10666.252418740038,13674.120999520939,9724.4683242722313,17725.982801301034,29202.607580397093,18945.191667782612,18945.191667782612,20733.851382081935,20208.204445634787,19098.505357579699,18594.760376817849,30626.234699941451,18251.629737748182,14601.303790198546,12411.108221668765,10950.97784264891,10950.97784264891,10950.97784264891,10950.97784264891,5840.5215160794187,5840.5215160794187,5840.5215160794187,5840.5215160794187,5840.5215160794187,5840.5215160794187,2920.2607580397093,2920.2607580397093,2920.2607580397093,1460.1303790198547,0,0,0,0,0,0,0,0,0,0,0,0,0,0,0,0,0,0,0,0,0,0,0,0,0,0,0,0,0,0,0,0,0,0,0,0,0,0,0,0,0,0,0,0,0,0,0,0,0,0,0,0,0,0,0,0,0,0,0,0,0]
[3,"SERVICE LINES","˂ = 11 kv ; commercial and industrial ; simple type",0.91548205142734551,53.837954324831813,7.337435132580854,2,16.018033895526401,244.27501690677701,273.30770334241902,442.49818636391598,623.70219480705805,596.67176260835697,635.71572022870305,529.59624567083995,551.62104227718896,637.71797446564301,927.04371170358797,1345.5148472242099,1127.26913539767,1157.3029489517801,1082.2184150665,950.06963542840697,1044.1755845646201,1014.14177101051,1004.13049982581,950.06963542840697,1015.1428981289801,1023.15191507675,1205.3570506383601,1432.61290653114,1033.1631862614499,1019.14740660286,954.07414390228905,1073.2082710002701,1138.2815337008401,1049.1812201569801,741.83519478656501,873.98397442465705,978.10119474557905,1052.1846015123899,952.07188966534795,841.94790663360504,1157.3029489517801,1090.2274320142601,995.12035575957498,723.81490665409797,830.93550833043003,757.85322868209096,696.784474455397,695.783347336926,720.81152529868598,611.68866938541305,626.70557616246901,667.75178801975505,739.83294054962403,662.74615242740299,605.681906674591,452.50945754861999,449.50607619320903,431.48578806074102,399.44972026968901,490.55228805049501,282.31784740865203,269.30319486853699,268.30206775006701,273.30770334241902,252.28403385454001,255.28741520995101,301.33926265959002,257.28966944689199,261.29417792077402,268.30206775006701,242.272762669836,270.30432198700697,300.33813554111902,2.0022542369408001,0,5.0056355923519904,0,0,0,0,0,0,0,0,0,0,0,0,0,0,0,0,0,0,0,null,14.664222530509264,223.62939359026572,250.20829692681414,405.09914740531764,570.9881647817034,546.24228926146873,581.98633167958553,484.83585741496103,504.99916339441143,583.81935949589842,848.69187895322136,1231.7946925627712,1031.9946605845889,1059.4900778292922,990.75153471752992,869.77169884082832,955.92400620756609,928.42858896286293,919.26344988129836,869.77169884082832,929.34510287101944,936.67721413628033,1103.4827454208207,1311.5314025724201,945.8423532178449,933.01115850364522,873.43775447345604,982.50290954412185,1042.0763135743102,960.50657574835759,679.13680594420896,800.11664182090976,895.4340882692203,963.25611747282676,871.60472665714212,770.78819675989189,1059.4900778292922,998.08364598278172,911.01482470788562,662.63955559738622,760.70654377016626,693.80102847471778,637.89368007715166,636.97716616899424,659.89001387291501,559.98999788382127,573.73770650617371,611.31477674060329,677.30377812789516,606.73220719981907,554.49091443488055,414.26428648688596,411.51474476241566,395.01749441559201,365.68904935457419,449.0918149968453,258.45692210022509,246.54224129418643,245.62572738602998,250.20829692681414,230.96150485552019,233.71104657999047,275.87068635520518,235.5440743963043,239.21013002893201,245.62572738602998,221.79636577395186,247.45875520234287,274.95417244704777,1.833027816313658,0,4.582569540784136,0,0,0,0,0,0,0,0,0,0,0,0,0,0,0,0,0,0,0]
[3,"SERVICE LINES","˂ = 11 kv ; residential ; simple type",0.65007505009630639,59.773345771270726,7.7313223817967085,2,82.056005668866504,1603.09415953078,1734.1836320017801,2803.9137546849302,4035.7545227138799,4214.8767789910398,4545.1021676584296,3737.5509899172698,3879.6479753438498,3774.5762607678598,4332.9573725145301,6596.5023093801001,7169.8936660662002,7651.2221871238198,7753.29185271192,6314.3097045188697,6336.3247304300303,5642.8514142285103,5757.9299587641199,5413.6950081532696,5646.8541462123603,5483.7428178705904,6034.1184656495698,6865.6860352938202,6346.3315603896499,6309.3062895390603,7684.2447259905603,7066.8233174821398,6798.64027456438,6128.1826672699799,4965.3890259623804,4358.9751304095398,6714.5829029035904,8974.1251077852994,8083.5172413793098,6806.64573853207,10017.837472573399,8116.5397802460502,6878.6949142413196,5002.41429681297,6694.5692429843502,7690.2488239663298,7640.21467416824,7695.2522389461401,8399.7330681032308,6831.6628134311204,6714.5829029035904,6848.6744243624698,7245.9455737592998,6460.4094219292901,5030.4334206999001,3925.6793931580901,3765.5701138042,3362.2948664316,2488.6986109569598,3890.6554882994301,2361.6118704698201,2242.5305939503601,2341.59821055058,2274.5524498211398,2236.52649597459,2262.5442538696002,2230.52239799882,2196.4991761361198,2194.4978101441998,2186.4923461765002,2216.5128360553599,2187.49302917246,2272.5510838292198,9.0061469636560805,0,73.049858705210397,0,0,0,0,0,0,0,0,0,0,0,0,0,0,0,0,0,0,0,null,53.342561995891195,1042.1315160660679,1127.3495114497518,1822.7543745425285,2623.5433235296205,2739.9862332523589,2954.6575193333842,2429.6886470079689,2522.0623519276869,2453.7578518109954,2816.7474810025433,4288.221569230669,4660.9689841531754,4973.8686465924884,5040.2215895629852,4104.7751974886978,4119.0866165607667,3668.2769157906123,3743.0866063946087,3519.3080536313605,3670.8789919855358,3564.8443870424844,3922.6298638441917,4463.2111933391416,4125.591807048072,4101.5226022450461,4995.3357752005913,4593.9655221339481,4419.6264170742052,3983.7786544248488,3227.8755198001445,2833.6609762695352,4364.9828169808543,5833.8548290140498,5254.8928756440109,4424.8305694640458,6512.3461968398078,5276.3600042521148,4471.6679409726339,3251.9447246031709,4351.9724360062437,4999.2388894929736,4966.7129370564535,5002.4914847366263,5460.4568950428093,4441.093545682309,4364.9828169808543,4452.1523695107253,4710.4084318566865,4199.7509786033334,3270.1592579676217,2551.9862281692831,2447.9031803724197,2185.7440037340762,1617.8408741924538,2529.2180614637214,1535.2249550037002,1457.8131882047801,1522.2145740290898,1478.6297977641539,1453.9100739123983,1470.8235691793905,1450.0069596200165,1427.8893119631839,1426.5882738657253,1421.3841214758788,1440.8996929377943,1422.034640524608,1477.3287596666955,5.8546714385734244,0,47.487890557317755,0,0,0,0,0,0,0,0,0,0,0,0,0,0,0,0,0,0,0]
[3,"SERVICE LINES","˂ = 11 kV ; residential ; complex type",1.5293520495182797,59.773345771270726,7.7313223817967085,2,0,0,0,0,0,0,0,0,0,0,0,0,0,0,0,0,0,0,0,0,0,0,0,0,0,0,0,0,0,0,0,0,0,0,0,0,0,0,0,0,0,0,0,0,0,0,0,0,0,0,0,0,0,0,0,0,0,0,0,0,0,0,0,0,0,0,0,0,0,0,0,0,0,0,0,0,0,0,0,0,0,0,0,0,0,0,0,0,0,0,0,null,0,0,0,0,0,0,0,0,0,0,0,0,0,0,0,0,0,0,0,0,0,0,0,0,0,0,0,0,0,0,0,0,0,0,0,0,0,0,0,0,0,0,0,0,0,0,0,0,0,0,0,0,0,0,0,0,0,0,0,0,0,0,0,0,0,0,0,0,0,0,0,0,0,0,0,0,0,0,0,0,0,0,0,0,0,0,{"$f":"IFERROR($D31*CP31,\"\")","v":0},0,0,0,0]
[4,"SWITCHGEAR","˂ = 11 kv ; circuit breaker",81.121325034048596,57.59431194134126,7.5890916413851048,2,28.832535885167498,57.665071770334897,116.35987696514,423.22043745728001,119.449077238551,130.77614490772399,114.3004101162,89.586807928913203,129.74641148325401,107.092276144908,137.98427887901599,119.449077238551,111.211209842789,62.813738892686203,79.289473684210506,27.802802460697201,194.61961722487999,53.5461380724539,90.616541353383397,21.624401913875602,39.129870129870099,9.2676008202323992,30.892002734108001,38.100136705399898,6.1784005468216003,8.2378673957621302,23.6838687628161,23.6838687628161,23.6838687628161,9.2676008202323992,6.1784005468216003,26.7730690362269,29.8622693096377,31.921736158578302,43.248803827751203,42.219070403280902,74.140806561859193,49.427204374572803,37.070403280929597,19.564935064935099,11.3270676691729,1.0297334244702701,15.446001367054,15.446001367054,1.0297334244702701,14.416267942583699,0,15.446001367054,14.416267942583699,24.713602187286401,12.356801093643201,25.743335611756699,14.416267942583699,21.624401913875602,12.356801093643201,1.0297334244702701,6.1784005468216003,1.0297334244702701,5.1486671223513296,4.1189336978810704,1.0297334244702701,1.0297334244702701,0,0,1.0297334244702701,0,0,3.0892002734108002,1.0297334244702701,0,0,0,0,0,0,0,0,0,0,0,0,0,0,0,0,0,0,0,0,0,0,null,2338.9335150965426,4677.867030193077,9439.2674002110271,34332.202668024249,9689.8674196856718,10608.734157759316,9272.2007205613154,7267.4005647642498,10525.200817934463,8687.4673417871709,11193.467536533462,9689.8674196856718,9021.6007010866706,5095.5337293174571,6432.0671665154832,2255.4001752716636,15787.801226901613,4343.7336708935773,7350.9339045891202,1754.2001363224051,3174.2669133453014,751.80005842388778,2506.0001947462929,3090.7335735204306,501.20003894925861,668.26671859901126,1921.2668159721552,1921.2668159721552,1921.2668159721552,751.80005842388778,501.20003894925861,2171.8668354467845,2422.4668549214139,2589.5335345711724,3508.4002726448102,3424.8669328199312,6014.4004673911022,4009.6003115940689,3007.2002336955511,1587.1334566726548,918.86673807363798,83.533339824876705,1253.0000973731464,1253.0000973731464,83.533339824876705,1169.4667575482672,0,1253.0000973731464,1169.4667575482672,2004.8001557970344,1002.4000778985172,2088.3334956219132,1169.4667575482672,1754.2001363224051,1002.4000778985172,83.533339824876705,501.20003894925861,83.533339824876705,417.66669912438186,334.13335929950603,83.533339824876705,83.533339824876705,0,0,83.533339824876705,0,0,250.60001947462931,83.533339824876705,0,0,0,0,0,0,0,0,0,0,0,0,0,0,0,0,0,0,0,0,0,0]
[4,"SWITCHGEAR","˂ = 11 kv ; fuse",1.3373974533752329,50.586233242715814,7.1123999636350463,2,1249.0511960973599,1795.4464169253599,2272.50739571648,2920.3168810163602,3150.0512352281298,3180.0615787963402,3687.13290115566,3659.1922364542302,4717.8329768084895,6902.3790206871399,6339.4263689249501,2871.6794276472001,1827.52643936034,1894.79100253046,1681.6140792528599,1351.5003000026099,1001.72457151801,914.798059113558,989.30649831737696,814.41863407507901,841.324459343125,733.70115827094105,781.30377220671505,915.83289854694397,912.72838024678504,777.16441447316902,892.03159157905702,835.115422742806,835.115422742806,805.105079174602,655.05336133357696,702.65597526935005,804.070239741215,869.26512404455696,953.08711814885305,725.42244280385,1108.31303315681,883.75287611196597,755.43278637205503,511.21068009287001,612.62494456473496,629.18237549891705,553.63909686171201,562.95265176218902,601.24171079748498,444.98095635614197,559.84813346202998,537.08166592753003,584.684279863303,455.32935069000598,436.70224088905098,402.552539587301,314.59118774945898,346.67121018443601,413.93577335455097,365.298319985391,147.98203897425199,180.06206140923001,158.330433308116,138.66848407377501,169.713667075366,141.77300237393399,136.59880520700199,133.494286906843,166.60914877520699,189.375616309707,139.703323507161,163.504630475048,129.35492917329699,0,0,0,0,0,0,0,0,0,0,0,0,0,1.03483943338638,0,0,0,0,0,0,0,0,null,1670.4778887958978,2401.2254656676628,3039.2456038076029,3905.6243597199832,4212.8704999956071,4253.0062570586479,4931.1621522616142,4893.7943784443105,6309.6178086333675,9231.224124497614,8478.3326816600274,3840.5767534454117,2444.1292059764255,2534.0886614625415,2248.9863871527118,1807.4930594593538,1339.7038909315829,1223.4485946110783,1323.095991457229,1089.2014071933463,1125.1851893877899,981.25006061001523,1044.9136752617237,1224.8325862339409,1220.6806113653515,1039.3777087702701,1193.0007789080867,1116.8812396506098,1116.8812396506098,1076.745482587578,876.06669727241206,939.73031192411941,1075.361490964714,1162.5529632050964,1274.6562846570157,970.17812762710946,1482.2550280864978,1181.9288459251809,1010.3138846901427,683.69186169442514,819.32304073501973,841.46690670083115,740.43551823181747,752.89144283758594,804.0991328835247,595.11639783117994,748.73946796899634,718.29165226600628,781.9552669177134,608.95631405981237,584.04446484827429,538.37274129378898,420.7334533504162,463.63719365917478,553.596649145284,488.54904287071287,197.91080206943906,240.81454237819901,211.75071829807149,185.45487746367073,226.9746261495666,189.60685233226016,182.68689421794394,178.53491934935451,222.82265128097711,253.27046698396737,186.83886908653344,218.67067641238768,172.998952857901,0,0,0,0,0,0,0,0,0,0,0,0,0,1.3839916228632134,0,0,0,0,0,0,0,0]
[4,"SWITCHGEAR","˂ = 11 kv ; switch",13.145759880363528,63.316169287113297,7.9571458002925457,2,478.898394577239,979.75501248662101,1722.1520870495899,2906.8505173028898,3176.62297538352,3907.5181234391698,4570.4473421334296,4188.7925080271098,4965.6953621120201,5954.86104174099,4488.8882268997504,2499.0549411345,1937.5518016410999,1542.3037816624999,1549.62318943989,981.84627185158797,631.56032821976498,359.69661077417101,512.35854441669596,437.07320727791699,464.25957902247598,467.39646806992499,414.06935426328897,406.74994648590803,451.712022832679,335.64712807706002,423.48002140563699,329.37334998216198,226.90164109882301,256.17927220834798,238.40356760613599,216.44534427399199,324.14520156974697,392.111130931145,305.32386728505202,237.357937923653,351.33157331430601,259.316161255797,257.22490189083101,149.52504459507699,207.034677131645,238.40356760613599,214.354084909026,225.85601141634001,230.038530146272,205.989047449162,185.076453799501,287.54816268283997,250.951123795933,249.90549411345,189.25897252943301,143.25126650017799,124.42993221548301,155.798822689975,141.160007135212,148.479414912594,88.878523011059599,81.559115233678199,88.878523011059599,102.47170888333901,73.194077773813802,94.106671423474793,84.696004281127401,81.559115233678199,78.422226186228997,93.061041740991797,80.513485551195103,77.376596503746001,82.604744916161295,0,1.04562968248305,8.3650374598644301,1.04562968248305,0,0,0,0,0,0,0,0,0,0,0,0,0,0,0,0,0,0,null,6295.4833022039711,12879.62413573169,22638.997813820817,38212.758908574295,41759.122864837693,51367.294978900019,60082.003305531754,55064.860499190101,65277.838869359432,78281.173375658473,59009.846760614913,32851.976183990148,25470.590740139643,20274.755176311843,20370.974353419875,12907.115329191107,8302.3404247406088,4728.4852750178325,6735.3423975544565,5745.6594330158532,6103.0449479881254,6144.2817381772329,5443.2563049623768,5347.0371278544617,5938.0977872316853,4412.3365502346542,5566.9666755297103,4329.86296985644,2982.7944903455518,3367.6711987772283,3133.9960543722764,2845.3385230485155,4261.1349862079287,5154.598773638616,4013.7142450732749,3120.2504576425745,4618.5205011802018,3408.9079889663353,3381.4167955069306,1965.6203323475304,2721.6281524811952,3133.9960543722764,2817.8473295891113,2969.0488936158495,3024.0312805346584,2707.8825557514929,2432.9706211574344,3780.0391006683226,3298.9432151287169,3285.197618399015,2487.9530080762433,1883.1467519693038,1635.7260108346497,2048.0939127257443,1855.6555585098993,1951.8747356178283,1168.3757220247539,1072.1565449168327,1168.3757220247539,1347.0684795108889,962.19177107920927,1237.1037056732678,1113.3933351059422,1072.1565449168327,1030.9197547277233,1223.3581089435656,1058.4109481871292,1017.174157998021,1085.9021416465362,0,13.745596729702934,109.96477383762387,13.745596729702934,0,0,0,0,0,0,0,0,0,0,0,0,0,0,0,0,0,0]
[4,"SWITCHGEAR","> 11 kv & < = 22 kv ; circuit breaker",19.127531117217625,49.907378876340459,7.0645154735721585,2,20.263736263736298,79.028571428571396,53.698901098901104,144.88571428571399,93.213186813186795,54.712087912087902,83.081318681318706,71.936263736263697,34.448351648351597,96.252747252747298,54.712087912087902,81.054945054944994,84.094505494505498,63.830769230769199,28.3692307692308,29.382417582417599,103.345054945055,74.975824175824201,49.646153846153801,32.421978021977999,35.461538461538503,20.263736263736298,51.672527472527499,17.224175824175799,7.0923076923076902,8.1054945054945104,15.197802197802201,28.3692307692308,41.540659340659303,5.0659340659340701,6.0791208791208797,20.263736263736298,35.461538461538503,36.474725274725301,27.356043956044001,28.3692307692308,16.210989010989,13.171428571428599,3.0395604395604399,10.131868131868099,3.0395604395604399,1.01318681318681,4.0527472527472499,15.197802197802201,6.0791208791208797,2.0263736263736298,4.0527472527472499,2.0263736263736298,5.0659340659340701,8.1054945054945104,4.0527472527472499,15.197802197802201,2.0263736263736298,0,4.0527472527472499,2.0263736263736298,0,0,2.0263736263736298,0,1.01318681318681,0,1.01318681318681,0,1.01318681318681,1.01318681318681,0,0,0,0,0,0,0,0,0,0,0,0,0,0,0,0,0,0,0,0,0,0,0,0,0,null,387.59524593570728,1511.6214591492551,1027.1274017296225,2771.3060084402964,1782.93813130425,1046.5071640264077,1589.1405083363975,1375.9631230717578,658.91191809070028,1841.0774181946072,1046.5071640264077,1550.3809837428253,1608.5202706331825,1220.9250246974752,542.63334430998987,562.01310660677484,1976.7357542721047,1434.102409962115,949.60835254248036,620.15239349713011,678.2916803874873,387.59524593570728,988.36787713605236,329.45595904535014,135.65833607749727,155.03809837428273,290.69643445178002,542.63334430998987,794.57025416819783,96.898811483926735,116.27857378071199,387.59524593570728,678.2916803874873,697.67144268427239,523.25358201320478,542.63334430998987,310.07619674856505,251.93690985820982,58.139286890355997,193.79762296785267,58.139286890355997,19.37976229678527,77.519049187141263,290.69643445178002,116.27857378071199,38.759524593570724,77.519049187141263,38.759524593570724,96.898811483926735,155.03809837428273,77.519049187141263,290.69643445178002,38.759524593570724,0,77.519049187141263,38.759524593570724,0,0,38.759524593570724,0,19.37976229678527,0,19.37976229678527,0,19.37976229678527,19.37976229678527,0,0,0,0,0,0,0,0,0,0,0,0,0,0,0,0,0,0,0,0,0,0,0,0,0]
[4,"SWITCHGEAR","> 11 kv & < = 22 kv ; switch",5.3919174192712189,49.13259333019208,7.0094645537438938,2,377.68485707536001,972.22722824069399,1032.40778239006,1642.5140899733401,1442.2581080625,1706.8450271674899,2083.4922884816601,1920.5897539738801,2398.9213998852601,2959.2231109311201,1823.0557524214501,750.18173534473999,734.61779892679999,598.69275421011798,618.40707367284301,317.50430292598998,405.699942627653,351.74496304545897,698.30194728493802,406.73753838885,223.08308865715,223.08308865715,146.301002328642,271.85008943336402,226.19587594073801,189.88002429887601,174.31608788093601,241.759812358678,223.08308865715,259.39894029901097,183.6544497317,305.05315379163699,319.57949444838198,214.78232256758099,258.361344537815,239.684620836286,336.18102662751801,344.48179271708699,212.70713104518899,128.66187438831,97.534001552428194,139.03783200026999,94.421214268840103,195.06800310485599,195.06800310485599,116.21072525395699,138.00023623907401,180.54166244811199,211.66953528399301,176.39127940332801,104.797171880801,132.812257433094,115.17312949276101,155.63936417940701,129.699470149506,93.383618507644002,44.616617731429898,37.353447403057601,47.729405015018102,47.729405015018102,26.977489791097199,37.353447403057601,30.0902770746853,38.391043164253603,45.654213492625999,31.127872835881298,25.939894029901101,44.616617731429898,44.616617731429898,0,0,0,0,0,0,0,0,0,0,0,0,0,0,0,0,0,0,0,0,0,0,null,2036.4455598595944,5242.1689274407727,5566.6575056601341,8856.3003331256659,7776.536615947346,9203.1674339808451,11234.018363181518,10355.661349725589,12934.786083503832,15955.886639339473,9829.7660677838157,4044.9179664244152,3960.9985065400947,3228.1018902169976,3334.3998727371422,1711.9569816402111,2187.5005876513765,1896.5797933857214,3765.1864334766697,2193.0952183103363,1202.8455916753128,1202.8455916753128,788.84292291264399,1465.7932326461942,1219.6294836521768,1023.8174105887518,939.89795070443154,1303.5489435364973,1202.8455916753128,1398.6576647387321,990.24962663502367,1644.8214137327495,1723.1462429581206,1158.0885464036699,1393.0630340797777,1292.3596822185877,1812.6603335013958,1857.4173787730388,1146.8992850857603,693.73420171041414,525.89528194176364,749.68050829996105,509.1113899648991,1051.7905638835252,1051.7905638835252,626.59863380295246,744.0858776410065,973.46573465815959,1141.3046544268059,951.08721202234085,565.0576965544509,716.11272434623299,621.00400314399781,839.19459884324169,699.32883236936891,503.51675930594388,240.569118335062,201.40670372237756,257.35301031192716,257.35301031192716,145.46039713282846,201.40670372237756,162.24428910969309,207.00133438133224,246.16374899401723,167.83891976864777,139.86576647387324,240.569118335062,240.569118335062,0,0,0,0,0,0,0,0,0,0,0,0,0,0,0,0,0,0,0,0,0,0]
[4,"SWITCHGEAR","> 132 kv ; circuit breaker",164.98936724995204,45.070777807055016,6.7134773260252407,2,0,2.8571428571428599,0,0,0,0,0,0,0,0,0,0,0,0,0,0,0,0,0,0,1.4285714285714299,0,5.71428571428571,0,0,0,0,0,0,0,0,0,0,0,0,0,0,0,0,0,0,0,0,0,0,0,0,0,0,0,0,0,0,0,0,0,0,0,0,0,0,0,0,0,0,0,0,0,0,0,0,0,0,0,0,0,0,0,0,0,0,0,0,0,0,0,0,0,0,0,0,null,{"$f":"IFERROR($D37*H37,\"\")","v":0},471.39819214272057,0,0,0,0,0,0,0,0,0,0,0,0,0,0,0,0,0,0,235.69909607136029,0,942.79638428543956,0,0,0,0,0,0,0,{"$f":"IFERROR($D37*AL37,\"\")","v":0},0,0,0,0,0,0,0,0,0,0,0,0,0,0,0,{"$f":"IFERROR($D37*BB37,\"\")","v":0},0,0,0,0,0,0,0,0,0,0,0,0,0,0,0,{"$f":"IFERROR($D37*BR37,\"\")","v":0},0,0,0,0,0,0,0,0,0,0,0,0,0,0,0,{"$f":"IFERROR($D37*CH37,\"\")","v":0},0,0,0,0,0,0,0,0,0,0,0,0]
[4,"SWITCHGEAR","> 132 kv ; switch",28.573651092407154,60.068588875076209,7.7503928206947172,2,0,7.6956521739130404,1.2826086956521701,0,0,0,0,0,6.4130434782608701,0,0,0,0,0,0,0,0,0,0,1.2826086956521701,2.5652173913043499,16.673913043478301,1.2826086956521701,2.5652173913043499,1.2826086956521701,0,8.9782608695652204,5.1304347826086998,0,1.2826086956521701,1.2826086956521701,0,0,0,0,0,0,0,0,0,0,0,0,0,0,0,0,0,0,0,0,0,0,0,0,0,1.2826086956521701,0,0,0,0,0,0,0,0,0,0,0,0,0,0,0,0,0,0,0,0,0,0,0,0,0,0,0,0,0,0,0,0,0,0,null,0,219.89288014591583,36.648813357652543,0,0,0,0,0,183.2440667882633,0,0,0,0,0,0,0,{"$f":"IFERROR($D38*X38,\"\")","v":0},0,0,36.648813357652543,73.29762671530537,476.43457364948563,36.648813357652543,73.29762671530537,36.648813357652543,0,256.54169350356864,146.59525343061074,0,36.648813357652543,36.648813357652543,0,0,0,0,0,0,0,0,0,0,0,0,0,0,0,0,0,0,0,0,0,0,0,0,0,36.648813357652543,0,0,0,0,0,0,0,0,0,0,0,0,0,0,0,0,0,0,0,0,0,0,0,0,0,0,0,0,0,0,0,0,0,0]
[4,"SWITCHGEAR","> 22 kv & < = 33 kv ; circuit breaker",98.410567589935454,56.47472704144657,7.5149668689520226,2,9.0688775510204103,19.145408163265301,11.084183673469401,11.084183673469401,35.267857142857103,24.183673469387799,13.0994897959184,8.0612244897959204,3.0229591836734699,34.2602040816327,11.084183673469401,25.191326530612201,6.0459183673469399,7.0535714285714297,18.137755102040799,6.0459183673469399,21.160714285714299,18.137755102040799,7.0535714285714297,5.03826530612245,5.03826530612245,0,4.0306122448979602,16.122448979591798,2.0153061224489801,0,1.0076530612244901,0,0,1.0076530612244901,0,0,6.0459183673469399,0,3.0229591836734699,0,2.0153061224489801,1.0076530612244901,0,1.0076530612244901,3.0229591836734699,1.0076530612244901,0,1.0076530612244901,0,0,0,0,5.03826530612245,0,12.091836734693899,6.0459183673469399,0,13.0994897959184,1.0076530612244901,0,0,0,0,2.0153061224489801,0,0,0,1.0076530612244901,0,0,10.0765306122449,4.0306122448979602,0,0,0,0,0,0,0,0,0,0,0,0,0,0,0,0,0,0,0,0,0,0,0,null,892.47338719954234,1884.110484087922,1090.8008065772194,1090.8008065772194,3470.7298391093268,2379.9290325321167,1289.1282259548975,793.30967751070432,297.49112906651413,3371.5661294204974,1090.8008065772194,2479.0927422209461,594.98225813302827,694.14596782186629,1784.9467743990826,594.98225813302827,2082.4379034655999,1784.9467743990826,694.14596782186629,495.81854844419018,495.81854844419018,0,396.65483875535216,1586.6193550214045,198.32741937767608,0,99.16370968883804,0,0,99.16370968883804,0,0,594.98225813302827,0,297.49112906651413,0,198.32741937767608,99.16370968883804,0,99.16370968883804,297.49112906651413,99.16370968883804,0,99.16370968883804,0,0,0,0,495.81854844419018,0,1189.9645162660584,594.98225813302827,0,1289.1282259548975,99.16370968883804,0,0,0,0,198.32741937767608,0,0,0,99.16370968883804,0,0,991.63709688838037,396.65483875535216,0,0,0,0,0,0,0,0,0,0,0,0,0,0,0,0,0,0,0,0,0,0,0]
[4,"SWITCHGEAR","> 22 kv & < = 33 kv ; switch",6.7383942530261081,54.231980612241621,7.3642365939886547,2,86.017204301075296,112.64157706093199,104.449462365591,266.24372759856601,196.610752688172,229.379211469534,233.47526881720401,198.65878136200701,100.35340501792101,169.98637992831499,86.017204301075296,78.849103942652306,34.816487455197098,39.936559139784897,36.864516129032303,20.4802867383513,38.912544802867401,31.744444444444401,23.552329749103901,14.3362007168459,29.696415770609299,19.456272401433701,18.432258064516098,18.432258064516098,8.1921146953405,9.2161290322580598,17.408243727598599,12.2881720430107,26.624372759856598,24.5763440860215,12.2881720430107,20.4802867383513,7.1681003584229401,18.432258064516098,76.8010752688172,22.528315412186402,32.768458781362,32.768458781362,25.600358422939099,6.1440860215053803,2.0480286738351299,5.1200716845878098,17.408243727598599,9.2161290322580598,6.1440860215053803,2.0480286738351299,6.1440860215053803,31.744444444444401,23.552329749103901,30.720430107526902,32.768458781362,27.648387096774201,8.1921146953405,39.936559139784897,17.408243727598599,10.2401433691756,6.1440860215053803,8.1921146953405,4.09605734767025,1.0240143369175601,5.1200716845878098,3.0720430107526902,2.0480286738351299,1.0240143369175601,3.0720430107526902,3.0720430107526902,1.0240143369175601,2.0480286738351299,2.0480286738351299,0,0,0,0,0,0,0,0,2.0480286738351299,0,0,0,0,0,0,0,0,0,0,0,0,0,null,579.61783512373836,759.02335551918168,703.82165693596517,1794.0552039544259,1324.8407659971156,1545.6475603299682,1573.2484096215733,1338.6411906429182,676.22080764436032,1145.4352456016702,579.61783512373836,531.31634886342658,234.60721897865571,269.10828059316384,248.40764362445955,138.00424645803321,262.20806827026263,213.90658200995071,158.70488342673755,96.602972520623183,200.10615736414758,131.10403413513131,124.20382181222941,124.20382181222941,55.201698583213151,62.101910906114774,117.3036094893282,82.802547874819396,179.40552039544255,165.60509574963945,82.802547874819396,138.00424645803321,48.301486260311528,124.20382181222941,517.51592421762336,151.80467110383634,220.8067943328526,220.8067943328526,172.50530807254134,41.401273937409897,13.800424645803322,34.501061614508203,117.3036094893282,62.101910906114774,41.401273937409897,13.800424645803322,41.401273937409897,213.90658200995071,158.70488342673755,207.0063696870495,220.8067943328526,186.30573271834447,55.201698583213151,269.10828059316384,117.3036094893282,69.002123229016277,41.401273937409897,55.201698583213151,27.600849291606576,6.900212322901627,34.501061614508203,20.700636968704949,13.800424645803322,6.900212322901627,20.700636968704949,20.700636968704949,6.900212322901627,13.800424645803322,13.800424645803322,0,0,0,0,0,0,0,0,13.800424645803322,0,0,0,0,0,0,0,0,0,0,0,0,0]
[4,"SWITCHGEAR","> 33 kv & < = 66 kv ; circuit breaker",153.98774832184276,49.77784528288926,7.0553416134790563,2,26.467320261437902,42.754901960784302,3.0539215686274499,9.1617647058823497,15.2696078431372,16.287581699346401,20.359477124183002,5.0898692810457504,19.341503267973799,27.485294117647001,24.431372549019599,24.431372549019599,21.377450980392201,35.629084967320303,16.287581699346401,21.377450980392201,19.341503267973799,6.1078431372548998,18.323529411764699,4.0718954248366002,10.179738562091501,11.1977124183006,3.0539215686274499,6.1078431372548998,5.0898692810457504,9.1617647058823497,3.0539215686274499,27.485294117647001,7.1258169934640501,1.01797385620915,2.0359477124183001,7.1258169934640501,8.1437908496732003,16.287581699346401,17.3055555555555,7.1258169934640501,8.1437908496732003,6.1078431372548998,13.233660130718899,7.1258169934640501,12.2156862745098,0,0,1.01797385620915,8.1437908496732003,2.0359477124183001,3.0539215686274499,9.1617647058823497,8.1437908496732003,1.01797385620915,2.0359477124183001,6.1078431372548998,0,2.0359477124183001,0,4.0718954248366002,0,0,0,1.01797385620915,0,0,7.1258169934640501,1.01797385620915,2.0359477124183001,0,0,0,0,0,0,0,0,0,0,0,0,0,0,0,0,0,0,0,0,0,0,0,0,0,0,null,4075.6430511719091,6583.7310826623143,470.26650590445098,1410.799517713353,2351.3325295222476,2508.0880314904057,3135.1100393630072,783.7775098407518,2978.3545373948486,4232.3985531400513,3762.1320472356078,3762.1320472356078,3291.8655413311649,5486.4425688852698,2508.0880314904057,3291.8655413311649,2978.3545373948486,940.53301180890196,2821.599035426706,627.02200787260142,1567.5550196815036,1724.310521649646,470.26650590445098,940.53301180890196,783.7775098407518,1410.799517713353,470.26650590445098,4232.3985531400513,1097.2885137770525,156.75550196815036,313.51100393630071,1097.2885137770525,1254.0440157452028,2508.0880314904057,2664.8435334585483,1097.2885137770525,1254.0440157452028,940.53301180890196,2037.8215255859466,1097.2885137770525,1881.0660236178039,0,0,156.75550196815036,1254.0440157452028,313.51100393630071,470.26650590445098,1410.799517713353,1254.0440157452028,156.75550196815036,313.51100393630071,940.53301180890196,0,313.51100393630071,0,627.02200787260142,0,0,0,156.75550196815036,0,0,1097.2885137770525,156.75550196815036,313.51100393630071,0,0,0,0,0,0,0,0,0,0,0,0,0,0,0,0,0,0,0,0,0,0,0,0,0,0]
[4,"SWITCHGEAR","> 33 kv & < = 66 kv ; switch",28.573651092407154,62.094070739875832,7.8799791078324457,2,3.07832898172324,4.1044386422976498,6.15665796344648,12.3133159268929,22.574412532637101,50.279373368146203,61.566579634464702,40.018276762402103,54.383812010443897,86.193211488250597,80.036553524804205,30.783289817232401,54.383812010443897,44.122715404699697,43.096605744125299,32.835509138381198,25.652741514360301,50.279373368146203,41.044386422976501,30.783289817232401,43.096605744125299,23.6005221932115,18.4699738903394,36.9399477806788,11.287206266318501,14.3655352480418,29.757180156657999,60.540469973890303,7.1827676240208902,27.704960835509102,33.861618798955597,37.966057441253298,53.357702349869399,50.279373368146203,103.63707571801601,31.809399477806799,62.5926892950392,42.0704960835509,35.913838120104401,71.827676240208902,69.775456919060005,18.4699738903394,8.2088772845952995,33.861618798955597,5.13054830287206,16.417754569190599,9.2349869451697106,52.331592689295,8.2088772845952995,14.3655352480418,15.3916449086162,11.287206266318501,4.1044386422976498,57.4621409921671,21.548302872062699,8.2088772845952995,10.2610966057441,9.2349869451697106,7.1827676240208902,3.07832898172324,0,0,9.2349869451697106,0,0,0,0,0,0,0,0,0,2.0522193211488302,0,0,0,0,0,0,0,0,0,0,0,0,0,0,0,0,0,0,null,87.959098271404855,117.27879769520638,175.91819654280971,351.83639308561771,645.03338732363591,1436.665271766278,1759.1819654280944,1143.4682775282627,1553.9440694614855,2462.8547515993323,2286.9365550565253,879.59098271404855,1553.9440694614855,1260.7470752234674,1231.4273757996662,938.23038156165103,732.99248559503951,1436.665271766278,1172.7879769520639,879.59098271404855,1231.4273757996662,674.35308674743703,527.75458962842799,1055.509179256856,322.51669366181653,410.47579193322304,850.27128329024731,1729.8622660042931,205.23789596661123,791.6318844426421,967.55008098545215,1084.82887868066,1524.6243700376815,1436.665271766278,2961.2896418039709,908.91068213784979,1788.5016648518983,1202.1076763758651,1026.1894798330547,2052.3789596661127,1993.7395608185072,527.75458962842799,234.55759539041276,967.55008098545215,146.5984971190079,469.11519078082551,263.87729481421428,1495.3046706138803,234.55759539041276,410.47579193322304,439.79549135702428,322.51669366181653,117.27879769520638,1641.9031677328894,615.71368789983455,234.55759539041276,293.19699423801524,263.87729481421428,205.23789596661123,87.959098271404855,0,0,263.87729481421428,0,0,0,0,0,0,0,0,0,58.639398847603339,0,0,0,0,0,0,0,0,0,0,0,0,0,0,0,0,0,0]
[4,"SWITCHGEAR","> 66 kv & < = 132 kv ; circuit breaker",164.98936724995204,50.977170172753119,7.1398298420027571,2,0,2.1259842519685002,0,15.944881889763799,8.5039370078740202,0,10.629921259842501,0,3.18897637795276,9.5669291338582703,4.2519685039370101,3.18897637795276,10.629921259842501,12.755905511810999,6.3779527559055103,3.18897637795276,3.18897637795276,0,0,0,0,0,2.1259842519685002,2.1259842519685002,0,0,2.1259842519685002,3.18897637795276,0,10.629921259842501,4.2519685039370101,0,0,0,4.2519685039370101,0,5.3149606299212602,0,0,0,1.0629921259842501,0,0,0,0,0,0,0,0,0,2.1259842519685002,1.0629921259842501,0,2.1259842519685002,0,0,1.0629921259842501,0,0,0,0,0,0,0,0,0,0,0,0,0,0,0,0,0,0,0,0,0,0,0,0,0,0,0,0,0,0,0,0,0,0,null,0,350.76479651564546,0,2630.7359738673485,1403.059186062585,0,1753.8239825782273,0,526.14719477346978,1578.4415843204076,701.52959303129251,526.14719477346978,1753.8239825782273,2104.5887790938723,1052.294389546938,526.14719477346978,526.14719477346978,0,0,0,0,0,350.76479651564546,350.76479651564546,0,0,350.76479651564546,526.14719477346978,0,1753.8239825782273,701.52959303129251,0,0,0,701.52959303129251,0,876.91199128911524,0,0,0,175.38239825782273,0,0,0,0,0,0,0,0,0,350.76479651564546,175.38239825782273,0,350.76479651564546,0,0,175.38239825782273,0,0,0,0,0,0,0,0,0,0,0,0,0,0,0,0,0,0,0,0,0,0,0,0,0,0,0,0,0,0,0,0,0,0]
[4,"SWITCHGEAR","> 66 kv & < = 132 kv ; switch",28.573651092407154,57.166349982593644,7.5608432057934944,2,1.0471698113207499,6.2830188679245298,0,19.896226415094301,17.801886792452802,2.0943396226415101,39.792452830188701,6.2830188679245298,4.1886792452830202,21.9905660377358,10.4716981132075,13.6132075471698,31.415094339622598,12.566037735848999,0,4.1886792452830202,8.3773584905660403,1.0471698113207499,0,1.0471698113207499,10.4716981132075,1.0471698113207499,2.0943396226415101,5.2358490566037696,12.566037735848999,0,7.3301886792452802,8.3773584905660403,3.14150943396226,3.14150943396226,0,4.1886792452830202,3.14150943396226,1.0471698113207499,26.179245283018901,0,10.4716981132075,1.0471698113207499,5.2358490566037696,0,0,2.0943396226415101,0,0,0,0,0,0,0,21.9905660377358,0,0,0,0,0,0,2.0943396226415101,0,0,0,0,0,0,0,0,0,0,0,0,0,0,0,0,0,0,0,0,0,0,0,0,0,0,0,0,0,0,0,0,0,0,null,29.921464823180941,179.5287889390865,0,568.50783164043935,508.66490199407747,59.842929646362172,1137.0156632808814,179.5287889390865,119.68585929272434,628.35076128680123,299.21464823180941,388.97904270135365,897.64394469543106,359.05757787817129,0,119.68585929272434,239.37171858544869,29.921464823180941,0,29.921464823180941,299.21464823180941,29.921464823180941,59.842929646362172,149.60732411590527,359.05757787817129,0,209.45025376226747,239.37171858544869,89.764394469543106,89.764394469543106,0,119.68585929272434,89.764394469543106,29.921464823180941,748.03662057952783,0,299.21464823180941,29.921464823180941,149.60732411590527,0,0,59.842929646362172,0,0,0,0,0,0,0,628.35076128680123,0,0,0,0,0,0,59.842929646362172,0,0,0,0,0,0,0,0,0,0,0,0,0,0,0,0,0,0,0,0,0,0,0,0,0,0,0,0,0,0,0,0,0,0]
[5,"TRANSFORMERS","ground outdoor / indoor chamber mounted ; ˂ 22 kv ; < = 60 kva ; single phase",66.227526320950901,55.469229450105487,7.4477667424608223,2,0,0,0,0,0,0,0,0,0,0,0,0,0,0,0,0,0,0,0,0,0,0,0,0,0,0,0,0,0,0,2,0,0,0,0,0,0,0,0,0,0,0,0,0,0,0,0,0,0,0,0,0,0,0,0,0,0,0,0,0,0,0,0,0,0,0,0,0,0,0,0,0,0,0,0,0,0,0,0,0,0,0,0,0,0,0,0,0,0,0,0,null,0,0,0,0,0,0,0,0,0,0,0,0,0,0,0,0,0,0,0,0,0,0,0,0,0,0,0,0,0,0,132.4550526419018,0,0,0,0,0,0,0,0,0,0,0,0,0,0,0,0,0,0,0,0,0,0,0,0,0,0,0,0,0,0,0,0,0,0,0,0,0,0,0,0,0,0,0,0,0,0,0,0,0,0,0,0,0,0,0,0,0,0,0,0]
[5,"TRANSFORMERS","ground outdoor / indoor chamber mounted ; ˂ 22 kv ; > 60 kva and < = 600 kva ; multiple phase",63.356014516457599,64.439191702986236,8.0274025502017921,2,0,0,0,0,0,0,0,0,0,0,0,0,1,0,1,1,0,0,0,0,0,0,0,0,0,0,0,0,0,1,0,0,0,0,0,0,1,0,0,0,0,0,0,0,0,0,0,0,0,0,0,0,0,0,0,0,0,0,0,0,0,0,0,0,0,0,0,0,0,0,0,0,0,0,0,0,0,0,0,0,0,0,0,0,0,0,0,0,0,0,0,null,0,0,0,0,0,0,0,0,0,0,0,0,63.356014516457599,0,63.356014516457599,63.356014516457599,0,0,0,0,0,0,0,0,0,0,0,0,0,63.356014516457599,0,0,0,0,0,0,63.356014516457599,0,0,0,0,0,0,0,0,0,0,0,0,0,0,0,0,0,0,0,0,0,0,0,0,0,0,0,0,0,0,0,0,0,0,0,0,0,0,0,0,0,0,0,0,0,0,0,0,0,0,0,0,0,0]
[5,"TRANSFORMERS","ground outdoor / indoor chamber mounted ; ˂ 22 kv ; > 600 kva ; multiple phase",74.60643097605147,58.142648515714264,7.6251326884005284,2,0,0,0,0,0,0,5,2,0,0,1,1,1,0,0,0,0,2,1,0,2,2,0,3,0,0,0,0,0,0,0,1,0,2,2,0,3,0,0,2,3,0,2,0,0,2,0,0,0,0,0,2,0,0,2,0,1,0,0,0,0,0,0,0,0,0,0,0,0,0,0,0,2,0,0,0,0,0,0,0,0,0,0,0,0,0,0,0,0,0,0,null,0,0,0,0,0,0,373.03215488025734,149.21286195210294,0,0,74.60643097605147,74.60643097605147,74.60643097605147,0,0,0,0,149.21286195210294,74.60643097605147,0,149.21286195210294,149.21286195210294,0,223.81929292815443,0,0,0,0,0,0,0,74.60643097605147,0,149.21286195210294,149.21286195210294,0,223.81929292815443,0,0,149.21286195210294,223.81929292815443,0,149.21286195210294,0,0,149.21286195210294,0,0,0,0,0,149.21286195210294,0,0,149.21286195210294,0,74.60643097605147,0,0,0,0,0,0,0,0,0,0,0,0,0,0,0,149.21286195210294,0,0,0,0,0,0,0,0,0,0,0,0,0,0,0,0,0,0]
[5,"TRANSFORMERS","ground outdoor / indoor chamber mounted ; > = 22 kv & < = 33 kv ; < = 15 mva",193.75534560443614,75.583785280225683,8.6938935627384861,2,0,1,0,0,1,5,1,2,0,1,2,1,3,1,3,0,1,0,3,4,4,1,0,4,2,2,2,0,0,0,4,3,1,4,3,0,2,2,0,4,0,1,1,8,0,2,1,7,1,2,2,9,3,3,2,2,2,0,0,2,0,0,0,0,0,1,1,0,0,3,0,0,0,0,5,1,0,0,0,0,0,0,0,0,0,0,0,2,0,0,0,null,0,193.75534560443614,0,0,193.75534560443614,968.77672802218069,193.75534560443614,387.51069120887229,0,193.75534560443614,387.51069120887229,193.75534560443614,581.26603681330846,193.75534560443614,581.26603681330846,0,193.75534560443614,0,581.26603681330846,775.02138241774458,775.02138241774458,193.75534560443614,0,775.02138241774458,387.51069120887229,387.51069120887229,387.51069120887229,0,0,0,775.02138241774458,581.26603681330846,193.75534560443614,775.02138241774458,581.26603681330846,0,387.51069120887229,387.51069120887229,0,775.02138241774458,0,193.75534560443614,193.75534560443614,1550.0427648354892,0,387.51069120887229,193.75534560443614,1356.287419231053,193.75534560443614,387.51069120887229,387.51069120887229,1743.7981104399253,581.26603681330846,581.26603681330846,387.51069120887229,387.51069120887229,387.51069120887229,0,0,387.51069120887229,0,0,0,0,0,193.75534560443614,193.75534560443614,0,0,581.26603681330846,0,0,0,0,968.77672802218069,193.75534560443614,0,0,0,0,0,0,0,0,0,0,0,387.51069120887229,0,0,0]
[5,"TRANSFORMERS","ground outdoor / indoor chamber mounted ; > = 22 kv & < = 33 kv ; > 15 mva and < = 40 mva",1569.7480379418703,60.957944342117528,7.8075568740879193,2,0,0,0,0,0,2,2,0,0,0,0,2,0,0,5,0,0,0,0,1,2,0,0,0,0,0,0,0,0,0,0,0,0,2,0,0,0,0,0,0,0,2,0,0,0,0,0,0,0,0,0,0,0,0,0,0,2,0,0,0,0,0,0,0,0,2,0,0,0,0,0,0,0,0,0,0,0,0,0,0,0,0,0,0,0,0,0,0,0,0,0,null,0,0,0,0,0,3139.4960758837406,3139.4960758837406,0,0,0,0,3139.4960758837406,0,0,7848.7401897093514,0,0,0,0,1569.7480379418703,3139.4960758837406,0,0,0,0,0,0,0,0,0,0,0,0,3139.4960758837406,0,0,0,0,0,0,0,3139.4960758837406,0,0,0,0,0,0,0,0,0,0,0,0,0,0,3139.4960758837406,0,0,0,0,0,0,0,0,3139.4960758837406,0,0,0,0,0,0,0,0,0,0,0,0,0,0,0,0,0,0,0,0,0,0,0,0,0]
[5,"TRANSFORMERS","ground outdoor / indoor chamber mounted ; > = 22 kv & < = 33 kv ; > 40 mva",1569.7480379418703,60.957944342117528,7.8075568740879193,2,0,0,0,0,0,0,0,0,0,0,0,0,0,0,0,0,0,0,0,0,0,0,0,0,0,0,0,0,0,0,0,0,0,0,0,0,0,0,0,0,0,0,0,0,0,2,0,0,0,0,0,0,0,0,0,0,0,0,0,0,0,0,0,0,0,0,0,0,0,0,0,0,0,0,0,0,0,0,0,0,0,0,0,0,0,0,0,0,0,0,0,null,0,0,0,0,0,0,0,0,0,0,0,0,0,0,0,0,0,0,0,0,0,0,0,0,0,0,0,0,0,0,0,0,0,0,0,0,0,0,0,0,0,0,0,0,0,3139.4960758837406,0,0,0,0,0,0,0,0,0,0,0,0,0,0,0,0,0,0,0,0,0,0,0,0,0,0,0,0,0,0,0,0,0,0,0,0,0,0,0,0,0,0,0,0,0]
[5,"TRANSFORMERS","ground outdoor / indoor chamber mounted ; > 132 kv ; < = 100 mva",3651.7776980791186,78.071292875668348,8.8357961087650931,2,0,0,0,0,0,0,0,0,0,0,0,0,0,0,0,0,0,0,0,4,1,2,0,0,0,0,0,0,0,0,0,0,0,0,0,0,0,0,0,0,0,0,0,0,0,0,0,0,0,0,0,0,0,0,0,0,0,0,0,0,0,0,0,0,0,0,0,0,0,0,0,0,0,0,0,0,0,0,0,0,0,0,0,0,0,0,0,0,0,0,0,null,0,0,0,0,0,0,0,0,0,0,0,0,0,0,0,0,0,0,0,14607.110792316475,3651.7776980791186,7303.5553961582373,0,0,0,0,0,0,0,0,0,0,0,0,0,0,0,0,0,0,0,0,0,0,0,0,0,0,0,0,0,0,0,0,0,0,0,0,0,0,0,0,0,0,0,0,0,0,0,0,0,0,0,0,0,0,0,0,0,0,0,0,0,0,0,0,0,0,0,0,0]
[5,"TRANSFORMERS","ground outdoor / indoor chamber mounted ; > 33 kv & < = 66 kv ; < = 15 mva",379.96118037708118,78.071292875668348,8.8357961087650931,2,0,1,1,1,1,4,2,2,1,5,2,6,2,1,3,3,2,3,9,4,5,6,4,3,0,0,5,10,5,1,3,6,11,8,5,8,6,5,12,3,0,5,6,4,1,1,5,3,2,3,2,4,2,3,5,1,1,0,0,0,2,3,1,0,1,0,4,0,1,0,0,0,3,0,0,0,0,0,0,0,0,0,0,0,0,0,0,0,0,1,0,null,0,379.96118037708118,379.96118037708118,379.96118037708118,379.96118037708118,1519.8447215083247,759.92236075416236,759.92236075416236,379.96118037708118,1899.805901885406,759.92236075416236,2279.7670822624868,759.92236075416236,379.96118037708118,1139.8835411312434,{"$f":"IFERROR($D52*W52,\"\")","v":1139.8835411312434},759.92236075416236,1139.8835411312434,3419.6506233937307,1519.8447215083247,1899.805901885406,2279.7670822624868,1519.8447215083247,1139.8835411312434,0,0,1899.805901885406,3799.611803770812,1899.805901885406,379.96118037708118,1139.8835411312434,2279.7670822624868,4179.5729841478933,3039.6894430166494,1899.805901885406,3039.6894430166494,2279.7670822624868,1899.805901885406,4559.5341645249737,1139.8835411312434,0,1899.805901885406,2279.7670822624868,1519.8447215083247,379.96118037708118,379.96118037708118,1899.805901885406,1139.8835411312434,759.92236075416236,1139.8835411312434,759.92236075416236,1519.8447215083247,759.92236075416236,1139.8835411312434,1899.805901885406,379.96118037708118,379.96118037708118,0,0,0,759.92236075416236,1139.8835411312434,379.96118037708118,0,379.96118037708118,0,1519.8447215083247,0,379.96118037708118,0,0,0,1139.8835411312434,0,0,0,0,0,0,0,0,0,0,0,0,0,0,0,0,379.96118037708118,0]
[5,"TRANSFORMERS","ground outdoor / indoor chamber mounted ; > 33 kv & < = 66 kv ; > 15 mva and < = 40 mva",415.13292483712257,56.386555189769098,7.5090981608825098,2,0,0,0,0,1,1,0,3,4,2,11,6,3,8,2,0,4,2,3,0,1,1,6,0,1,1,2,1,1,0,0,2,8,0,2,4,2,5,1,6,2,1,0,2,0,0,2,0,1,0,1,0,0,0,0,0,1,0,0,0,0,0,0,0,0,0,0,0,0,0,0,0,0,0,0,0,0,0,0,0,0,0,0,0,0,0,0,0,0,0,0,null,{"$f":"IFERROR($D53*H53,\"\")","v":0},0,0,0,415.13292483712257,415.13292483712257,0,1245.3987745113677,1660.5316993484903,830.26584967424515,4566.4621732083488,2490.7975490227354,1245.3987745113677,3321.0633986969806,830.26584967424515,0,1660.5316993484903,830.26584967424515,1245.3987745113677,0,415.13292483712257,415.13292483712257,2490.7975490227354,0,415.13292483712257,415.13292483712257,830.26584967424515,415.13292483712257,415.13292483712257,0,0,830.26584967424515,3321.0633986969806,0,830.26584967424515,1660.5316993484903,830.26584967424515,2075.6646241856129,415.13292483712257,2490.7975490227354,830.26584967424515,415.13292483712257,0,{"$f":"IFERROR($D53*AY53,\"\")","v":830.26584967424515},0,0,830.26584967424515,0,415.13292483712257,0,415.13292483712257,0,0,0,0,0,415.13292483712257,0,0,{"$f":"IFERROR($D53*BO53,\"\")","v":0},0,0,0,0,0,0,0,0,0,0,0,0,0,0,0,{"$f":"IFERROR($D53*CE53,\"\")","v":0},0,0,0,0,0,0,0,0,0,0,0,0,0,0,0]
[5,"TRANSFORMERS","ground outdoor / indoor chamber mounted ; > 33 kv & < = 66 kv ; > 40 mva",3651.7776980791186,78.071292875668348,8.8357961087650931,2,0,0,0,0,1,0,1,0,0,0,0,2,0,0,0,0,0,0,0,0,0,0,0,0,0,0,0,0,0,0,0,0,0,0,0,0,0,0,0,0,0,0,0,0,0,0,0,0,0,0,0,0,0,0,0,0,0,0,0,0,0,0,0,0,0,0,0,0,0,0,0,0,0,0,0,0,0,0,0,0,0,0,0,0,0,0,0,0,0,0,0,null,0,0,0,0,3651.7776980791186,0,3651.7776980791186,0,0,0,0,7303.5553961582373,0,0,0,0,0,0,0,0,0,0,0,0,0,0,0,0,0,0,0,0,{"$f":"IFERROR($D54*AN54,\"\")","v":0},0,0,0,0,0,0,0,0,0,0,0,0,0,0,0,0,0,0,0,0,0,0,0,0,0,0,0,0,0,0,0,0,0,0,0,0,0,0,0,0,0,0,0,0,0,0,0,0,0,0,0,0,0,0,0,0,0,0]
[5,"TRANSFORMERS","ground outdoor / indoor chamber mounted ; > 66 kv & < = 132 kv ; < = 100 mva",355.33553955098711,78.071292875668348,8.8357961087650931,2,0,0,0,1,1,1,6,0,2,4,5,6,3,4,3,3,0,0,2,1,2,3,0,0,0,1,1,3,0,2,0,0,0,1,3,1,0,1,0,0,0,0,0,0,0,0,1,2,0,1,0,3,0,3,0,1,0,0,0,0,0,2,0,0,0,3,0,0,0,0,0,0,0,0,0,0,0,0,0,0,0,0,0,0,0,0,0,0,0,0,0,null,0,0,0,355.33553955098711,355.33553955098711,355.33553955098711,2132.0132373059228,0,710.67107910197421,1421.3421582039484,1776.6776977549355,2132.0132373059228,1066.0066186529614,1421.3421582039484,1066.0066186529614,1066.0066186529614,0,0,710.67107910197421,355.33553955098711,710.67107910197421,1066.0066186529614,0,0,0,355.33553955098711,355.33553955098711,1066.0066186529614,0,710.67107910197421,0,{"$f":"IFERROR($D55*AM55,\"\")","v":0},0,355.33553955098711,1066.0066186529614,355.33553955098711,0,355.33553955098711,0,0,0,0,0,0,0,0,355.33553955098711,710.67107910197421,0,355.33553955098711,0,1066.0066186529614,0,1066.0066186529614,0,355.33553955098711,0,0,0,0,0,710.67107910197421,0,0,0,1066.0066186529614,0,0,0,0,0,0,0,0,0,0,0,0,0,0,0,0,0,0,0,0,0,0,0,0,0]
[5,"TRANSFORMERS","ground outdoor / indoor chamber mounted ; > 66 kv & < = 132 kv ; > 100 mva",3651.7776980791186,78.071292875668348,8.8357961087650931,2,0,0,0,0,0,0,0,0,0,0,0,0,0,0,1,0,0,0,0,0,0,0,0,1,0,0,0,0,0,0,0,0,0,0,0,0,0,0,0,0,0,0,0,0,0,0,0,0,0,0,0,0,0,0,0,0,0,0,0,0,0,0,0,0,0,0,0,0,0,0,0,0,0,0,0,0,0,0,0,0,0,0,0,0,0,0,0,0,0,0,0,null,0,0,0,0,0,0,0,0,0,0,0,0,0,0,3651.7776980791186,0,0,0,0,0,0,0,0,3651.7776980791186,0,0,0,0,0,0,0,0,0,0,0,0,0,0,0,0,0,0,0,0,0,0,0,0,0,0,0,0,0,0,0,0,0,0,0,0,0,0,0,0,0,0,0,0,0,0,0,0,0,0,0,0,0,0,0,0,0,0,0,0,0,0,0,0,0,0,0]
[5,"TRANSFORMERS","kiosk mounted ; < = 22 kv ; < = 60 kva ; multiple phase",45.064381484648131,54.020937152075632,7.3498936830457371,2,1.00501253132832,3.0150375939849599,11.055137844611499,12.0601503759398,7.0350877192982502,12.0601503759398,13.065162907268199,12.0601503759398,16.080200501253099,12.0601503759398,24.1203007518797,18.090225563909801,22.110275689222998,7.0350877192982502,10.0501253132832,11.055137844611499,10.0501253132832,7.0350877192982502,7.0350877192982502,5.0250626566415999,7.0350877192982502,0,6.0300751879699197,5.0250626566415999,2.01002506265664,2.01002506265664,5.0250626566415999,6.0300751879699197,9.0451127819548898,3.0150375939849599,7.0350877192982502,7.0350877192982502,8.0401002506265709,19.095238095238098,1.00501253132832,7.0350877192982502,6.0300751879699197,7.0350877192982502,0,3.0150375939849599,2.01002506265664,2.01002506265664,5.0250626566415999,2.01002506265664,2.01002506265664,4.0200501253132801,5.0250626566415999,3.0150375939849599,1.00501253132832,3.0150375939849599,2.01002506265664,5.0250626566415999,2.01002506265664,4.0200501253132801,3.0150375939849599,2.01002506265664,3.0150375939849599,2.01002506265664,4.0200501253132801,3.0150375939849599,0,2.01002506265664,1.00501253132832,1.00501253132832,1.00501253132832,0,1.00501253132832,0,3.0150375939849599,0,1.00501253132832,0,0,0,0,0,0,0,0,0,0,0,0,0,0,0,0,0,0,0,0,null,45.290268108631295,135.87080432589389,498.19294919494331,543.48321730357372,317.03187676041949,543.48321730357372,588.77348541220863,543.48321730357372,724.6442897380997,543.48321730357372,1086.966434607152,815.22482595536508,996.38589838988662,317.03187676041949,452.9026810863129,498.19294919494331,452.9026810863129,317.03187676041949,317.03187676041949,226.45134054315645,317.03187676041949,0,271.74160865178777,226.45134054315645,90.580536217262591,90.580536217262591,226.45134054315645,271.74160865178777,407.61241297768208,135.87080432589389,317.03187676041949,317.03187676041949,362.32214486905082,860.51509406399543,45.290268108631295,317.03187676041949,271.74160865178777,317.03187676041949,0,135.87080432589389,90.580536217262591,90.580536217262591,226.45134054315645,90.580536217262591,90.580536217262591,181.16107243452518,226.45134054315645,135.87080432589389,45.290268108631295,135.87080432589389,90.580536217262591,226.45134054315645,90.580536217262591,181.16107243452518,135.87080432589389,90.580536217262591,135.87080432589389,90.580536217262591,181.16107243452518,135.87080432589389,0,90.580536217262591,45.290268108631295,45.290268108631295,45.290268108631295,0,45.290268108631295,0,135.87080432589389,0,45.290268108631295,0,0,0,0,0,0,0,0,0,0,0,0,0,0,0,0,0,0,0,0]
[5,"TRANSFORMERS","kiosk mounted ; < = 22 kv ; < = 60 kva ; single phase",12.569748603220706,54.020937152075632,7.3498936830457371,2,0,1.0097087378640801,1.0097087378640801,1.0097087378640801,0,1.0097087378640801,1.0097087378640801,1.0097087378640801,17.165048543689299,3.0291262135922299,2.0194174757281602,6.0582524271844704,3.0291262135922299,2.0194174757281602,0,3.0291262135922299,5.0485436893203897,2.0194174757281602,2.0194174757281602,1.0097087378640801,6.0582524271844704,3.0291262135922299,5.0485436893203897,1.0097087378640801,1.0097087378640801,1.0097087378640801,2.0194174757281602,1.0097087378640801,6.0582524271844704,3.0291262135922299,3.0291262135922299,1.0097087378640801,0,0,3.0291262135922299,1.0097087378640801,2.0194174757281602,0,1.0097087378640801,0,2.0194174757281602,1.0097087378640801,1.0097087378640801,1.0097087378640801,1.0097087378640801,0,1.0097087378640801,1.0097087378640801,0,0,0,1.0097087378640801,0,0,1.0097087378640801,0,0,0,0,0,0,0,0,1.0097087378640801,0,0,0,0,0,0,0,0,0,0,0,0,0,0,0,0,0,0,0,0,0,0,0,0,0,0,0,null,0,12.691784997426764,12.691784997426764,12.691784997426764,0,12.691784997426764,12.691784997426764,12.691784997426764,215.76034495625419,38.075354992280154,25.383569994853527,76.15070998456045,38.075354992280154,25.383569994853527,0,38.075354992280154,63.458924987133678,25.383569994853527,25.383569994853527,12.691784997426764,76.15070998456045,38.075354992280154,63.458924987133678,12.691784997426764,12.691784997426764,12.691784997426764,25.383569994853527,12.691784997426764,76.15070998456045,38.075354992280154,38.075354992280154,12.691784997426764,0,0,38.075354992280154,12.691784997426764,25.383569994853527,0,12.691784997426764,0,25.383569994853527,12.691784997426764,12.691784997426764,12.691784997426764,12.691784997426764,0,12.691784997426764,12.691784997426764,0,0,0,12.691784997426764,0,0,12.691784997426764,0,0,0,0,0,0,0,0,12.691784997426764,0,0,0,0,0,0,0,0,0,0,0,0,0,0,0,0,0,0,0,0,0,0,0,0,0,0,0]
[5,"TRANSFORMERS","kiosk mounted ; < = 22 kv ; > 60 kva and < = 600 kva ; multiple phase",51.488117327447078,54.020937152075632,7.3498936830457371,2,16.018720748829899,84.098283931357201,93.1088143525741,129.150936037441,192.22464898595899,255.29836193447699,193.225819032761,220.25741029641199,225.26326053042101,270.315912636505,405.47386895475802,327.38260530421201,368.43057722308902,342.40015600624002,300.35101404056201,191.22347893915801,112.13104524181,90.105304212168505,99.115834633385305,71.083073322932904,67.078393135725406,61.071372854914202,63.073712948517901,101.118174726989,104.121684867395,89.104134165366602,71.083073322932904,63.073712948517901,55.064352574102998,49.057332293291701,29.0339313572543,24.028081123244899,27.031591263650501,18.021060842433702,31.036271450857999,28.0327613104524,42.049141965678601,43.050312012480497,19.022230889235601,10.011700468018701,16.018720748829899,5.00585023400936,13.015210608424301,10.011700468018701,9.0105304212168509,12.014040561622499,2.0023400936037401,10.011700468018701,12.014040561622499,7.0081903276131001,2.0023400936037401,12.014040561622499,2.0023400936037401,7.0081903276131001,3.0035101404056199,11.0128705148206,0,3.0035101404056199,1.0011700468018701,1.0011700468018701,0,0,0,0,0,0,0,0,0,0,0,0,4.00468018720749,0,0,0,0,0,1.0011700468018701,0,0,0,8.0093603744149799,0,0,0,0,0,0,0,0,null,824.77377335136475,4330.0623100946768,4793.9975576048237,6649.7385476453755,9897.285280216387,13144.832012787399,9948.8336410508546,11340.639383581311,11598.381187753595,13918.057425304303,20877.086137956481,16856.313992868567,18969.796787081457,17629.539405385469,15464.508250338162,9845.7369193819723,5773.4164134595894,4639.3524751014438,5103.2877226115852,3659.9336192466926,3453.7401759088502,3144.4500109020892,3247.5467325710079,5206.384444280503,5361.0295267839047,4587.8041142669817,3659.9336192466926,3247.5467325710079,2835.1598458953276,2525.8696808885616,1494.9024641993542,1237.1606600270497,1391.8057425304305,927.87049502028867,1597.9991858682729,1443.3541033648924,2165.0311550473384,2216.5795158818,979.41885585475063,515.48360834460368,824.77377335136475,257.74180417230235,670.12869084798433,515.48360834460368,463.93524751014434,618.58033001352749,103.09672166892074,515.48360834460368,618.58033001352749,360.83852584122309,103.09672166892074,618.58033001352749,103.09672166892074,360.83852584122309,154.64508250338162,567.03196917906553,0,154.64508250338162,51.548360834460368,51.548360834460368,0,0,0,0,0,0,0,0,0,0,0,0,206.19344333784198,0,0,0,0,0,51.548360834460368,0,0,0,412.38688667568397,0,0,0,0,0,0,0,0]
[5,"TRANSFORMERS","kiosk mounted ; < = 22 kv ; > 600 kva ; multiple phase",55.925977387526373,55.58828570053776,7.4557552065862351,2,36.191556967771199,55.838402178846998,68.246935996368606,73.417158420335895,69.280980481162004,85.825692237857496,77.5533363595098,92.029959146618197,147.868361325465,142.698138901498,194.400363141171,162.344984112574,85.825692237857496,137.52791647753099,98.234226055378997,78.587380844303198,56.872446663640503,45.497957330912399,45.497957330912399,36.191556967771199,41.361779391738501,47.566046300499302,57.906491148433901,21.714934180662699,32.0553790285974,5.1702224239673198,10.340444847934601,16.544711756695399,16.544711756695399,31.021334543803899,4.1361779391738498,17.5787562414889,16.544711756695399,20.6808896958693,14.4766227871085,11.3744893327281,7.2383113935542402,10.340444847934601,4.1361779391738498,5.1702224239673198,20.6808896958693,10.340444847934601,5.1702224239673198,6.20426690876078,0,7.2383113935542402,2.0680889695869298,3.10213345438039,1.03404448479346,2.0680889695869298,4.1361779391738498,11.3744893327281,2.0680889695869298,4.1361779391738498,3.10213345438039,3.10213345438039,0,0,2.0680889695869298,0,0,3.10213345438039,0,0,0,0,0,0,3.10213345438039,0,0,0,1.03404448479346,0,0,0,0,1.03404448479346,0,0,0,0,0,0,0,0,0,0,0,0,0,null,2024.0481965989445,3122.8172176098005,3816.7765993008702,4105.9263416721469,3874.6065477751222,4799.8857233632161,4337.2461355691721,5146.8654142087453,8269.6826318185358,7980.5328894472741,10872.030313160045,9079.3019104581417,4799.8857233632161,7691.3831470760142,5493.8451050542799,4395.0760840434241,3180.6471660840584,2544.5177328672467,2544.5177328672467,2024.0481965989445,2313.1979389702219,2660.1776298157565,3238.4771145583104,1214.4289179593657,1792.7284027019252,289.14974237127814,578.299484742554,925.27917558808861,925.27917558808861,1734.8984542276676,231.31979389702215,983.10912406234638,925.27917558808861,1156.5989694851137,809.61927863957897,636.12943321681166,404.80963931978897,578.299484742554,231.31979389702215,289.14974237127814,1156.5989694851137,578.299484742554,289.14974237127814,346.97969084553353,0,404.80963931978897,115.65989694851135,173.48984542276676,57.829948474255403,115.65989694851135,231.31979389702215,636.12943321681166,115.65989694851135,231.31979389702215,173.48984542276676,173.48984542276676,0,0,115.65989694851135,0,0,173.48984542276676,0,0,0,0,0,0,173.48984542276676,0,0,0,57.829948474255403,0,0,0,0,57.829948474255403,0,0,0,0,0,0,0,0,0,0,0,0,0]
[5,"TRANSFORMERS","kiosk mounted ; < = 22 kv ; > 600 kva ; single phase",155.85099696918681,55.58828570053776,7.4557552065862351,2,0,0,0,1,0,0,0,0,0,0,0,1,0,0,0,0,0,0,1,0,0,0,0,0,0,0,0,0,0,0,0,0,0,0,0,0,0,0,0,0,0,1,1,0,0,0,0,0,0,0,0,0,0,0,0,0,0,0,0,0,0,0,0,0,0,0,0,0,0,0,0,0,0,0,0,0,0,0,0,0,0,0,0,0,0,0,0,0,0,0,0,null,0,0,0,155.85099696918681,0,0,0,0,0,0,0,155.85099696918681,0,0,0,0,0,0,155.85099696918681,0,0,0,0,0,0,0,0,0,0,0,0,0,0,0,0,0,0,0,0,0,0,155.85099696918681,155.85099696918681,0,0,0,0,0,0,0,0,0,0,0,0,0,0,0,0,0,0,0,0,0,0,0,0,0,0,0,0,0,0,0,0,0,0,0,0,0,0,0,0,0,0,0,0,0,0,0,0]
[5,"TRANSFORMERS","pole mounted ; < = 22 kv ; < = 60 kva ; multiple phase",10.718627548983903,56.711756871374,7.530720873287895,2,160.036029273785,274.06170013135699,374.08421842747202,505.11371739538401,422.09502720960802,337.07588665791002,365.08219178082197,441.09930568586998,1228.2765246762999,551.12407581159698,527.11867142052904,333.07498592606498,309.06958153499698,333.07498592606498,320.07205854757001,372.08376806155002,488.10988928504401,500.11259148057798,522.117545505723,471.106061174704,621.139838618878,589.13263276412101,772.17384124601199,817.18397447926395,866.19500844436095,750.16888722086696,719.16190654907098,733.16505911052695,778.17519234377903,609.13713642334403,463.104259711015,502.11304184649998,612.13781197222704,602.13556014261599,648.14591855882895,594.13375867892705,718.16168136610997,632.14231563145097,604.13601050853799,389.08759617189003,432.09727903921902,383.08624507412298,326.07340964533699,273.06147494839598,302.068005254269,241.05426909363899,327.073634828298,245.05516982548301,330.07431037718101,281.06327641208497,268.06034903359,272.06124976543401,267.060123850629,360.08106586601599,235.05291799587201,106.023869393883,22.004954025145398,24.0054043910677,16.003602927378498,18.0040532933008,13.002927378495,5.0011259148057796,3.00067554888347,33.007431037718099,1.0002251829611599,0,2.0004503659223101,1.0002251829611599,3.00067554888347,0,2.0004503659223101,0,2.0004503659223101,0,0,0,1.0002251829611599,0,0,0,0,0,1.0002251829611599,0,0,0,0,0,0,0,0,null,1715.3665922039863,2937.5652891493282,4009.6694092768134,5414.1258066438331,4524.2793869380148,3612.99088482965,3913.1800384653434,4727.9791697622377,13165.438595165595,5907.2937019024766,5649.9887130718771,3570.1067200245461,3312.8017311939452,3570.1067200245461,3430.7331844079727,3988.227326874267,5231.8681062221558,5360.5206006374556,5596.3835070654995,5049.6104058004785,6657.7665859917215,6314.6932675509242,8276.6438073842273,8759.0906614415981,9284.4216803040727,8040.7809009561834,7708.4286237166598,7858.523200534506,8340.9700545918786,6529.1140915764217,4963.8420761902817,5381.962683040002,6561.277215180241,6454.0668031674977,6947.2346984261412,6368.2984735573018,7697.7075825153861,6775.6980392057485,6475.5088855700442,4170.4850272959447,4631.4897989507581,4106.1587800882935,3495.0594316156225,2926.844247948055,3237.7544427850221,2583.7709295072582,3505.7804728168962,2626.6550943123511,3537.9435964207159,3012.6125775582518,2873.2390419416784,2916.1232067467713,2862.5180007404051,3859.5748324589663,2519.4446822996078,1136.4303673351458,235.86290642804769,257.30498883059738,171.5366592203986,192.97874162294832,139.37353561657355,53.605206006374551,32.163123603824758,353.79435964207158,10.721041201274954,0,21.442082402549804,10.721041201274954,32.163123603824758,0,21.442082402549804,0,21.442082402549804,0,0,0,10.721041201274954,0,0,0,0,0,10.721041201274954,0,0,0,0,0,0,0,0]
[5,"TRANSFORMERS","pole mounted ; < = 22 kv ; < = 60 kva ; single phase",9.9625446146883991,55.655848837815093,7.4602847692172647,2,337.97194264974598,719.19624700764496,814.75379031635305,1137.63769981209,1065.2151406728599,852.97680763983601,895.22330047105504,1007.88061468764,1425.3161986151499,1846.7752580504,1534.95590620093,1082.31491158074,1078.2914360730001,1009.8923524415,933.446317794538,671.92040979175795,677.95562305336,677.95562305336,605.533063914129,654.82063888388404,553.22788231357299,583.40394862158598,700.08473834590302,842.91811887049903,721.20798476151299,657.83824551468501,693.04365620736701,716.17864037684399,783.57185513140598,817.77139694715402,689.02018069963196,823.80661020875698,744.34296893098895,828.83595459342598,825.81834796262501,689.02018069963196,943.50500656387601,895.22330047105504,683.99083631496296,452.64099462019601,367.14214008082598,404.35928852737499,312.82522072640199,407.37689515817698,501.928569589951,298.743056449329,330.93086051121003,330.93086051121003,364.12453345002399,286.67262992612399,255.49069474117701,217.26767741769399,191.11508661741601,664.87932765322103,250.461350356509,119.698396355119,28.164328554145499,11.064557646271499,12.070426523205199,14.082164277072801,5.0293443846688497,1.00586887693377,1.00586887693377,20.117377538675399,1.00586887693377,0,1.00586887693377,1.00586887693377,0,0,0,0,2.0117377538675401,0,0,0,0,0,0,0,0,0,0,0,0,0,0,0,0,0,0,null,3367.0605571610035,7165.0246975301206,8117.0209860131445,11333.766339729435,10612.253363194946,8497.8195014063513,8918.7020710514844,10041.055590105181,14199.776218741503,18398.58090162979,15292.066697106227,10782.610593765652,10742.526539513687,10061.097617231064,9299.5005864446903,6694.0370600701008,6754.1631414479698,6754.1631414479698,6032.6501649134725,6523.679829499456,5511.5574596385541,5812.1878665279291,6974.6254398335132,8397.6093657765668,7185.0667246560843,6553.74287018839,6904.4783448926628,7134.9616568411866,7806.3695655607871,8147.0840267020785,6864.3942906407465,8207.2101080799566,7415.5500366045981,8257.3151758948552,8227.2521352059211,6864.3942906407465,9399.7107220744856,8918.7020710514844,6814.2892228258488,4509.4561033406344,3657.6699504874068,4028.4474523176323,3116.5352180865261,4058.5104930065768,5000.4857679266179,2976.2410282048149,3296.9134622201532,3296.9134622201532,3627.6069097984623,2855.9888654490669,2545.3374449967109,2164.5389296035037,1903.9925769660449,6623.8899651292404,2495.2323771818233,1192.5006139945283,280.58837976341692,110.23114919277147,120.25216275574998,140.29418988170897,50.105067814895989,10.021013562979199,10.021013562979199,200.42027125958396,10.021013562979199,0,10.021013562979199,10.021013562979199,0,0,0,0,20.042027125958398,0,0,0,0,0,0,0,0,0,0,0,0,0,0,0,0,0,0]
[5,"TRANSFORMERS","pole mounted ; < = 22 kv ; > 60 kva and < = 600 kva ; multiple phase",19.794248256465004,53.319350485971896,7.3020100305307647,2,205,704,783,1052,928,907,778,805,1452,1691,1485,838,733,662,535,464,478,400,450,413,492,506,477,542,469,312,334,342,383,290,253,221,289,342,284,271,381,384,342,188,204,240,212,198,186,148,152,139,159,137,113,96,115,264,78,43,9,11,20,11,17,8,2,106,2,4,2,3,1,4,1,2,6,0,0,1,0,1,2,0,0,0,0,1,0,0,0,0,0,0,0,null,4057.8208925753256,13935.150772551362,15498.896384812098,20823.549165801185,18369.062381999523,17953.383168613756,15399.925143529772,15934.369846454329,28741.248468387184,33472.073801682323,29394.458660850531,16587.580038917673,14509.183971988847,13103.792345779832,10589.922817208777,9184.5311909997617,9461.6506665902725,7917.6993025860011,8907.411715409251,8175.024529920046,9738.7701421807815,10015.889617771292,9441.8564183338058,10728.482555004031,9283.5024322820864,6175.8054560170813,6611.2789176593114,6769.6329037110308,7581.1970822260964,5740.3319943748511,5007.9448088856461,4374.5288646787658,5720.5377461183862,6769.6329037110308,5621.5665048360606,5364.2412775020157,7541.6085857131666,7600.9913304825614,6769.6329037110308,3721.3186722154205,4038.0266443188607,4750.6195815516012,4196.3806303705805,3919.2611547800707,3681.7301757024907,2929.5487419568203,3008.7257349826805,2751.4005076486355,3147.2854727779354,2711.8120111357057,2236.7500529805452,1900.2478326206403,2276.3385494934755,5225.6815397067612,1543.9513640042703,851.1526750279952,178.14823430818504,217.73673082111503,395.8849651293001,217.73673082111503,336.50222035990504,158.35398605172003,39.588496512930007,2098.1903151852903,39.588496512930007,79.176993025860014,39.588496512930007,59.382744769395011,19.794248256465004,79.176993025860014,19.794248256465004,39.588496512930007,118.76548953879002,0,0,19.794248256465004,0,19.794248256465004,39.588496512930007,0,0,0,0,19.794248256465004,0,0,0,0,0,0,0]
[5,"TRANSFORMERS","pole mounted ; < = 22 kv ; > 60 kva and < = 600 kva ; single phase",20.098966669438997,58.653651599327844,7.6585672027689258,2,12,24,26,30,29,26,18,17,19,80,55,47,26,17,15,10,10,8,13,9,8,6,3,14,6,6,14,12,10,8,12,20,21,11,9,17,15,9,3,2,8,1,0,4,7,3,7,2,4,3,0,2,0,2,4,2,1,0,1,0,0,0,0,1,0,0,0,0,0,0,0,0,0,0,0,0,0,0,0,0,0,0,0,0,0,0,0,0,0,0,0,null,241.18760003326798,482.37520006653597,522.57313340541396,602.96900008316993,582.87003341373088,522.57313340541396,361.78140004990195,341.68243338046295,381.88036671934094,1607.9173335551197,1105.4431668191448,944.65143346363288,522.57313340541396,341.68243338046295,301.48450004158497,200.98966669438997,200.98966669438997,160.79173335551198,261.28656670270698,180.89070002495097,160.79173335551198,120.59380001663399,60.296900008316996,281.38553337214597,120.59380001663399,120.59380001663399,281.38553337214597,241.18760003326798,200.98966669438997,160.79173335551198,241.18760003326798,401.97933338877993,422.07830005821893,221.08863336382896,180.89070002495097,341.68243338046295,301.48450004158497,180.89070002495097,60.296900008316996,40.197933338877995,160.79173335551198,20.098966669438997,0,80.39586667775599,140.69276668607299,60.296900008316996,140.69276668607299,40.197933338877995,80.39586667775599,60.296900008316996,0,40.197933338877995,0,40.197933338877995,80.39586667775599,40.197933338877995,20.098966669438997,0,20.098966669438997,0,0,0,0,20.098966669438997,0,0,0,0,0,0,0,0,0,0,0,0,0,0,0,0,0,0,0,0,0,0,0,0,0,0,0]
[5,"TRANSFORMERS","pole mounted ; < = 22 kv ; > 600 kva ; multiple phase",15.41687399353124,49.171407527508407,7.0122327063146166,2,108.24197162061201,108.24197162061201,72.161314413741593,75.168035847647502,75.168035847647502,84.188200149365201,63.141150112023901,82.183719193427905,70.156833457804296,66.147871545929803,70.156833457804296,75.168035847647502,95.212845407020197,49.109783420463003,52.116504854368898,23.0515309932786,39.087378640776699,18.040328603435398,6.0134428678117997,11.024645257654999,33.073935772964902,14.031366691560899,7.0156833457804302,10.022404779686299,4.0089619118745299,1.00224047796863,1.00224047796863,1.00224047796863,2.0044809559372698,0,0,3.0067214339058999,0,3.0067214339058999,3.0067214339058999,3.0067214339058999,4.0089619118745299,3.0067214339058999,1.00224047796863,0,0,0,0,1.00224047796863,0,0,1.00224047796863,2.0044809559372698,0,0,1.00224047796863,0,0,0,0,0,0,0,0,0,0,0,0,0,0,0,0,0,0,0,0,0,0,0,0,0,0,0,0,0,0,0,0,0,0,0,0,0,0,0,0,null,{"$f":"IFERROR($D66*H66,\"\")","v":1668.7528372863599},1668.7528372863599,1112.5018915242438,1158.8561370044208,1158.8561370044208,1297.9188734449513,973.43915508371344,1267.016043124833,1081.5990612041255,1019.7934005638903,1081.5990612041255,1158.8561370044208,1467.8844402056,757.1193428428877,803.47358832306452,355.38254868135618,{"$f":"IFERROR($D66*X66,\"\")","v":602.60519124229882},278.12547288106094,92.708490960353657,169.96556676064887,509.89670028194513,216.31981224082571,108.15990612041256,154.51415160058892,61.805660640235722,15.451415160058891,15.451415160058891,15.451415160058891,30.902830320117936,0,0,46.354245480176829,{"$f":"IFERROR($D66*AN66,\"\")","v":0},46.354245480176829,46.354245480176829,46.354245480176829,61.805660640235722,46.354245480176829,15.451415160058891,0,0,0,0,15.451415160058891,0,0,15.451415160058891,30.902830320117936,{"$f":"IFERROR($D66*BD66,\"\")","v":0},0,15.451415160058891,0,0,0,0,0,0,0,0,0,0,0,0,0,{"$f":"IFERROR($D66*BT66,\"\")","v":0},0,0,0,0,0,0,0,0,0,0,0,0,0,{"$f":"IFERROR($D66*CH66,\"\")","v":0},{"$f":"IFERROR($D66*CI66,\"\")","v":0},0,0,0,0,0,0,0,0,0,0,0]
[5,"TRANSFORMERS","pole mounted ; < = 22 kv ; > 600 kva ; single phase",46.441774390315075,21.791763588232286,4.6681649058524366,2,70.230452674897094,38.677640603566502,53.945130315500698,66.159122085047997,60.052126200274301,60.052126200274301,44.784636488340198,49.873799725651601,26.4636488340192,28.499314128943698,21.3744855967078,35.624142661179697,30.5349794238683,18.320987654321002,25.4458161865569,14.249657064471901,20.3566529492455,10.1783264746228,11.196159122085,2.03566529492455,7.1248285322359397,3.05349794238683,3.05349794238683,3.05349794238683,0,3.05349794238683,2.03566529492455,1.0178326474622801,4.0713305898491097,3.05349794238683,2.03566529492455,9.1604938271604901,1.0178326474622801,3.05349794238683,3.05349794238683,3.05349794238683,0,0,1.0178326474622801,0,0,0,0,0,0,0,0,1.0178326474622801,0,0,0,1.0178326474622801,0,0,0,0,0,0,0,0,0,0,0,0,0,0,0,0,0,0,0,0,0,0,0,0,0,0,0,0,0,0,0,0,0,0,0,0,0,0,0,null,3261.6268384572709,1796.2582588605253,2505.3075715686296,3072.5470217351108,2788.9272966518679,2788.9272966518679,2079.877983943768,2316.2277548464695,1229.0188086940443,1323.5587170551221,992.6690377913427,1654.4483963189059,1418.0986254162046,850.85917524972376,1181.7488545135031,661.77935852756343,945.39908361080154,472.69954180540304,519.9694959859396,94.539908361080151,330.8896792637812,141.80986254162045,141.80986254162045,141.80986254162045,0,141.80986254162045,94.539908361080151,47.26995418054031,189.07981672216076,141.80986254162045,94.539908361080151,425.42958762486137,47.26995418054031,141.80986254162045,141.80986254162045,141.80986254162045,0,0,47.26995418054031,0,0,0,0,0,0,0,0,47.26995418054031,0,0,0,47.26995418054031,0,0,0,0,0,0,0,0,0,0,0,0,0,0,0,0,0,0,0,0,0,0,0,0,0,0,0,0,0,0,0,0,0,0,0,0,0,0,0]
[6,"UNDERGROUND CABLES","˂ = 1 kv",180.44105895801255,58.591614386525436,7.6545159472382993,2,90.838021704744804,84.060684318798295,164.88806107014199,250.265751789864,280.87553180584803,380.46564002662399,399.092885817114,355.31298799884399,519.15087073873997,1142.05177161809,1247.6042833675699,639.22016306138096,222.73705476544799,309.50671688907403,83.816864369257999,17.521103126609901,13.2223043200788,4.4606020818557299,6.1606578308530802,3.8147353965525999,2.13422256733132,3.5671193149662201,6.2233274823091003E-2,3.19359752248609,10.725162535364101,8.1257547506409704,1.6433762209768401,5.3403123997091999,0,1.2248835764739701,0.55106181834834,0,0.72374090956245596,0,0.51273954040696701,0,0,0.25763769231734202,0,0,0,3.7643552106549003E-2,0,0,0.19264538287171701,0,0,8.3831512743968994E-2,0.44816924166260302,0,0,0,0,0,0,0,0,0,0,0,0,0,0,0,0,0,0,0,0,0,0,0,0,0,0,0,0,0,0,0,0,0,0,0,0,0,0,0,0,0,0,null,16390.908830055079,15167.998895219163,29752.576349029863,45158.217273886185,50681.478394442151,68651.622983542038,72012.742939449236,64113.051816047016,93676.132875072522,206073.03105564247,225119.03805139667,115341.56313010903,40190.910031066269,55847.719750082302,15124.003765329024,3161.5264022780352,2385.8465933801226,804.87576324036331,1111.6356228771024,688.33489459856503,385.10138010135159,643.65478662208511,11.229438011503561,576.25611884307534,1935.259685377901,1466.219792038758,296.53254557947787,963.61162457013324,0,221.0192896392409,99.434178054102418,0,130.59257613268474,0,92.519265640677787,0,0,46.48841802923981,0,0,0,6.7924424050468257,0,0,34.761136888744389,0,0,15.126646933573889,80.86813255800952,0,0,0,0,0,0,0,0,0,0,0,0,0,0,0,0,0,0,0,0,0,0,0,0,0,0,0,0,0,0,0,0,0,0,0,0,0,0,0,0,0,0]
[6,"UNDERGROUND CABLES","> 1 kv & < = 11 kv",120.96249112003979,69.106848694810182,8.3130529106225577,2,19.117165335113999,16.416048218534499,24.147628831524699,33.707653101923,72.455802791765095,104.486689075022,91.539114924817298,109.32150717445499,143.72185610373899,175.48887542459801,164.43260136995301,87.065064133790401,46.256020217887396,58.076917553153898,45.991630357212202,64.198004608179403,40.8312851215032,14.720599591653301,32.498330611929099,106.90790670448899,17.680448592162399,15.282539405188601,12.247540925182699,11.1332189213717,23.215472623943,18.092382669469298,27.927570964187399,15.750362059945999,11.5247942823069,8.0515912894435093,3.7546593604992098,4.4089174482702704,20.2673307834513,20.4449864866491,10.829461191614801,6.4180800829529101,17.0291524992967,10.030213210565901,7.7901017769036702,2.89703407179061,4.5450270252038001,2.3694503440716499,2.62752634338647,26.088363820241099,1.52047481396659,0.62518155166634204,3.9299569372026499,2.4489768820179099,1.8945307148650199,1.5062183577994499,0.43222137656990101,0.54845261216993302,0.492823266127284,3.5328440227881202,0.133458806478258,0.45618423588122398,0,0,1.4814437587606999E-2,0.24145654270589001,0,0.34070946325752999,0,0.80598707781338896,0,0,0,0,3.3049564517901003E-2,0,0,0,0,0,0,0,0,0,0,0,0,0,0.40443216055912901,0,0,0,0,0,0,0,0,null,2312.4599420890595,1985.7260868606243,2920.9573381033233,4077.3616890187423,8764.4344017942385,12638.970199399706,11072.799376229514,13223.801840819378,17384.953742704161,21227.571535213705,19890.177083057981,10531.607047149315,5595.2434348545848,7025.1286238026614,5563.262178680433,7765.5505623411746,4939.053963929643,1780.6403973870238,3931.0790280615906,12931.846715403792,2138.6711058277642,1848.6140370917842,1481.4930604047361,1346.7018949138833,2808.2014011212318,2188.4996779960416,3378.1885547597994,1905.2030308136295,1394.0678260338336,973.94053985150015,454.17294955315992,533.31363768538108,2451.5868199201368,2473.076496340625,1309.9586032255208,776.34695504189563,2059.8887079779802,1213.2795764151836,942.31011701291641,350.43245818342439,549.77779117655552,286.61461620414218,317.83213197955649,3155.713476942281,183.92042118267779,75.6235178918526,475.37738111851428,296.23434434427412,229.1671547735026,182.19592473015686,52.28257442522802,66.342194229368147,59.613129952670597,427.34161373499364,16.143509693517391,55.181181581884694,0,0,1.7919912751392952,29.207184902936728,0,41.21306542380249,0,97.494204742868874,0,0,0,0,3.9977576545177822,0,0,0,0,0,0,0,0,0,0,0,0,0,48.921121630292149,0,0,0,0,0,0,0,0]
[6,"UNDERGROUND CABLES","> 11 kv & < = 22 kv",285.93911633264162,59.397756716267864,7.7069940129902701,2,4.2225562338453502,5.4346554032136103,12.1132319601393,13.687795579529601,22.062256095492,17.3094147979903,23.696584989450098,21.3238496432026,35.052816969218703,74.728558208194997,97.690369787090304,32.668777666275098,16.107345179929901,23.2305239284638,15.318276373066301,3.8348112752266599,4.1231826846089001,5.7426547208191296,16.9344819075774,12.050351360612099,13.7180957036935,11.455645559353,7.26577555502171,22.157125613024,20.7953528232071,10.0777460272482,14.710809839448601,6.9488220828704197,7.5814108323527201,11.0591455892728,1.7159041199107401,13.7270002759545,5.3408171133021201,51.969318835300101,3.9361944462431402,3.02517742036689,5.1807775139793204,2.13318955263854,6.8651571395078799,1.1548056301138401,5.0402506134823999E-2,1.90176964688252,0.13130770225826299,4.3650618983715503,0,0.250455747956774,7.5104695918251002E-2,0.65133623067927104,1.860577673344,0.73524176685040099,0.34183043802843599,0.125393518353272,0,3.0514493331271502,0,1.16349770838247,7.4312866713298995E-2,0,0.23272882526698599,0.126073975403967,4.1643223701117997E-2,0.34040836559855803,0.67083654897418199,0,0,0.189520263433577,0,0,0,0,0,0,0,0,0,0,0,0,0,0,0,0,0,0,0,0,0,0,0,0,0,null,1207.3939981706267,1553.9805635673158,3463.6468426145439,3913.8761725525324,6308.4620122494189,4949.438771572497,6775.7805719847011,6097.3227237874662,10022.971509148221,21367.81789886365,27933.498011129592,9341.2814175622389,4605.7200472139903,6642.5154840492251,4380.0944098537602,1096.5225473407615,1178.9792133151179,1642.0496162744946,4842.230792203789,3445.6668195512693,3922.540163280727,3275.6171682613467,2077.5694416742163,6335.5889182594228,5946.2048100933425,2881.6217936561397,4206.3959660294622,1986.940045928714,2167.8219139576536,3162.2423171906958,490.64410775881612,3925.0863288043574,1527.1485258718581,14860.061104175018,1125.5119616722152,865.01655832916879,1481.3869442632667,609.96233565148725,1963.0169659556088,330.20410141071085,14.412048065142121,543.79033229782772,37.546008351397333,1248.1419419576441,0,71.615095251190766,21.475370383296447,186.24250623586437,532.01193578422567,210.23438110405377,97.742693385450806,35.854911831775475,0,872.52872584820591,0,332.68950658993703,21.248955440146091,0,66.546274641975728,36.049481119553519,11.907426586340197,97.336067251490476,191.81841001731647,0,0,54.191256653326462,0,0,0,0,0,0,0,0,0,0,0,0,0,0,0,0,0,0,0,0,0,0,0,0,0]
[6,"UNDERGROUND CABLES","> 22 kv & < = 33 kv",372.6575396913143,58.931768827058953,7.6767029919789751,2,0.16733503520749199,5.8113263574899997E-3,0.69293151046854096,6.0226095334949999E-3,0.60152302058329898,3.6830476738103202,2.3484394451239701,10.5154102300689,5.91556872815248,5.2113166473932599,0.51759023752129796,0.98962232790326798,0.75443089619590098,6.0205335934685102,1.487743665122,0.26267015386091003,2.4334446087822301,0,0.122012376486293,0.42603694919887602,0.26540267246356197,1.7712262207322998E-2,1.0490834305488E-2,3.1096066461491999E-2,0,0.62888288730671604,6.224120739504E-2,0.44658429599389199,0.55733164465955498,0.16177353732317101,0,0.129444667248831,0.62803617598334505,0.51577344403629899,0,0.29206429972067399,1.38414067765312,0.25175630840940999,0.12805941230477699,0,0,0.83922647824891805,0,4.29324706095632,1.2703419136877301,0.83917634238010896,0,0,0,0,0,0.53165514951391202,0,0.75401863234659505,0,0,0,0,0,0,0,0,0,0,0,0,0,0,5.0396967173205999E-2,0,0,0,0,0,0,0,0,0,0,0,0,0,0,0,0,0,0,0,0,0,0,null,62.358662524583423,2.1656345827255103,258.22615186579264,2.2443708512737008,224.16208891826,1372.5154846879723,875.16366573393395,3918.6469051823537,2204.4812881081803,1942.0364403699607,192.88390448292989,368.79022194002295,281.14436164347779,2243.5972365708826,554.41889393570307,97.886013288145719,906.84148088387872,0,45.468832033272314,158.76588130604659,98.904306947770735,6.6006080565484364,3.9094885015923961,11.588183621617203,0,234.35794953769087,23.194655215252443,166.42300500986147,207.69383949094359,60.286128406013916,0,48.238531223110208,234.04241617909466,192.20686269268296,0,108.83996336557298,515.81045952088027,93.818886493618464,47.722305523813816,0,0,312.74407462804811,0,1599.9108870229484,473.40249212162541,312.7253911185274,0,0,0,0,0,198.12529998207231,0,280.99072841169175,0,0,0,0,0,0,0,0,0,0,0,0,0,0,18.78080979467088,0,0,0,0,0,0,0,0,0,0,0,0,0,0,0,0,0,0,0,0,0,0]
[6,"UNDERGROUND CABLES","> 33 kv & < = 66 kv",372.6575396913143,54.473535071740052,7.3806188813499949,2,0.10441356930825001,0,0,0,0,0,0,0.149177868000059,1.17444143715778,8.9123204673752205,3.5243288295832298,0.84439275703413197,0,0,0,0,0,0,0,2.5999667936901698,7.7207298759780002E-3,0,0,0.161020121170977,0,0,0,0,0.35475174781080399,0,0,0.64638511960175904,0,0,0,0,0,0,0,0,0,0,0,0,0,0,0.72048821440070099,0,0,0,0,0,0,0,0,0,0,0,0,0,0,0,0,0,0,0,0,0,0,0,0,0,0,0,0,0,0,0,0,0,0,0,0,0,0,0,0,0,0,0,0,null,38.910503848800971,0,0,0,0,0,0,55.592257265297633,437.66445648274964,3321.2434183125943,1313.3677106956557,314.66932736950537,0,0,0,0,0,0,0,968.89722861569362,2.8771882002031877,0,0,60.005362196373596,0,0,0,0,132.20091354036779,0,0,240.88028836386746,0,0,0,0,0,0,0,0,0,0,0,0,0,0,268.49536535515341,0,0,0,0,0,0,0,0,0,0,0,0,0,0,0,0,0,0,0,0,0,0,0,0,0,0,0,0,0,0,0,0,0,0,0,0,0,0,0,0,0,0,0,0]
[6,"UNDERGROUND CABLES","> 66 kv & < = 132 kv",1758.6274518672669,59.397756716267864,7.7069940129902701,2,0,0,0,6.1438109193959596,0,0,0,0,0,8.8804522499539509,4.3395143367189998E-2,0,0,0,0,0,0,0,0,0,0,0,0,0,0,0,0,0,0,0,0,0,0,0,0,0,0,0,0,0,0,0,0,0,0,0,0,0,0,0,0,0,0,0,0,0,0,0,0,0,0,0,0,0,0,0,0,0,0,0,0,0,0,0,0,0,0,0,0,0,0,0,0,0,0,0,0,0,0,0,0,null,0,0,0,10804.674541931607,0,0,0,0,0,15617.407111765455,76.315890403256077,0,0,0,0,0,0,0,0,0,0,0,0,0,0,0,0,0,0,0,0,0,0,0,0,0,0,0,0,0,0,0,0,0,0,0,0,0,0,0,0,0,0,0,0,0,0,0,0,0,0,0,0,0,0,0,0,0,0,0,0,0,0,0,0,0,0,0,0,0,0,0,0,0,0,0,0,0,0,0,0]
["","","","","","","","","","","","","","","","","","","","","","","","","","","","","","","","","","","","","","","","","","","","","","","","","","","","","","","","","","","","","","","","","","","","","","","","","","","","","","","","","","","","","","","","","","","","","","","","","","",null,"","","","","","","","","","","","","","","","","","","","","","","","","","","","","","","","","","","","","","","","","","","","","","","","","","","","","","","","","","","","","","","","","","","","","","","","","","","","","","","","","","","","","","","","","","",""]
["","","","","","","","","","","","","","","","","","","","","","","","","","","","","","","","","","","","","","","","","","","","","","","","","","","","","","","","","","","","","","","","","","","","","","","","","","","","","","","","","","","","","","","","","","","","","","","","","","",null,"","","","","","","","","","","","","","","","","","","","","","","","","","","","","","","","","","","","","","","","","","","","","","","","","","","","","","","","","","","","","","","","","","","","","","","","","","","","","","","","","","","","","","","","","","",""]
["","","","","","","","","","","","","","","","","","","","","","","","","","","","","","","","","","","","","","","","","","","","","","","","","","","","","","","","","","","","","","","","","","","","","","","","","","","","","","","","","","","","","","","","","","","","","","","","","","",null,"","","","","","","","","","","","","","","","","","","","","","","","","","","","","","","","","","","","","","","","","","","","","","","","","","","","","","","","","","","","","","","","","","","","","","","","","","","","","","","","","","","","","","","","","","",""]
["","","","","","","","","","","","","","","","","","","","","","","","","","","","","","","","","","","","","","","","","","","","","","","","","","","","","","","","","","","","","","","","","","","","","","","","","","","","","","","","","","","","","","","","","","","","","","","","","","",null,"","","","","","","","","","","","","","","","","","","","","","","","","","","","","","","","","","","","","","","","","","","","","","","","","","","","","","","","","","","","","","","","","","","","","","","","","","","","","","","","","","","","","","","","","","",""]
["","","","","","","","","","","","","","","","","","","","","","","","","","","","","","","","","","","","","","","","","","","","","","","","","","","","","","","","","","","","","","","","","","","","","","","","","","","","","","","","","","","","","","","","","","","","","","","","","","",null,"","","","","","","","","","","","","","","","","","","","","","","","","","","","","","","","","","","","","","","","","","","","","","","","","","","","","","","","","","","","","","","","","","","","","","","","","","","","","","","","","","","","","","","","","","",""]
["","","","","","","","","","","","","","","","","","","","","","","","","","","","","","","","","","","","","","","","","","","","","","","","","","","","","","","","","","","","","","","","","","","","","","","","","","","","","","","","","","","","","","","","","","","","","","","","","","",null,"","","","","","","","","","","","","","","","","","","","","","","","","","","","","","","","","","","","","","","","","","","","","","","","","","","","","","","","","","","","","","","","","","","","","","","","","","","","","","","","","","","","","","","","","","",""]
["","","","","","","","","","","","","","","","","","","","","","","","","","","","","","","","","","","","","","","","","","","","","","","","","","","","","","","","","","","","","","","","","","","","","","","","","","","","","","","","","","","","","","","","","","","","","","","","","","",null,"","","","","","","","","","","","","","","","","","","","","","","","","","","","","","","","","","","","","","","","","","","","","","","","","","","","","","","","","","","","","","","","","","","","","","","","","","","","","","","","","","","","","","","","","","",""]
["","","","","","","","","","","","","","","","","","","","","","","","","","","","","","","","","","","","","","","","","","","","","","","","","","","","","","","","","","","","","","","","","","","","","","","","","","","","","","","","","","","","","","","","","","","","","","","","","","",null,"","","","","","","","","","","","","","","",{"$f":"IFERROR($D81*W81,\"\")","v":""},"","","","","","","","","","","","","","","","","","","","","","","","","","","","","","","",{"$f":"IFERROR($D81*BC81,\"\")","v":""},"","","","","","","","","","","","","","","","","","","","","","","","","","","","","","","","","","","","","","","","","","",""]
["","","","","","","","","","","","","","","","","","","","","","","","","","","","","","","","","","","","","","","","","","","","","","","","","","","","","","","","","","","","","","","","","","","","","","","","","","","","","","","","","","","","","","","","","","","","","","","","","","",null,{"$f":"IFERROR($D82*H82,\"\")","v":""},"","","","","","","","","","","","","","","","","","","","","","","","","","","","","","","",{"$f":"IFERROR($D82*AN82,\"\")","v":""},"","","","","","","","","","","","","","","","","","","","","","","","","","","","","","","","","","","","","","","","","","","","","","","","","","","","","","","","","",""]
["","","","","","","","","","","","","","","","","","","","","","","","","","","","","","","","","","","","","","","","","","","","","","","","","","","","","","","","","","","","","","","","","","","","","","","","","","","","","","","","","","","","","","","","","","","","","","","","","","",null,"","","","","","","","","","","","","","","","","","","","","","","","","","","","","","","","","","","","","","","","","","","","","","","","","","","","","","","","","","","","","","","","","","","","","","","","","","","","","","","","","","","","","","","","","","",""]
["","","","","","","","","","","","","","","","","","","","","","","","","","","","","","","","","","","","","","","","","","","","","","","","","","","","","","","","","","","","","","","","","","","","","","","","","","","","","","","","","","","","","","","","","","","","","","","","","","",null,"","","","","","","","","","","","","","","","","","","","","","","","","","","","","","","","","","","","","","","","","","","","","","","","","","","","","","","","","","","",{"$f":"IFERROR($D84*BO84,\"\")","v":""},"","","","","","","","","","","","","","","","","","","","","","","","","","","","","","",""]
["","","","","","","","","","","","","","","","","","","","","","","","","","","","","","","","","","","","","","","","","","","","","","","","","","","","","","","","","","","","","","","","","","","","","","","","","","","","","","","","","","","","","","","","","","","","","","","","","","",null,"","","","","","","","","","","","","","","","","","","","","","","","","","","","","","","","","","","","","","","","","","","","","","","","","","","","","","","","","","","","","","","","","","","","","","","","","","","",{"$f":"IFERROR($D85*CE85,\"\")","v":""},"","","","","","","","","","","","","","",""]
["","","","","","","","","","","","","","","","","","","","","","","","","","","","","","","","","","","","","","","","","","","","","","","","","","","","","","","","","","","","","","","","","","","","","","","","","","","","","","","","","","","","","","","","","","","","","","","","","","",null,{"$f":"IFERROR($D86*H86,\"\")","v":""},{"$f":"IFERROR($D86*I86,\"\")","v":""},"","","","","","","","","","","","","","",{"$f":"IFERROR($D86*X86,\"\")","v":""},"","","","","","","","","",{"$f":"IFERROR($D86*AH86,\"\")","v":""},"","","","","","","","","","","","","","","","","","","","",{"$f":"IFERROR($D86*BC86,\"\")","v":""},{"$f":"IFERROR($D86*BD86,\"\")","v":""},"","","","","","","","","","","","","","","",{"$f":"IFERROR($D86*BT86,\"\")","v":""},"",{"$f":"IFERROR($D86*BV86,\"\")","v":""},"","","","",{"$f":"IFERROR($D86*CA86,\"\")","v":""},"","","","","","","","","","","","",{"$f":"IFERROR($D86*CN86,\"\")","v":""},"","","","","",""]
["","","","","","","","","","","","","","","","","","","","","","","","","","","","","","","","","","","","","","","","","","","","","","","","","","","","","","","","","","","","","","","","","","","","","","","","","","","","","","","","","","","","","","","","","","","","","","","","","","",null,{"$f":"IFERROR($D87*H87,\"\")","v":""},"","","","","","","","","","","","","","","","","","","","","","","","","","","","","","","","","","","","","","","","","","","","","","","","","","","","","","","","","","","","","","","","","","","","","","","","","","","","","","","","","","","","","","","","","",""]
["","","","","","","","","","","","","","","","","","","","","","","","","","","","","","","","","","","","","","","","","","","","","","","","","","","","","","","","","","","","","","","","","","","","","","","","","","","","","","","","","","","","","","","","","","","","","","","","","","",null,"","","","","","","","","","","","","","","","","","","","","","","","","","","","","","","","","","","","","","","","","","","","","","","","","","","","","","","","","","","","","","","","","","","","","","","","","","","","","","","","","","","","","","","","","","",""]
["","","","","","","","","","","","","","","","","","","","","","","","","","","","","","","","","","","","","","","","","","","","","","","","","","","","","","","","","","","","","","","","","","","","","","","","","","","","","","","","","","","","","","","","","","","","","","","","","","",null,"","","","","","","","","","","","","","","","","","","","","","","","","","","","","","","","","","","","","","","","","","",{"$f":"IFERROR($D89*AX89,\"\")","v":""},"","","","","","","","","","","","","","","","","","","","","","","","","","","","","","","","","","","","","","","","","","","","","","","",""]
["","","","","","","","","","","","","","","","","","","","","","","","","","","","","","","","","","","","","","","","","","","","","","","","","","","","","","","","","","","","","","","","","","","","","","","","","","","","","","","","","","","","","","","","","","","","","","","","","","",null,"","","","","","","","","","","","","","","","","","","","","","","","","","","","","","","","","","","","","","","","","","","","","","","","","","","","","","","","","","","","","","","","","","","","","","","","","","","","","","","","","","","","","","","","","","",""]
["","","","","","","","","","","","","","","","","","","","","","","","","","","","","","","","","","","","","","","","","","","","","","","","","","","","","","","","","","","","","","","","","","","","","","","","","","","","","","","","","","","","","","","","","","","","","","","","","","",null,"","","","","","","","","","","","","","","","","","","","","","","","","","","","","","","","","","","","","","","","","","","","","","","","","","","","","","","","","","","","","","","","","","","","","","","","","","","","","","","","","","","","","","","","","","",""]
["","","","","","","","","","","","","","","","","","","","","","","","","","","","","","","","","","","","","","","","","","","","","","","","","","","","","","","","","","","","","","","","","","","","","","","","","","","","","","","","","","","","","","","","","","","","","","","","","","",null,"","","","","","","","","","","","","","","","","","","","","","","","","","","","","","","","","","","","","","","","","","","","","","","","","","","","","","","","","","","","","","","","","","","","","","","","","","","","","","","","","","","","","","","","","","",""]
["","","","","","","","","","","","","","","","","","","","","","","","","","","","","","","","","","","","","","","","","","","","","","","","","","","","","","","","","","","","","","","","","","","","","","","","","","","","","","","","","","","","","","","","","","","","","","","","","","",null,"","","","","","","","","","","","","","","","","","","","","","","","","","","","","","","","","","","","","","","","","","","","","","","","","","","","","","","","","","","","","","","","","","","","","","","","","","","","","","","","","","","","","","","","","","",""]
["","","","","","","","","","","","","","","","","","","","","","","","","","","","","","","","","","","","","","","","","","","","","","","","","","","","","","","","","","","","","","","","","","","","","","","","","","","","","","","","","","","","","","","","","","","","","","","","","","",null,"","","","","","","","","","","","","","","","","","","","","","","","","","","","","","","","","","","","","","","","","","","","","","","","","","","","","","","","","","","","","","","",{"$f":"IFERROR($D94*BS94,\"\")","v":""},"","","","","","","","","","","","","","","","","","","","","","","","","","",""]
["","","","","","","","","","","","","","","","","","","","","","","","","","","","","","","","","","","","","","","","","","","","","","","","","","","","","","","","","","","","","","","","","","","","","","","","","","","","","","","","","","","","","","","","","","","","","","","","","","",null,"","","","","","","","","","","","","","","","","","","","","","","","","","","","","","","","","","","","","","","","","","","","","","","","","","","","","","","","","","","","","","","","","","","","","","","","","","","","","","","","","","","","","","","","","","",""]
["","","","","","","","","","","","","","","","","","","","","","","","","","","","","","","","","","","","","","","","","","","","","","","","","","","","","","","","","","","","","","","","","","","","","","","","","","","","","","","","","","","","","","","","","","","","","","","","","","",null,"","","","","","","","","","","","","","","","","","","","","","","","","","","","","","","","","","","","","","","","","","","","","","","","","","","","","","","","","","","","","","","","","","","","","","","","","","","","","","","","","","","","","","","","","","",""]
["","","","","","","","","","","","","","","","","","","","","","","","","","","","","","","","","","","","","","","","","","","","","","","","","","","","","","","","","","","","","","","","","","","","","","","","","","","","","","","","","","","","","","","","","","","","","","","","","","",null,"","","","","","","","","","","","","","","","","","","","","",{"$f":"IFERROR($D97*AC97,\"\")","v":""},"","","","","","","","","","","","","","","","","","","","","","","","","","","","","","","","","","","","","","","","","","","","","","","","","","","","","","","","","","","","","","","","","","","","",""]
["","","","","","","","","","","","","","","","","","","","","","","","","","","","","","","","","","","","","","","","","","","","","","","","","","","","","","","","","","","","","","","","","","","","","","","","","","","","","","","","","","","","","","","","","","","","","","","","","","",null,"","","","","","","","","","","","","","","","","",{"$f":"IFERROR($D98*Y98,\"\")","v":""},"","","","","","","","","","","","","","","","","","","","","","","","","","","","","","","","","","","","","","","","","","","","","","","","","","","","","","","","","","","","","","","","","","","","","","","","",""]
["","","","","","","","","","","","","","","","","","","","","","","","","","","","","","","","","","","","","","","","","","","","","","","","","","","","","","","","","","","","","","","","","","","","","","","","","","","","","","","","","","","","","","","","","","","","","","","","","","",null,"","","","","","","","","","","","","","","","","","","","","","","","","","","","","","","","","","","","","","","","","","","","","","","","","","","","","","","","","","","","","","","","","","","","","","","","","","","","","","","","","","","","","","","","","","",""]
["","","","","","","","","","","","","","","","","","","","","","","","","","","","","","","","","","","","","","","","","","","","","","","","","","","","","","","","","","","","","","","","","","","","","","","","","","","","","","","","","","","","","","","","","","","","","","","","","","",null,"","","","","","","","","","","","","","","","","","","","","","","","","","","","","","","","","","","","","",{"$f":"IFERROR($D100*AS100,\"\")","v":""},"","","","","","","","","","","","","","","","","","","","","","","","","","","","","","","","","","","","","","","","","","","","","","","","","","","","",""]
["","","","","","","","","","","","","","","","","","","","","","","","","","","","","","","","","","","","","","","","","","","","","","","","","","","","","","","","","","","","","","","","","","","","","","","","","","","","","","","","","","","","","","","","","","","","","","","","","","",null,"","","","","","","","","","","","","","","","","","","","","","","","","","","","","","","","","","","","","","","","","","","","","","","","","","","","","","","","","","","","","","","","","","","","","","","","","","","","","","","","","","","","","","","","","","",""]
["","","","","","","","","","","","","","","","","","","","","","","","","","","","","","","","","","","","","","","","","","","","","","","","","","","","","","","","","","","","","","","","","","","","","","","","","","","","","","","","","","","","","","","","","","","","","","","","","","",null,"","","","","","","","","","","","",{"$f":"IFERROR($D102*T102,\"\")","v":""},"","","","","","","","","","","","","","","","","","","","","","","","","","","","","","","","","","","","","","","","","","","","","","","","","","","","","","","","","","","","","","","","","","","","","","","","","","","","","",""]
["","","","","","","","","","","","","","","","","","","","","","","","","","","","","","","","","","","","","","","","","","","","","","","","","","","","","","","","","","","","","","","","","","","","","","","","","","","","","","","","","","","","","","","","","","","","","","","","","","",null,"","","","","","","","","","","","","","","","","","","","","","","","","","","","","","","","","","","","","","","","","","","","","","","","","","","","","","","","","","","","","","","","","","","","","","","","","","","","","","","","","","","","","","","","","","",""]
["","","","","","","","","","","","","","","","","","","","","","","","","","","","","","","","","","","","","","","","","","","","","","","","","","","","","","","","","","","","","","","","","","","","","","","","","","","","","","","","","","","","","","","","","","","","","","","","","","",null,"","","","","","","","","","","","","","","","","","","","","","","","","","","","","","","","","","","","","","","","","","","","","","","","","","","","","","","","","","","","","","","","","","","","","","","","","","","","","","","","","","","","","","","","","","",""]
["","","","","","","","","","","","","","","","","","","","","","","","","","","","","","","","","","","","","","","","","","","","","","","","","","","","","","","","","","","","","","","","","","","","","","","","","","","","","","","","","","","","","","","","","","","","","","","","","","",null,"","","","","","","","","","","","","","","","","","","","","","","","","","","","","","","","","","","","","","","","","","","","","","","","","","","","","","","","","","","","","","","","","","","","","","","","","","","","","","","","","","","","","","","","","","",""]
["","","","","","","","","","","","","","","","","","","","","","","","","","","","","","","","","","","","","","","","","","","","","","","","","","","","","","","","","","","","","","","","","","","","","","","","","","","","","","","","","","","","","","","","","","","","","","","","","","",null,"","","","","","","","","","","","","","","","","","","","","","","","","","","","","","","","","","","","","","","","","","","","","","","","","","","","","","","","","","","","","","","","","","","","","","","","","","","","","","","","","","","","","","","","","","",""]
["","","","","","","","","","","","","","","","","","","","","","","","","","","","","","","","","","","","","","","","","","","","","","","","","","","","","","","","","","","","","","","","","","","","","","","","","","","","","","","","","","","","","","","","","","","","","","","","","","",null,"","","","","","","","","","","","","","","","","","","","","","","","","","","","","","","","","","","","","","","","","","","","","","","","","","","","","","","","","","","","","","","","","","","","","","","","","","","","","","","","","","","","","","","","","","",""]
["","","","","","","","","","","","","","","","","","","","","","","","","","","","","","","","","","","","","","","","","","","","","","","","","","","","","","","","","","","","","","","","","","","","","","","","","","","","","","","","","","","","","","","","","","","","","","","","","","",null,"","","","","","","","","","","","","","","","","","","","","","","","","","","","","","","","","","","","","","","","","","","","","","","","","","","","","","","","","","","","","","","","","","","","","","","","","","","","","","","","","","","","","","","","","","",""]
["","","","","","","","","","","","","","","","","","","","","","","","","","","","","","","","","","","","","","","","","","","","","","","","","","","","","","","","","","","","","","","","","","","","","","","","","","","","","","","","","","","","","","","","","","","","","","","","","","",null,"","","","","","","","","","","","","","","","","","","","","","","","","","","","","","","","","","","","","","","","","","","","","","","","","","","","","","","","","",{"$f":"IFERROR($D109*BM109,\"\")","v":""},"","","","","","","","","","","","","","","","","","","","","","","","","","","","","","","","",""]
["","","","","","","","","","","","","","","","","","","","","","","","","","","","","","","","","","","","","","","","","","","","","","","","","","","","","","","","","","","","","","","","","","","","","","","","","","","","","","","","","","","","","","","","","","","","","","","","","","",null,"","","","","","","","","","","","","","","","","","","","","","","","","","","","","","","","","","","","","","","","","","","","","","","","","","","","","","","","","","","","","","","","","","","","","","","","","","","","","","","","","","","","","","","","","","",""]
["","","","","","","","","","","","","","","","","","","","","","","","","","","","","","","","","","","","","","","","","","","","","","","","","","","","","","","","","","","","","","","","","","","","","","","","","","","","","","","","","","","","","","","","","","","","","","","","","","",null,"","","","","","","","","","","","","","","","","","","","","","","","","","","","","","","","","","","","","","","","","","","","","","","","","","","","","","","","","","","","","","","","","","","","","","","","","","","","","","","","","","","","","","","","","","",""]
["","","","","","","","","","","","","","","","","","","","","","","","","","","","","","","","","","","","","","","","","","","","","","","","","","","","","","","","","","","","","","","","","","","","","","","","","","","","","","","","","","","","","","","","","","","","","","","","","","",null,"","","","","","","","","","","","","","","","","","","","","","","","","","","","","","","","","","","","","","","","","","","","","","","","","","","","","","","","","","","","","","","","","","","","","","","","","","","","","","","","","","","","","","","","","","",""]
["","","","","","","","","","","","","","","","","","","","","","","","","","","","","","","","","","","","","","","","","","","","","","","","","","","","","","","","","","","","","","","","","","","","","","","","","","","","","","","","","","","","","","","","","","","","","","","","","","",null,"","","","","","","","","","","","","","","","","","","","","","","","","","","","","","","","","","","","","","","","","","","","","","","","","","","","","","","","","","","","","","","","","","","","","","","","","","","","","","",{"$f":"IFERROR($D113*CH113,\"\")","v":""},"","","","","","","","","","","",""]
["","","","","","","","","","","","","","","","","","","","","","","","","","","","","","","","","","","","","","","","","","","","","","","","","","","","","","","","","","","","","","","","","","","","","","","","","","","","","","","","","","","","","","","","","","","","","","","","","","",null,"","","","","","","","","","","","","","","","","","","","","","","","","","","","","","","","","","","","","","","","","","","","","","","","","","","","","","","","","","","","","","","","","","","","","","","","","","","","","","","","","","","","","","","","","","",""]
["","","","","","","","","","","","","","","","","","","","","","","","","","","","","","","","","","","","","","","","","","","","","","","","","","","","","","","","","","","","","","","","","","","","","","","","","","","","","","","","","","","","","","","","","","","","","","","","","","",null,"","","","","","","","","","","","","","","","","","","","","","","","","","","","","","","","","",{"$f":"IFERROR($D115*AO115,\"\")","v":""},"","","","","","","","","","","","","","","","","","","","","","","","","","","","","","","","","","","","","","","","","","","","","","","","","","","","","","",{"$f":"IFERROR($D115*CR115,\"\")","v":""},"",""]
["","","","","","","","","","","","","","","","","","","","","","","","","","","","","","","","","","","","","","","","","","","","","","","","","","","","","","","","","","","","","","","","","","","","","","","","","","","","","","","","","","","","","","","","","","","","","","","","","","",null,"","","","","","","","","","","","","","","","","","","","","","","","","","","","","","","","","","","","","","","","","","","","","","","","","","","","","","","","","","","","","","","","","","","","","","","","","","","","","","","","","","","","","","","","","","",""]
["","","","","","","","","","","","","","","","","","","","","","","","","","","","","","","","","","","","","","","","","","","","","","","","","","","","","","","","","","","","","","","","","","","","","","","","","","","","","","","","","","","","","","","","","","","","","","","","","","",null,"","","","","","","","","","","","","","","","","","","","","","","","","","","","","","","","","","","","","","","","","","","","","","","","","","","","","","","","","","","","","","","","","","","","","","","","","","","","","","","","","","","","","","","","","","",""]
["","","","","","","","","","","","","","","","","","","","","","","","","","","","","","","","","","","","","","","","","","","","","","","","","","","","","","","","","","","","","","","","","","","","","","","","","","","","","","","","","","","","","","","","","","","","","","","","","","",null,"","","","","","","","","","","","","","","","","","","","","","","","","","","","","","","","","","","","","","","","","","","","","","","","","","","","","","","","","","","","","","","","","","","","","","","","","","","","","","","","","","","","","","","","","","",""]
["","","","","","","","","","","","","","","","","","","","","","","","","","","","","","","","","","","","","","","","","","","","","","","","","","","","","","","","","","","","","","","","","","","","","","","","","","","","","","","","","","","","","","","","","","","","","","","","","","",null,"","","","","","","","","","","","","","","","","","","","","","","","","","","","","","","","","","","","","","","","","","","","","","","","","","","","","","","","","","","","","","","","","","","","","","","","","","","","","","","","","","","","","","","","","","",""]
["","","","","","","","","","","","","","","","","","","","","","","","","","","","","","","","","","","","","","","","","","","","","","","","","","","","","","","","","","","","","","","","","","","","","","","","","","","","","","","","","","","","","","","","","","","","","","","","","","",null,"","","","","","","","","","","","","","","","","","","","","","","","","","","","","","","","","","","","","","","","","","","","","","","","","","","","","",{"$f":"IFERROR($D120*BI120,\"\")","v":""},"","","","","","","","","","","","","","","","","","","","","","","","","","","","","","","","","","","","",""]
["","","","","","","","","","","","","","","","","","","","","","","","","","","","","","","","","","","","","","","","","","","","","","","","","","","","","","","","","","","","","","","","","","","","","","","","","","","","","","","","","","","","","","","","","","","","","","","","","","",null,"","","","","","","","","","","","","","","","","","","","","","","","","","","","","","","","","","","","","","","","","","","","","","","","","","","","","","","","","","","","","","","","","","","","","","","","","","","","","","","","","","","","","","","","","","",""]
["","","","","","","","","","","","","","","","","","","","","","","","","","","","","","","","","","","","","","","","","","","","","","","","","","","","","","","","","","","","","","","","","","","","","","","","","","","","","","","","","","","","","","","","","","","","","","","","","","",null,"","","","","","","","","","","",{"$f":"IFERROR($D122*S122,\"\")","v":""},"","","","","","","","","","","","","","","","","","","","","","","","","","","","","","","","","","","","","","","","","","","","","","","","","","","","","","","","","","","","","","","","","","","","","","","","","","","","","","",""]
["","","","","","","","","","","","","","","","","","","","","","","","","","","","","","","","","","","","","","","","","","","","","","","","","","","","","","","","","","","","","","","","","","","","","","","","","","","","","","","","","","","","","","","","","","","","","","","","","","",null,{"$f":"IFERROR($D123*H123,\"\")","v":""},"","","","","","","","","","","","","","","","","","","","","","","","","","","","","","","","","","","","","","","","","","","","","","","","","","","","","","","","","","","","","","","","","","","","","","","","","","","","","","","","","","","","","","","","","",""]
["","","","","","","","","","","","","","","","","","","","","","","","","","","","","","","","","","","","","","","","","","","","","","","","","","","","","","","","","","","","","","","","","","","","","","","","","","","","","","","","","","","","","","","","","","","","","","","","","","",null,"","","","","","","","","","","","","","","","","","","","","","","","","","","","","","","","","","","","","","","","","","","","","","","","","","","","","","","","","","","","","","","","","","","","","","","","","","","","",{"$f":"IFERROR($D124*CF124,\"\")","v":""},"","","","","","","","","","","","","",""]
["","","","","","","","","","","","","","","","","","","","","","","","","","","","","","","","","","","","","","","","","","","","","","","","","","","","","","","","","","","","","","","","","","","","","","","","","","","","","","","","","","","","","","","","","","","","","","","","","","",null,"","","","","","","","","","","","","","","","","","","","","","","","","","","","","","","","","","","","","","","","","","","","","","","","","","","","","","","","","","","","","","","","","","","","","","","","","","","","","","","","","","","","","","","","","","",""]
["","","","","","","","","","","","","","","","","","","","","","","","","","","","","","","","","","","","","","","","","","","","","","","","","","","","","","","","","","","","","","","","","","","","","","","","","","","","","","","","","","","","","","","","","","","","","","","","","","",null,"","","","","","","","","","","","","","","","","","","","","","","","","","","","",{"$f":"IFERROR($D126*AJ126,\"\")","v":""},"","","","","","","","","","","","","","","","","","","","","","","","","","","","","","","","","","","","","","","","","","","","","","","","","","","","","","","","","","","","","",""]
["","","","","","","","","","","","","","","","","","","","","","","","","","","","","","","","","","","","","","","","","","","","","","","","","","","","","","","","","","","","","","","","","","","","","","","","","","","","","","","","","","","","","","","","","","","","","","","","","","",null,"","","","","","","","","","","","","","","","","","","","","","","","","","","","","","","","","","","","","","","","","","","","","","","","","","","","","","","","","","","","","","","","","","","","","","","","","","","","","","","","","","","","","","","","","","",""]
["","","","","","","","","","","","","","","","","","","","","","","","","","","","","","","","","","","","","","","","","","","","","","","","","","","","","","","","","","","","","","","","","","","","","","","","","","","","","","","","","","","","","","","","","","","","","","","","","","",null,"","","","","","","","","","","","","","","","","","","","","","","","","","","","","","","","","","","","","","","","","","","","","","","","","","","","","","","","","","","","","","","","","","","","","","","","","","","","","","","","","","","","","","","","","","",""]
["","","","","","","","","","","","","","","","","","","","","","","","","","","","","","","","","","","","","","","","","","","","","","","","","","","","","","","","","","","","","","","","","","","","","","","","","","","","","","","","","","","","","","","","","","","","","","","","","","",null,"","","","","","","","","","","","","","","","","","","","","","","","","","","","","","","","","","","","","","","","","","","","","","","","",{"$f":"IFERROR($D129*BD129,\"\")","v":""},"","","","","","","","","","","","","","","","","","","","","","","","","","","","","","","","","","","","","","","","","",""]
["","","","","","","","","","","","","","","","","","","","","","","","","","","","","","","","","","","","","","","","","","","","","","","","","","","","","","","","","","","","","","","","","","","","","","","","","","","","","","","","","","","","","","","","","","","","","","","","","","",null,"","","","","","","","","","","","","","","","","","","","","","","","","","","","","","","","","","","","","","","","","","","","","","","","","","","","","","","","","","","","","","","","","","","","","","","",{"$f":"IFERROR($D130*CA130,\"\")","v":""},"","","","","","","","","","","","","","","","","","",""]
["","","","","","","","","","","","","","","","","","","","","","","","","","","","","","","","","","","","","","","","","","","","","","","","","","","","","","","","","","","","","","","","","","","","","","","","","","","","","","","","","","","","","","","","","","","","","","","","","","",null,"","","","","","","","","","","","","","","","","","","","","","","","","","","","","","","","","","","","","","","","","","","","","","","","","","","","","","","","","","","","","","","","","","","","","","","","","","","","","","","","","","","","","","","","","","",""]
["","","","","","","","","","","","","","","","","","","","","","","","","","","","","","","","","","","","","","","","","","","","","","","","","","","","","","","","","","","","","","","","","","","","","","","","","","","","","","","","","","","","","","","","","","","","","","","","","","",null,"","","","","","","","","","","","","","","","","","","","","","","","","","","","","","","","","","","","","","","","","","","","","","","","","","","","","","","","","","","","","","","","","","","","","","","","","","","","","","","","","","","","","","","","","","",""]
["","","","","","","","","","","","","","","","","","","","","","","","","","","","","","","","","","","","","","","","","","","","","","","","","","","","","","","","","","","","","","","","","","","","","","","","","","","","","","","","","","","","","","","","","","","","","","","","","","",null,"","","","","","","","","","","","","","","","","","","","","","","","","","","","","","","","","","","","","","","","","","","","","","","","","","","","","","","","","","","","","","","","","","","","","","","","","","","","","","","","","","","","","","","","","","",""]
["","","","","","","","","","","","","","","","","","","","","","","","","","","","","","","","","","","","","","","","","","","","","","","","","","","","","","","","","","","","","","","","","","","","","","","","","","","","","","","","","","","","","","","","","","","","","","","","","","",null,"","","","","","","","","","","","","","","","","","","","","","","","","","","","","","","","","","","","","","","","","","","","","","","","","","","","","","","","","","","","","","","","","","","","","","","","","","","","","","","","","","","","","","","","","","",""]
["","","","","","","","","","","","","","","","","","","","","","","","","","","","","","","","","","","","","","","","","","","","","","","","","","","","","","","","","","","","","","","","","","","","","","","","","","","","","","","","","","","","","","","","","","","","","","","","","","",null,"","","","","","","","","","","","","","",{"$f":"IFERROR($D135*V135,\"\")","v":""},"","","","","","","","","","","","","","","","","","","","","","","","","","","","","","","","","","","","","","","","","","","","","","","","","","","","","","","","","","","","","","","","","","","","","","","","","","","",""]
["","","","","","","","","","","","","","","","","","","","","","","","","","","","","","","","","","","","","","","","","","","","","","","","","","","","","","","","","","","","","","","","","","","","","","","","","","","","","","","","","","","","","","","","","","","","","","","","","","",null,"","","","","","","","","","","","","","","","","","","","","","","","","","","","","","","","","","","","","","","","","","","","","","","","","","","","","","","","","","","","","","","","","","","","","","","","","","","","","","","","","","","","","","","","","","",""]
["","","","","","","","","","","","","","","","","","","","","","","","","","","","","","","","","","","","","","","","","","","","","","","","","","","","","","","","","","","","","","","","","","","","","","","","","","","","","","","","","","","","","","","","","","","","","","","","","","",null,"","","","","","","","","","","","","","","","","","","","","","","","","","","","","","","","","","","","","","","","","","","","","","","","","","","","","","","","","","","","","","","","","","","","","","","","","","","","","","","","","","","","","","","","","","",""]
["","","","","","","","","","","","","","","","","","","","","","","","","","","","","","","","","","","","","","","","","","","","","","","","","","","","","","","","","","","","","","","","","","","","","","","","","","","","","","","","","","","","","","","","","","","","","","","","","","",null,"","","","","","","","","","","","","","","","","","","","","","","","","","","","","","","","","","","","","","","","","","","","","","","","","","","","","","","","","","","","","","","","","","","","","","","","","","","","","","","","","","","","","","","","","","",""]
["","","","","","","","","","","","","","","","","","","","","","","","","","","","","","","","","","","","","","","","","","","","","","","","","","","","","","","","","","","","","","","","","","","","","","","","","","","","","","","","","","","","","","","","","","","","","","","","","","",null,"","","","","","","","","","","","","","","","","","","","","","","","","","","","","","","","","","","","","","","","","","","","","","","","","","","","","","","","","","","","","","","","","","","","","","","","","","","","","","","","","","","","","",{"$f":"IFERROR($D139*CO139,\"\")","v":""},"","","","",""]
["","","","","","","","","","","","","","","","","","","","","","","","","","","","","","","","","","","","","","","","","","","","","","","","","","","","","","","","","","","","","","","","","","","","","","","","","","","","","","","","","","","","","","","","","","","","","","","","","","",null,"","","","","","","","","","","","","","","","","","","","","","","","","","","","","","","","","","","","","","","","","","","","","","","","","","","","","","","","","","","","","","","","","","","","","","","","","","","","","","","","","","","","","","","","","","",""]
["","","","","","","","","","","","","","","","","","","","","","","","","","","","","","","","","","","","","","","","","","","","","","","","","","","","","","","","","","","","","","","","","","","","","","","","","","","","","","","","","","","","","","","","","","","","","","","","","","",null,"","","","","","","","","","","","","","","","","","","","","","","","","","","","","","","","","","","","","","","","","","","","","","","","","","","","","","","","","","","","","","","","","","","","","","","","","","","","","","","","","","","","","","","","","","",""]
["","","","","","","","","","","","","","","","","","","","","","","","","","","","","","","","","","","","","","","","","","","","","","","","","","","","","","","","","","","","","","","","","","","","","","","","","","","","","","","","","","","","","","","","","","","","","","","","","","",null,"","","","","","","","","","","","","","","","","","","","","","","","","","","","","","","","","","","","","","","","","","","","","","","","","","","","","","","","","","","","","","","","","","","","","","","","","","","","","","","","","","","","","","","","","","",""]
["","","","","","","","","","","","","","","","","","","","","","","","","","","","","","","","","","","","","","","","","","","","","","","","","","","","","","","","","","","","","","","","","","","","","","","","","","","","","","","","","","","","","","","","","","","","","","","","","","",null,"","","","","","","","","","","","","","","","","","","","","","","","","","","","","","","","","","","","","","","","","","","","",{"$f":"IFERROR($D143*AZ143,\"\")","v":""},"","","","","","","","","","","","","","","","","","","","","","","","","","","","","","","","","","","","","","","","","","","","","",""]
["","","","","","","","","","","","","","","","","","","","","","","","","","","","","","","","","","","","","","","","","","","","","","","","","","","","","","","","","","","","","","","","","","","","","","","","","","","","","","","","","","","","","","","","","","","","","","","","","","",null,"","","","","","","","","","","","","","","","","","","","","","","","","","","","","","","","","","","","","","","","","","","","","","","","","","","","","","","","","","","","","","","","","","","","","","","","","","","","","","","","","","","","","","","","","","",""]
["","","","","","","","","","","","","","","","","","","","","","","","","","","","","","","","","","","","","","","","","","","","","","","","","","","","","","","","","","","","","","","","","","","","","","","","","","","","","","","","","","","","","","","","","","","","","","","","","","",null,"","","","","","","","","","","","","","","","","","","","","","","","","","","","","","","","","","","","","","","","","","","","","","","","","","","","","","","","","","","","","","","","","","","","","","","","","","","","","","","","","","","","","","","","","","",""]
["","","","","","","","","","","","","","","","","","","","","","","","","","","","","","","","","","","","","","","","","","","","","","","","","","","","","","","","","","","","","","","","","","","","","","","","","","","","","","","","","","","","","","","","","","","","","","","","","","",null,"","",{"$f":"IFERROR($D146*J146,\"\")","v":""},"","","","","","","","","","","","","","","","","","","","","","","","","","","","","","","","","","","","","","","","","","","","","","","","","","","","","","","","","","","","","","","","","","","","","","","","","","","","","","","","","","","","","","","",""]
["","","","","","","","","","","","","","","","","","","","","","","","","","","","","","","","","","","","","","","","","","","","","","","","","","","","","","","","","","","","","","","","","","","","","","","","","","","","","","","","","","","","","","","","","","","","","","","","","","",null,{"$f":"IFERROR($D147*H147,\"\")","v":""},"","","","","","","","","","","","","","","","","","","","","","","","","","","","","","","","","","","","","","","","","","","","","","","","","","","","","","","","","","","","","","","","","","","","","","","","","","","","","","","","","","","","","","","","","",""]
["","","","","","","","","","","","","","","","","","","","","","","","","","","","","","","","","","","","","","","","","","","","","","","","","","","","","","","","","","","","","","","","","","","","","","","","","","","","","","","","","","","","","","","","","","","","","","","","","","",null,"","","","","","","","","","","","","","","","","","","","","","","","","","","","","","","","","","","","","","","","","","","","","","","","","","","","","","","","","","","","","","","","","","","","","","","","","","","","","","","","","","","","","","","","","","",""]
["","","","","","","","","","","","","","","","","","","","","","","","","","","","","","","","","","","","","","","","","","","","","","","","","","","","","","","","","","","","","","","","","","","","","","","","","","","","","","","","","","","","","","","","","","","","","","","","","","",null,"","","","","","","","","","","","","","","","","","","","","","","","","","","","","","","","","","","","","","","","","","","","","","","","","","","","","","","","","","","","","","","","","","","","","","","","","","","","","","","","","","","","","","","","","","",""]
["","","","","","","","","","","","","","","","","","","","","","","","","","","","","","","","","","","","","","","","","","","","","","","","","","","","","","","","","","","","","","","","","","","","","","","","","","","","","","","","","","","","","","","","","","","","","","","","","","",null,"","","","","","","","","","","","","","","","","","","","","","","","","","","","","","","","","","","","","","","","","","","","","","","","","","","","","","","","","","","","","","","","","","","","","","","","","","","","","","","","","","","","","","","","","","",""]
["","","","","","","","","","","","","","","","","","","","","","","","","","","","","","","","","","","","","","","","","","","","","","","","","","","","","","","","","","","","","","","","","","","","","","","","","","","","","","","","","","","","","","","","","","","","","","","","","","",null,"","","","","","","","","","","","","","","","","","","","","","","","","","","","","","","","","","","","","","","","","","","","","","","","","","","","","","","","","","","","",{"$f":"IFERROR($D151*BP151,\"\")","v":""},"","","","","","","","","","","","","","","","","","","","","","","","","","","","","",""]
["","","","","","","","","","","","","","","","","","","","","","","","","","","","","","","","","","","","","","","","","","","","","","","","","","","","","","","","","","","","","","","","","","","","","","","","","","","","","","","","","","","","","","","","","","","","","","","","","","",null,"","","","","","","","","","","","","","","","","","","","","","","","","","","","","","","","","","","","","","","","","","","","","","","","","","","","","","","","","","","","","","","","","","","","","","","","","","","","","","","","","","","","","","","","","","",""]
["","","","","","","","","","","","","","","","","","","","","","","","","","","","","","","","","","","","","","","","","","","","","","","","","","","","","","","","","","","","","","","","","","","","","","","","","","","","","","","","","","","","","","","","","","","","","","","","","","",null,"","","","","","","","","","","","","","","","","",{"$f":"IFERROR($D153*Y153,\"\")","v":""},"","","","","","","","","","","","","","","","","","","","",{"$f":"IFERROR($D153*AT153,\"\")","v":""},"","","","","","","","","","","","","","","","","","","","","","","","","","","","","","","","","","","","","","","","","","","","","","","","","","","",""]
["","","","","","","","","","","","","","","","","","","","","","","","","","","","","","","","","","","","","","","","","","","","","","","","","","","","","","","","","","","","","","","","","","","","","","","","","","","","","","","","","","","","","","","","","","","","","","","","","","",null,"","","","","","","","","","","","","","","","","","","","","","","","","","","","","","","","","",{"$f":"IFERROR($D154*AO154,\"\")","v":""},"","","","","","","","","","","","","","","","","","","","","","","","","","","","","","","","","","","","","","","","","","","","","","","","","","","","","","","","",""]
["","","","","","","","","","","","","","","","","","","","","","","","","","","","","","","","","","","","","","","","","","","","","","","","","","","","","","","","","","","","","","","","","","","","","","","","","","","","","","","","","","","","","","","","","","","","","","","","","","",null,"","","","","","","","","","","","","","","","","","","","","","","","","","","","","","","","","","","","","","","","","","","","","","","","","","","","","","","","","","","","","","","","","","","","","","","","","","","","","","","","","","","","","","","","","","",""]
["","","","","","","","","","","","","","","","","","","","","","","","","","","","","","","","","","","","","","","","","","","","","","","","","","","","","","","","","","","","","","","","","","","","","","","","","","","","","","","","","","","","","","","","","","","","","","","","","","",null,"","","","","","","","","","","","","","","","","","","","","","","","","","","","","","","","","","","","","","","","","","","","","","","","","","","","","","","","","","","","","","","","","","","","","","","","","","","","","","","","","","","","","","","","","","",""]
["","","","","","","","","","","","","","","","","","","","","","","","","","","","","","","","","","","","","","","","","","","","","","","","","","","","","","","","","","","","","","","","","","","","","","","","","","","","","","","","","","","","","","","","","","","","","","","","","","",null,"","","","","","","","","","","","","","","","","","","","","","","","","","","","","","","","","","","","","","","","","","","","","","","","","","","","","","","","","","","","","","","","","","","","","","","","","","","","","","","","","","","","","","","","","","",""]
["","","","","","","","","","","","","","","","","","","","","","","","","","","","","","","","","","","","","","","","","","","","","","","","","","","","","","","","","","","","","","","","","","","","","","","","","","","","","","","","","","","","","","","","","","","","","","","","","","",null,"","","","","","","","","","","","","","","","","","","","","","","","","","","","","","","","","","","","","","","","","","","","","","","","","","","","","","","","","","","","","","","","","","","","","","","","","","","","","","","","","","","","","","","","","","",""]
["","","","","","","","","","","","","","","","","","","","","","","","","","","","","","","","","","","","","","","","","","","","","","","","","","","","","","","","","","","","","","","","","","","","","","","","","","","","","","","","","","","","","","","","","","","","","","","","","","",null,"","","","","","","","","","","","","","","","","","","","","","","","","","","","","","","","","","","","","","","","","","","","","","","","","","","","","","","","","","","","","","","","","","","","","","","","","","","","","","","","","","","","","","","","","","",""]
["","","","","","","","","","","","","","","","","","","","","","","","","","","","","","","","","","","","","","","","","","","","","","","","","","","","","","","","","","","","","","","","","","","","","","","","","","","","","","","","","","","","","","","","","","","","","","","","","","",null,"","","","","","","","","","","","","","","","","","","","","","","","","","","","","","","","","","","","","","","","","","","","","","","","","","","","","","","","","","","","","","","","","","","","","","","","","","","","","","","","","","","","","","","","","","",""]
["","","","","","","","","","","","","","","","","","","","","","","","","","","","","","","","","","","","","","","","","","","","","","","","","","","","","","","","","","","","","","","","","","","","","","","","","","","","","","","","","","","","","","","","","","","","","","","","","","",null,"","","","","","","","","","","","","","","","","","","","","","","","","","","","","","","","","","","","","","","","","","","","","","","","","","","","","","","","","","","","","","","","","","","","","","","","","","","","","","","","","","","","","","","","","","",""]
["","","","","","","","","","","","","","","","","","","","","","","","","","","","","","","","","","","","","","","","","","","","","","","","","","","","","","","","","","","","","","","","","","","","","","","","","","","","","","","","","","","","","","","","","","","","","","","","","","",null,"","","","","","","","","","","","","","","","","","","","","","","","","","","","","","","","","","","","","","","","","","","","","","","","","","","","","","","","","","","","","","","","","","","","","","","","","","","","","","","","","","","","","","","","","","",""]
["","","","","","","","","","","","","","","","","","","","","","","","","","","","","","","","","","","","","","","","","","","","","","","","","","","","","","","","","","","","","","","","","","","","","","","","","","","","","","","","","","","","","","","","","","","","","","","","","","",null,"","","","","","","","","","","","","","","","","","","","","","","","","","","","","","","","","","","","","","","","","","","","","","","","","","","","","","","","","","","","","","","","","","","","","","","","","","","","","","","","","","","","","","","","","","",""]
["","","","","","","","","","","","","","","","","","","","","","","","","","","","","","","","","","","","","","","","","","","","","","","","","","","","","","","","","","","","","","","","","","","","","","","","","","","","","","","","","","","","","","","","","","","","","","","","","","",null,"","","","","","","","","","","","","","","","","","","","","","","","","","","","","","","","","","","","","","","","","","","","","","","","","","","","","","","","","","","","","","","","","","","","","","","","","","","","","","","","","","","",{"$f":"IFERROR($D164*CM164,\"\")","v":""},"","","","","","",""]
["","","","","","","","","","","","","","","","","","","","","","","","","","","","","","","","","","","","","","","","","","","","","","","","","","","","","","","","","","","","","","","","","","","","","","","","","","","","","","","","","","","","","","","","","","","","","","","","","","",null,"","","","","","","","","","","","","","","","","","","","","","","","","","","","","","","","","","","","","","","","","","","","","","","","","","","","","","","","","","","","","","","","","","","","","","","","","","","","","","","","","","","","","","","","","","",""]
["","","","","","","","","","","","","","","","","","","","","","","","","","","","","","","","","","","","","","","","","","","","","","","","","","","","","","","","","","","","","","","","","","","","","","","","","","","","","","","","","","","","","","","","","","","","","","","","","","",null,"","","","","","","","","","","","","","","","","","","","","","","","","","","","","","","","","","","","","","","","","","","","","","","","","","","","","","","","","","","","","","","","","","","","","","","","","","","","","","","","","","","","","","","","","","",""]
["","","","","","","","","","","","","","","","","","","","","","","","","","","","","","","","","","","","","","","","","","","","","","","","","","","","","","","","","","","","","","","","","","","","","","","","","","","","","","","","","","","","","","","","","","","","","","","","","","",null,"","","","","","","","","","","","","","","","","","","","","","","","","","","","","","","","","","","","","","","","","","","","","","","","","","","","","","","","","","","","","","","","","","","","","","","","","","","","","","","","","","","","","","","","","","",""]
["","","","","","","","","","","","","","","","","","","","","","","","","","","","","","","","","","","","","","","","","","","","","","","","","","","","","","","","","","","","","","","","","","","","","","","","","","","","","","","","","","","","","","","","","","","","","","","","","","",null,"","","","","","","","","","","","","","","","","","","","","","","","","","","","","","","","","","","","","","","","","","","","","","","","","","","","","","","","","","","","","","","","","","","","","","","","","","","","","","","","","","","","","","","","","","",""]
["","","","","","","","","","","","","","","","","","","","","","","","","","","","","","","","","","","","","","","","","","","","","","","","","","","","","","","","","","","","","","","","","","","","","","","","","","","","","","","","","","","","","","","","","","","","","","","","","","",null,"","","","","","","","","","","","","","","","","","","","","",{"$f":"IFERROR($D169*AC169,\"\")","v":""},"","","","","","","","","","","","","","","","","","","","","","","","","","","","","","","","","","","","","","","","","","","","","","","","","","","","","","","","","","","","","","","","","","","","",""]
["","","","","","","","","","","","","","","","","","","","","","","","","","","","","","","","","","","","","","","","","","","","","","","","","","","","","","","","","","","","","","","","","","","","","","","","","","","","","","","","","","","","","","","","","","","","","","","","","","",null,"","","","","","","","","","","","","","","","","","","","","","","","","","","","","","","","","","","","","","","","","","","","","","","","","","","","","","",{"$f":"IFERROR($D170*BJ170,\"\")","v":""},"","","","","","","","","","","","","","","","","","","","","","","","","","","","","","","","","","","",""]
["","","","","","","","","","","","","","","","","","","","","","","","","","","","","","","","","","","","","","","","","","","","","","","","","","","","","","","","","","","","","","","","","","","","","","","","","","","","","","","","","","","","","","","","","","","","","","","","","","",null,"","","","","","","","","","","","","","","","","","","","","","","","","","","","","","","","","","","","","","","","","","","","","","","","","","","","","","","","","","","","","","","","","","","","","","","","","","","","","","","",{"$f":"IFERROR($D171*CI171,\"\")","v":""},"","","","","","","","","","",""]
["","","","","","","","","","","","","","","","","","","","","","","","","","","","","","","","","","","","","","","","","","","","","","","","","","","","","","","","","","","","","","","","","","","","","","","","","","","","","","","","","","","","","","","","","","","","","","","","","","",null,"","","","","","","","","","","","","","","","","","","","","","","","","","","","","","","","","","","","","","","","","","","","","","","","","","","","","","","","","","","","","","","","","","","","","","","","","","","","",{"$f":"IFERROR($D172*CF172,\"\")","v":""},"","","","","","","","","","","","","",""]
["","","","","","","","","","","","","","","","","","","","","","","","","","","","","","","","","","","","","","","","","","","","","","","","","","","","","","","","","","","","","","","","","","","","","","","","","","","","","","","","","","","","","","","","","","","","","","","","","","",null,"","","","","","","","","","","","","","","","","","","","","","","","","","","","","","","","","","","","","","","","","","","","","","","","","","","","","","","","","","","","","","","","","","","","","","","","","","","","","","","","","","","","","","","","","","",""]
["","","","","","","","","","","","","","","","","","","","","","","","","","","","","","","","","","","","","","","","","","","","","","","","","","","","","","","","","","","","","","","","","","","","","","","","","","","","","","","","","","","","","","","","","","","","","","","","","","",null,"","","","","",{"$f":"IFERROR($D174*M174,\"\")","v":""},"","","","","","","","","","","","","","","","","","","","","","","","","","","","","","","","","","","","","","","","","","","","","","","","","","","","","","","","","","","","","","","","","","","","","","","","","","","","","","","","","","","","",""]
["","","","","","","","","","","","","","","","","","","","","","","","","","","","","","","","","","","","","","","","","","","","","","","","","","","","","","","","","","","","","","","","","","","","","","","","","","","","","","","","","","","","","","","","","","","","","","","","","","",null,"","","","","","","","","","","","","","","","","","","","","","","","","","","","","","","","","","","","","","","","","","","","","","","","","","","","","","","","","","","","","","","","","","","","","","","","","","","","","","","","","","","","","","","","","","",""]
["","","","","","","","","","","","","","","","","","","","","","","","","","","","","","","","","","","","","","","","","","","","","","","","","","","","","","","","","","","","","","","","","","","","","","","","","","","","","","","","","","","","","","","","","","","","","","","","","","",null,"","","","","","","","","","","","","","","","","","","","","","","","","","","","","","","","","","","","","","","","","","","","","","","","","","","","","","","","","","","","","","","","","","","","","","","","","","","","","","","","","","","","","","","","","","",""]
["","","","","","","","","","","","","","","","","","","","","","","","","","","","","","","","","","","","","","","","","","","","","","","","","","","","","","","","","","","","","","","","","","","","","","","","","","","","","","","","","","","","","","","","","","","","","","","","","","",null,"","","","","","","","","","","","","","","","","","","","","","","","","","","","","","","","","","","","","","","","","","","","","","","","","","","","","","","","","","","","","","","","","","","","","","",{"$f":"IFERROR($D177*BZ177,\"\")","v":""},"","","","","","","","","","","","","","","","","","","",""]
["","","","","","","","","","","","","","","","","","","","","","","","","","","","","","","","","","","","","","","","","","","","","","","","","","","","","","","","","","","","","","","","","","","","","","","","","","","","","","","","","","","","","","","","","","","","","","","","","","",null,"","","","","","","","","","","","","","","","","","","","","","","","","","","","","","","","","","","","","","","","","","","","","","","","","","","",{"$f":"IFERROR($D178*BG178,\"\")","v":""},"","","","","","","","","","","","","","","","","","","","","","","","","","","","","","","","","","","","","","",""]
["","","","","","","","","","","","","","","","","","","","","","","","","","","","","","","","","","","","","","","","","","","","","","","","","","","","","","","","","","","","","","","","","","","","","","","","","","","","","","","","","","","","","","","","","","","","","","","","","","",null,"","","","","","","","","","","","",{"$f":"IFERROR($D179*T179,\"\")","v":""},"","","","","","","","","","","","","","","","","","","","","","","","","","","","","","","","","","","","","","","","","","","","","","","","","","","","","","","","","","","","","","","","","","","","","","","","","","","","","",""]
["","","","","","","","","","","","","","","","","","","","","","","","","","","","","","","","","","","","","","","","","","","","","","","","","","","","","","","","","","","","","","","","","","","","","","","","","","","","","","","","","","","","","","","","","","","","","","","","","","",null,"","","","","","","","","","","","","","","","","","","","","","","","","","","","","","","","","","","","","","","","","","","","","","","","","","","","","","","","","","","","","","","","","","","","","","","","","","","","","","","","","","","","","","","","","","",""]
["","","","","","","","","","","","","","","","","","","","","","","","","","","","","","","","","","","","","","","","","","","","","","","","","","","","","","","","","","","","","","","","","","","","","","","","","","","","","","","","","","","","","","","","","","","","","","","","","","",null,"","","","","","","","","","","","","","","","","","","","","","","","","","","","","","","","","","","","","","","","","","","","","","","","","","","","","","","","","","","","","","","","","","","","","","","","","","","","","","","","","","","","","","","","","","",""]
["","","","","","","","","","","","","","","","","","","","","","","","","","","","","","","","","","","","","","","","","","","","","","","","","","","","","","","","","","","","","","","","","","","","","","","","","","","","","","","","","","","","","","","","","","","","","","","","","","",null,"","","","","","","","","","","","","","","","","","","","","","","","","","","","","","","","","","","","","","","","","","","","","","","","","","","","","","","","","","","","","","","","","","","","","","","","","","","","","","","","","","","","","","","","","","",""]
["","","","","","","","","","","","","","","","","","","","","","","","","","","","","","","","","","","","","","","","","","","","","","","","","","","","","","","","","","","","","","","","","","","","","","","","","","","","","","","","","","","","","","","","","","","","","","","","","","",null,"","","","","","","","","","","","","","","","","","","","","","","","","","","","","","","","","","","","","","","","","","","","","","","","","","","","","","","","","","","","","","","","","","","","","","","","","","","","","","","","","","","","","","","","","","",""]
["","","","","","","","","","","","","","","","","","","","","","","","","","","","","","","","","","","","","","","","","","","","","","","","","","","","","","","","","","","","","","","","","","","","","","","","","","","","","","","","","","","","","","","","","","","","","","","","","","",null,"","","","","","","","","","","","","","","","","","","","","","","","","","","","","","","","","","","","","","","","","","","","","","","","","","","","","","","","","","","","","","","","","","","","","","","","","","","","","","","","","","","","","","","","","","",""]
["","","","","","","","","","","","","","","","","","","","","","","","","","","","","","","","","","","","","","","","","","","","","","","","","","","","","","","","","","","","","","","","","","","","","","","","","","","","","","","","","","","","","","","","","","","","","","","","","","",null,"","","","","","","","","","","","","","","","","","","","","","","","","","","","","","","","","","","","","","","","","","","","","","","","","","","","","","","","","","","","","","","","","","","","","","","","","","","","","","","","","","","","","","","","","","",""]
["","","","","","","","","","","","","","","","","","","","","","","","","","","","","","","","","","","","","","","","","","","","","","","","","","","","","","","","","","","","","","","","","","","","","","","","","","","","","","","","","","","","","","","","","","","","","","","","","","",null,"","","","","","","","","","","","","","","","","","","","","","","","","","","","","","","","","","","","","","","","","","","","","","","","","","","","","","","","","","","","","","","","","","","","","","","","","","","","","","","","","","","","","","","","","","",""]
["","","","","","","","","","","","","","","","","","","","","","","","","","","","","","","","","","","","","","","","","","","","","","","","","","","","","","","","","","","","","","","","","","","","","","","","","","","","","","","","","","","","","","","","","","","","","","","","","","",null,"","","","","","","","","","","","","","","","","","","","","","","","","","","","","","","","","","","","","","","","","","","","","","","","","","","","","","","","","","","","","","","","","","","","","","","","","","","","","","","","","","","","","","","","","","",""]
["","","","","","","","","","","","","","","","","","","","","","","","","","","","","","","","","","","","","","","","","","","","","","","","","","","","","","","","","","","","","","","","","","","","","","","","","","","","","","","","","","","","","","","","","","","","","","","","","","",null,"","","","","","","","","","","","","","","","","","","","","","","","","","","","","","","","","","","","","","","","","","","","","","","","","","","","","","","","","","","","","","","","","","","","","","","","","","","","","","","","","","","","","","","","","","",""]
["","","","","","","","","","","","","","","","","","","","","","","","","","","","","","","","","","","","","","","","","","","","","","","","","","","","","","","","","","","","","","","","","","","","","","","","","","","","","","","","","","","","","","","","","","","","","","","","","","",null,"","","","","","","","","","","","","","","","","","","","","","","","","","","","","","","","","","","","","","","","","","","","","","","","","","","","","","","","","","","","","","","","","","","","","","","","","","","","","","","","","","","","","","","","","","",""]
["","","","","","","","","","","","","","","","","","","","","","","","","","","","","","","","","","","","","","","","","","","","","","","","","","","","","","","","","","","","","","","","","","","","","","","","","","","","","","","","","","","","","","","","","","","","","","","","","","",null,"","","","","","","","","","","","","","","","","","","","","","","","",{"$f":"IFERROR($D190*AF190,\"\")","v":""},"","","","","","","","","","","","","","","","","","","","","","","","","","","","","","","","","","",{"$f":"IFERROR($D190*BO190,\"\")","v":""},"","","","","","","","","","","","","","","","","","","","","","","","","","","","","","",""]

{"sheet":"Combined scenario - output","index":7,"n_rows":175,"n_cols":43,"rows_kept":175,"cut":false,"hidden":false,"merged":[]}
[null,null,null,"Replacement expenditure forecast ($,000)",null,null,null,null,null,null,null,null,null,null,null,null,null,null,null,null,null,null,null,"Replacement quantity forecast (#)"]
[null,null,null,1,2,3,4,5,6,7,8,9,10,11,12,13,14,15,16,17,18,19,20,1,2,3,4,5,6,7,8,9,10,11,12,13,14,15,16,17,18,19,20]
[]
[]
["ID","Asset group",null,2019,2020,2021,2022,2023,2024,2025,2026,2027,2028,2029,2030,2031,2032,2033,2034,2035,2036,2037,2038,2019,2020,2021,2022,2023,2024,2025,2026,2027,2028,2029,2030,2031,2032,2033,2034,2035,2036,2037,2038]
[{"$f":"IFERROR(IF('Historical scenario - output'!A6=\"\",\"\",'Historical scenario - output'!A6),\"\")","v":1},{"$f":"IFERROR(IF('Historical scenario - output'!B6=\"\",\"\",'Historical scenario - output'!B6),\"\")","v":"OVERHEAD CONDUCTORS"},null,{"$f":"IFERROR(IF($A6=\"\",\"\",SUMIFS(D$21:D$175,$A$21:$A$175,$A6)),\"\")","v":11554.976295101},{"$f":"IFERROR(IF($A6=\"\",\"\",SUMIFS(E$21:E$175,$A$21:$A$175,$A6)),\"\")","v":13273.920405285147},15121.329699390652,17088.065601142469,19163.171226714578,21334.379313247911,23588.674961563007,25912.867765747847,28294.126229714348,30720.430522314637,33180.907434324559,35666.023136371929,38167.623757056666,40678.829302073173,43193.801246593277,45707.416538740647,48214.889314608561,{"$f":"IFERROR(IF($A6=\"\",\"\",SUMIFS(U$21:U$175,$A$21:$A$175,$A6)),\"\")","v":50711.3853765807},53191.673056358777,55649.847748746448,{"$f":"IFERROR(IF($A6=\"\",\"\",SUMIFS(X$21:X$175,$A$21:$A$175,$A6)),\"\")","v":335.74209399518907},{"$f":"IFERROR(IF($A6=\"\",\"\",SUMIFS(Y$21:Y$175,$A$21:$A$175,$A6)),\"\")","v":389.83917034208076},448.79769357663173,512.43878551999853,580.50895251963902,652.69259598508893,728.62758409716105,807.92255848141838,890.17444354544807,974.98458363352893,1061.9720696628956,1150.7831246968838,1241.0958650669443,1332.6202869261474,1425.0938792625298,1518.2737593779718,1611.92659655852,{"$f":"IFERROR(IF($A6=\"\",\"\",SUMIFS(AO$21:AO$175,$A$21:$A$175,$A6)),\"\")","v":1705.8177807035677},1799.7012762167296,1893.3113788400785]
[{"$f":"IFERROR(IF('Historical scenario - output'!A7=\"\",\"\",'Historical scenario - output'!A7),\"\")","v":2},{"$f":"IFERROR(IF('Historical scenario - output'!B7=\"\",\"\",'Historical scenario - output'!B7),\"\")","v":"POLES"},null,{"$f":"IFERROR(IF($A7=\"\",\"\",SUMIFS(D$21:D$175,$A$21:$A$175,$A7)),\"\")","v":33204.618613348823},36501.5677642316,39904.582322162394,43415.116404938213,47040.387540455289,50791.921269255916,54683.049224496761,58725.615530919218,62926.297528620766,67283.04180195248,71782.137345112526,76396.388011957184,81084.712444944947,85793.310556746437,90458.321653047897,95009.697357529658,99375.858333726414,103488.62251451955,107287.89135166878,110725.64721171086,5595.7799298129685,6111.5891917247354,6636.2560581849802,7169.0924017121633,7710.3621972633537,8261.1162548374377,8822.8893708407159,9397.2949623161549,9985.5703461153335,10588.135867805437,11204.231229125549,11831.682418979339,12466.834103697311,13104.658200586115,13739.023856707121,14363.091885129821,14969.782008534286,15552.256416534814,16104.367987918733,16621.033345422766]
[{"$f":"IFERROR(IF('Historical scenario - output'!A8=\"\",\"\",'Historical scenario - output'!A8),\"\")","v":3},{"$f":"IFERROR(IF('Historical scenario - output'!B8=\"\",\"\",'Historical scenario - output'!B8),\"\")","v":"SERVICE LINES"},null,4900.2064652846102,4825.0187718927664,4761.8336633006365,4714.0806351044585,4683.9942097817011,4672.6183144272227,4679.8760624905244,4704.6946822167047,4745.1726802941203,4798.774737611624,4862.5393748438073,4933.2850793723028,5007.8022397308787,5083.0206919451521,5156.1456788346159,5224.7582524965801,5286.8792974647031,5340.9991301865639,5386.0768126076546,5421.5147632186945,7011.5316830904076,6931.9923245528908,6865.5590507506449,6817.683640008052,6792.144977060465,6790.9954687554427,6814.6170654031348,6861.8732148830914,6930.3371935504156,7016.5734587108509,7116.4471275030155,7225.4373546345041,7338.9329966057094,7452.4930839276612,7562.0597315777304,7664.1166060415389,7755.7913542690358,7834.9049838802412,7899.974695174491,7950.1789019422085]
[{"$f":"IFERROR(IF('Historical scenario - output'!A9=\"\",\"\",'Historical scenario - output'!A9),\"\")","v":4},{"$f":"IFERROR(IF('Historical scenario - output'!B9=\"\",\"\",'Historical scenario - output'!B9),\"\")","v":"SWITCHGEAR"},null,9390.34310761095,9082.5103054188276,8858.7129054796005,8707.9427305824029,8620.3845223596345,8587.6146136973166,8602.5660362305662,8659.3361191784279,8752.9132917798852,8878.8916291515252,9033.227805713519,9212.0785075329986,9411.7394694675349,9628.6919142607476,9859.7493014440061,10102.287293161855,10354.532557989476,10615.881034786653,10887.213105140016,11171.171480473957,1835.5258138951931,1703.6069703017019,1598.0456534347099,1514.9385842433815,1450.7586402863174,1402.417626976516,1367.2669263115401,1343.0589428676208,1327.8904398464497,1320.144708711377,1318.4442701521402,1321.6204855083197,1328.7018127440581,1338.9189188081859,1351.7226303633295,1366.8096988752598,1384.1513242320652,1404.0199607665897,1427.0107207867895,1454.0543339444184]
[{"$f":"IFERROR(IF('Historical scenario - output'!A10=\"\",\"\",'Historical scenario - output'!A10),\"\")","v":5},{"$f":"IFERROR(IF('Historical scenario - output'!B10=\"\",\"\",'Historical scenario - output'!B10),\"\")","v":"TRANSFORMERS"},null,12442.740901626048,12569.929480480205,12899.881168217125,13356.154208327833,13897.167280431744,14498.876341266603,15147.621722579735,15836.294349377853,16561.70215166096,17322.484648904086,18117.392017193262,18943.933362737665,19797.47837380843,20670.920846256846,21554.97010738292,22439.048007628324,23312.654348218774,24166.959844889301,24996.326898623771,25799.466310992302,704.32516480793674,739.16281950082839,778.6352316782195,820.77152518324135,864.46065167186475,909.08115386314785,954.33913072165694,1000.16752472426,1046.6431099568433,1093.910210999511,1142.1108850788758,1191.325452994392,1241.5285561780795,1292.5655920364266,1344.1523315473171,1395.8973824505913,1447.3435320785613,1498.0208533220605,1547.5026259989215,1595.4551268727212]
[{"$f":"IFERROR(IF('Historical scenario - output'!A11=\"\",\"\",'Historical scenario - output'!A11),\"\")","v":6},{"$f":"IFERROR(IF('Historical scenario - output'!B11=\"\",\"\",'Historical scenario - output'!B11),\"\")","v":"UNDERGROUND CABLES"},null,272.29129454620488,299.06200665219029,329.21998781323509,363.29747354254658,401.93584295922426,445.90035780785013,496.0891705915821,553.53392781833861,619.38964392485616,694.91233319887738,781.42422661994692,880.26829374146598,992.75620491916527,1120.1167015798319,1263.4544033052211,1423.7320955552125,1601.7921566499203,1798.4345778194513,2014.5695395495452,2251.4612365188036,1.0506913991665146,1.1469737207122925,1.2593919527781556,1.390483706145474,1.5432643079999697,1.7212966836832915,1.928735608483616,2.1703357597288502,2.4514150440134146,2.7777686006010955,3.1555349517706275,3.5910241083448069,4.090527964407495,4.6601456823706533,5.3056703104879173,6.0325965637348249,6.846322129578299,7.7526242345730454,8.7584973290888328,9.8734340208285509]
[{"$f":"IFERROR(IF('Historical scenario - output'!A12=\"\",\"\",'Historical scenario - output'!A12),\"\")","v":""},{"$f":"IFERROR(IF('Historical scenario - output'!B12=\"\",\"\",'Historical scenario - output'!B12),\"\")","v":""},null,"","","","","","","","","","","","","","","","","","","","","","","","","","","","","","","","","","","","","","","",""]
[{"$f":"IFERROR(IF('Historical scenario - output'!A13=\"\",\"\",'Historical scenario - output'!A13),\"\")","v":""},{"$f":"IFERROR(IF('Historical scenario - output'!B13=\"\",\"\",'Historical scenario - output'!B13),\"\")","v":""},null,"","","","","","","","","","","","","","","","","","","","","","","","","","","","","","","","","","","","","","","",""]
[{"$f":"IFERROR(IF('Historical scenario - output'!A14=\"\",\"\",'Historical scenario - output'!A14),\"\")","v":""},{"$f":"IFERROR(IF('Historical scenario - output'!B14=\"\",\"\",'Historical scenario - output'!B14),\"\")","v":""},null,"","","","","","","","","","","","","","","","","","","","","","","","","","","","","","","","","","","","","","","",""]
[{"$f":"IFERROR(IF('Historical scenario - output'!A15=\"\",\"\",'Historical scenario - output'!A15),\"\")","v":""},{"$f":"IFERROR(IF('Historical scenario - output'!B15=\"\",\"\",'Historical scenario - output'!B15),\"\")","v":""},null,"","","","","","","","","","","","","","","","","","","","","","","","","","","","","","","","","","","","","","","",""]
[{"$f":"IFERROR(IF('Historical scenario - output'!A16=\"\",\"\",'Historical scenario - output'!A16),\"\")","v":""},{"$f":"IFERROR(IF('Historical scenario - output'!B16=\"\",\"\",'Historical scenario - output'!B16),\"\")","v":""},null,"","","","","","","","","","","","","","","","","","","","","","","","","","","","","","","","","","","","","","","",""]
[{"$f":"IFERROR(IF('Historical scenario - output'!A17=\"\",\"\",'Historical scenario - output'!A17),\"\")","v":""},{"$f":"IFERROR(IF('Historical scenario - output'!B17=\"\",\"\",'Historical scenario - output'!B17),\"\")","v":""},null,"","","","","","","","","","","","","","","","","","","","","","","","","","","","","","","","","","","","","","","",""]
[null,null,"Total",{"$f":"IFERROR(SUM(D$6:D$17),\"\")","v":71765.176677517622},{"$f":"IFERROR(SUM(E$6:E$17),\"\")","v":76552.008733960756},81875.559746363637,87644.657053637929,93807.040622702159,100331.31020970282,107197.87717795218,114392.34237525841,121899.60152599493,129698.53567313321,137757.6282038076,146031.97639171357,154462.11248992762,162974.89001286216,171486.44239060793,179906.93954511225,188146.60600865787,196122.2824787822,203763.75076394857,211019.10875166109]
[]
["ID","Asset group","Asset category"]
[{"$f":"IFERROR('Combined scenario - input'!A6,\"\")","v":1},{"$f":"IFERROR('Combined scenario - input'!B6,\"\")","v":"OVERHEAD CONDUCTORS"},{"$f":"IFERROR('Combined scenario - input'!C6,\"\")","v":"˂ = 1 kv"},{"$f":"IFERROR(repcalc('Combined scenario - input'!$CV6:$GH6,'Combined scenario - input'!$G6,'Combined scenario - input'!$E6,'Combined scenario - input'!$F6,20,TRUE,TRUE),\"\")","v":6033.2715432490868},6748.8494671326889,7480.4829796594313,8219.1388222630394,8955.8575384377309,9682.1758517085273,10390.512139021937,11074.484539410796,11729.137149695709,12351.058189204616,12938.384013557721,13490.693284984111,14008.805291536604,14494.50430132142,14950.217149642021,15378.673546710319,15782.577811236117,16164.317203290788,16525.726375442169,16867.920510678363,{"$f":"IFERROR(IF(OR(D21=\"\",'Combined scenario - input'!$D6=\"\"),\"\",D21/'Combined scenario - input'!$D6),\"\")","v":100.91856645565703},{"$f":"IFERROR(IF(OR(E21=\"\",'Combined scenario - input'!$D6=\"\"),\"\",E21/'Combined scenario - input'!$D6),\"\")","v":112.88804234414961},{"$f":"IFERROR(IF(OR(F21=\"\",'Combined scenario - input'!$D6=\"\"),\"\",F21/'Combined scenario - input'!$D6),\"\")","v":125.12608015263078},{"$f":"IFERROR(IF(OR(G21=\"\",'Combined scenario - input'!$D6=\"\"),\"\",G21/'Combined scenario - input'!$D6),\"\")","v":137.48158051512689},{"$f":"IFERROR(IF(OR(H21=\"\",'Combined scenario - input'!$D6=\"\"),\"\",H21/'Combined scenario - input'!$D6),\"\")","v":149.80467855313813},{"$f":"IFERROR(IF(OR(I21=\"\",'Combined scenario - input'!$D6=\"\"),\"\",I21/'Combined scenario - input'!$D6),\"\")","v":161.95380899428284},{"$f":"IFERROR(IF(OR(J21=\"\",'Combined scenario - input'!$D6=\"\"),\"\",J21/'Combined scenario - input'!$D6),\"\")","v":173.80215398783429},{"$f":"IFERROR(IF(OR(K21=\"\",'Combined scenario - input'!$D6=\"\"),\"\",K21/'Combined scenario - input'!$D6),\"\")","v":185.24296411011599},{"$f":"IFERROR(IF(OR(L21=\"\",'Combined scenario - input'!$D6=\"\"),\"\",L21/'Combined scenario - input'!$D6),\"\")","v":196.19334194125014},{"$f":"IFERROR(IF(OR(M21=\"\",'Combined scenario - input'!$D6=\"\"),\"\",M21/'Combined scenario - input'!$D6),\"\")","v":206.59621860707497},{"$f":"IFERROR(IF(OR(N21=\"\",'Combined scenario - input'!$D6=\"\"),\"\",N21/'Combined scenario - input'!$D6),\"\")","v":216.42042091774749},{"$f":"IFERROR(IF(OR(O21=\"\",'Combined scenario - input'!$D6=\"\"),\"\",O21/'Combined scenario - input'!$D6),\"\")","v":225.65890115404446},{"$f":"IFERROR(IF(OR(P21=\"\",'Combined scenario - input'!$D6=\"\"),\"\",P21/'Combined scenario - input'!$D6),\"\")","v":234.32536355175441},{"$f":"IFERROR(IF(OR(Q21=\"\",'Combined scenario - input'!$D6=\"\"),\"\",Q21/'Combined scenario - input'!$D6),\"\")","v":242.4496535733534},{"$f":"IFERROR(IF(OR(R21=\"\",'Combined scenario - input'!$D6=\"\"),\"\",R21/'Combined scenario - input'!$D6),\"\")","v":250.07236490637797},{"$f":"IFERROR(IF(OR(S21=\"\",'Combined scenario - input'!$D6=\"\"),\"\",S21/'Combined scenario - input'!$D6),\"\")","v":257.23915742863244},{"$f":"IFERROR(IF(OR(T21=\"\",'Combined scenario - input'!$D6=\"\"),\"\",T21/'Combined scenario - input'!$D6),\"\")","v":263.99526629412514},{"$f":"IFERROR(IF(OR(U21=\"\",'Combined scenario - input'!$D6=\"\"),\"\",U21/'Combined scenario - input'!$D6),\"\")","v":270.38062321526661},{"$f":"IFERROR(IF(OR(V21=\"\",'Combined scenario - input'!$D6=\"\"),\"\",V21/'Combined scenario - input'!$D6),\"\")","v":276.42591643570097},{"$f":"IFERROR(IF(OR(W21=\"\",'Combined scenario - input'!$D6=\"\"),\"\",W21/'Combined scenario - input'!$D6),\"\")","v":282.1497996274349}]
[{"$f":"IFERROR('Combined scenario - input'!A7,\"\")","v":1},{"$f":"IFERROR('Combined scenario - input'!B7,\"\")","v":"OVERHEAD CONDUCTORS"},{"$f":"IFERROR('Combined scenario - input'!C7,\"\")","v":"˃ 11 kv & < = 22 kv ; multiple-phase"},{"$f":"IFERROR(repcalc('Combined scenario - input'!$CV7:$GH7,'Combined scenario - input'!$G7,'Combined scenario - input'!$E7,'Combined scenario - input'!$F7,20,TRUE,TRUE),\"\")","v":511.8943482285128},598.54875805035624,693.65953669753799,797.00362425730555,908.20986190038559,1026.7694163088302,1152.0501452975241,1283.3130215385318,1419.7286236787504,1560.391907403467,1704.3339755829841,1850.530317758476,1997.9058790908298,2145.338207628934,2291.6606625603431,2435.6681019023285,2576.127498589854,2711.7955088336289,2841.4441559654997,2963.8945895702732,{"$f":"IFERROR(IF(OR(D22=\"\",'Combined scenario - input'!$D7=\"\"),\"\",D22/'Combined scenario - input'!$D7),\"\")","v":32.030987229398214},{"$f":"IFERROR(IF(OR(E22=\"\",'Combined scenario - input'!$D7=\"\"),\"\",E22/'Combined scenario - input'!$D7),\"\")","v":37.453251225826342},{"$f":"IFERROR(IF(OR(F22=\"\",'Combined scenario - input'!$D7=\"\"),\"\",F22/'Combined scenario - input'!$D7),\"\")","v":43.404659259083289},{"$f":"IFERROR(IF(OR(G22=\"\",'Combined scenario - input'!$D7=\"\"),\"\",G22/'Combined scenario - input'!$D7),\"\")","v":49.871253704433613},{"$f":"IFERROR(IF(OR(H22=\"\",'Combined scenario - input'!$D7=\"\"),\"\",H22/'Combined scenario - input'!$D7),\"\")","v":56.82980987935899},{"$f":"IFERROR(IF(OR(I22=\"\",'Combined scenario - input'!$D7=\"\"),\"\",I22/'Combined scenario - input'!$D7),\"\")","v":64.248488335806357},{"$f":"IFERROR(IF(OR(J22=\"\",'Combined scenario - input'!$D7=\"\"),\"\",J22/'Combined scenario - input'!$D7),\"\")","v":72.087733766457575},{"$f":"IFERROR(IF(OR(K22=\"\",'Combined scenario - input'!$D7=\"\"),\"\",K22/'Combined scenario - input'!$D7),\"\")","v":80.301302693561439},{"$f":"IFERROR(IF(OR(L22=\"\",'Combined scenario - input'!$D7=\"\"),\"\",L22/'Combined scenario - input'!$D7),\"\")","v":88.83729537479617},{"$f":"IFERROR(IF(OR(M22=\"\",'Combined scenario - input'!$D7=\"\"),\"\",M22/'Combined scenario - input'!$D7),\"\")","v":97.639080079440532},{"$f":"IFERROR(IF(OR(N22=\"\",'Combined scenario - input'!$D7=\"\"),\"\",N22/'Combined scenario - input'!$D7),\"\")","v":106.64602958686716},{"$f":"IFERROR(IF(OR(O22=\"\",'Combined scenario - input'!$D7=\"\"),\"\",O22/'Combined scenario - input'!$D7),\"\")","v":115.7940367594673},{"$f":"IFERROR(IF(OR(P22=\"\",'Combined scenario - input'!$D7=\"\"),\"\",P22/'Combined scenario - input'!$D7),\"\")","v":125.01583172418671},{"$f":"IFERROR(IF(OR(Q22=\"\",'Combined scenario - input'!$D7=\"\"),\"\",Q22/'Combined scenario - input'!$D7),\"\")","v":134.24117880791022},{"$f":"IFERROR(IF(OR(R22=\"\",'Combined scenario - input'!$D7=\"\"),\"\",R22/'Combined scenario - input'!$D7),\"\")","v":143.39707728872315},{"$f":"IFERROR(IF(OR(S22=\"\",'Combined scenario - input'!$D7=\"\"),\"\",S22/'Combined scenario - input'!$D7),\"\")","v":152.40811729427196},{"$f":"IFERROR(IF(OR(T22=\"\",'Combined scenario - input'!$D7=\"\"),\"\",T22/'Combined scenario - input'!$D7),\"\")","v":161.19714408684499},{"$f":"IFERROR(IF(OR(U22=\"\",'Combined scenario - input'!$D7=\"\"),\"\",U22/'Combined scenario - input'!$D7),\"\")","v":169.68635737586598},{"$f":"IFERROR(IF(OR(V22=\"\",'Combined scenario - input'!$D7=\"\"),\"\",V22/'Combined scenario - input'!$D7),\"\")","v":177.79891844429935},{"$f":"IFERROR(IF(OR(W22=\"\",'Combined scenario - input'!$D7=\"\"),\"\",W22/'Combined scenario - input'!$D7),\"\")","v":185.46106257345835}]
[{"$f":"IFERROR('Combined scenario - input'!A8,\"\")","v":1},{"$f":"IFERROR('Combined scenario - input'!B8,\"\")","v":"OVERHEAD CONDUCTORS"},{"$f":"IFERROR('Combined scenario - input'!C8,\"\")","v":"˃ 11 kv & < = 22 kv ; single-phase"},{"$f":"IFERROR(repcalc('Combined scenario - input'!$CV8:$GH8,'Combined scenario - input'!$G8,'Combined scenario - input'!$E8,'Combined scenario - input'!$F8,20,TRUE,TRUE),\"\")","v":83.714950592821509},98.123335445761768,114.05202334899272,131.51489148338055,150.51399799292523,171.04264235297529,193.08867670061716,216.63755590818172,241.67458508474297,268.18586418400378,296.15754412947916,325.57319074162626,356.40928461969935,388.62914061782305,422.1757769725599,456.96446670832734,492.87583077595434,529.75035948483765,567.38516435713632,605.53356967843035,{"$f":"IFERROR(IF(OR(D23=\"\",'Combined scenario - input'!$D8=\"\"),\"\",D23/'Combined scenario - input'!$D8),\"\")","v":5.2383319382759481},{"$f":"IFERROR(IF(OR(E23=\"\",'Combined scenario - input'!$D8=\"\"),\"\",E23/'Combined scenario - input'!$D8),\"\")","v":6.1399140573556474},{"$f":"IFERROR(IF(OR(F23=\"\",'Combined scenario - input'!$D8=\"\"),\"\",F23/'Combined scenario - input'!$D8),\"\")","v":7.1366267590588883},{"$f":"IFERROR(IF(OR(G23=\"\",'Combined scenario - input'!$D8=\"\"),\"\",G23/'Combined scenario - input'!$D8),\"\")","v":8.229338386247127},{"$f":"IFERROR(IF(OR(H23=\"\",'Combined scenario - input'!$D8=\"\"),\"\",H23/'Combined scenario - input'!$D8),\"\")","v":9.4181777240581734},{"$f":"IFERROR(IF(OR(I23=\"\",'Combined scenario - input'!$D8=\"\"),\"\",I23/'Combined scenario - input'!$D8),\"\")","v":10.702725497654779},{"$f":"IFERROR(IF(OR(J23=\"\",'Combined scenario - input'!$D8=\"\"),\"\",J23/'Combined scenario - input'!$D8),\"\")","v":12.082221573538309},{"$f":"IFERROR(IF(OR(K23=\"\",'Combined scenario - input'!$D8=\"\"),\"\",K23/'Combined scenario - input'!$D8),\"\")","v":13.555755813122101},{"$f":"IFERROR(IF(OR(L23=\"\",'Combined scenario - input'!$D8=\"\"),\"\",L23/'Combined scenario - input'!$D8),\"\")","v":15.122408706618208},{"$f":"IFERROR(IF(OR(M23=\"\",'Combined scenario - input'!$D8=\"\"),\"\",M23/'Combined scenario - input'!$D8),\"\")","v":16.781310480396641},{"$f":"IFERROR(IF(OR(N23=\"\",'Combined scenario - input'!$D8=\"\"),\"\",N23/'Combined scenario - input'!$D8),\"\")","v":18.531594550183584},{"$f":"IFERROR(IF(OR(O23=\"\",'Combined scenario - input'!$D8=\"\"),\"\",O23/'Combined scenario - input'!$D8),\"\")","v":20.372232572929569},{"$f":"IFERROR(IF(OR(P23=\"\",'Combined scenario - input'!$D8=\"\"),\"\",P23/'Combined scenario - input'!$D8),\"\")","v":22.301752858963599},{"$f":"IFERROR(IF(OR(Q23=\"\",'Combined scenario - input'!$D8=\"\"),\"\",Q23/'Combined scenario - input'!$D8),\"\")","v":24.31785989273035},{"$f":"IFERROR(IF(OR(R23=\"\",'Combined scenario - input'!$D8=\"\"),\"\",R23/'Combined scenario - input'!$D8),\"\")","v":26.416988129614428},{"$f":"IFERROR(IF(OR(S23=\"\",'Combined scenario - input'!$D8=\"\"),\"\",S23/'Combined scenario - input'!$D8),\"\")","v":28.593835911798624},{"$f":"IFERROR(IF(OR(T23=\"\",'Combined scenario - input'!$D8=\"\"),\"\",T23/'Combined scenario - input'!$D8),\"\")","v":30.840933282225031},{"$f":"IFERROR(IF(OR(U23=\"\",'Combined scenario - input'!$D8=\"\"),\"\",U23/'Combined scenario - input'!$D8),\"\")","v":33.148299171791479},{"$f":"IFERROR(IF(OR(V23=\"\",'Combined scenario - input'!$D8=\"\"),\"\",V23/'Combined scenario - input'!$D8),\"\")","v":35.503238151714264},{"$f":"IFERROR(IF(OR(W23=\"\",'Combined scenario - input'!$D8=\"\"),\"\",W23/'Combined scenario - input'!$D8),\"\")","v":37.89031487545023}]
[{"$f":"IFERROR('Combined scenario - input'!A9,\"\")","v":1},{"$f":"IFERROR('Combined scenario - input'!B9,\"\")","v":"OVERHEAD CONDUCTORS"},{"$f":"IFERROR('Combined scenario - input'!C9,\"\")","v":"˃ 11 kv & < = 22 kv ; swer"},{"$f":"IFERROR(repcalc('Combined scenario - input'!$CV9:$GH9,'Combined scenario - input'!$G9,'Combined scenario - input'!$E9,'Combined scenario - input'!$F9,20,TRUE,TRUE),\"\")","v":1093.3214631048891},1294.2760792233496,1519.3579654259963,1769.4925270079038,2045.538537466819,2348.3507533249899,2678.8507578099229,3038.0972511192663,3427.345570360847,3848.085909465085,4302.0507248588392,4791.1841946801278,5317.5701880134948,5883.3196371059803,6490.4229632367696,7140.5776546112775,7835.0045837187399,8574.2686157892549,9358.1191121631491,10185.363941802154,{"$f":"IFERROR(IF(OR(D24=\"\",'Combined scenario - input'!$D9=\"\"),\"\",D24/'Combined scenario - input'!$D9),\"\")","v":71.374284716646741},{"$f":"IFERROR(IF(OR(E24=\"\",'Combined scenario - input'!$D9=\"\"),\"\",E24/'Combined scenario - input'!$D9),\"\")","v":84.493017376692791},{"$f":"IFERROR(IF(OR(F24=\"\",'Combined scenario - input'!$D9=\"\"),\"\",F24/'Combined scenario - input'!$D9),\"\")","v":99.186828092495389},{"$f":"IFERROR(IF(OR(G24=\"\",'Combined scenario - input'!$D9=\"\"),\"\",G24/'Combined scenario - input'!$D9),\"\")","v":115.51612923428401},{"$f":"IFERROR(IF(OR(H24=\"\",'Combined scenario - input'!$D9=\"\"),\"\",H24/'Combined scenario - input'!$D9),\"\")","v":133.53698331084837},{"$f":"IFERROR(IF(OR(I24=\"\",'Combined scenario - input'!$D9=\"\"),\"\",I24/'Combined scenario - input'!$D9),\"\")","v":153.30519059451561},{"$f":"IFERROR(IF(OR(J24=\"\",'Combined scenario - input'!$D9=\"\"),\"\",J24/'Combined scenario - input'!$D9),\"\")","v":174.88091394304516},{"$f":"IFERROR(IF(OR(K24=\"\",'Combined scenario - input'!$D9=\"\"),\"\",K24/'Combined scenario - input'!$D9),\"\")","v":198.33326749339167},{"$f":"IFERROR(IF(OR(L24=\"\",'Combined scenario - input'!$D9=\"\"),\"\",L24/'Combined scenario - input'!$D9),\"\")","v":223.74420224640261},{"$f":"IFERROR(IF(OR(M24=\"\",'Combined scenario - input'!$D9=\"\"),\"\",M24/'Combined scenario - input'!$D9),\"\")","v":251.21100114169093},{"$f":"IFERROR(IF(OR(N24=\"\",'Combined scenario - input'!$D9=\"\"),\"\",N24/'Combined scenario - input'!$D9),\"\")","v":280.84676251532943},{"$f":"IFERROR(IF(OR(O24=\"\",'Combined scenario - input'!$D9=\"\"),\"\",O24/'Combined scenario - input'!$D9),\"\")","v":312.77840633426786},{"$f":"IFERROR(IF(OR(P24=\"\",'Combined scenario - input'!$D9=\"\"),\"\",P24/'Combined scenario - input'!$D9),\"\")","v":347.14197187914942},{"$f":"IFERROR(IF(OR(Q24=\"\",'Combined scenario - input'!$D9=\"\"),\"\",Q24/'Combined scenario - input'!$D9),\"\")","v":384.07526516979726},{"$f":"IFERROR(IF(OR(R24=\"\",'Combined scenario - input'!$D9=\"\"),\"\",R24/'Combined scenario - input'!$D9),\"\")","v":423.70822502098895},{"$f":"IFERROR(IF(OR(S24=\"\",'Combined scenario - input'!$D9=\"\"),\"\",S24/'Combined scenario - input'!$D9),\"\")","v":466.15166697103126},{"$f":"IFERROR(IF(OR(T24=\"\",'Combined scenario - input'!$D9=\"\"),\"\",T24/'Combined scenario - input'!$D9),\"\")","v":511.48529209924089},{"$f":"IFERROR(IF(OR(U24=\"\",'Combined scenario - input'!$D9=\"\"),\"\",U24/'Combined scenario - input'!$D9),\"\")","v":559.74597597526497},{"$f":"IFERROR(IF(OR(V24=\"\",'Combined scenario - input'!$D9=\"\"),\"\",V24/'Combined scenario - input'!$D9),\"\")","v":610.91735638939656},{"$f":"IFERROR(IF(OR(W24=\"\",'Combined scenario - input'!$D9=\"\"),\"\",W24/'Combined scenario - input'!$D9),\"\")","v":664.9216085636391}]
[{"$f":"IFERROR('Combined scenario - input'!A10,\"\")","v":1},{"$f":"IFERROR('Combined scenario - input'!B10,\"\")","v":"OVERHEAD CONDUCTORS"},{"$f":"IFERROR('Combined scenario - input'!C10,\"\")","v":"> 1 kv & < = 11 kv"},{"$f":"IFERROR(repcalc('Combined scenario - input'!$CV10:$GH10,'Combined scenario - input'!$G10,'Combined scenario - input'!$E10,'Combined scenario - input'!$F10,20,TRUE,TRUE),\"\")","v":3467.1330429803015},4073.0373021235259,4737.6486593973505,5457.4958665794848,6227.3826987989814,7040.4554398102964,7888.3556033953091,8761.4519610087573,9649.139812465517,10540.190317914241,11423.12916501168,12286.622240432836,13119.846425559161,13912.825992001139,14656.718942457834,15344.042459268203,15968.831736973176,16526.731258690219,17015.021522254156,17432.587018824197,{"$f":"IFERROR(IF(OR(D25=\"\",'Combined scenario - input'!$D10=\"\"),\"\",D25/'Combined scenario - input'!$D10),\"\")","v":118.26640798657809},{"$f":"IFERROR(IF(OR(E25=\"\",'Combined scenario - input'!$D10=\"\"),\"\",E25/'Combined scenario - input'!$D10),\"\")","v":138.9342391382323},{"$f":"IFERROR(IF(OR(F25=\"\",'Combined scenario - input'!$D10=\"\"),\"\",F25/'Combined scenario - input'!$D10),\"\")","v":161.60461173642224},{"$f":"IFERROR(IF(OR(G25=\"\",'Combined scenario - input'!$D10=\"\"),\"\",G25/'Combined scenario - input'!$D10),\"\")","v":186.15911900142794},{"$f":"IFERROR(IF(OR(H25=\"\",'Combined scenario - input'!$D10=\"\"),\"\",H25/'Combined scenario - input'!$D10),\"\")","v":212.42051395629193},{"$f":"IFERROR(IF(OR(I25=\"\",'Combined scenario - input'!$D10=\"\"),\"\",I25/'Combined scenario - input'!$D10),\"\")","v":240.15501139817619},{"$f":"IFERROR(IF(OR(J25=\"\",'Combined scenario - input'!$D10=\"\"),\"\",J25/'Combined scenario - input'!$D10),\"\")","v":269.07749733550082},{"$f":"IFERROR(IF(OR(K25=\"\",'Combined scenario - input'!$D10=\"\"),\"\",K25/'Combined scenario - input'!$D10),\"\")","v":298.85944361822789},{"$f":"IFERROR(IF(OR(L25=\"\",'Combined scenario - input'!$D10=\"\"),\"\",L25/'Combined scenario - input'!$D10),\"\")","v":329.13911627678601},{"$f":"IFERROR(IF(OR(M25=\"\",'Combined scenario - input'!$D10=\"\"),\"\",M25/'Combined scenario - input'!$D10),\"\")","v":359.53349148756854},{"$f":"IFERROR(IF(OR(N25=\"\",'Combined scenario - input'!$D10=\"\"),\"\",N25/'Combined scenario - input'!$D10),\"\")","v":389.65117218327811},{"$f":"IFERROR(IF(OR(O25=\"\",'Combined scenario - input'!$D10=\"\"),\"\",O25/'Combined scenario - input'!$D10),\"\")","v":419.10554358621698},{"$f":"IFERROR(IF(OR(P25=\"\",'Combined scenario - input'!$D10=\"\"),\"\",P25/'Combined scenario - input'!$D10),\"\")","v":447.52742131656453},{"$f":"IFERROR(IF(OR(Q25=\"\",'Combined scenario - input'!$D10=\"\"),\"\",Q25/'Combined scenario - input'!$D10),\"\")","v":474.57652608620219},{"$f":"IFERROR(IF(OR(R25=\"\",'Combined scenario - input'!$D10=\"\"),\"\",R25/'Combined scenario - input'!$D10),\"\")","v":499.95125099189158},{"$f":"IFERROR(IF(OR(S25=\"\",'Combined scenario - input'!$D10=\"\"),\"\",S25/'Combined scenario - input'!$D10),\"\")","v":523.39635172791384},{"$f":"IFERROR(IF(OR(T25=\"\",'Combined scenario - input'!$D10=\"\"),\"\",T25/'Combined scenario - input'!$D10),\"\")","v":544.7083644792848},{"$f":"IFERROR(IF(OR(U25=\"\",'Combined scenario - input'!$D10=\"\"),\"\",U25/'Combined scenario - input'!$D10),\"\")","v":563.7387194247035},{"$f":"IFERROR(IF(OR(V25=\"\",'Combined scenario - input'!$D10=\"\"),\"\",V25/'Combined scenario - input'!$D10),\"\")","v":580.39465238448588},{"$f":"IFERROR(IF(OR(W25=\"\",'Combined scenario - input'!$D10=\"\"),\"\",W25/'Combined scenario - input'!$D10),\"\")","v":594.63811254776272}]
[{"$f":"IFERROR('Combined scenario - input'!A11,\"\")","v":1},{"$f":"IFERROR('Combined scenario - input'!B11,\"\")","v":"OVERHEAD CONDUCTORS"},{"$f":"IFERROR('Combined scenario - input'!C11,\"\")","v":"> 22 kv & < = 66 kv"},{"$f":"IFERROR(repcalc('Combined scenario - input'!$CV11:$GH11,'Combined scenario - input'!$G11,'Combined scenario - input'!$E11,'Combined scenario - input'!$F11,20,TRUE,TRUE),\"\")","v":176.17465265605287},220.94116672617304,274.31553120028309,337.22094242410594,410.51006048441349,494.9236560194509,591.04891362988587,699.27999538339509,819.78362251865008,952.47234294389079,1096.9877921194825,1252.6956315077744,1418.6930024529399,1593.8283383841583,1776.7323368924874,1965.8579250035689,2159.5262777413695,2355.9754791170781,2553.4083218215042,2750.0360576519997,{"$f":"IFERROR(IF(OR(D26=\"\",'Combined scenario - input'!$D11=\"\"),\"\",D26/'Combined scenario - input'!$D11),\"\")","v":7.439321197503828},{"$f":"IFERROR(IF(OR(E26=\"\",'Combined scenario - input'!$D11=\"\"),\"\",E26/'Combined scenario - input'!$D11),\"\")","v":9.3296752980473379},{"$f":"IFERROR(IF(OR(F26=\"\",'Combined scenario - input'!$D11=\"\"),\"\",F26/'Combined scenario - input'!$D11),\"\")","v":11.583512811272032},{"$f":"IFERROR(IF(OR(G26=\"\",'Combined scenario - input'!$D11=\"\"),\"\",G26/'Combined scenario - input'!$D11),\"\")","v":14.239817518559912},{"$f":"IFERROR(IF(OR(H26=\"\",'Combined scenario - input'!$D11=\"\"),\"\",H26/'Combined scenario - input'!$D11),\"\")","v":17.334594669032551},{"$f":"IFERROR(IF(OR(I26=\"\",'Combined scenario - input'!$D11=\"\"),\"\",I26/'Combined scenario - input'!$D11),\"\")","v":20.899124759790432},{"$f":"IFERROR(IF(OR(J26=\"\",'Combined scenario - input'!$D11=\"\"),\"\",J26/'Combined scenario - input'!$D11),\"\")","v":24.958202815434074},{"$f":"IFERROR(IF(OR(K26=\"\",'Combined scenario - input'!$D11=\"\"),\"\",K26/'Combined scenario - input'!$D11),\"\")","v":29.528473104484011},{"$f":"IFERROR(IF(OR(L26=\"\",'Combined scenario - input'!$D11=\"\"),\"\",L26/'Combined scenario - input'!$D11),\"\")","v":34.616975759139876},{"$f":"IFERROR(IF(OR(M26=\"\",'Combined scenario - input'!$D11=\"\"),\"\",M26/'Combined scenario - input'!$D11),\"\")","v":40.220017942831888},{"$f":"IFERROR(IF(OR(N26=\"\",'Combined scenario - input'!$D11=\"\"),\"\",N26/'Combined scenario - input'!$D11),\"\")","v":46.322467008065388},{"$f":"IFERROR(IF(OR(O26=\"\",'Combined scenario - input'!$D11=\"\"),\"\",O26/'Combined scenario - input'!$D11),\"\")","v":52.897536762511379},{"$f":"IFERROR(IF(OR(P26=\"\",'Combined scenario - input'!$D11=\"\"),\"\",P26/'Combined scenario - input'!$D11),\"\")","v":59.907102223742605},{"$f":"IFERROR(IF(OR(Q26=\"\",'Combined scenario - input'!$D11=\"\"),\"\",Q26/'Combined scenario - input'!$D11),\"\")","v":67.30253622847826},{"$f":"IFERROR(IF(OR(R26=\"\",'Combined scenario - input'!$D11=\"\"),\"\",R26/'Combined scenario - input'!$D11),\"\")","v":75.026017289443885},{"$f":"IFERROR(IF(OR(S26=\"\",'Combined scenario - input'!$D11=\"\"),\"\",S26/'Combined scenario - input'!$D11),\"\")","v":83.012217207612451},{"$f":"IFERROR(IF(OR(T26=\"\",'Combined scenario - input'!$D11=\"\"),\"\",T26/'Combined scenario - input'!$D11),\"\")","v":91.190244296564799},{"$f":"IFERROR(IF(OR(U26=\"\",'Combined scenario - input'!$D11=\"\"),\"\",U26/'Combined scenario - input'!$D11),\"\")","v":99.485698188449021},{"$f":"IFERROR(IF(OR(V26=\"\",'Combined scenario - input'!$D11=\"\"),\"\",V26/'Combined scenario - input'!$D11),\"\")","v":107.82268827000156},{"$f":"IFERROR(IF(OR(W26=\"\",'Combined scenario - input'!$D11=\"\"),\"\",W26/'Combined scenario - input'!$D11),\"\")","v":116.12568113036939}]
[{"$f":"IFERROR('Combined scenario - input'!A12,\"\")","v":1},{"$f":"IFERROR('Combined scenario - input'!B12,\"\")","v":"OVERHEAD CONDUCTORS"},{"$f":"IFERROR('Combined scenario - input'!C12,\"\")","v":"> 66 kv & < = 132 kv"},{"$f":"IFERROR(repcalc('Combined scenario - input'!$CV12:$GH12,'Combined scenario - input'!$G12,'Combined scenario - input'!$E12,'Combined scenario - input'!$F12,20,TRUE,TRUE),\"\")","v":189.46629428933343},240.1442965832895,301.81300366105836,376.19892712724925,465.15853163332167,570.66155372284027,694.76872570781097,839.60344137891843,1007.3168659101331,1200.0459911993303,1419.8642190643695,1668.7242762669766,1948.3936857839333,2260.3836850137154,2605.8734148312665,2985.6323845366219,3399.9455755733597,3848.5469513748926,4330.5684043551655,4844.5120605410248,{"$f":"IFERROR(IF(OR(D27=\"\",'Combined scenario - input'!$D12=\"\"),\"\",D27/'Combined scenario - input'!$D12),\"\")","v":0.47419447112925528},{"$f":"IFERROR(IF(OR(E27=\"\",'Combined scenario - input'!$D12=\"\"),\"\",E27/'Combined scenario - input'!$D12),\"\")","v":0.60103090177676488},{"$f":"IFERROR(IF(OR(F27=\"\",'Combined scenario - input'!$D12=\"\"),\"\",F27/'Combined scenario - input'!$D12),\"\")","v":0.75537476566904505},{"$f":"IFERROR(IF(OR(G27=\"\",'Combined scenario - input'!$D12=\"\"),\"\",G27/'Combined scenario - input'!$D12),\"\")","v":0.94154715991899929},{"$f":"IFERROR(IF(OR(H27=\"\",'Combined scenario - input'!$D12=\"\"),\"\",H27/'Combined scenario - input'!$D12),\"\")","v":1.1641944269110134},{"$f":"IFERROR(IF(OR(I27=\"\",'Combined scenario - input'!$D12=\"\"),\"\",I27/'Combined scenario - input'!$D12),\"\")","v":1.4282464048627135},{"$f":"IFERROR(IF(OR(J27=\"\",'Combined scenario - input'!$D12=\"\"),\"\",J27/'Combined scenario - input'!$D12),\"\")","v":1.7388606753507911},{"$f":"IFERROR(IF(OR(K27=\"\",'Combined scenario - input'!$D12=\"\"),\"\",K27/'Combined scenario - input'!$D12),\"\")","v":2.1013516485153168},{"$f":"IFERROR(IF(OR(L27=\"\",'Combined scenario - input'!$D12=\"\"),\"\",L27/'Combined scenario - input'!$D12),\"\")","v":2.5211032404549756},{"$f":"IFERROR(IF(OR(M27=\"\",'Combined scenario - input'!$D12=\"\"),\"\",M27/'Combined scenario - input'!$D12),\"\")","v":3.0034638945254657},{"$f":"IFERROR(IF(OR(N27=\"\",'Combined scenario - input'!$D12=\"\"),\"\",N27/'Combined scenario - input'!$D12),\"\")","v":3.553622901424355},{"$f":"IFERROR(IF(OR(O27=\"\",'Combined scenario - input'!$D12=\"\"),\"\",O27/'Combined scenario - input'!$D12),\"\")","v":4.1764675274462091},{"$f":"IFERROR(IF(OR(P27=\"\",'Combined scenario - input'!$D12=\"\"),\"\",P27/'Combined scenario - input'!$D12),\"\")","v":4.876421512583029},{"$f":"IFERROR(IF(OR(Q27=\"\",'Combined scenario - input'!$D12=\"\"),\"\",Q27/'Combined scenario - input'!$D12),\"\")","v":5.6572671676759532},{"$f":"IFERROR(IF(OR(R27=\"\",'Combined scenario - input'!$D12=\"\"),\"\",R27/'Combined scenario - input'!$D12),\"\")","v":6.5219556354898618},{"$f":"IFERROR(IF(OR(S27=\"\",'Combined scenario - input'!$D12=\"\"),\"\",S27/'Combined scenario - input'!$D12),\"\")","v":7.4724128367112197},{"$f":"IFERROR(IF(OR(T27=\"\",'Combined scenario - input'!$D12=\"\"),\"\",T27/'Combined scenario - input'!$D12),\"\")","v":8.5093520202343793},{"$f":"IFERROR(IF(OR(U27=\"\",'Combined scenario - input'!$D12=\"\"),\"\",U27/'Combined scenario - input'!$D12),\"\")","v":9.6321073522261127},{"$f":"IFERROR(IF(OR(V27=\"\",'Combined scenario - input'!$D12=\"\"),\"\",V27/'Combined scenario - input'!$D12),\"\")","v":10.838506141130932},{"$f":"IFERROR(IF(OR(W27=\"\",'Combined scenario - input'!$D12=\"\"),\"\",W27/'Combined scenario - input'!$D12),\"\")","v":12.124799521963734}]
[{"$f":"IFERROR('Combined scenario - input'!A13,\"\")","v":2},{"$f":"IFERROR('Combined scenario - input'!B13,\"\")","v":"POLES"},{"$f":"IFERROR('Combined scenario - input'!C13,\"\")","v":"˂ = 1 kv ; concrete"},{"$f":"IFERROR(repcalc('Combined scenario - input'!$CV13:$GH13,'Combined scenario - input'!$G13,'Combined scenario - input'!$E13,'Combined scenario - input'!$F13,20,TRUE,TRUE),\"\")","v":9.346145909881324},11.594406148979788,14.219409010836046,17.250355233421637,20.716322144011265,24.648640727333223,29.084539307958227,34.072059305798874,39.676084538677301,45.985135234353564,53.118379638559894,61.232133171755606,70.524973413757337,81.240524295133156,93.666976525346129,108.13252832043928,124.99615610796106,144.63345284005777,167.41768343065471,193.69667257315763,{"$f":"IFERROR(IF(OR(D28=\"\",'Combined scenario - input'!$D13=\"\"),\"\",D28/'Combined scenario - input'!$D13),\"\")","v":0.91561907342884274},{"$f":"IFERROR(IF(OR(E28=\"\",'Combined scenario - input'!$D13=\"\"),\"\",E28/'Combined scenario - input'!$D13),\"\")","v":1.1358756344540475},{"$f":"IFERROR(IF(OR(F28=\"\",'Combined scenario - input'!$D13=\"\"),\"\",F28/'Combined scenario - input'!$D13),\"\")","v":1.3930407494967898},{"$f":"IFERROR(IF(OR(G28=\"\",'Combined scenario - input'!$D13=\"\"),\"\",G28/'Combined scenario - input'!$D13),\"\")","v":1.68997514349147},{"$f":"IFERROR(IF(OR(H28=\"\",'Combined scenario - input'!$D13=\"\"),\"\",H28/'Combined scenario - input'!$D13),\"\")","v":2.0295274511281267},{"$f":"IFERROR(IF(OR(I28=\"\",'Combined scenario - input'!$D13=\"\"),\"\",I28/'Combined scenario - input'!$D13),\"\")","v":2.4147670924097371},{"$f":"IFERROR(IF(OR(J28=\"\",'Combined scenario - input'!$D13=\"\"),\"\",J28/'Combined scenario - input'!$D13),\"\")","v":2.849341235310932},{"$f":"IFERROR(IF(OR(K28=\"\",'Combined scenario - input'!$D13=\"\"),\"\",K28/'Combined scenario - input'!$D13),\"\")","v":3.337956380330497},{"$f":"IFERROR(IF(OR(L28=\"\",'Combined scenario - input'!$D13=\"\"),\"\",L28/'Combined scenario - input'!$D13),\"\")","v":3.8869690365287091},{"$f":"IFERROR(IF(OR(M28=\"\",'Combined scenario - input'!$D13=\"\"),\"\",M28/'Combined scenario - input'!$D13),\"\")","v":4.5050513142816406},{"$f":"IFERROR(IF(OR(N28=\"\",'Combined scenario - input'!$D13=\"\"),\"\",N28/'Combined scenario - input'!$D13),\"\")","v":5.2038778353843709},{"$f":"IFERROR(IF(OR(O28=\"\",'Combined scenario - input'!$D13=\"\"),\"\",O28/'Combined scenario - input'!$D13),\"\")","v":5.9987624395547536},{"$f":"IFERROR(IF(OR(P28=\"\",'Combined scenario - input'!$D13=\"\"),\"\",P28/'Combined scenario - input'!$D13),\"\")","v":6.9091592869769576},{"$f":"IFERROR(IF(OR(Q28=\"\",'Combined scenario - input'!$D13=\"\"),\"\",Q28/'Combined scenario - input'!$D13),\"\")","v":7.9589356187279705},{"$f":"IFERROR(IF(OR(R28=\"\",'Combined scenario - input'!$D13=\"\"),\"\",R28/'Combined scenario - input'!$D13),\"\")","v":9.1763247742948622},{"$f":"IFERROR(IF(OR(S28=\"\",'Combined scenario - input'!$D13=\"\"),\"\",S28/'Combined scenario - input'!$D13),\"\")","v":10.59347953080864},{"$f":"IFERROR(IF(OR(T28=\"\",'Combined scenario - input'!$D13=\"\"),\"\",T28/'Combined scenario - input'!$D13),\"\")","v":12.245567931561592},{"$f":"IFERROR(IF(OR(U28=\"\",'Combined scenario - input'!$D13=\"\"),\"\",U28/'Combined scenario - input'!$D13),\"\")","v":14.169385900151166},{"$f":"IFERROR(IF(OR(V28=\"\",'Combined scenario - input'!$D13=\"\"),\"\",V28/'Combined scenario - input'!$D13),\"\")","v":16.401501287959867},{"$f":"IFERROR(IF(OR(W28=\"\",'Combined scenario - input'!$D13=\"\"),\"\",W28/'Combined scenario - input'!$D13),\"\")","v":18.975989630140123}]
[{"$f":"IFERROR('Combined scenario - input'!A14,\"\")","v":2},{"$f":"IFERROR('Combined scenario - input'!B14,\"\")","v":"POLES"},{"$f":"IFERROR('Combined scenario - input'!C14,\"\")","v":"˂ = 1 kv ; steel"},{"$f":"IFERROR(repcalc('Combined scenario - input'!$CV14:$GH14,'Combined scenario - input'!$G14,'Combined scenario - input'!$E14,'Combined scenario - input'!$F14,20,TRUE,TRUE),\"\")","v":24.659788279637354},29.815161317521522,35.651454479312498,42.176670566206255,49.388350379605143,57.277787735534488,65.837382430113607,75.071693261855046,85.012659404725355,95.739308029195698,107.40204949685626,120.2513683928028,134.67034029909814,151.20993729252714,170.62553762012598,193.91245245028395,222.33767389238031,257.46450862583566,301.16638939744081,355.62606611908808,{"$f":"IFERROR(IF(OR(D29=\"\",'Combined scenario - input'!$D14=\"\"),\"\",D29/'Combined scenario - input'!$D14),\"\")","v":5.5526590617854836},{"$f":"IFERROR(IF(OR(E29=\"\",'Combined scenario - input'!$D14=\"\"),\"\",E29/'Combined scenario - input'!$D14),\"\")","v":6.7134974473822417},{"$f":"IFERROR(IF(OR(F29=\"\",'Combined scenario - input'!$D14=\"\"),\"\",F29/'Combined scenario - input'!$D14),\"\")","v":8.0276590186239183},{"$f":"IFERROR(IF(OR(G29=\"\",'Combined scenario - input'!$D14=\"\"),\"\",G29/'Combined scenario - input'!$D14),\"\")","v":9.4969457709727862},{"$f":"IFERROR(IF(OR(H29=\"\",'Combined scenario - input'!$D14=\"\"),\"\",H29/'Combined scenario - input'!$D14),\"\")","v":11.120803965231122},{"$f":"IFERROR(IF(OR(I29=\"\",'Combined scenario - input'!$D14=\"\"),\"\",I29/'Combined scenario - input'!$D14),\"\")","v":12.89727322482179},{"$f":"IFERROR(IF(OR(J29=\"\",'Combined scenario - input'!$D14=\"\"),\"\",J29/'Combined scenario - input'!$D14),\"\")","v":14.824642207357297},{"$f":"IFERROR(IF(OR(K29=\"\",'Combined scenario - input'!$D14=\"\"),\"\",K29/'Combined scenario - input'!$D14),\"\")","v":16.903937420185741},{"$f":"IFERROR(IF(OR(L29=\"\",'Combined scenario - input'!$D14=\"\"),\"\",L29/'Combined scenario - input'!$D14),\"\")","v":19.142350625934615},{"$f":"IFERROR(IF(OR(M29=\"\",'Combined scenario - input'!$D14=\"\"),\"\",M29/'Combined scenario - input'!$D14),\"\")","v":21.557676419158739},{"$f":"IFERROR(IF(OR(N29=\"\",'Combined scenario - input'!$D14=\"\"),\"\",N29/'Combined scenario - input'!$D14),\"\")","v":24.183782789631564},{"$f":"IFERROR(IF(OR(O29=\"\",'Combined scenario - input'!$D14=\"\"),\"\",O29/'Combined scenario - input'!$D14),\"\")","v":27.077071499018579},{"$f":"IFERROR(IF(OR(P29=\"\",'Combined scenario - input'!$D14=\"\"),\"\",P29/'Combined scenario - input'!$D14),\"\")","v":30.323799901923525},{"$f":"IFERROR(IF(OR(Q29=\"\",'Combined scenario - input'!$D14=\"\"),\"\",Q29/'Combined scenario - input'!$D14),\"\")","v":34.04803070562749},{"$f":"IFERROR(IF(OR(R29=\"\",'Combined scenario - input'!$D14=\"\"),\"\",R29/'Combined scenario - input'!$D14),\"\")","v":38.419852875247201},{"$f":"IFERROR(IF(OR(S29=\"\",'Combined scenario - input'!$D14=\"\"),\"\",S29/'Combined scenario - input'!$D14),\"\")","v":43.663381213220632},{"$f":"IFERROR(IF(OR(T29=\"\",'Combined scenario - input'!$D14=\"\"),\"\",T29/'Combined scenario - input'!$D14),\"\")","v":50.06390507960139},{"$f":"IFERROR(IF(OR(U29=\"\",'Combined scenario - input'!$D14=\"\"),\"\",U29/'Combined scenario - input'!$D14),\"\")","v":57.973435160831684},{"$f":"IFERROR(IF(OR(V29=\"\",'Combined scenario - input'!$D14=\"\"),\"\",V29/'Combined scenario - input'!$D14),\"\")","v":67.81381341273655},{"$f":"IFERROR(IF(OR(W29=\"\",'Combined scenario - input'!$D14=\"\"),\"\",W29/'Combined scenario - input'!$D14),\"\")","v":80.076530919523265}]
[{"$f":"IFERROR('Combined scenario - input'!A15,\"\")","v":2},{"$f":"IFERROR('Combined scenario - input'!B15,\"\")","v":"POLES"},{"$f":"IFERROR('Combined scenario - input'!C15,\"\")","v":"˂ = 1 kv ; wood"},{"$f":"IFERROR(repcalc('Combined scenario - input'!$CV15:$GH15,'Combined scenario - input'!$G15,'Combined scenario - input'!$E15,'Combined scenario - input'!$F15,20,TRUE,TRUE),\"\")","v":7445.8871197505468},7900.4383130326278,8331.058139685585,8738.1609885824782,9123.7984144423826,9491.4276237682698,9845.5837151392807,10191.486737236346,10534.619010458353,10880.308664920449,11233.35220039627,11597.702723202578,11976.242316188655,12370.647854369852,12781.350582477793,13207.581862767909,13647.491369555331,14098.32003113531,14556.60826712866,15018.420332967633,{"$f":"IFERROR(IF(OR(D30=\"\",'Combined scenario - input'!$D15=\"\"),\"\",D30/'Combined scenario - input'!$D15),\"\")","v":1676.5947914749372},{"$f":"IFERROR(IF(OR(E30=\"\",'Combined scenario - input'!$D15=\"\"),\"\",E30/'Combined scenario - input'!$D15),\"\")","v":1778.9463515857472},{"$f":"IFERROR(IF(OR(F30=\"\",'Combined scenario - input'!$D15=\"\"),\"\",F30/'Combined scenario - input'!$D15),\"\")","v":1875.9092717671608},{"$f":"IFERROR(IF(OR(G30=\"\",'Combined scenario - input'!$D15=\"\"),\"\",G30/'Combined scenario - input'!$D15),\"\")","v":1967.5768602059723},{"$f":"IFERROR(IF(OR(H30=\"\",'Combined scenario - input'!$D15=\"\"),\"\",H30/'Combined scenario - input'!$D15),\"\")","v":2054.4110666874935},{"$f":"IFERROR(IF(OR(I30=\"\",'Combined scenario - input'!$D15=\"\"),\"\",I30/'Combined scenario - input'!$D15),\"\")","v":2137.1903524377294},{"$f":"IFERROR(IF(OR(J30=\"\",'Combined scenario - input'!$D15=\"\"),\"\",J30/'Combined scenario - input'!$D15),\"\")","v":2216.9358882768024},{"$f":"IFERROR(IF(OR(K30=\"\",'Combined scenario - input'!$D15=\"\"),\"\",K30/'Combined scenario - input'!$D15),\"\")","v":2294.8230756429748},{"$f":"IFERROR(IF(OR(L30=\"\",'Combined scenario - input'!$D15=\"\"),\"\",L30/'Combined scenario - input'!$D15),\"\")","v":2372.0863718518281},{"$f":"IFERROR(IF(OR(M30=\"\",'Combined scenario - input'!$D15=\"\"),\"\",M30/'Combined scenario - input'!$D15),\"\")","v":2449.925515101872},{"$f":"IFERROR(IF(OR(N30=\"\",'Combined scenario - input'!$D15=\"\"),\"\",N30/'Combined scenario - input'!$D15),\"\")","v":2529.4205360742671},{"$f":"IFERROR(IF(OR(O30=\"\",'Combined scenario - input'!$D15=\"\"),\"\",O30/'Combined scenario - input'!$D15),\"\")","v":2611.461558048381},{"$f":"IFERROR(IF(OR(P30=\"\",'Combined scenario - input'!$D15=\"\"),\"\",P30/'Combined scenario - input'!$D15),\"\")","v":2696.6975413181303},{"$f":"IFERROR(IF(OR(Q30=\"\",'Combined scenario - input'!$D15=\"\"),\"\",Q30/'Combined scenario - input'!$D15),\"\")","v":2785.5060688190979},{"$f":"IFERROR(IF(OR(R30=\"\",'Combined scenario - input'!$D15=\"\"),\"\",R30/'Combined scenario - input'!$D15),\"\")","v":2877.984244181685},{"$f":"IFERROR(IF(OR(S30=\"\",'Combined scenario - input'!$D15=\"\"),\"\",S30/'Combined scenario - input'!$D15),\"\")","v":2973.958992791901},{"$f":"IFERROR(IF(OR(T30=\"\",'Combined scenario - input'!$D15=\"\"),\"\",T30/'Combined scenario - input'!$D15),\"\")","v":3073.0136757246728},{"$f":"IFERROR(IF(OR(U30=\"\",'Combined scenario - input'!$D15=\"\"),\"\",U30/'Combined scenario - input'!$D15),\"\")","v":3174.5270311780032},{"$f":"IFERROR(IF(OR(V30=\"\",'Combined scenario - input'!$D15=\"\"),\"\",V30/'Combined scenario - input'!$D15),\"\")","v":3277.72006339878},{"$f":"IFERROR(IF(OR(W30=\"\",'Combined scenario - input'!$D15=\"\"),\"\",W30/'Combined scenario - input'!$D15),\"\")","v":3381.7065584628958}]
[{"$f":"IFERROR('Combined scenario - input'!A16,\"\")","v":2},{"$f":"IFERROR('Combined scenario - input'!B16,\"\")","v":"POLES"},{"$f":"IFERROR('Combined scenario - input'!C16,\"\")","v":"˃ 11 kv & < = 22 kv ; concrete"},{"$f":"IFERROR(repcalc('Combined scenario - input'!$CV16:$GH16,'Combined scenario - input'!$G16,'Combined scenario - input'!$E16,'Combined scenario - input'!$F16,20,TRUE,TRUE),\"\")","v":0.26733190945393231},0.37108599963923,0.51467946760540317,0.71387867253987791,0.99080531616894518,1.3763189089635182,1.9131021153023617,2.6595502266649733,3.6945325541802054,5.1230362215266423,7.0826192303886906,9.7504906126620874,13.350906366869415,18.16243141227136,24.524485912426375,32.842488808744704,43.590853099085002,57.313094041825238,74.618392824391691,96.174111480901942,{"$f":"IFERROR(IF(OR(D31=\"\",'Combined scenario - input'!$D16=\"\"),\"\",D31/'Combined scenario - input'!$D16),\"\")","v":4.3502945596196267E-2},{"$f":"IFERROR(IF(OR(E31=\"\",'Combined scenario - input'!$D16=\"\"),\"\",E31/'Combined scenario - input'!$D16),\"\")","v":6.0386857995331875E-2},{"$f":"IFERROR(IF(OR(F31=\"\",'Combined scenario - input'!$D16=\"\"),\"\",F31/'Combined scenario - input'!$D16),\"\")","v":8.3753835913013067E-2},{"$f":"IFERROR(IF(OR(G31=\"\",'Combined scenario - input'!$D16=\"\"),\"\",G31/'Combined scenario - input'!$D16),\"\")","v":0.11616954039352635},{"$f":"IFERROR(IF(OR(H31=\"\",'Combined scenario - input'!$D16=\"\"),\"\",H31/'Combined scenario - input'!$D16),\"\")","v":0.16123383794237003},{"$f":"IFERROR(IF(OR(I31=\"\",'Combined scenario - input'!$D16=\"\"),\"\",I31/'Combined scenario - input'!$D16),\"\")","v":0.22396849946554487},{"$f":"IFERROR(IF(OR(J31=\"\",'Combined scenario - input'!$D16=\"\"),\"\",J31/'Combined scenario - input'!$D16),\"\")","v":0.31131927876461901},{"$f":"IFERROR(IF(OR(K31=\"\",'Combined scenario - input'!$D16=\"\"),\"\",K31/'Combined scenario - input'!$D16),\"\")","v":0.43278884685816138},{"$f":"IFERROR(IF(OR(L31=\"\",'Combined scenario - input'!$D16=\"\"),\"\",L31/'Combined scenario - input'!$D16),\"\")","v":0.6012116138181175},{"$f":"IFERROR(IF(OR(M31=\"\",'Combined scenario - input'!$D16=\"\"),\"\",M31/'Combined scenario - input'!$D16),\"\")","v":0.83367214369454745},{"$f":"IFERROR(IF(OR(N31=\"\",'Combined scenario - input'!$D16=\"\"),\"\",N31/'Combined scenario - input'!$D16),\"\")","v":1.1525552624359203},{"$f":"IFERROR(IF(OR(O31=\"\",'Combined scenario - input'!$D16=\"\"),\"\",O31/'Combined scenario - input'!$D16),\"\")","v":1.5866982116923707},{"$f":"IFERROR(IF(OR(P31=\"\",'Combined scenario - input'!$D16=\"\"),\"\",P31/'Combined scenario - input'!$D16),\"\")","v":2.1725941902117634},{"$f":"IFERROR(IF(OR(Q31=\"\",'Combined scenario - input'!$D16=\"\"),\"\",Q31/'Combined scenario - input'!$D16),\"\")","v":2.9555740922833738},{"$f":"IFERROR(IF(OR(R31=\"\",'Combined scenario - input'!$D16=\"\"),\"\",R31/'Combined scenario - input'!$D16),\"\")","v":3.9908717915577396},{"$f":"IFERROR(IF(OR(S31=\"\",'Combined scenario - input'!$D16=\"\"),\"\",S31/'Combined scenario - input'!$D16),\"\")","v":5.3444611487231102},{"$f":"IFERROR(IF(OR(T31=\"\",'Combined scenario - input'!$D16=\"\"),\"\",T31/'Combined scenario - input'!$D16),\"\")","v":7.0935434334600505},{"$f":"IFERROR(IF(OR(U31=\"\",'Combined scenario - input'!$D16=\"\"),\"\",U31/'Combined scenario - input'!$D16),\"\")","v":9.3265649324996005},{"$f":"IFERROR(IF(OR(V31=\"\",'Combined scenario - input'!$D16=\"\"),\"\",V31/'Combined scenario - input'!$D16),\"\")","v":12.142657755094881},{"$f":"IFERROR(IF(OR(W31=\"\",'Combined scenario - input'!$D16=\"\"),\"\",W31/'Combined scenario - input'!$D16),\"\")","v":15.650421784897963}]
[{"$f":"IFERROR('Combined scenario - input'!A17,\"\")","v":2},{"$f":"IFERROR('Combined scenario - input'!B17,\"\")","v":"POLES"},{"$f":"IFERROR('Combined scenario - input'!C17,\"\")","v":"˃ 11 kv & < = 22 kv ; steel"},{"$f":"IFERROR(repcalc('Combined scenario - input'!$CV17:$GH17,'Combined scenario - input'!$G17,'Combined scenario - input'!$E17,'Combined scenario - input'!$F17,20,TRUE,TRUE),\"\")","v":16.059337034938284},14.391029104238255,12.962230863014378,11.783531693537771,10.859684516355353,10.190449308113804,9.7726672843683104,9.6035512483208105,9.6849112513269091,10.02784714678109,10.657332326481901,11.616058900371337,12.966878895050392,14.793138944119313,17.196180338184991,20.289312830754483,24.187746281503571,28.994355357498861,34.781797773280921,41.572371202264556,{"$f":"IFERROR(IF(OR(D32=\"\",'Combined scenario - input'!$D17=\"\"),\"\",D32/'Combined scenario - input'!$D17),\"\")","v":2.2530334355572168},{"$f":"IFERROR(IF(OR(E32=\"\",'Combined scenario - input'!$D17=\"\"),\"\",E32/'Combined scenario - input'!$D17),\"\")","v":2.0189793435050363},{"$f":"IFERROR(IF(OR(F32=\"\",'Combined scenario - input'!$D17=\"\"),\"\",F32/'Combined scenario - input'!$D17),\"\")","v":1.8185270954988277},{"$f":"IFERROR(IF(OR(G32=\"\",'Combined scenario - input'!$D17=\"\"),\"\",G32/'Combined scenario - input'!$D17),\"\")","v":1.6531623215036897},{"$f":"IFERROR(IF(OR(H32=\"\",'Combined scenario - input'!$D17=\"\"),\"\",H32/'Combined scenario - input'!$D17),\"\")","v":1.5235518291770904},{"$f":"IFERROR(IF(OR(I32=\"\",'Combined scenario - input'!$D17=\"\"),\"\",I32/'Combined scenario - input'!$D17),\"\")","v":1.4296619446108749},{"$f":"IFERROR(IF(OR(J32=\"\",'Combined scenario - input'!$D17=\"\"),\"\",J32/'Combined scenario - input'!$D17),\"\")","v":1.3710495083549112},{"$f":"IFERROR(IF(OR(K32=\"\",'Combined scenario - input'!$D17=\"\"),\"\",K32/'Combined scenario - input'!$D17),\"\")","v":1.3473234925875748},{"$f":"IFERROR(IF(OR(L32=\"\",'Combined scenario - input'!$D17=\"\"),\"\",L32/'Combined scenario - input'!$D17),\"\")","v":1.3587378371953862},{"$f":"IFERROR(IF(OR(M32=\"\",'Combined scenario - input'!$D17=\"\"),\"\",M32/'Combined scenario - input'!$D17),\"\")","v":1.4068497883319788},{"$f":"IFERROR(IF(OR(N32=\"\",'Combined scenario - input'!$D17=\"\"),\"\",N32/'Combined scenario - input'!$D17),\"\")","v":1.4951629704993474},{"$f":"IFERROR(IF(OR(O32=\"\",'Combined scenario - input'!$D17=\"\"),\"\",O32/'Combined scenario - input'!$D17),\"\")","v":1.6296668433448316},{"$f":"IFERROR(IF(OR(P32=\"\",'Combined scenario - input'!$D17=\"\"),\"\",P32/'Combined scenario - input'!$D17),\"\")","v":1.8191791878961601},{"$f":"IFERROR(IF(OR(Q32=\"\",'Combined scenario - input'!$D17=\"\"),\"\",Q32/'Combined scenario - input'!$D17),\"\")","v":2.0753930617081964},{"$f":"IFERROR(IF(OR(R32=\"\",'Combined scenario - input'!$D17=\"\"),\"\",R32/'Combined scenario - input'!$D17),\"\")","v":2.4125260701305957},{"$f":"IFERROR(IF(OR(S32=\"\",'Combined scenario - input'!$D17=\"\"),\"\",S32/'Combined scenario - input'!$D17),\"\")","v":2.8464749256285575},{"$f":"IFERROR(IF(OR(T32=\"\",'Combined scenario - input'!$D17=\"\"),\"\",T32/'Combined scenario - input'!$D17),\"\")","v":3.3934029147307023},{"$f":"IFERROR(IF(OR(U32=\"\",'Combined scenario - input'!$D17=\"\"),\"\",U32/'Combined scenario - input'!$D17),\"\")","v":4.0677427667625699},{"$f":"IFERROR(IF(OR(V32=\"\",'Combined scenario - input'!$D17=\"\"),\"\",V32/'Combined scenario - input'!$D17),\"\")","v":4.8796879448699251},{"$f":"IFERROR(IF(OR(W32=\"\",'Combined scenario - input'!$D17=\"\"),\"\",W32/'Combined scenario - input'!$D17),\"\")","v":5.8323666855191556}]
[{"$f":"IFERROR('Combined scenario - input'!A18,\"\")","v":2},{"$f":"IFERROR('Combined scenario - input'!B18,\"\")","v":"POLES"},{"$f":"IFERROR('Combined scenario - input'!C18,\"\")","v":"˃ 11 kv & < = 22 kv ; wood"},{"$f":"IFERROR(repcalc('Combined scenario - input'!$CV18:$GH18,'Combined scenario - input'!$G18,'Combined scenario - input'!$E18,'Combined scenario - input'!$F18,20,TRUE,TRUE),\"\")","v":8899.5428848242827},9760.5532496523774,10670.27266209914,11632.056171297429,12649.042819048884,13723.788445070575,14857.932129128114,16051.933712914559,17304.909525347502,18614.578688985941,19977.315302739709,21388.284945584426,22841.630006166644,24330.659703529825,25847.999052378433,27385.657213898685,28934.989302413382,30486.545277528883,32029.822510718703,33552.961712442484,{"$f":"IFERROR(IF(OR(D33=\"\",'Combined scenario - input'!$D18=\"\"),\"\",D33/'Combined scenario - input'!$D18),\"\")","v":1460.3959557290102},{"$f":"IFERROR(IF(OR(E33=\"\",'Combined scenario - input'!$D18=\"\"),\"\",E33/'Combined scenario - input'!$D18),\"\")","v":1601.6859153268101},{"$f":"IFERROR(IF(OR(F33=\"\",'Combined scenario - input'!$D18=\"\"),\"\",F33/'Combined scenario - input'!$D18),\"\")","v":1750.9689254745447},{"$f":"IFERROR(IF(OR(G33=\"\",'Combined scenario - input'!$D18=\"\"),\"\",G33/'Combined scenario - input'!$D18),\"\")","v":1908.7955425601444},{"$f":"IFERROR(IF(OR(H33=\"\",'Combined scenario - input'!$D18=\"\"),\"\",H33/'Combined scenario - input'!$D18),\"\")","v":2075.6808766304184},{"$f":"IFERROR(IF(OR(I33=\"\",'Combined scenario - input'!$D18=\"\"),\"\",I33/'Combined scenario - input'!$D18),\"\")","v":2252.0443355172747},{"$f":"IFERROR(IF(OR(J33=\"\",'Combined scenario - input'!$D18=\"\"),\"\",J33/'Combined scenario - input'!$D18),\"\")","v":2438.1548887050785},{"$f":"IFERROR(IF(OR(K33=\"\",'Combined scenario - input'!$D18=\"\"),\"\",K33/'Combined scenario - input'!$D18),\"\")","v":2634.0879952322889},{"$f":"IFERROR(IF(OR(L33=\"\",'Combined scenario - input'!$D18=\"\"),\"\",L33/'Combined scenario - input'!$D18),\"\")","v":2839.6986465640143},{"$f":"IFERROR(IF(OR(M33=\"\",'Combined scenario - input'!$D18=\"\"),\"\",M33/'Combined scenario - input'!$D18),\"\")","v":3054.6125555898411},{"$f":"IFERROR(IF(OR(N33=\"\",'Combined scenario - input'!$D18=\"\"),\"\",N33/'Combined scenario - input'!$D18),\"\")","v":3278.2347196948626},{"$f":"IFERROR(IF(OR(O33=\"\",'Combined scenario - input'!$D18=\"\"),\"\",O33/'Combined scenario - input'!$D18),\"\")","v":3509.7718207273856},{"$f":"IFERROR(IF(OR(P33=\"\",'Combined scenario - input'!$D18=\"\"),\"\",P33/'Combined scenario - input'!$D18),\"\")","v":3748.26263719081},{"$f":"IFERROR(IF(OR(Q33=\"\",'Combined scenario - input'!$D18=\"\"),\"\",Q33/'Combined scenario - input'!$D18),\"\")","v":3992.6092262384022},{"$f":"IFERROR(IF(OR(R33=\"\",'Combined scenario - input'!$D18=\"\"),\"\",R33/'Combined scenario - input'!$D18),\"\")","v":4241.6013685545686},{"$f":"IFERROR(IF(OR(S33=\"\",'Combined scenario - input'!$D18=\"\"),\"\",S33/'Combined scenario - input'!$D18),\"\")","v":4493.9277845783754},{"$f":"IFERROR(IF(OR(T33=\"\",'Combined scenario - input'!$D18=\"\"),\"\",T33/'Combined scenario - input'!$D18),\"\")","v":4748.1698670572805},{"$f":"IFERROR(IF(OR(U33=\"\",'Combined scenario - input'!$D18=\"\"),\"\",U33/'Combined scenario - input'!$D18),\"\")","v":5002.7768845715964},{"$f":"IFERROR(IF(OR(V33=\"\",'Combined scenario - input'!$D18=\"\"),\"\",V33/'Combined scenario - input'!$D18),\"\")","v":5256.025378239995},{"$f":"IFERROR(IF(OR(W33=\"\",'Combined scenario - input'!$D18=\"\"),\"\",W33/'Combined scenario - input'!$D18),\"\")","v":5505.9692640099938}]
[{"$f":"IFERROR('Combined scenario - input'!A19,\"\")","v":2},{"$f":"IFERROR('Combined scenario - input'!B19,\"\")","v":"POLES"},{"$f":"IFERROR('Combined scenario - input'!C19,\"\")","v":"> 1 kv & < = 11 kv ; concrete"},{"$f":"IFERROR(repcalc('Combined scenario - input'!$CV19:$GH19,'Combined scenario - input'!$G19,'Combined scenario - input'!$E19,'Combined scenario - input'!$F19,20,TRUE,TRUE),\"\")","v":0.64630648913633637},0.79473917436331376,0.97034642546154681,1.1773811722997409,1.4211129296697995,1.7082689909325468,2.0476262830390954,2.4507707440641728,2.9330290628055451,3.5145592702791673,4.2215617746232974,5.087541711750343,6.1545189107370515,7.4740467335838181,9.1078703433819364,11.128034513971867,13.616247377155245,16.662325571954337,20.361592597374404,24.811177395716079,{"$f":"IFERROR(IF(OR(D34=\"\",'Combined scenario - input'!$D19=\"\"),\"\",D34/'Combined scenario - input'!$D19),\"\")","v":0.10651790771282511},{"$f":"IFERROR(IF(OR(E34=\"\",'Combined scenario - input'!$D19=\"\"),\"\",E34/'Combined scenario - input'!$D19),\"\")","v":0.13098112962430861},{"$f":"IFERROR(IF(OR(F34=\"\",'Combined scenario - input'!$D19=\"\"),\"\",F34/'Combined scenario - input'!$D19),\"\")","v":0.15992299742325417},{"$f":"IFERROR(IF(OR(G34=\"\",'Combined scenario - input'!$D19=\"\"),\"\",G34/'Combined scenario - input'!$D19),\"\")","v":0.19404443737123972},{"$f":"IFERROR(IF(OR(H34=\"\",'Combined scenario - input'!$D19=\"\"),\"\",H34/'Combined scenario - input'!$D19),\"\")","v":0.23421391930375365},{"$f":"IFERROR(IF(OR(I34=\"\",'Combined scenario - input'!$D19=\"\"),\"\",I34/'Combined scenario - input'!$D19),\"\")","v":0.28154016984726538},{"$f":"IFERROR(IF(OR(J34=\"\",'Combined scenario - input'!$D19=\"\"),\"\",J34/'Combined scenario - input'!$D19),\"\")","v":0.33746971616914107},{"$f":"IFERROR(IF(OR(K34=\"\",'Combined scenario - input'!$D19=\"\"),\"\",K34/'Combined scenario - input'!$D19),\"\")","v":0.40391203914780965},{"$f":"IFERROR(IF(OR(L34=\"\",'Combined scenario - input'!$D19=\"\"),\"\",L34/'Combined scenario - input'!$D19),\"\")","v":0.48339313357110814},{"$f":"IFERROR(IF(OR(M34=\"\",'Combined scenario - input'!$D19=\"\"),\"\",M34/'Combined scenario - input'!$D19),\"\")","v":0.57923524874880139},{"$f":"IFERROR(IF(OR(N34=\"\",'Combined scenario - input'!$D19=\"\"),\"\",N34/'Combined scenario - input'!$D19),\"\")","v":0.6957564794285358},{"$f":"IFERROR(IF(OR(O34=\"\",'Combined scenario - input'!$D19=\"\"),\"\",O34/'Combined scenario - input'!$D19),\"\")","v":0.83847881407091396},{"$f":"IFERROR(IF(OR(P34=\"\",'Combined scenario - input'!$D19=\"\"),\"\",P34/'Combined scenario - input'!$D19),\"\")","v":1.014327549498635},{"$f":"IFERROR(IF(OR(Q34=\"\",'Combined scenario - input'!$D19=\"\"),\"\",Q34/'Combined scenario - input'!$D19),\"\")","v":1.2317992060904159},{"$f":"IFERROR(IF(OR(R34=\"\",'Combined scenario - input'!$D19=\"\"),\"\",R34/'Combined scenario - input'!$D19),\"\")","v":1.5010700170953775},{"$f":"IFERROR(IF(OR(S34=\"\",'Combined scenario - input'!$D19=\"\"),\"\",S34/'Combined scenario - input'!$D19),\"\")","v":1.8340136967653828},{"$f":"IFERROR(IF(OR(T34=\"\",'Combined scenario - input'!$D19=\"\"),\"\",T34/'Combined scenario - input'!$D19),\"\")","v":2.2440965793999128},{"$f":"IFERROR(IF(OR(U34=\"\",'Combined scenario - input'!$D19=\"\"),\"\",U34/'Combined scenario - input'!$D19),\"\")","v":2.7461213640701692},{"$f":"IFERROR(IF(OR(V34=\"\",'Combined scenario - input'!$D19=\"\"),\"\",V34/'Combined scenario - input'!$D19),\"\")","v":3.3557983365934492},{"$f":"IFERROR(IF(OR(W34=\"\",'Combined scenario - input'!$D19=\"\"),\"\",W34/'Combined scenario - input'!$D19),\"\")","v":4.0891353382743461}]
[{"$f":"IFERROR('Combined scenario - input'!A20,\"\")","v":2},{"$f":"IFERROR('Combined scenario - input'!B20,\"\")","v":"POLES"},{"$f":"IFERROR('Combined scenario - input'!C20,\"\")","v":"> 1 kv & < = 11 kv ; steel"},{"$f":"IFERROR(repcalc('Combined scenario - input'!$CV20:$GH20,'Combined scenario - input'!$G20,'Combined scenario - input'!$E20,'Combined scenario - input'!$F20,20,TRUE,TRUE),\"\")","v":3.0219963526816231},3.8531867962024342,4.8535311597774182,6.0402761602438808,7.4280013405700851,9.0274447375491871,10.844377706928297,12.878636045392156,15.123421241091435,17.564981200837487,20.182762570170965,22.950096643010951,25.835439415188613,28.804136879315546,31.820634002639192,34.850995783816948,37.865567413911805,40.841573334165815,43.765445909198903,46.634685428121557,{"$f":"IFERROR(IF(OR(D35=\"\",'Combined scenario - input'!$D20=\"\"),\"\",D35/'Combined scenario - input'!$D20),\"\")","v":0.49805585123180174},{"$f":"IFERROR(IF(OR(E35=\"\",'Combined scenario - input'!$D20=\"\"),\"\",E35/'Combined scenario - input'!$D20),\"\")","v":0.63504452215330842},{"$f":"IFERROR(IF(OR(F35=\"\",'Combined scenario - input'!$D20=\"\"),\"\",F35/'Combined scenario - input'!$D20),\"\")","v":0.79991148603404327},{"$f":"IFERROR(IF(OR(G35=\"\",'Combined scenario - input'!$D20=\"\"),\"\",G35/'Combined scenario - input'!$D20),\"\")","v":0.99549917788480158},{"$f":"IFERROR(IF(OR(H35=\"\",'Combined scenario - input'!$D20=\"\"),\"\",H35/'Combined scenario - input'!$D20),\"\")","v":1.2242104552329214},{"$f":"IFERROR(IF(OR(I35=\"\",'Combined scenario - input'!$D20=\"\"),\"\",I35/'Combined scenario - input'!$D20),\"\")","v":1.4878150561691943},{"$f":"IFERROR(IF(OR(J35=\"\",'Combined scenario - input'!$D20=\"\"),\"\",J35/'Combined scenario - input'!$D20),\"\")","v":1.7872641590419454},{"$f":"IFERROR(IF(OR(K35=\"\",'Combined scenario - input'!$D20=\"\"),\"\",K35/'Combined scenario - input'!$D20),\"\")","v":2.1225307014684276},{"$f":"IFERROR(IF(OR(L35=\"\",'Combined scenario - input'!$D20=\"\"),\"\",L35/'Combined scenario - input'!$D20),\"\")","v":2.4924942192881789},{"$f":"IFERROR(IF(OR(M35=\"\",'Combined scenario - input'!$D20=\"\"),\"\",M35/'Combined scenario - input'!$D20),\"\")","v":2.8948882271451817},{"$f":"IFERROR(IF(OR(N35=\"\",'Combined scenario - input'!$D20=\"\"),\"\",N35/'Combined scenario - input'!$D20),\"\")","v":3.3263253223902458},{"$f":"IFERROR(IF(OR(O35=\"\",'Combined scenario - input'!$D20=\"\"),\"\",O35/'Combined scenario - input'!$D20),\"\")","v":3.7824102299938041},{"$f":"IFERROR(IF(OR(P35=\"\",'Combined scenario - input'!$D20=\"\"),\"\",P35/'Combined scenario - input'!$D20),\"\")","v":4.2579441760282748},{"$f":"IFERROR(IF(OR(Q35=\"\",'Combined scenario - input'!$D20=\"\"),\"\",Q35/'Combined scenario - input'!$D20),\"\")","v":4.7472158262846991},{"$f":"IFERROR(IF(OR(R35=\"\",'Combined scenario - input'!$D20=\"\"),\"\",R35/'Combined scenario - input'!$D20),\"\")","v":5.2443653483753101},{"$f":"IFERROR(IF(OR(S35=\"\",'Combined scenario - input'!$D20=\"\"),\"\",S35/'Combined scenario - input'!$D20),\"\")","v":5.7437999076280075},{"$f":"IFERROR(IF(OR(T35=\"\",'Combined scenario - input'!$D20=\"\"),\"\",T35/'Combined scenario - input'!$D20),\"\")","v":6.2406320887766773},{"$f":"IFERROR(IF(OR(U35=\"\",'Combined scenario - input'!$D20=\"\"),\"\",U35/'Combined scenario - input'!$D20),\"\")","v":6.7311082472166834},{"$f":"IFERROR(IF(OR(V35=\"\",'Combined scenario - input'!$D20=\"\"),\"\",V35/'Combined scenario - input'!$D20),\"\")","v":7.2129922981220371},{"$f":"IFERROR(IF(OR(W35=\"\",'Combined scenario - input'!$D20=\"\"),\"\",W35/'Combined scenario - input'!$D20),\"\")","v":7.6858722636179788}]
[{"$f":"IFERROR('Combined scenario - input'!A21,\"\")","v":2},{"$f":"IFERROR('Combined scenario - input'!B21,\"\")","v":"POLES"},{"$f":"IFERROR('Combined scenario - input'!C21,\"\")","v":"> 1 kv & < = 11 kv ; wood"},{"$f":"IFERROR(repcalc('Combined scenario - input'!$CV21:$GH21,'Combined scenario - input'!$G21,'Combined scenario - input'!$E21,'Combined scenario - input'!$F21,20,TRUE,TRUE),\"\")","v":9094.283127157154},9912.5643025075078,10718.487446668218,11503.929758053002,12262.261714957456,12988.590675311227,13679.884871639655,14334.977663129097,14954.462704709658,15540.499178090684,16096.551465096571,16627.089256537951,17137.272308459327,17632.639642128514,18118.817065679134,18601.250754428773,19084.969453466001,19574.374544649057,20073.056178683881,20583.634821054824,{"$f":"IFERROR(IF(OR(D36=\"\",'Combined scenario - input'!$D21=\"\"),\"\",D36/'Combined scenario - input'!$D21),\"\")","v":1508.5219296822429},{"$f":"IFERROR(IF(OR(E36=\"\",'Combined scenario - input'!$D21=\"\"),\"\",E36/'Combined scenario - input'!$D21),\"\")","v":1644.2550139069956},{"$f":"IFERROR(IF(OR(F36=\"\",'Combined scenario - input'!$D21=\"\"),\"\",F36/'Combined scenario - input'!$D21),\"\")","v":1777.9381992231026},{"$f":"IFERROR(IF(OR(G36=\"\",'Combined scenario - input'!$D21=\"\"),\"\",G36/'Combined scenario - input'!$D21),\"\")","v":1908.2241090257191},{"$f":"IFERROR(IF(OR(H36=\"\",'Combined scenario - input'!$D21=\"\"),\"\",H36/'Combined scenario - input'!$D21),\"\")","v":2034.0130657773677},{"$f":"IFERROR(IF(OR(I36=\"\",'Combined scenario - input'!$D21=\"\"),\"\",I36/'Combined scenario - input'!$D21),\"\")","v":2154.4934983235089},{"$f":"IFERROR(IF(OR(J36=\"\",'Combined scenario - input'!$D21=\"\"),\"\",J36/'Combined scenario - input'!$D21),\"\")","v":2269.1625096620073},{"$f":"IFERROR(IF(OR(K36=\"\",'Combined scenario - input'!$D21=\"\"),\"\",K36/'Combined scenario - input'!$D21),\"\")","v":2377.8265822580729},{"$f":"IFERROR(IF(OR(L36=\"\",'Combined scenario - input'!$D21=\"\"),\"\",L36/'Combined scenario - input'!$D21),\"\")","v":2480.5841891269188},{"$f":"IFERROR(IF(OR(M36=\"\",'Combined scenario - input'!$D21=\"\"),\"\",M36/'Combined scenario - input'!$D21),\"\")","v":2577.7934863665209},{"$f":"IFERROR(IF(OR(N36=\"\",'Combined scenario - input'!$D21=\"\"),\"\",N36/'Combined scenario - input'!$D21),\"\")","v":2670.0291312513264},{"$f":"IFERROR(IF(OR(O36=\"\",'Combined scenario - input'!$D21=\"\"),\"\",O36/'Combined scenario - input'!$D21),\"\")","v":2758.0325375368184},{"$f":"IFERROR(IF(OR(P36=\"\",'Combined scenario - input'!$D21=\"\"),\"\",P36/'Combined scenario - input'!$D21),\"\")","v":2842.6595841346289},{"$f":"IFERROR(IF(OR(Q36=\"\",'Combined scenario - input'!$D21=\"\"),\"\",Q36/'Combined scenario - input'!$D21),\"\")","v":2924.829060897091},{"$f":"IFERROR(IF(OR(R36=\"\",'Combined scenario - input'!$D21=\"\"),\"\",R36/'Combined scenario - input'!$D21),\"\")","v":3005.4741535215367},{"$f":"IFERROR(IF(OR(S36=\"\",'Combined scenario - input'!$D21=\"\"),\"\",S36/'Combined scenario - input'!$D21),\"\")","v":3085.4982509595307},{"$f":"IFERROR(IF(OR(T36=\"\",'Combined scenario - input'!$D21=\"\"),\"\",T36/'Combined scenario - input'!$D21),\"\")","v":3165.7355005692339},{"$f":"IFERROR(IF(OR(U36=\"\",'Combined scenario - input'!$D21=\"\"),\"\",U36/'Combined scenario - input'!$D21),\"\")","v":3246.9159853006963},{"$f":"IFERROR(IF(OR(V36=\"\",'Combined scenario - input'!$D21=\"\"),\"\",V36/'Combined scenario - input'!$D21),\"\")","v":3329.6352244482973},{"$f":"IFERROR(IF(OR(W36=\"\",'Combined scenario - input'!$D21=\"\"),\"\",W36/'Combined scenario - input'!$D21),\"\")","v":3414.3278899475654}]
[{"$f":"IFERROR('Combined scenario - input'!A22,\"\")","v":2},{"$f":"IFERROR('Combined scenario - input'!B22,\"\")","v":"POLES"},{"$f":"IFERROR('Combined scenario - input'!C22,\"\")","v":"> 22 kv & < = 66 kv ; concrete"},{"$f":"IFERROR(repcalc('Combined scenario - input'!$CV22:$GH22,'Combined scenario - input'!$G22,'Combined scenario - input'!$E22,'Combined scenario - input'!$F22,20,TRUE,TRUE),\"\")","v":285.3959665320948},374.19705200518678,491.09450232004207,642.46602364580451,834.95866538863618,1075.0614942712893,1368.5580270009148,1719.8861387827242,2131.4544596837654,2602.9840564245278,3130.9584566159365,3708.2697538412058,4324.1404299600117,4964.3782019651771,5611.9856858713592,6248.1017978208838,6853.2039132322707,7408.4567949755146,7897.0642538978327,8305.4689753268176,{"$f":"IFERROR(IF(OR(D37=\"\",'Combined scenario - input'!$D22=\"\"),\"\",D37/'Combined scenario - input'!$D22),\"\")","v":15.826589224631059},{"$f":"IFERROR(IF(OR(E37=\"\",'Combined scenario - input'!$D22=\"\"),\"\",E37/'Combined scenario - input'!$D22),\"\")","v":20.751039697990954},{"$f":"IFERROR(IF(OR(F37=\"\",'Combined scenario - input'!$D22=\"\"),\"\",F37/'Combined scenario - input'!$D22),\"\")","v":27.233569742198419},{"$f":"IFERROR(IF(OR(G37=\"\",'Combined scenario - input'!$D22=\"\"),\"\",G37/'Combined scenario - input'!$D22),\"\")","v":35.627854067379694},{"$f":"IFERROR(IF(OR(H37=\"\",'Combined scenario - input'!$D22=\"\"),\"\",H37/'Combined scenario - input'!$D22),\"\")","v":46.302503771250912},{"$f":"IFERROR(IF(OR(I37=\"\",'Combined scenario - input'!$D22=\"\"),\"\",I37/'Combined scenario - input'!$D22),\"\")","v":59.617369046231225},{"$f":"IFERROR(IF(OR(J37=\"\",'Combined scenario - input'!$D22=\"\"),\"\",J37/'Combined scenario - input'!$D22),\"\")","v":75.893173917646251},{"$f":"IFERROR(IF(OR(K37=\"\",'Combined scenario - input'!$D22=\"\"),\"\",K37/'Combined scenario - input'!$D22),\"\")","v":95.376020069260179},{"$f":"IFERROR(IF(OR(L37=\"\",'Combined scenario - input'!$D22=\"\"),\"\",L37/'Combined scenario - input'!$D22),\"\")","v":118.19947770925945},{"$f":"IFERROR(IF(OR(M37=\"\",'Combined scenario - input'!$D22=\"\"),\"\",M37/'Combined scenario - input'!$D22),\"\")","v":144.34807863572959},{"$f":"IFERROR(IF(OR(N37=\"\",'Combined scenario - input'!$D22=\"\"),\"\",N37/'Combined scenario - input'!$D22),\"\")","v":173.62681741570006},{"$f":"IFERROR(IF(OR(O37=\"\",'Combined scenario - input'!$D22=\"\"),\"\",O37/'Combined scenario - input'!$D22),\"\")","v":205.64152619714221},{"$f":"IFERROR(IF(OR(P37=\"\",'Combined scenario - input'!$D22=\"\"),\"\",P37/'Combined scenario - input'!$D22),\"\")","v":239.7945393769273},{"$f":"IFERROR(IF(OR(Q37=\"\",'Combined scenario - input'!$D22=\"\"),\"\",Q37/'Combined scenario - input'!$D22),\"\")","v":275.29882609388494},{"$f":"IFERROR(IF(OR(R37=\"\",'Combined scenario - input'!$D22=\"\"),\"\",R37/'Combined scenario - input'!$D22),\"\")","v":311.21179904554509},{"$f":"IFERROR(IF(OR(S37=\"\",'Combined scenario - input'!$D22=\"\"),\"\",S37/'Combined scenario - input'!$D22),\"\")","v":346.48751974099639},{"$f":"IFERROR(IF(OR(T37=\"\",'Combined scenario - input'!$D22=\"\"),\"\",T37/'Combined scenario - input'!$D22),\"\")","v":380.04336405071035},{"$f":"IFERROR(IF(OR(U37=\"\",'Combined scenario - input'!$D22=\"\"),\"\",U37/'Combined scenario - input'!$D22),\"\")","v":410.83482681006484},{"$f":"IFERROR(IF(OR(V37=\"\",'Combined scenario - input'!$D22=\"\"),\"\",V37/'Combined scenario - input'!$D22),\"\")","v":437.93047794494061},{"$f":"IFERROR(IF(OR(W37=\"\",'Combined scenario - input'!$D22=\"\"),\"\",W37/'Combined scenario - input'!$D22),\"\")","v":460.5784986650566}]
[{"$f":"IFERROR('Combined scenario - input'!A23,\"\")","v":2},{"$f":"IFERROR('Combined scenario - input'!B23,\"\")","v":"POLES"},{"$f":"IFERROR('Combined scenario - input'!C23,\"\")","v":"> 22 kv & < = 66 kv ; steel"},{"$f":"IFERROR(repcalc('Combined scenario - input'!$CV23:$GH23,'Combined scenario - input'!$G23,'Combined scenario - input'!$E23,'Combined scenario - input'!$F23,20,TRUE,TRUE),\"\")","v":580.24528469663039},641.88519851825185,700.7668698162696,755.01702315799253,802.80650590673395,842.45810867438763,872.55096214487526,892.01222774550877,900.18754971248347,896.88352160061459,882.37805818439836,857.39773921408232,823.06450305530871,780.81708882063401,732.31496949181167,679.33390136577532,623.66249616004404,567.0084212080244,510.92112059576738,456.73561156148179,{"$f":"IFERROR(IF(OR(D38=\"\",'Combined scenario - input'!$D23=\"\"),\"\",D38/'Combined scenario - input'!$D23),\"\")","v":39.386047875018335},{"$f":"IFERROR(IF(OR(E38=\"\",'Combined scenario - input'!$D23=\"\"),\"\",E38/'Combined scenario - input'!$D23),\"\")","v":43.570058776648821},{"$f":"IFERROR(IF(OR(F38=\"\",'Combined scenario - input'!$D23=\"\"),\"\",F38/'Combined scenario - input'!$D23),\"\")","v":47.566844939103071},{"$f":"IFERROR(IF(OR(G38=\"\",'Combined scenario - input'!$D23=\"\"),\"\",G38/'Combined scenario - input'!$D23),\"\")","v":51.249251661048802},{"$f":"IFERROR(IF(OR(H38=\"\",'Combined scenario - input'!$D23=\"\"),\"\",H38/'Combined scenario - input'!$D23),\"\")","v":54.493119220348973},{"$f":"IFERROR(IF(OR(I38=\"\",'Combined scenario - input'!$D23=\"\"),\"\",I38/'Combined scenario - input'!$D23),\"\")","v":57.18460154018296},{"$f":"IFERROR(IF(OR(J38=\"\",'Combined scenario - input'!$D23=\"\"),\"\",J38/'Combined scenario - input'!$D23),\"\")","v":59.227252465134839},{"$f":"IFERROR(IF(OR(K38=\"\",'Combined scenario - input'!$D23=\"\"),\"\",K38/'Combined scenario - input'!$D23),\"\")","v":60.548249565620971},{"$f":"IFERROR(IF(OR(L38=\"\",'Combined scenario - input'!$D23=\"\"),\"\",L38/'Combined scenario - input'!$D23),\"\")","v":61.103176302429013},{"$f":"IFERROR(IF(OR(M38=\"\",'Combined scenario - input'!$D23=\"\"),\"\",M38/'Combined scenario - input'!$D23),\"\")","v":60.878904580061615},{"$f":"IFERROR(IF(OR(N38=\"\",'Combined scenario - input'!$D23=\"\"),\"\",N38/'Combined scenario - input'!$D23),\"\")","v":59.894298773468769},{"$f":"IFERROR(IF(OR(O38=\"\",'Combined scenario - input'!$D23=\"\"),\"\",O38/'Combined scenario - input'!$D23),\"\")","v":58.198677861335902},{"$f":"IFERROR(IF(OR(P38=\"\",'Combined scenario - input'!$D23=\"\"),\"\",P38/'Combined scenario - input'!$D23),\"\")","v":55.86819708239986},{"$f":"IFERROR(IF(OR(Q38=\"\",'Combined scenario - input'!$D23=\"\"),\"\",Q38/'Combined scenario - input'!$D23),\"\")","v":53.000515563001393},{"$f":"IFERROR(IF(OR(R38=\"\",'Combined scenario - input'!$D23=\"\"),\"\",R38/'Combined scenario - input'!$D23),\"\")","v":49.708275463327659},{"$f":"IFERROR(IF(OR(S38=\"\",'Combined scenario - input'!$D23=\"\"),\"\",S38/'Combined scenario - input'!$D23),\"\")","v":46.112012054185662},{"$f":"IFERROR(IF(OR(T38=\"\",'Combined scenario - input'!$D23=\"\"),\"\",T38/'Combined scenario - input'!$D23),\"\")","v":42.333133210131159},{"$f":"IFERROR(IF(OR(U38=\"\",'Combined scenario - input'!$D23=\"\"),\"\",U38/'Combined scenario - input'!$D23),\"\")","v":38.487552440712662},{"$f":"IFERROR(IF(OR(V38=\"\",'Combined scenario - input'!$D23=\"\"),\"\",V38/'Combined scenario - input'!$D23),\"\")","v":34.680443334690608},{"$f":"IFERROR(IF(OR(W38=\"\",'Combined scenario - input'!$D23=\"\"),\"\",W38/'Combined scenario - input'!$D23),\"\")","v":31.002424556696731}]
[{"$f":"IFERROR('Combined scenario - input'!A24,\"\")","v":2},{"$f":"IFERROR('Combined scenario - input'!B24,\"\")","v":"POLES"},{"$f":"IFERROR('Combined scenario - input'!C24,\"\")","v":"> 22 kv & < = 66 kv ; wood"},{"$f":"IFERROR(repcalc('Combined scenario - input'!$CV24:$GH24,'Combined scenario - input'!$G24,'Combined scenario - input'!$E24,'Combined scenario - input'!$F24,20,TRUE,TRUE),\"\")","v":2654.2915012722256},2937.4840296870989,3231.3519488670545,3534.6647001144997,3846.069658379784,4164.0235306737704,4486.7141497540588,4811.9855837776768,5137.2811426345679,5459.618508378313,5775.6086920371727,6081.5259888314176,6373.4300592703885,6647.3344646014102,6899.4093577659905,7126.2005325442733,7324.8435057146216,7493.2503426614821,7630.2487814331771,7735.6577154228589,{"$f":"IFERROR(IF(OR(D39=\"\",'Combined scenario - input'!$D24=\"\"),\"\",D39/'Combined scenario - input'!$D24),\"\")","v":345.20954478924205},{"$f":"IFERROR(IF(OR(E39=\"\",'Combined scenario - input'!$D24=\"\"),\"\",E39/'Combined scenario - input'!$D24),\"\")","v":382.0407533339536},{"$f":"IFERROR(IF(OR(F39=\"\",'Combined scenario - input'!$D24=\"\"),\"\",F39/'Combined scenario - input'!$D24),\"\")","v":420.26037260322011},{"$f":"IFERROR(IF(OR(G39=\"\",'Combined scenario - input'!$D24=\"\"),\"\",G39/'Combined scenario - input'!$D24),\"\")","v":459.70835965992296},{"$f":"IFERROR(IF(OR(H39=\"\",'Combined scenario - input'!$D24=\"\"),\"\",H39/'Combined scenario - input'!$D24),\"\")","v":500.20879596706783},{"$f":"IFERROR(IF(OR(I39=\"\",'Combined scenario - input'!$D24=\"\"),\"\",I39/'Combined scenario - input'!$D24),\"\")","v":541.56096526195302},{"$f":"IFERROR(IF(OR(J39=\"\",'Combined scenario - input'!$D24=\"\"),\"\",J39/'Combined scenario - input'!$D24),\"\")","v":583.52918226715826},{"$f":"IFERROR(IF(OR(K39=\"\",'Combined scenario - input'!$D24=\"\"),\"\",K39/'Combined scenario - input'!$D24),\"\")","v":625.8330526666291},{"$f":"IFERROR(IF(OR(L39=\"\",'Combined scenario - input'!$D24=\"\"),\"\",L39/'Combined scenario - input'!$D24),\"\")","v":668.14006067276773},{"$f":"IFERROR(IF(OR(M39=\"\",'Combined scenario - input'!$D24=\"\"),\"\",M39/'Combined scenario - input'!$D24),\"\")","v":710.06233456153495},{"$f":"IFERROR(IF(OR(N39=\"\",'Combined scenario - input'!$D24=\"\"),\"\",N39/'Combined scenario - input'!$D24),\"\")","v":751.15911214096047},{"$f":"IFERROR(IF(OR(O39=\"\",'Combined scenario - input'!$D24=\"\"),\"\",O39/'Combined scenario - input'!$D24),\"\")","v":790.94583892619823},{"$f":"IFERROR(IF(OR(P39=\"\",'Combined scenario - input'!$D24=\"\"),\"\",P39/'Combined scenario - input'!$D24),\"\")","v":828.91004565709613},{"$f":"IFERROR(IF(OR(Q39=\"\",'Combined scenario - input'!$D24=\"\"),\"\",Q39/'Combined scenario - input'!$D24),\"\")","v":864.53326753561601},{"$f":"IFERROR(IF(OR(R39=\"\",'Combined scenario - input'!$D24=\"\"),\"\",R39/'Combined scenario - input'!$D24),\"\")","v":897.31740563063408},{"$f":"IFERROR(IF(OR(S39=\"\",'Combined scenario - input'!$D24=\"\"),\"\",S39/'Combined scenario - input'!$D24),\"\")","v":926.81321578181871},{"$f":"IFERROR(IF(OR(T39=\"\",'Combined scenario - input'!$D24=\"\"),\"\",T39/'Combined scenario - input'!$D24),\"\")","v":952.64815151169228},{"$f":"IFERROR(IF(OR(U39=\"\",'Combined scenario - input'!$D24=\"\"),\"\",U39/'Combined scenario - input'!$D24),\"\")","v":974.55066202870103},{"$f":"IFERROR(IF(OR(V39=\"\",'Combined scenario - input'!$D24=\"\"),\"\",V39/'Combined scenario - input'!$D24),\"\")","v":992.36828630340699},{"$f":"IFERROR(IF(OR(W39=\"\",'Combined scenario - input'!$D24=\"\"),\"\",W39/'Combined scenario - input'!$D24),\"\")","v":1006.0774701296206}]
[{"$f":"IFERROR('Combined scenario - input'!A25,\"\")","v":2},{"$f":"IFERROR('Combined scenario - input'!B25,\"\")","v":"POLES"},{"$f":"IFERROR('Combined scenario - input'!C25,\"\")","v":"> 66 kv & < = 132 kv ; concrete"},{"$f":"IFERROR(repcalc('Combined scenario - input'!$CV25:$GH25,'Combined scenario - input'!$G25,'Combined scenario - input'!$E25,'Combined scenario - input'!$F25,20,TRUE,TRUE),\"\")","v":108.72324821654371},152.99514366893354,211.56509600771273,287.48166501462686,383.85631600748206,503.63557701687353,649.31336802401188,822.59904313751065,1024.06793149754,1252.8315800056439,1506.2723934016187,1779.889820116472,2067.3009581238302,2360.4266506767945,2649.8752498213903,2925.5120895815921,3177.1764497639219,3395.4833757342849,3572.6293052947658,3703.1116010858718,{"$f":"IFERROR(IF(OR(D40=\"\",'Combined scenario - input'!$D25=\"\"),\"\",D40/'Combined scenario - input'!$D25),\"\")","v":4.4652039915698678},{"$f":"IFERROR(IF(OR(E40=\"\",'Combined scenario - input'!$D25=\"\"),\"\",E40/'Combined scenario - input'!$D25),\"\")","v":6.2834263821909637},{"$f":"IFERROR(IF(OR(F40=\"\",'Combined scenario - input'!$D25=\"\"),\"\",F40/'Combined scenario - input'!$D25),\"\")","v":8.6888621032456896},{"$f":"IFERROR(IF(OR(G40=\"\",'Combined scenario - input'!$D25=\"\"),\"\",G40/'Combined scenario - input'!$D25),\"\")","v":11.806713827844748},{"$f":"IFERROR(IF(OR(H40=\"\",'Combined scenario - input'!$D25=\"\"),\"\",H40/'Combined scenario - input'!$D25),\"\")","v":15.764767724858185},{"$f":"IFERROR(IF(OR(I40=\"\",'Combined scenario - input'!$D25=\"\"),\"\",I40/'Combined scenario - input'!$D25),\"\")","v":20.684036079508399},{"$f":"IFERROR(IF(OR(J40=\"\",'Combined scenario - input'!$D25=\"\"),\"\",J40/'Combined scenario - input'!$D25),\"\")","v":26.666942813426008},{"$f":"IFERROR(IF(OR(K40=\"\",'Combined scenario - input'!$D25=\"\"),\"\",K40/'Combined scenario - input'!$D25),\"\")","v":33.783690159472798},{"$f":"IFERROR(IF(OR(L40=\"\",'Combined scenario - input'!$D25=\"\"),\"\",L40/'Combined scenario - input'!$D25),\"\")","v":42.057906568925709},{"$f":"IFERROR(IF(OR(M40=\"\",'Combined scenario - input'!$D25=\"\"),\"\",M40/'Combined scenario - input'!$D25),\"\")","v":51.453103761802069},{"$f":"IFERROR(IF(OR(N40=\"\",'Combined scenario - input'!$D25=\"\"),\"\",N40/'Combined scenario - input'!$D25),\"\")","v":61.861778540801389},{"$f":"IFERROR(IF(OR(O40=\"\",'Combined scenario - input'!$D25=\"\"),\"\",O40/'Combined scenario - input'!$D25),\"\")","v":73.099095728905155},{"$f":"IFERROR(IF(OR(P40=\"\",'Combined scenario - input'!$D25=\"\"),\"\",P40/'Combined scenario - input'!$D25),\"\")","v":84.902913051360898},{"$f":"IFERROR(IF(OR(Q40=\"\",'Combined scenario - input'!$D25=\"\"),\"\",Q40/'Combined scenario - input'!$D25),\"\")","v":96.941423985216673},{"$f":"IFERROR(IF(OR(R40=\"\",'Combined scenario - input'!$D25=\"\"),\"\",R40/'Combined scenario - input'!$D25),\"\")","v":108.82891871569598},{"$f":"IFERROR(IF(OR(S40=\"\",'Combined scenario - input'!$D25=\"\"),\"\",S40/'Combined scenario - input'!$D25),\"\")","v":120.14917208661834},{"$f":"IFERROR(IF(OR(T40=\"\",'Combined scenario - input'!$D25=\"\"),\"\",T40/'Combined scenario - input'!$D25),\"\")","v":130.48488890942593},{"$f":"IFERROR(IF(OR(U40=\"\",'Combined scenario - input'!$D25=\"\"),\"\",U40/'Combined scenario - input'!$D25),\"\")","v":139.45063426030742},{"$f":"IFERROR(IF(OR(V40=\"\",'Combined scenario - input'!$D25=\"\"),\"\",V40/'Combined scenario - input'!$D25),\"\")","v":146.72592013282289},{"$f":"IFERROR(IF(OR(W40=\"\",'Combined scenario - input'!$D25=\"\"),\"\",W40/'Combined scenario - input'!$D25),\"\")","v":152.08475623782249}]
[{"$f":"IFERROR('Combined scenario - input'!A26,\"\")","v":2},{"$f":"IFERROR('Combined scenario - input'!B26,\"\")","v":"POLES"},{"$f":"IFERROR('Combined scenario - input'!C26,\"\")","v":"> 66 kv & < = 132 kv ; steel"},{"$f":"IFERROR(repcalc('Combined scenario - input'!$CV26:$GH26,'Combined scenario - input'!$G26,'Combined scenario - input'!$E26,'Combined scenario - input'!$F26,20,TRUE,TRUE),\"\")","v":4.0333181131353122},5.199343416594715,6.6174838991489624,8.317340747399431,10.325994956297967,12.66682374399471,15.358663247317033,18.415554566399301,21.84730801570792,25.66108411494119,29.864114128524726,34.467566872894565,39.491416735627865,44.969991479796285,50.95769491276117,57.534231738330881,64.808536106849544,72.92054815878214,82.040017606980385,92.361656296663654,{"$f":"IFERROR(IF(OR(D41=\"\",'Combined scenario - input'!$D26=\"\"),\"\",D41/'Combined scenario - input'!$D26),\"\")","v":0.22781248184446423},{"$f":"IFERROR(IF(OR(E41=\"\",'Combined scenario - input'!$D26=\"\"),\"\",E41/'Combined scenario - input'!$D26),\"\")","v":0.2936726770543181},{"$f":"IFERROR(IF(OR(F41=\"\",'Combined scenario - input'!$D26=\"\"),\"\",F41/'Combined scenario - input'!$D26),\"\")","v":0.37377300484216264},{"$f":"IFERROR(IF(OR(G41=\"\",'Combined scenario - input'!$D26=\"\"),\"\",G41/'Combined scenario - input'!$D26),\"\")","v":0.46978541857146783},{"$f":"IFERROR(IF(OR(H41=\"\",'Combined scenario - input'!$D26=\"\"),\"\",H41/'Combined scenario - input'!$D26),\"\")","v":0.58323952451125205},{"$f":"IFERROR(IF(OR(I41=\"\",'Combined scenario - input'!$D26=\"\"),\"\",I41/'Combined scenario - input'!$D26),\"\")","v":0.71545572981414207},{"$f":"IFERROR(IF(OR(J41=\"\",'Combined scenario - input'!$D26=\"\"),\"\",J41/'Combined scenario - input'!$D26),\"\")","v":0.86749794934096447},{"$f":"IFERROR(IF(OR(K41=\"\",'Combined scenario - input'!$D26=\"\"),\"\",K41/'Combined scenario - input'!$D26),\"\")","v":1.0401592615893014},{"$f":"IFERROR(IF(OR(L41=\"\",'Combined scenario - input'!$D26=\"\"),\"\",L41/'Combined scenario - input'!$D26),\"\")","v":1.2339937790847653},{"$f":"IFERROR(IF(OR(M41=\"\",'Combined scenario - input'!$D26=\"\"),\"\",M41/'Combined scenario - input'!$D26),\"\")","v":1.449405946931364},{"$f":"IFERROR(IF(OR(N41=\"\",'Combined scenario - input'!$D26=\"\"),\"\",N41/'Combined scenario - input'!$D26),\"\")","v":1.6868042060825421},{"$f":"IFERROR(IF(OR(O41=\"\",'Combined scenario - input'!$D26=\"\"),\"\",O41/'Combined scenario - input'!$D26),\"\")","v":1.9468194008506468},{"$f":"IFERROR(IF(OR(P41=\"\",'Combined scenario - input'!$D26=\"\"),\"\",P41/'Combined scenario - input'!$D26),\"\")","v":2.2305797375114134},{"$f":"IFERROR(IF(OR(Q41=\"\",'Combined scenario - input'!$D26=\"\"),\"\",Q41/'Combined scenario - input'!$D26),\"\")","v":2.5400241389769858},{"$f":"IFERROR(IF(OR(R41=\"\",'Combined scenario - input'!$D26=\"\"),\"\",R41/'Combined scenario - input'!$D26),\"\")","v":2.8782254762754174},{"$f":"IFERROR(IF(OR(S41=\"\",'Combined scenario - input'!$D26=\"\"),\"\",S41/'Combined scenario - input'!$D26),\"\")","v":3.2496856820289146},{"$f":"IFERROR(IF(OR(T41=\"\",'Combined scenario - input'!$D26=\"\"),\"\",T41/'Combined scenario - input'!$D26),\"\")","v":3.6605576453603792},{"$f":"IFERROR(IF(OR(U41=\"\",'Combined scenario - input'!$D26=\"\"),\"\",U41/'Combined scenario - input'!$D26),\"\")","v":4.1187455557769983},{"$f":"IFERROR(IF(OR(V41=\"\",'Combined scenario - input'!$D26=\"\"),\"\",V41/'Combined scenario - input'!$D26),\"\")","v":4.6338373263301111},{"$f":"IFERROR(IF(OR(W41=\"\",'Combined scenario - input'!$D26=\"\"),\"\",W41/'Combined scenario - input'!$D26),\"\")","v":5.216830797373416}]
[{"$f":"IFERROR('Combined scenario - input'!A27,\"\")","v":2},{"$f":"IFERROR('Combined scenario - input'!B27,\"\")","v":"POLES"},{"$f":"IFERROR('Combined scenario - input'!C27,\"\")","v":"> 66 kv & < = 132 kv ; wood"},{"$f":"IFERROR(repcalc('Combined scenario - input'!$CV27:$GH27,'Combined scenario - input'!$G27,'Combined scenario - input'!$E27,'Combined scenario - input'!$F27,20,TRUE,TRUE),\"\")","v":248.08410943521326},307.59214206527002,378.09203182633286,460.71387662350941,556.45971151150354,666.12424619730007,790.20768852649553,928.82535155316111,1081.6203180143352,1247.6867158185064,1425.5118941500182,1612.9457547168986,1807.2045223661951,2004.9142738251032,2202.1966575727292,2394.7956534210257,2578.240293272303,2748.0344469621014,2899.8615573952993,3029.7900382460084,{"$f":"IFERROR(IF(OR(D42=\"\",'Combined scenario - input'!$D27=\"\"),\"\",D42/'Combined scenario - input'!$D27),\"\")","v":11.154016353624217},{"$f":"IFERROR(IF(OR(E42=\"\",'Combined scenario - input'!$D27=\"\"),\"\",E42/'Combined scenario - input'!$D27),\"\")","v":13.829534631029221},{"$f":"IFERROR(IF(OR(F42=\"\",'Combined scenario - input'!$D27=\"\"),\"\",F42/'Combined scenario - input'!$D27),\"\")","v":16.99925366347275},{"$f":"IFERROR(IF(OR(G42=\"\",'Combined scenario - input'!$D27=\"\"),\"\",G42/'Combined scenario - input'!$D27),\"\")","v":20.713983357899128},{"$f":"IFERROR(IF(OR(H42=\"\",'Combined scenario - input'!$D27=\"\"),\"\",H42/'Combined scenario - input'!$D27),\"\")","v":25.018775835593004},{"$f":"IFERROR(IF(OR(I42=\"\",'Combined scenario - input'!$D27=\"\"),\"\",I42/'Combined scenario - input'!$D27),\"\")","v":29.949361740843823},{"$f":"IFERROR(IF(OR(J42=\"\",'Combined scenario - input'!$D27=\"\"),\"\",J42/'Combined scenario - input'!$D27),\"\")","v":35.528230730496986},{"$f":"IFERROR(IF(OR(K42=\"\",'Combined scenario - input'!$D27=\"\"),\"\",K42/'Combined scenario - input'!$D27),\"\")","v":41.760567351413741},{"$f":"IFERROR(IF(OR(L42=\"\",'Combined scenario - input'!$D27=\"\"),\"\",L42/'Combined scenario - input'!$D27),\"\")","v":48.630324380750878},{"$f":"IFERROR(IF(OR(M42=\"\",'Combined scenario - input'!$D27=\"\"),\"\",M42/'Combined scenario - input'!$D27),\"\")","v":56.096773244050269},{"$f":"IFERROR(IF(OR(N42=\"\",'Combined scenario - input'!$D27=\"\"),\"\",N42/'Combined scenario - input'!$D27),\"\")","v":64.091904216813376},{"$f":"IFERROR(IF(OR(O42=\"\",'Combined scenario - input'!$D27=\"\"),\"\",O42/'Combined scenario - input'!$D27),\"\")","v":72.519047538267714},{"$f":"IFERROR(IF(OR(P42=\"\",'Combined scenario - input'!$D27=\"\"),\"\",P42/'Combined scenario - input'!$D27),\"\")","v":81.253042940585033},{"$f":"IFERROR(IF(OR(Q42=\"\",'Combined scenario - input'!$D27=\"\"),\"\",Q42/'Combined scenario - input'!$D27),\"\")","v":90.142196728242439},{"$f":"IFERROR(IF(OR(R42=\"\",'Combined scenario - input'!$D27=\"\"),\"\",R42/'Combined scenario - input'!$D27),\"\")","v":99.012135796942218},{"$f":"IFERROR(IF(OR(S42=\"\",'Combined scenario - input'!$D27=\"\"),\"\",S42/'Combined scenario - input'!$D27),\"\")","v":107.67150682346302},{"$f":"IFERROR(IF(OR(T42=\"\",'Combined scenario - input'!$D27=\"\"),\"\",T42/'Combined scenario - input'!$D27),\"\")","v":115.91929229244808},{"$f":"IFERROR(IF(OR(U42=\"\",'Combined scenario - input'!$D27=\"\"),\"\",U42/'Combined scenario - input'!$D27),\"\")","v":123.55334338631864},{"$f":"IFERROR(IF(OR(V42=\"\",'Combined scenario - input'!$D27=\"\"),\"\",V42/'Combined scenario - input'!$D27),\"\")","v":130.37958500473897},{"$f":"IFERROR(IF(OR(W42=\"\",'Combined scenario - input'!$D27=\"\"),\"\",W42/'Combined scenario - input'!$D27),\"\")","v":136.22125057336268}]
[{"$f":"IFERROR('Combined scenario - input'!A28,\"\")","v":2},{"$f":"IFERROR('Combined scenario - input'!B28,\"\")","v":"POLES"},{"$f":"IFERROR('Combined scenario - input'!C28,\"\")","v":"staking of a wooden pole"},{"$f":"IFERROR(repcalc('Combined scenario - input'!$CV28:$GH28,'Combined scenario - input'!$G28,'Combined scenario - input'!$E28,'Combined scenario - input'!$F28,20,TRUE,TRUE),\"\")","v":3830.1311473752576},4447.8393811368132,5096.1044895668847,5773.1667642032162,6480.0034632297493,7219.915834119789,7997.4459547643301,8816.7572572441331,9679.7229404940408,10584.034936509892,11521.66006332522,12477.926773606903,13431.432867318255,14354.838469792379,15216.473652334391,15982.573507254387,16619.878769869665,17098.319421734766,17393.52805698138,17488.989663106979,{"$f":"IFERROR(IF(OR(D43=\"\",'Combined scenario - input'!$D28=\"\"),\"\",D43/'Combined scenario - input'!$D28),\"\")","v":524.62864993553785},{"$f":"IFERROR(IF(OR(E43=\"\",'Combined scenario - input'!$D28=\"\"),\"\",E43/'Combined scenario - input'!$D28),\"\")","v":609.23866047120055},{"$f":"IFERROR(IF(OR(F43=\"\",'Combined scenario - input'!$D28=\"\"),\"\",F43/'Combined scenario - input'!$D28),\"\")","v":698.03417048109907},{"$f":"IFERROR(IF(OR(G43=\"\",'Combined scenario - input'!$D28=\"\"),\"\",G43/'Combined scenario - input'!$D28),\"\")","v":790.7741455360424},{"$f":"IFERROR(IF(OR(H43=\"\",'Combined scenario - input'!$D28=\"\"),\"\",H43/'Combined scenario - input'!$D28),\"\")","v":887.59244466642735},{"$f":"IFERROR(IF(OR(I43=\"\",'Combined scenario - input'!$D28=\"\"),\"\",I43/'Combined scenario - input'!$D28),\"\")","v":988.94125317306532},{"$f":"IFERROR(IF(OR(J43=\"\",'Combined scenario - input'!$D28=\"\"),\"\",J43/'Combined scenario - input'!$D28),\"\")","v":1095.4427179486254},{"$f":"IFERROR(IF(OR(K43=\"\",'Combined scenario - input'!$D28=\"\"),\"\",K43/'Combined scenario - input'!$D28),\"\")","v":1207.6671212282536},{"$f":"IFERROR(IF(OR(L43=\"\",'Combined scenario - input'!$D28=\"\"),\"\",L43/'Combined scenario - input'!$D28),\"\")","v":1325.8710426930193},{"$f":"IFERROR(IF(OR(M43=\"\",'Combined scenario - input'!$D28=\"\"),\"\",M43/'Combined scenario - input'!$D28),\"\")","v":1449.7383368757335},{"$f":"IFERROR(IF(OR(N43=\"\",'Combined scenario - input'!$D28=\"\"),\"\",N43/'Combined scenario - input'!$D28),\"\")","v":1578.1686661514973},{"$f":"IFERROR(IF(OR(O43=\"\",'Combined scenario - input'!$D28=\"\"),\"\",O43/'Combined scenario - input'!$D28),\"\")","v":1709.1524089763809},{"$f":"IFERROR(IF(OR(P43=\"\",'Combined scenario - input'!$D28=\"\"),\"\",P43/'Combined scenario - input'!$D28),\"\")","v":1839.7580189153255},{"$f":"IFERROR(IF(OR(Q43=\"\",'Combined scenario - input'!$D28=\"\"),\"\",Q43/'Combined scenario - input'!$D28),\"\")","v":1966.2406420758655},{"$f":"IFERROR(IF(OR(R43=\"\",'Combined scenario - input'!$D28=\"\"),\"\",R43/'Combined scenario - input'!$D28),\"\")","v":2084.2623194442117},{"$f":"IFERROR(IF(OR(S43=\"\",'Combined scenario - input'!$D28=\"\"),\"\",S43/'Combined scenario - input'!$D28),\"\")","v":2189.1981342081313},{"$f":"IFERROR(IF(OR(T43=\"\",'Combined scenario - input'!$D28=\"\"),\"\",T43/'Combined scenario - input'!$D28),\"\")","v":2276.4924295357969},{"$f":"IFERROR(IF(OR(U43=\"\",'Combined scenario - input'!$D28=\"\"),\"\",U43/'Combined scenario - input'!$D28),\"\")","v":2342.0263926311018},{"$f":"IFERROR(IF(OR(V43=\"\",'Combined scenario - input'!$D28=\"\"),\"\",V43/'Combined scenario - input'!$D28),\"\")","v":2382.4623207493537},{"$f":"IFERROR(IF(OR(W43=\"\",'Combined scenario - input'!$D28=\"\"),\"\",W43/'Combined scenario - input'!$D28),\"\")","v":2395.5380854204068}]
[{"$f":"IFERROR('Combined scenario - input'!A29,\"\")","v":3},{"$f":"IFERROR('Combined scenario - input'!B29,\"\")","v":"SERVICE LINES"},{"$f":"IFERROR('Combined scenario - input'!C29,\"\")","v":"˂ = 11 kv ; commercial and industrial ; simple type"},{"$f":"IFERROR(repcalc('Combined scenario - input'!$CV29:$GH29,'Combined scenario - input'!$G29,'Combined scenario - input'!$E29,'Combined scenario - input'!$F29,20,TRUE,TRUE),\"\")","v":1180.3151706269871},1099.3204608468509,1030.338621820501,972.97446316522382,926.46210394908746,889.8002271181532,861.8671624718952,841.51107640063458,827.61458314645984,819.13612161322544,815.13231090841964,814.76625594641735,817.30661788266639,822.12147374932761,828.66987081068658,836.49281345492443,845.20442129805281,854.48330110651148,864.06382878685019,873.72700910377841,{"$f":"IFERROR(IF(OR(D44=\"\",'Combined scenario - input'!$D29=\"\"),\"\",D44/'Combined scenario - input'!$D29),\"\")","v":1289.2826995206899},{"$f":"IFERROR(IF(OR(E44=\"\",'Combined scenario - input'!$D29=\"\"),\"\",E44/'Combined scenario - input'!$D29),\"\")","v":1200.8105010173376},{"$f":"IFERROR(IF(OR(F44=\"\",'Combined scenario - input'!$D29=\"\"),\"\",F44/'Combined scenario - input'!$D29),\"\")","v":1125.4602099670665},{"$f":"IFERROR(IF(OR(G44=\"\",'Combined scenario - input'!$D29=\"\"),\"\",G44/'Combined scenario - input'!$D29),\"\")","v":1062.8001517323478},{"$f":"IFERROR(IF(OR(H44=\"\",'Combined scenario - input'!$D29=\"\"),\"\",H44/'Combined scenario - input'!$D29),\"\")","v":1011.9937387135255},{"$f":"IFERROR(IF(OR(I44=\"\",'Combined scenario - input'!$D29=\"\"),\"\",I44/'Combined scenario - input'!$D29),\"\")","v":971.9472115601269},{"$f":"IFERROR(IF(OR(J44=\"\",'Combined scenario - input'!$D29=\"\"),\"\",J44/'Combined scenario - input'!$D29),\"\")","v":941.4353466877277},{"$f":"IFERROR(IF(OR(K44=\"\",'Combined scenario - input'!$D29=\"\"),\"\",K44/'Combined scenario - input'!$D29),\"\")","v":919.19997239554687},{"$f":"IFERROR(IF(OR(L44=\"\",'Combined scenario - input'!$D29=\"\"),\"\",L44/'Combined scenario - input'!$D29),\"\")","v":904.02054508453784},{"$f":"IFERROR(IF(OR(M44=\"\",'Combined scenario - input'!$D29=\"\"),\"\",M44/'Combined scenario - input'!$D29),\"\")","v":894.7593460036652},{"$f":"IFERROR(IF(OR(N44=\"\",'Combined scenario - input'!$D29=\"\"),\"\",N44/'Combined scenario - input'!$D29),\"\")","v":890.38590067116149},{"$f":"IFERROR(IF(OR(O44=\"\",'Combined scenario - input'!$D29=\"\"),\"\",O44/'Combined scenario - input'!$D29),\"\")","v":889.98605125693041},{"$f":"IFERROR(IF(OR(P44=\"\",'Combined scenario - input'!$D29=\"\"),\"\",P44/'Combined scenario - input'!$D29),\"\")","v":892.760941198561},{"$f":"IFERROR(IF(OR(Q44=\"\",'Combined scenario - input'!$D29=\"\"),\"\",Q44/'Combined scenario - input'!$D29),\"\")","v":898.02030795420001},{"$f":"IFERROR(IF(OR(R44=\"\",'Combined scenario - input'!$D29=\"\"),\"\",R44/'Combined scenario - input'!$D29),\"\")","v":905.1732576500998},{"$f":"IFERROR(IF(OR(S44=\"\",'Combined scenario - input'!$D29=\"\"),\"\",S44/'Combined scenario - input'!$D29),\"\")","v":913.7184198758813},{"$f":"IFERROR(IF(OR(T44=\"\",'Combined scenario - input'!$D29=\"\"),\"\",T44/'Combined scenario - input'!$D29),\"\")","v":923.23428949838888},{"$f":"IFERROR(IF(OR(U44=\"\",'Combined scenario - input'!$D29=\"\"),\"\",U44/'Combined scenario - input'!$D29),\"\")","v":933.36980203409803},{"$f":"IFERROR(IF(OR(V44=\"\",'Combined scenario - input'!$D29=\"\"),\"\",V44/'Combined scenario - input'!$D29),\"\")","v":943.83481078593707},{"$f":"IFERROR(IF(OR(W44=\"\",'Combined scenario - input'!$D29=\"\"),\"\",W44/'Combined scenario - input'!$D29),\"\")","v":954.39010272406108}]
[{"$f":"IFERROR('Combined scenario - input'!A30,\"\")","v":3},{"$f":"IFERROR('Combined scenario - input'!B30,\"\")","v":"SERVICE LINES"},{"$f":"IFERROR('Combined scenario - input'!C30,\"\")","v":"˂ = 11 kv ; residential ; simple type"},{"$f":"IFERROR(repcalc('Combined scenario - input'!$CV30:$GH30,'Combined scenario - input'!$G30,'Combined scenario - input'!$E30,'Combined scenario - input'!$F30,20,TRUE,TRUE),\"\")","v":3719.8912946576229},3725.6983110459155,3731.4950414801351,3741.1061719392346,3757.5321058326135,3782.8180873090696,3818.0089000186294,3863.1836058160702,3917.5580971476606,3979.638615998399,4047.4070639353881,4118.5188234258858,4190.4956218482121,4260.8992181958247,4327.4758080239289,4388.2654390416556,4441.6748761666504,4486.5158290800528,4522.012983820804,4547.7877541149164,{"$f":"IFERROR(IF(OR(D45=\"\",'Combined scenario - input'!$D30=\"\"),\"\",D45/'Combined scenario - input'!$D30),\"\")","v":5722.2489835697179},{"$f":"IFERROR(IF(OR(E45=\"\",'Combined scenario - input'!$D30=\"\"),\"\",E45/'Combined scenario - input'!$D30),\"\")","v":5731.1818235355531},{"$f":"IFERROR(IF(OR(F45=\"\",'Combined scenario - input'!$D30=\"\"),\"\",F45/'Combined scenario - input'!$D30),\"\")","v":5740.0988407835785},{"$f":"IFERROR(IF(OR(G45=\"\",'Combined scenario - input'!$D30=\"\"),\"\",G45/'Combined scenario - input'!$D30),\"\")","v":5754.8834882757037},{"$f":"IFERROR(IF(OR(H45=\"\",'Combined scenario - input'!$D30=\"\"),\"\",H45/'Combined scenario - input'!$D30),\"\")","v":5780.151238346939},{"$f":"IFERROR(IF(OR(I45=\"\",'Combined scenario - input'!$D30=\"\"),\"\",I45/'Combined scenario - input'!$D30),\"\")","v":5819.0482571953162},{"$f":"IFERROR(IF(OR(J45=\"\",'Combined scenario - input'!$D30=\"\"),\"\",J45/'Combined scenario - input'!$D30),\"\")","v":5873.1817187154074},{"$f":"IFERROR(IF(OR(K45=\"\",'Combined scenario - input'!$D30=\"\"),\"\",K45/'Combined scenario - input'!$D30),\"\")","v":5942.6732424875445},{"$f":"IFERROR(IF(OR(L45=\"\",'Combined scenario - input'!$D30=\"\"),\"\",L45/'Combined scenario - input'!$D30),\"\")","v":6026.3166484658777},{"$f":"IFERROR(IF(OR(M45=\"\",'Combined scenario - input'!$D30=\"\"),\"\",M45/'Combined scenario - input'!$D30),\"\")","v":6121.8141127071858},{"$f":"IFERROR(IF(OR(N45=\"\",'Combined scenario - input'!$D30=\"\"),\"\",N45/'Combined scenario - input'!$D30),\"\")","v":6226.0612268318537},{"$f":"IFERROR(IF(OR(O45=\"\",'Combined scenario - input'!$D30=\"\"),\"\",O45/'Combined scenario - input'!$D30),\"\")","v":6335.4513033775738},{"$f":"IFERROR(IF(OR(P45=\"\",'Combined scenario - input'!$D30=\"\"),\"\",P45/'Combined scenario - input'!$D30),\"\")","v":6446.172055407148},{"$f":"IFERROR(IF(OR(Q45=\"\",'Combined scenario - input'!$D30=\"\"),\"\",Q45/'Combined scenario - input'!$D30),\"\")","v":6554.4727759734615},{"$f":"IFERROR(IF(OR(R45=\"\",'Combined scenario - input'!$D30=\"\"),\"\",R45/'Combined scenario - input'!$D30),\"\")","v":6656.8864739276305},{"$f":"IFERROR(IF(OR(S45=\"\",'Combined scenario - input'!$D30=\"\"),\"\",S45/'Combined scenario - input'!$D30),\"\")","v":6750.3981861656575},{"$f":"IFERROR(IF(OR(T45=\"\",'Combined scenario - input'!$D30=\"\"),\"\",T45/'Combined scenario - input'!$D30),\"\")","v":6832.5570647706472},{"$f":"IFERROR(IF(OR(U45=\"\",'Combined scenario - input'!$D30=\"\"),\"\",U45/'Combined scenario - input'!$D30),\"\")","v":6901.5351818461431},{"$f":"IFERROR(IF(OR(V45=\"\",'Combined scenario - input'!$D30=\"\"),\"\",V45/'Combined scenario - input'!$D30),\"\")","v":6956.1398843885536},{"$f":"IFERROR(IF(OR(W45=\"\",'Combined scenario - input'!$D30=\"\"),\"\",W45/'Combined scenario - input'!$D30),\"\")","v":6995.7887992181477}]
[{"$f":"IFERROR('Combined scenario - input'!A31,\"\")","v":3},{"$f":"IFERROR('Combined scenario - input'!B31,\"\")","v":"SERVICE LINES"},{"$f":"IFERROR('Combined scenario - input'!C31,\"\")","v":"˂ = 11 kV ; residential ; complex type"},{"$f":"IFERROR(repcalc('Combined scenario - input'!$CV31:$GH31,'Combined scenario - input'!$G31,'Combined scenario - input'!$E31,'Combined scenario - input'!$F31,20,TRUE,TRUE),\"\")","v":""},"","","","","","","","","","","","","","","","","","","",{"$f":"IFERROR(IF(OR(D46=\"\",'Combined scenario - input'!$D31=\"\"),\"\",D46/'Combined scenario - input'!$D31),\"\")","v":""},{"$f":"IFERROR(IF(OR(E46=\"\",'Combined scenario - input'!$D31=\"\"),\"\",E46/'Combined scenario - input'!$D31),\"\")","v":""},{"$f":"IFERROR(IF(OR(F46=\"\",'Combined scenario - input'!$D31=\"\"),\"\",F46/'Combined scenario - input'!$D31),\"\")","v":""},{"$f":"IFERROR(IF(OR(G46=\"\",'Combined scenario - input'!$D31=\"\"),\"\",G46/'Combined scenario - input'!$D31),\"\")","v":""},{"$f":"IFERROR(IF(OR(H46=\"\",'Combined scenario - input'!$D31=\"\"),\"\",H46/'Combined scenario - input'!$D31),\"\")","v":""},{"$f":"IFERROR(IF(OR(I46=\"\",'Combined scenario - input'!$D31=\"\"),\"\",I46/'Combined scenario - input'!$D31),\"\")","v":""},{"$f":"IFERROR(IF(OR(J46=\"\",'Combined scenario - input'!$D31=\"\"),\"\",J46/'Combined scenario - input'!$D31),\"\")","v":""},{"$f":"IFERROR(IF(OR(K46=\"\",'Combined scenario - input'!$D31=\"\"),\"\",K46/'Combined scenario - input'!$D31),\"\")","v":""},{"$f":"IFERROR(IF(OR(L46=\"\",'Combined scenario - input'!$D31=\"\"),\"\",L46/'Combined scenario - input'!$D31),\"\")","v":""},{"$f":"IFERROR(IF(OR(M46=\"\",'Combined scenario - input'!$D31=\"\"),\"\",M46/'Combined scenario - input'!$D31),\"\")","v":""},{"$f":"IFERROR(IF(OR(N46=\"\",'Combined scenario - input'!$D31=\"\"),\"\",N46/'Combined scenario - input'!$D31),\"\")","v":""},{"$f":"IFERROR(IF(OR(O46=\"\",'Combined scenario - input'!$D31=\"\"),\"\",O46/'Combined scenario - input'!$D31),\"\")","v":""},{"$f":"IFERROR(IF(OR(P46=\"\",'Combined scenario - input'!$D31=\"\"),\"\",P46/'Combined scenario - input'!$D31),\"\")","v":""},{"$f":"IFERROR(IF(OR(Q46=\"\",'Combined scenario - input'!$D31=\"\"),\"\",Q46/'Combined scenario - input'!$D31),\"\")","v":""},{"$f":"IFERROR(IF(OR(R46=\"\",'Combined scenario - input'!$D31=\"\"),\"\",R46/'Combined scenario - input'!$D31),\"\")","v":""},{"$f":"IFERROR(IF(OR(S46=\"\",'Combined scenario - input'!$D31=\"\"),\"\",S46/'Combined scenario - input'!$D31),\"\")","v":""},{"$f":"IFERROR(IF(OR(T46=\"\",'Combined scenario - input'!$D31=\"\"),\"\",T46/'Combined scenario - input'!$D31),\"\")","v":""},{"$f":"IFERROR(IF(OR(U46=\"\",'Combined scenario - input'!$D31=\"\"),\"\",U46/'Combined scenario - input'!$D31),\"\")","v":""},{"$f":"IFERROR(IF(OR(V46=\"\",'Combined scenario - input'!$D31=\"\"),\"\",V46/'Combined scenario - input'!$D31),\"\")","v":""},{"$f":"IFERROR(IF(OR(W46=\"\",'Combined scenario - input'!$D31=\"\"),\"\",W46/'Combined scenario - input'!$D31),\"\")","v":""}]
[{"$f":"IFERROR('Combined scenario - input'!A32,\"\")","v":4},{"$f":"IFERROR('Combined scenario - input'!B32,\"\")","v":"SWITCHGEAR"},{"$f":"IFERROR('Combined scenario - input'!C32,\"\")","v":"˂ = 11 kv ; circuit breaker"},{"$f":"IFERROR(repcalc('Combined scenario - input'!$CV32:$GH32,'Combined scenario - input'!$G32,'Combined scenario - input'!$E32,'Combined scenario - input'!$F32,20,TRUE,TRUE),\"\")","v":905.28488604330562},962.65757756343942,1019.612739222056,1075.7763457463775,1130.9875130953096,1185.3359001915135,1239.1652661626945,1293.0386746306403,1347.6662043684612,1403.8018506345254,1462.1217376057621,1523.0999426565727,1586.9004063307302,1653.3030623725406,1721.6793124226072,1791.0265318005065,1860.0640561269975,1927.385003512434,1991.650449103146,2051.8060079259435,{"$f":"IFERROR(IF(OR(D47=\"\",'Combined scenario - input'!$D32=\"\"),\"\",D47/'Combined scenario - input'!$D32),\"\")","v":11.1596412615713},{"$f":"IFERROR(IF(OR(E47=\"\",'Combined scenario - input'!$D32=\"\"),\"\",E47/'Combined scenario - input'!$D32),\"\")","v":11.866886754615862},{"$f":"IFERROR(IF(OR(F47=\"\",'Combined scenario - input'!$D32=\"\"),\"\",F47/'Combined scenario - input'!$D32),\"\")","v":12.568985267364651},{"$f":"IFERROR(IF(OR(G47=\"\",'Combined scenario - input'!$D32=\"\"),\"\",G47/'Combined scenario - input'!$D32),\"\")","v":13.261326109932844},{"$f":"IFERROR(IF(OR(H47=\"\",'Combined scenario - input'!$D32=\"\"),\"\",H47/'Combined scenario - input'!$D32),\"\")","v":13.941926030185115},{"$f":"IFERROR(IF(OR(I47=\"\",'Combined scenario - input'!$D32=\"\"),\"\",I47/'Combined scenario - input'!$D32),\"\")","v":14.611890272921444},{"$f":"IFERROR(IF(OR(J47=\"\",'Combined scenario - input'!$D32=\"\"),\"\",J47/'Combined scenario - input'!$D32),\"\")","v":15.275456430754634},{"$f":"IFERROR(IF(OR(K47=\"\",'Combined scenario - input'!$D32=\"\"),\"\",K47/'Combined scenario - input'!$D32),\"\")","v":15.939565509906556},{"$f":"IFERROR(IF(OR(L47=\"\",'Combined scenario - input'!$D32=\"\"),\"\",L47/'Combined scenario - input'!$D32),\"\")","v":16.612970803950908},{"$f":"IFERROR(IF(OR(M47=\"\",'Combined scenario - input'!$D32=\"\"),\"\",M47/'Combined scenario - input'!$D32),\"\")","v":17.304966974409201},{"$f":"IFERROR(IF(OR(N47=\"\",'Combined scenario - input'!$D32=\"\"),\"\",N47/'Combined scenario - input'!$D32),\"\")","v":18.02388874925396},{"$f":"IFERROR(IF(OR(O47=\"\",'Combined scenario - input'!$D32=\"\"),\"\",O47/'Combined scenario - input'!$D32),\"\")","v":18.77558018211969},{"$f":"IFERROR(IF(OR(P47=\"\",'Combined scenario - input'!$D32=\"\"),\"\",P47/'Combined scenario - input'!$D32),\"\")","v":19.56206220330683},{"$f":"IFERROR(IF(OR(Q47=\"\",'Combined scenario - input'!$D32=\"\"),\"\",Q47/'Combined scenario - input'!$D32),\"\")","v":20.38062200880729},{"$f":"IFERROR(IF(OR(R47=\"\",'Combined scenario - input'!$D32=\"\"),\"\",R47/'Combined scenario - input'!$D32),\"\")","v":21.223510731610663},{"$f":"IFERROR(IF(OR(S47=\"\",'Combined scenario - input'!$D32=\"\"),\"\",S47/'Combined scenario - input'!$D32),\"\")","v":22.078368801899735},{"$f":"IFERROR(IF(OR(T47=\"\",'Combined scenario - input'!$D32=\"\"),\"\",T47/'Combined scenario - input'!$D32),\"\")","v":22.929409194762084},{"$f":"IFERROR(IF(OR(U47=\"\",'Combined scenario - input'!$D32=\"\"),\"\",U47/'Combined scenario - input'!$D32),\"\")","v":23.759288974920757},{"$f":"IFERROR(IF(OR(V47=\"\",'Combined scenario - input'!$D32=\"\"),\"\",V47/'Combined scenario - input'!$D32),\"\")","v":24.55150292807966},{"$f":"IFERROR(IF(OR(W47=\"\",'Combined scenario - input'!$D32=\"\"),\"\",W47/'Combined scenario - input'!$D32),\"\")","v":25.293053424173614}]
[{"$f":"IFERROR('Combined scenario - input'!A33,\"\")","v":4},{"$f":"IFERROR('Combined scenario - input'!B33,\"\")","v":"SWITCHGEAR"},{"$f":"IFERROR('Combined scenario - input'!C33,\"\")","v":"˂ = 11 kv ; fuse"},{"$f":"IFERROR(repcalc('Combined scenario - input'!$CV33:$GH33,'Combined scenario - input'!$G33,'Combined scenario - input'!$E33,'Combined scenario - input'!$F33,20,TRUE,TRUE),\"\")","v":1623.3912646106069},1488.7870286833422,1380.2455461063516,1294.030384499104,1226.638268900384,1174.9123485328696,1136.08921898107,1107.7981263893221,1088.0311272354802,1075.100609690651,1067.5966786827207,1064.3525059518076,1064.4216430648808,1067.0679977222385,1071.7669096887139,1078.214517697809,1086.3421835429099,1096.3328215143426,1108.6362218882241,1123.9805503811829,{"$f":"IFERROR(IF(OR(D48=\"\",'Combined scenario - input'!$D33=\"\"),\"\",D48/'Combined scenario - input'!$D33),\"\")","v":1213.8435440516223},{"$f":"IFERROR(IF(OR(E48=\"\",'Combined scenario - input'!$D33=\"\"),\"\",E48/'Combined scenario - input'!$D33),\"\")","v":1113.1971463875923},{"$f":"IFERROR(IF(OR(F48=\"\",'Combined scenario - input'!$D33=\"\"),\"\",F48/'Combined scenario - input'!$D33),\"\")","v":1032.0384135792854},{"$f":"IFERROR(IF(OR(G48=\"\",'Combined scenario - input'!$D33=\"\"),\"\",G48/'Combined scenario - input'!$D33),\"\")","v":967.57353712115867},{"$f":"IFERROR(IF(OR(H48=\"\",'Combined scenario - input'!$D33=\"\"),\"\",H48/'Combined scenario - input'!$D33),\"\")","v":917.18304517828835},{"$f":"IFERROR(IF(OR(I48=\"\",'Combined scenario - input'!$D33=\"\"),\"\",I48/'Combined scenario - input'!$D33),\"\")","v":878.50649451119079},{"$f":"IFERROR(IF(OR(J48=\"\",'Combined scenario - input'!$D33=\"\"),\"\",J48/'Combined scenario - input'!$D33),\"\")","v":849.47762994006393},{"$f":"IFERROR(IF(OR(K48=\"\",'Combined scenario - input'!$D33=\"\"),\"\",K48/'Combined scenario - input'!$D33),\"\")","v":828.32378930701293},{"$f":"IFERROR(IF(OR(L48=\"\",'Combined scenario - input'!$D33=\"\"),\"\",L48/'Combined scenario - input'!$D33),\"\")","v":813.5435913157911},{"$f":"IFERROR(IF(OR(M48=\"\",'Combined scenario - input'!$D33=\"\"),\"\",M48/'Combined scenario - input'!$D33),\"\")","v":803.87517336554299},{"$f":"IFERROR(IF(OR(N48=\"\",'Combined scenario - input'!$D33=\"\"),\"\",N48/'Combined scenario - input'!$D33),\"\")","v":798.26432747302806},{"$f":"IFERROR(IF(OR(O48=\"\",'Combined scenario - input'!$D33=\"\"),\"\",O48/'Combined scenario - input'!$D33),\"\")","v":795.83859178561102},{"$f":"IFERROR(IF(OR(P48=\"\",'Combined scenario - input'!$D33=\"\"),\"\",P48/'Combined scenario - input'!$D33),\"\")","v":795.89028704860004},{"$f":"IFERROR(IF(OR(Q48=\"\",'Combined scenario - input'!$D33=\"\"),\"\",Q48/'Combined scenario - input'!$D33),\"\")","v":797.86902168031258},{"$f":"IFERROR(IF(OR(R48=\"\",'Combined scenario - input'!$D33=\"\"),\"\",R48/'Combined scenario - input'!$D33),\"\")","v":801.38249626830179},{"$f":"IFERROR(IF(OR(S48=\"\",'Combined scenario - input'!$D33=\"\"),\"\",S48/'Combined scenario - input'!$D33),\"\")","v":806.20350739915386},{"$f":"IFERROR(IF(OR(T48=\"\",'Combined scenario - input'!$D33=\"\"),\"\",T48/'Combined scenario - input'!$D33),\"\")","v":812.28073285265589},{"$f":"IFERROR(IF(OR(U48=\"\",'Combined scenario - input'!$D33=\"\"),\"\",U48/'Combined scenario - input'!$D33),\"\")","v":819.75094146283311},{"$f":"IFERROR(IF(OR(V48=\"\",'Combined scenario - input'!$D33=\"\"),\"\",V48/'Combined scenario - input'!$D33),\"\")","v":828.95045081050762},{"$f":"IFERROR(IF(OR(W48=\"\",'Combined scenario - input'!$D33=\"\"),\"\",W48/'Combined scenario - input'!$D33),\"\")","v":840.42372560569572}]
[{"$f":"IFERROR('Combined scenario - input'!A34,\"\")","v":4},{"$f":"IFERROR('Combined scenario - input'!B34,\"\")","v":"SWITCHGEAR"},{"$f":"IFERROR('Combined scenario - input'!C34,\"\")","v":"˂ = 11 kv ; switch"},{"$f":"IFERROR(repcalc('Combined scenario - input'!$CV34:$GH34,'Combined scenario - input'!$G34,'Combined scenario - input'!$E34,'Combined scenario - input'!$F34,20,TRUE,TRUE),\"\")","v":1874.8120858499112},1939.340969110935,1998.8373864659347,2054.4818834851967,2107.5288312052758,2159.2037034515515,2210.6136733780454,2262.6792542653038,2316.0919179624348,2371.2994597457655,2428.5177616383544,2487.7649290566847,2548.91185069116,2611.7422562706056,2676.0153847506658,2741.5253556330363,2808.1530706411681,2875.9086884677677,2944.9650939218313,3015.685006314287,{"$f":"IFERROR(IF(OR(D49=\"\",'Combined scenario - input'!$D34=\"\"),\"\",D49/'Combined scenario - input'!$D34),\"\")","v":142.61724715133514},{"$f":"IFERROR(IF(OR(E49=\"\",'Combined scenario - input'!$D34=\"\"),\"\",E49/'Combined scenario - input'!$D34),\"\")","v":147.52596934375961},{"$f":"IFERROR(IF(OR(F49=\"\",'Combined scenario - input'!$D34=\"\"),\"\",F49/'Combined scenario - input'!$D34),\"\")","v":152.05187107150019},{"$f":"IFERROR(IF(OR(G49=\"\",'Combined scenario - input'!$D34=\"\"),\"\",G49/'Combined scenario - input'!$D34),\"\")","v":156.28475661981915},{"$f":"IFERROR(IF(OR(H49=\"\",'Combined scenario - input'!$D34=\"\"),\"\",H49/'Combined scenario - input'!$D34),\"\")","v":160.32004618868748},{"$f":"IFERROR(IF(OR(I49=\"\",'Combined scenario - input'!$D34=\"\"),\"\",I49/'Combined scenario - input'!$D34),\"\")","v":164.25096176272478},{"$f":"IFERROR(IF(OR(J49=\"\",'Combined scenario - input'!$D34=\"\"),\"\",J49/'Combined scenario - input'!$D34),\"\")","v":168.16172617606901},{"$f":"IFERROR(IF(OR(K49=\"\",'Combined scenario - input'!$D34=\"\"),\"\",K49/'Combined scenario - input'!$D34),\"\")","v":172.12236301723263},{"$f":"IFERROR(IF(OR(L49=\"\",'Combined scenario - input'!$D34=\"\"),\"\",L49/'Combined scenario - input'!$D34),\"\")","v":176.18547265739244},{"$f":"IFERROR(IF(OR(M49=\"\",'Combined scenario - input'!$D34=\"\"),\"\",M49/'Combined scenario - input'!$D34),\"\")","v":180.38511895290989},{"$f":"IFERROR(IF(OR(N49=\"\",'Combined scenario - input'!$D34=\"\"),\"\",N49/'Combined scenario - input'!$D34),\"\")","v":184.73772408287721},{"$f":"IFERROR(IF(OR(O49=\"\",'Combined scenario - input'!$D34=\"\"),\"\",O49/'Combined scenario - input'!$D34),\"\")","v":189.24466532914406},{"$f":"IFERROR(IF(OR(P49=\"\",'Combined scenario - input'!$D34=\"\"),\"\",P49/'Combined scenario - input'!$D34),\"\")","v":193.89612117429559},{"$f":"IFERROR(IF(OR(Q49=\"\",'Combined scenario - input'!$D34=\"\"),\"\",Q49/'Combined scenario - input'!$D34),\"\")","v":198.67563990514495},{"$f":"IFERROR(IF(OR(R49=\"\",'Combined scenario - input'!$D34=\"\"),\"\",R49/'Combined scenario - input'!$D34),\"\")","v":203.5649067915779},{"$f":"IFERROR(IF(OR(S49=\"\",'Combined scenario - input'!$D34=\"\"),\"\",S49/'Combined scenario - input'!$D34),\"\")","v":208.54826047204685},{"$f":"IFERROR(IF(OR(T49=\"\",'Combined scenario - input'!$D34=\"\"),\"\",T49/'Combined scenario - input'!$D34),\"\")","v":213.61664112211918},{"$f":"IFERROR(IF(OR(U49=\"\",'Combined scenario - input'!$D34=\"\"),\"\",U49/'Combined scenario - input'!$D34),\"\")","v":218.77082151513011},{"$f":"IFERROR(IF(OR(V49=\"\",'Combined scenario - input'!$D34=\"\"),\"\",V49/'Combined scenario - input'!$D34),\"\")","v":224.02395302540643},{"$f":"IFERROR(IF(OR(W49=\"\",'Combined scenario - input'!$D34=\"\"),\"\",W49/'Combined scenario - input'!$D34),\"\")","v":229.4036277673811}]
[{"$f":"IFERROR('Combined scenario - input'!A35,\"\")","v":4},{"$f":"IFERROR('Combined scenario - input'!B35,\"\")","v":"SWITCHGEAR"},{"$f":"IFERROR('Combined scenario - input'!C35,\"\")","v":"> 11 kv & < = 22 kv ; circuit breaker"},{"$f":"IFERROR(repcalc('Combined scenario - input'!$CV35:$GH35,'Combined scenario - input'!$G35,'Combined scenario - input'!$E35,'Combined scenario - input'!$F35,20,TRUE,TRUE),\"\")","v":195.45390635934601},195.6988847280644,197.21922684252596,200.180747690294,204.73828029628552,211.01677050214445,219.09172213852867,228.97286626549126,240.59463050809657,253.81611334082604,268.43194046782298,284.19377495964562,300.8405903116917,318.1343331684335,335.89652311341001,354.04083751411167,372.5969116268721,391.72145410153229,411.6942392155824,432.89839992511912,{"$f":"IFERROR(IF(OR(D50=\"\",'Combined scenario - input'!$D35=\"\"),\"\",D50/'Combined scenario - input'!$D35),\"\")","v":10.218459724967243},{"$f":"IFERROR(IF(OR(E50=\"\",'Combined scenario - input'!$D35=\"\"),\"\",E50/'Combined scenario - input'!$D35),\"\")","v":10.231267356397412},{"$f":"IFERROR(IF(OR(F50=\"\",'Combined scenario - input'!$D35=\"\"),\"\",F50/'Combined scenario - input'!$D35),\"\")","v":10.310751849463692},{"$f":"IFERROR(IF(OR(G50=\"\",'Combined scenario - input'!$D35=\"\"),\"\",G50/'Combined scenario - input'!$D35),\"\")","v":10.46558212157875},{"$f":"IFERROR(IF(OR(H50=\"\",'Combined scenario - input'!$D35=\"\"),\"\",H50/'Combined scenario - input'!$D35),\"\")","v":10.703852945871859},{"$f":"IFERROR(IF(OR(I50=\"\",'Combined scenario - input'!$D35=\"\"),\"\",I50/'Combined scenario - input'!$D35),\"\")","v":11.032096573728637},{"$f":"IFERROR(IF(OR(J50=\"\",'Combined scenario - input'!$D35=\"\"),\"\",J50/'Combined scenario - input'!$D35),\"\")","v":11.454260395441914},{"$f":"IFERROR(IF(OR(K50=\"\",'Combined scenario - input'!$D35=\"\"),\"\",K50/'Combined scenario - input'!$D35),\"\")","v":11.970853157278704},{"$f":"IFERROR(IF(OR(L50=\"\",'Combined scenario - input'!$D35=\"\"),\"\",L50/'Combined scenario - input'!$D35),\"\")","v":12.57844669203155},{"$f":"IFERROR(IF(OR(M50=\"\",'Combined scenario - input'!$D35=\"\"),\"\",M50/'Combined scenario - input'!$D35),\"\")","v":13.269674574590223},{"$f":"IFERROR(IF(OR(N50=\"\",'Combined scenario - input'!$D35=\"\"),\"\",N50/'Combined scenario - input'!$D35),\"\")","v":14.033799700693953},{"$f":"IFERROR(IF(OR(O50=\"\",'Combined scenario - input'!$D35=\"\"),\"\",O50/'Combined scenario - input'!$D35),\"\")","v":14.857838851132696},{"$f":"IFERROR(IF(OR(P50=\"\",'Combined scenario - input'!$D35=\"\"),\"\",P50/'Combined scenario - input'!$D35),\"\")","v":15.728145387299378},{"$f":"IFERROR(IF(OR(Q50=\"\",'Combined scenario - input'!$D35=\"\"),\"\",Q50/'Combined scenario - input'!$D35),\"\")","v":16.632273722041692},{"$f":"IFERROR(IF(OR(R50=\"\",'Combined scenario - input'!$D35=\"\"),\"\",R50/'Combined scenario - input'!$D35),\"\")","v":17.560892780932566},{"$f":"IFERROR(IF(OR(S50=\"\",'Combined scenario - input'!$D35=\"\"),\"\",S50/'Combined scenario - input'!$D35),\"\")","v":18.509489559550225},{"$f":"IFERROR(IF(OR(T50=\"\",'Combined scenario - input'!$D35=\"\"),\"\",T50/'Combined scenario - input'!$D35),\"\")","v":19.479613408731012},{"$f":"IFERROR(IF(OR(U50=\"\",'Combined scenario - input'!$D35=\"\"),\"\",U50/'Combined scenario - input'!$D35),\"\")","v":20.479457160517946},{"$f":"IFERROR(IF(OR(V50=\"\",'Combined scenario - input'!$D35=\"\"),\"\",V50/'Combined scenario - input'!$D35),\"\")","v":21.523647599506258},{"$f":"IFERROR(IF(OR(W50=\"\",'Combined scenario - input'!$D35=\"\"),\"\",W50/'Combined scenario - input'!$D35),\"\")","v":22.632215170490358}]
[{"$f":"IFERROR('Combined scenario - input'!A36,\"\")","v":4},{"$f":"IFERROR('Combined scenario - input'!B36,\"\")","v":"SWITCHGEAR"},{"$f":"IFERROR('Combined scenario - input'!C36,\"\")","v":"> 11 kv & < = 22 kv ; switch"},{"$f":"IFERROR(repcalc('Combined scenario - input'!$CV36:$GH36,'Combined scenario - input'!$G36,'Combined scenario - input'!$E36,'Combined scenario - input'!$F36,20,TRUE,TRUE),\"\")","v":2179.5418077812992},1982.1793514086221,1822.5291515300451,1694.334675321792,1592.3177375436048,1512.1025998140401,1450.0762371975209,1403.2296987554153,1369.014225098181,1345.2334236930274,1329.9811425607784,1321.6249391543388,1318.8278829504895,1320.5970646268559,1326.3454494362957,1335.9541670666197,1349.824344433388,1368.9104311697561,1394.7299052948242,1429.346639317502,{"$f":"IFERROR(IF(OR(D51=\"\",'Combined scenario - input'!$D36=\"\"),\"\",D51/'Combined scenario - input'!$D36),\"\")","v":404.22388517884423},{"$f":"IFERROR(IF(OR(E51=\"\",'Combined scenario - input'!$D36=\"\"),\"\",E51/'Combined scenario - input'!$D36),\"\")","v":367.6204951366887},{"$f":"IFERROR(IF(OR(F51=\"\",'Combined scenario - input'!$D36=\"\"),\"\",F51/'Combined scenario - input'!$D36),\"\")","v":338.01132506520867},{"$f":"IFERROR(IF(OR(G51=\"\",'Combined scenario - input'!$D36=\"\"),\"\",G51/'Combined scenario - input'!$D36),\"\")","v":314.23602098690918},{"$f":"IFERROR(IF(OR(H51=\"\",'Combined scenario - input'!$D36=\"\"),\"\",H51/'Combined scenario - input'!$D36),\"\")","v":295.31567598800973},{"$f":"IFERROR(IF(OR(I51=\"\",'Combined scenario - input'!$D36=\"\"),\"\",I51/'Combined scenario - input'!$D36),\"\")","v":280.43875345895384},{"$f":"IFERROR(IF(OR(J51=\"\",'Combined scenario - input'!$D36=\"\"),\"\",J51/'Combined scenario - input'!$D36),\"\")","v":268.93517174703237},{"$f":"IFERROR(IF(OR(K51=\"\",'Combined scenario - input'!$D36=\"\"),\"\",K51/'Combined scenario - input'!$D36),\"\")","v":260.24688244299523},{"$f":"IFERROR(IF(OR(L51=\"\",'Combined scenario - input'!$D36=\"\"),\"\",L51/'Combined scenario - input'!$D36),\"\")","v":253.90118554212194},{"$f":"IFERROR(IF(OR(M51=\"\",'Combined scenario - input'!$D36=\"\"),\"\",M51/'Combined scenario - input'!$D36),\"\")","v":249.4907319769099},{"$f":"IFERROR(IF(OR(N51=\"\",'Combined scenario - input'!$D36=\"\"),\"\",N51/'Combined scenario - input'!$D36),\"\")","v":246.66200150011588},{"$f":"IFERROR(IF(OR(O51=\"\",'Combined scenario - input'!$D36=\"\"),\"\",O51/'Combined scenario - input'!$D36),\"\")","v":245.11223677698163},{"$f":"IFERROR(IF(OR(P51=\"\",'Combined scenario - input'!$D36=\"\"),\"\",P51/'Combined scenario - input'!$D36),\"\")","v":244.59348695454327},{"$f":"IFERROR(IF(OR(Q51=\"\",'Combined scenario - input'!$D36=\"\"),\"\",Q51/'Combined scenario - input'!$D36),\"\")","v":244.92160430850035},{"$f":"IFERROR(IF(OR(R51=\"\",'Combined scenario - input'!$D36=\"\"),\"\",R51/'Combined scenario - input'!$D36),\"\")","v":245.98771574204986},{"$f":"IFERROR(IF(OR(S51=\"\",'Combined scenario - input'!$D36=\"\"),\"\",S51/'Combined scenario - input'!$D36),\"\")","v":247.76977523650382},{"$f":"IFERROR(IF(OR(T51=\"\",'Combined scenario - input'!$D36=\"\"),\"\",T51/'Combined scenario - input'!$D36),\"\")","v":250.34217690519316},{"$f":"IFERROR(IF(OR(U51=\"\",'Combined scenario - input'!$D36=\"\"),\"\",U51/'Combined scenario - input'!$D36),\"\")","v":253.88193563149571},{"$f":"IFERROR(IF(OR(V51=\"\",'Combined scenario - input'!$D36=\"\"),\"\",V51/'Combined scenario - input'!$D36),\"\")","v":258.67048710908085},{"$f":"IFERROR(IF(OR(W51=\"\",'Combined scenario - input'!$D36=\"\"),\"\",W51/'Combined scenario - input'!$D36),\"\")","v":265.09060287327156}]
[{"$f":"IFERROR('Combined scenario - input'!A37,\"\")","v":4},{"$f":"IFERROR('Combined scenario - input'!B37,\"\")","v":"SWITCHGEAR"},{"$f":"IFERROR('Combined scenario - input'!C37,\"\")","v":"> 132 kv ; circuit breaker"},{"$f":"IFERROR(repcalc('Combined scenario - input'!$CV37:$GH37,'Combined scenario - input'!$G37,'Combined scenario - input'!$E37,'Combined scenario - input'!$F37,20,TRUE,TRUE),\"\")","v":0.27732183005875954},0.44882208717850913,0.71058023158545724,1.1005335231425923,1.667428723750928,2.4714270751317988,3.5835015485561468,5.0831100887186267,7.053692323382176,9.5757250690505327,12.717397013930693,16.523409156624556,21.002921932801957,26.118162617586577,31.775561834344977,37.8213866130817,44.043587124868019,50.180941063357338,55.939611268392447,61.016063459992765,{"$f":"IFERROR(IF(OR(D52=\"\",'Combined scenario - input'!$D37=\"\"),\"\",D52/'Combined scenario - input'!$D37),\"\")","v":1.6808466792810259E-3},{"$f":"IFERROR(IF(OR(E52=\"\",'Combined scenario - input'!$D37=\"\"),\"\",E52/'Combined scenario - input'!$D37),\"\")","v":2.7203091608840606E-3},{"$f":"IFERROR(IF(OR(F52=\"\",'Combined scenario - input'!$D37=\"\"),\"\",F52/'Combined scenario - input'!$D37),\"\")","v":4.3068243937741616E-3},{"$f":"IFERROR(IF(OR(G52=\"\",'Combined scenario - input'!$D37=\"\"),\"\",G52/'Combined scenario - input'!$D37),\"\")","v":6.6703299823880754E-3},{"$f":"IFERROR(IF(OR(H52=\"\",'Combined scenario - input'!$D37=\"\"),\"\",H52/'Combined scenario - input'!$D37),\"\")","v":1.0106279886659865E-2},{"$f":"IFERROR(IF(OR(I52=\"\",'Combined scenario - input'!$D37=\"\"),\"\",I52/'Combined scenario - input'!$D37),\"\")","v":1.4979311190324704E-2},{"$f":"IFERROR(IF(OR(J52=\"\",'Combined scenario - input'!$D37=\"\"),\"\",J52/'Combined scenario - input'!$D37),\"\")","v":2.1719590833555298E-2},{"$f":"IFERROR(IF(OR(K52=\"\",'Combined scenario - input'!$D37=\"\"),\"\",K52/'Combined scenario - input'!$D37),\"\")","v":3.0808713151908303E-2},{"$f":"IFERROR(IF(OR(L52=\"\",'Combined scenario - input'!$D37=\"\"),\"\",L52/'Combined scenario - input'!$D37),\"\")","v":4.2752405448625817E-2},{"$f":"IFERROR(IF(OR(M52=\"\",'Combined scenario - input'!$D37=\"\"),\"\",M52/'Combined scenario - input'!$D37),\"\")","v":5.8038437437872632E-2},{"$f":"IFERROR(IF(OR(N52=\"\",'Combined scenario - input'!$D37=\"\"),\"\",N52/'Combined scenario - input'!$D37),\"\")","v":7.7080100529535123E-2},{"$f":"IFERROR(IF(OR(O52=\"\",'Combined scenario - input'!$D37=\"\"),\"\",O52/'Combined scenario - input'!$D37),\"\")","v":0.10014832732579838},{"$f":"IFERROR(IF(OR(P52=\"\",'Combined scenario - input'!$D37=\"\"),\"\",P52/'Combined scenario - input'!$D37),\"\")","v":0.12729863919644835},{"$f":"IFERROR(IF(OR(Q52=\"\",'Combined scenario - input'!$D37=\"\"),\"\",Q52/'Combined scenario - input'!$D37),\"\")","v":0.15830209578304913},{"$f":"IFERROR(IF(OR(R52=\"\",'Combined scenario - input'!$D37=\"\"),\"\",R52/'Combined scenario - input'!$D37),\"\")","v":0.19259157340852348},{"$f":"IFERROR(IF(OR(S52=\"\",'Combined scenario - input'!$D37=\"\"),\"\",S52/'Combined scenario - input'!$D37),\"\")","v":0.22923529705877271},{"$f":"IFERROR(IF(OR(T52=\"\",'Combined scenario - input'!$D37=\"\"),\"\",T52/'Combined scenario - input'!$D37),\"\")","v":0.26694803343383827},{"$f":"IFERROR(IF(OR(U52=\"\",'Combined scenario - input'!$D37=\"\"),\"\",U52/'Combined scenario - input'!$D37),\"\")","v":0.30414651501351175},{"$f":"IFERROR(IF(OR(V52=\"\",'Combined scenario - input'!$D37=\"\"),\"\",V52/'Combined scenario - input'!$D37),\"\")","v":0.33904979575833066},{"$f":"IFERROR(IF(OR(W52=\"\",'Combined scenario - input'!$D37=\"\"),\"\",W52/'Combined scenario - input'!$D37),\"\")","v":0.36981815541819713}]
[{"$f":"IFERROR('Combined scenario - input'!A38,\"\")","v":4},{"$f":"IFERROR('Combined scenario - input'!B38,\"\")","v":"SWITCHGEAR"},{"$f":"IFERROR('Combined scenario - input'!C38,\"\")","v":"> 132 kv ; switch"},{"$f":"IFERROR(repcalc('Combined scenario - input'!$CV38:$GH38,'Combined scenario - input'!$G38,'Combined scenario - input'!$E38,'Combined scenario - input'!$F38,20,TRUE,TRUE),\"\")","v":2.5793821707780089},2.6956713222098165,2.7730959420784544,2.8095175807330182,2.8055823872643986,2.7650578471653708,2.6950427818817846,2.6060626397851148,2.5120758447677729,2.4304236598478095,2.3817534694888041,2.3899329326924432,2.4819512842270792,2.6877771616060242,3.0401142309778684,3.5739720566916016,4.3259557937086122,5.3331794165127517,6.6317268667763729,8.2546249895837072,{"$f":"IFERROR(IF(OR(D53=\"\",'Combined scenario - input'!$D38=\"\"),\"\",D53/'Combined scenario - input'!$D38),\"\")","v":9.0271353928004866E-2},{"$f":"IFERROR(IF(OR(E53=\"\",'Combined scenario - input'!$D38=\"\"),\"\",E53/'Combined scenario - input'!$D38),\"\")","v":9.4341157645273219E-2},{"$f":"IFERROR(IF(OR(F53=\"\",'Combined scenario - input'!$D38=\"\"),\"\",F53/'Combined scenario - input'!$D38),\"\")","v":9.7050808561715315E-2},{"$f":"IFERROR(IF(OR(G53=\"\",'Combined scenario - input'!$D38=\"\"),\"\",G53/'Combined scenario - input'!$D38),\"\")","v":9.8325466761214439E-2},{"$f":"IFERROR(IF(OR(H53=\"\",'Combined scenario - input'!$D38=\"\"),\"\",H53/'Combined scenario - input'!$D38),\"\")","v":9.8187745702890697E-2},{"$f":"IFERROR(IF(OR(I53=\"\",'Combined scenario - input'!$D38=\"\"),\"\",I53/'Combined scenario - input'!$D38),\"\")","v":9.6769497122477524E-2},{"$f":"IFERROR(IF(OR(J53=\"\",'Combined scenario - input'!$D38=\"\"),\"\",J53/'Combined scenario - input'!$D38),\"\")","v":9.4319160444915479E-2},{"$f":"IFERROR(IF(OR(K53=\"\",'Combined scenario - input'!$D38=\"\"),\"\",K53/'Combined scenario - input'!$D38),\"\")","v":9.1205097708973601E-2},{"$f":"IFERROR(IF(OR(L53=\"\",'Combined scenario - input'!$D38=\"\"),\"\",L53/'Combined scenario - input'!$D38),\"\")","v":8.7915815750802109E-2},{"$f":"IFERROR(IF(OR(M53=\"\",'Combined scenario - input'!$D38=\"\"),\"\",M53/'Combined scenario - input'!$D38),\"\")","v":8.5058211566587077E-2},{"$f":"IFERROR(IF(OR(N53=\"\",'Combined scenario - input'!$D38=\"\"),\"\",N53/'Combined scenario - input'!$D38),\"\")","v":8.3354887402600955E-2},{"$f":"IFERROR(IF(OR(O53=\"\",'Combined scenario - input'!$D38=\"\"),\"\",O53/'Combined scenario - input'!$D38),\"\")","v":8.3641146347150488E-2},{"$f":"IFERROR(IF(OR(P53=\"\",'Combined scenario - input'!$D38=\"\"),\"\",P53/'Combined scenario - input'!$D38),\"\")","v":8.6861538142271419E-2},{"$f":"IFERROR(IF(OR(Q53=\"\",'Combined scenario - input'!$D38=\"\"),\"\",Q53/'Combined scenario - input'!$D38),\"\")","v":9.4064883515017239E-2},{"$f":"IFERROR(IF(OR(R53=\"\",'Combined scenario - input'!$D38=\"\"),\"\",R53/'Combined scenario - input'!$D38),\"\")","v":0.10639572174889875},{"$f":"IFERROR(IF(OR(S53=\"\",'Combined scenario - input'!$D38=\"\"),\"\",S53/'Combined scenario - input'!$D38),\"\")","v":0.12507929228691778},{"$f":"IFERROR(IF(OR(T53=\"\",'Combined scenario - input'!$D38=\"\"),\"\",T53/'Combined scenario - input'!$D38),\"\")","v":0.15139667589971181},{"$f":"IFERROR(IF(OR(U53=\"\",'Combined scenario - input'!$D38=\"\"),\"\",U53/'Combined scenario - input'!$D38),\"\")","v":0.18664676065600633},{"$f":"IFERROR(IF(OR(V53=\"\",'Combined scenario - input'!$D38=\"\"),\"\",V53/'Combined scenario - input'!$D38),\"\")","v":0.23209238628026135},{"$f":"IFERROR(IF(OR(W53=\"\",'Combined scenario - input'!$D38=\"\"),\"\",W53/'Combined scenario - input'!$D38),\"\")","v":0.28888940243892036}]
[{"$f":"IFERROR('Combined scenario - input'!A39,\"\")","v":4},{"$f":"IFERROR('Combined scenario - input'!B39,\"\")","v":"SWITCHGEAR"},{"$f":"IFERROR('Combined scenario - input'!C39,\"\")","v":"> 22 kv & < = 33 kv ; circuit breaker"},{"$f":"IFERROR(repcalc('Combined scenario - input'!$CV39:$GH39,'Combined scenario - input'!$G39,'Combined scenario - input'!$E39,'Combined scenario - input'!$F39,20,TRUE,TRUE),\"\")","v":583.0768678591819},539.05325964756821,498.49332218006793,461.35898461392583,427.38806158190766,396.19701155219553,367.37468840145993,340.55709715169246,315.47749416136173,291.99060645576697,270.07360565524311,249.80927335580071,231.35829140625719,214.92777718099921,200.74225653360836,189.02155751712641,179.96800899197453,173.76322280553848,170.57294338242218,170.5571805893502,{"$f":"IFERROR(IF(OR(D54=\"\",'Combined scenario - input'!$D39=\"\"),\"\",D54/'Combined scenario - input'!$D39),\"\")","v":5.9249416209932901},{"$f":"IFERROR(IF(OR(E54=\"\",'Combined scenario - input'!$D39=\"\"),\"\",E54/'Combined scenario - input'!$D39),\"\")","v":5.4775952710052014},{"$f":"IFERROR(IF(OR(F54=\"\",'Combined scenario - input'!$D39=\"\"),\"\",F54/'Combined scenario - input'!$D39),\"\")","v":5.0654450470931875},{"$f":"IFERROR(IF(OR(G54=\"\",'Combined scenario - input'!$D39=\"\"),\"\",G54/'Combined scenario - input'!$D39),\"\")","v":4.6881040919949886},{"$f":"IFERROR(IF(OR(H54=\"\",'Combined scenario - input'!$D39=\"\"),\"\",H54/'Combined scenario - input'!$D39),\"\")","v":4.3429082063908053},{"$f":"IFERROR(IF(OR(I54=\"\",'Combined scenario - input'!$D39=\"\"),\"\",I54/'Combined scenario - input'!$D39),\"\")","v":4.0259600290397577},{"$f":"IFERROR(IF(OR(J54=\"\",'Combined scenario - input'!$D39=\"\"),\"\",J54/'Combined scenario - input'!$D39),\"\")","v":3.7330816943589267},{"$f":"IFERROR(IF(OR(K54=\"\",'Combined scenario - input'!$D39=\"\"),\"\",K54/'Combined scenario - input'!$D39),\"\")","v":3.4605744636160556},{"$f":"IFERROR(IF(OR(L54=\"\",'Combined scenario - input'!$D39=\"\"),\"\",L54/'Combined scenario - input'!$D39),\"\")","v":3.2057278185399465},{"$f":"IFERROR(IF(OR(M54=\"\",'Combined scenario - input'!$D39=\"\"),\"\",M54/'Combined scenario - input'!$D39),\"\")","v":2.9670655662962475},{"$f":"IFERROR(IF(OR(N54=\"\",'Combined scenario - input'!$D39=\"\"),\"\",N54/'Combined scenario - input'!$D39),\"\")","v":2.744355736068977},{"$f":"IFERROR(IF(OR(O54=\"\",'Combined scenario - input'!$D39=\"\"),\"\",O54/'Combined scenario - input'!$D39),\"\")","v":2.5384395139018481},{"$f":"IFERROR(IF(OR(P54=\"\",'Combined scenario - input'!$D39=\"\"),\"\",P54/'Combined scenario - input'!$D39),\"\")","v":2.3509496700628567},{"$f":"IFERROR(IF(OR(Q54=\"\",'Combined scenario - input'!$D39=\"\"),\"\",Q54/'Combined scenario - input'!$D39),\"\")","v":2.1839908298931516},{"$f":"IFERROR(IF(OR(R54=\"\",'Combined scenario - input'!$D39=\"\"),\"\",R54/'Combined scenario - input'!$D39),\"\")","v":2.039844515175202},{"$f":"IFERROR(IF(OR(S54=\"\",'Combined scenario - input'!$D39=\"\"),\"\",S54/'Combined scenario - input'!$D39),\"\")","v":1.9207445109427235},{"$f":"IFERROR(IF(OR(T54=\"\",'Combined scenario - input'!$D39=\"\"),\"\",T54/'Combined scenario - input'!$D39),\"\")","v":1.8287467840026972},{"$f":"IFERROR(IF(OR(U54=\"\",'Combined scenario - input'!$D39=\"\"),\"\",U54/'Combined scenario - input'!$D39),\"\")","v":1.7656967850199596},{"$f":"IFERROR(IF(OR(V54=\"\",'Combined scenario - input'!$D39=\"\"),\"\",V54/'Combined scenario - input'!$D39),\"\")","v":1.7332787276787016},{"$f":"IFERROR(IF(OR(W54=\"\",'Combined scenario - input'!$D39=\"\"),\"\",W54/'Combined scenario - input'!$D39),\"\")","v":1.7331185538939342}]
[{"$f":"IFERROR('Combined scenario - input'!A40,\"\")","v":4},{"$f":"IFERROR('Combined scenario - input'!B40,\"\")","v":"SWITCHGEAR"},{"$f":"IFERROR('Combined scenario - input'!C40,\"\")","v":"> 22 kv & < = 33 kv ; switch"},{"$f":"IFERROR(repcalc('Combined scenario - input'!$CV40:$GH40,'Combined scenario - input'!$G40,'Combined scenario - input'!$E40,'Combined scenario - input'!$F40,20,TRUE,TRUE),\"\")","v":185.15756239561154},182.31559310116549,179.37487513673577,176.18027548839123,172.67984386731317,168.9090608230002,164.97087874811646,161.01274621129627,157.20228371945691,153.70362271942093,150.65652943861477,148.16026106851672,146.26365020810653,144.96224294286074,144.20252414263379,143.89246855757622,143.91697519902408,144.15627144277227,144.50517173566351,144.89115760684837,{"$f":"IFERROR(IF(OR(D55=\"\",'Combined scenario - input'!$D40=\"\"),\"\",D55/'Combined scenario - input'!$D40),\"\")","v":27.477994822351061},{"$f":"IFERROR(IF(OR(E55=\"\",'Combined scenario - input'!$D40=\"\"),\"\",E55/'Combined scenario - input'!$D40),\"\")","v":27.056237176874948},{"$f":"IFERROR(IF(OR(F55=\"\",'Combined scenario - input'!$D40=\"\"),\"\",F55/'Combined scenario - input'!$D40),\"\")","v":26.619824902079795},{"$f":"IFERROR(IF(OR(G55=\"\",'Combined scenario - input'!$D40=\"\"),\"\",G55/'Combined scenario - input'!$D40),\"\")","v":26.14573574546657},{"$f":"IFERROR(IF(OR(H55=\"\",'Combined scenario - input'!$D40=\"\"),\"\",H55/'Combined scenario - input'!$D40),\"\")","v":25.626260112305737},{"$f":"IFERROR(IF(OR(I55=\"\",'Combined scenario - input'!$D40=\"\"),\"\",I55/'Combined scenario - input'!$D40),\"\")","v":25.066663433524354},{"$f":"IFERROR(IF(OR(J55=\"\",'Combined scenario - input'!$D40=\"\"),\"\",J55/'Combined scenario - input'!$D40),\"\")","v":24.482224184794561},{"$f":"IFERROR(IF(OR(K55=\"\",'Combined scenario - input'!$D40=\"\"),\"\",K55/'Combined scenario - input'!$D40),\"\")","v":23.894824221510628},{"$f":"IFERROR(IF(OR(L55=\"\",'Combined scenario - input'!$D40=\"\"),\"\",L55/'Combined scenario - input'!$D40),\"\")","v":23.329338981443513},{"$f":"IFERROR(IF(OR(M55=\"\",'Combined scenario - input'!$D40=\"\"),\"\",M55/'Combined scenario - input'!$D40),\"\")","v":22.810126114303127},{"$f":"IFERROR(IF(OR(N55=\"\",'Combined scenario - input'!$D40=\"\"),\"\",N55/'Combined scenario - input'!$D40),\"\")","v":22.357927390632756},{"$f":"IFERROR(IF(OR(O55=\"\",'Combined scenario - input'!$D40=\"\"),\"\",O55/'Combined scenario - input'!$D40),\"\")","v":21.987472906023605},{"$f":"IFERROR(IF(OR(P55=\"\",'Combined scenario - input'!$D40=\"\"),\"\",P55/'Combined scenario - input'!$D40),\"\")","v":21.706009579718756},{"$f":"IFERROR(IF(OR(Q55=\"\",'Combined scenario - input'!$D40=\"\"),\"\",Q55/'Combined scenario - input'!$D40),\"\")","v":21.512876436067902},{"$f":"IFERROR(IF(OR(R55=\"\",'Combined scenario - input'!$D40=\"\"),\"\",R55/'Combined scenario - input'!$D40),\"\")","v":21.400131652711575},{"$f":"IFERROR(IF(OR(S55=\"\",'Combined scenario - input'!$D40=\"\"),\"\",S55/'Combined scenario - input'!$D40),\"\")","v":21.35411837812196},{"$f":"IFERROR(IF(OR(T55=\"\",'Combined scenario - input'!$D40=\"\"),\"\",T55/'Combined scenario - input'!$D40),\"\")","v":21.357755244788951},{"$f":"IFERROR(IF(OR(U55=\"\",'Combined scenario - input'!$D40=\"\"),\"\",U55/'Combined scenario - input'!$D40),\"\")","v":21.3932675990328},{"$f":"IFERROR(IF(OR(V55=\"\",'Combined scenario - input'!$D40=\"\"),\"\",V55/'Combined scenario - input'!$D40),\"\")","v":21.445045556776154},{"$f":"IFERROR(IF(OR(W55=\"\",'Combined scenario - input'!$D40=\"\"),\"\",W55/'Combined scenario - input'!$D40),\"\")","v":21.502327137029717}]
[{"$f":"IFERROR('Combined scenario - input'!A41,\"\")","v":4},{"$f":"IFERROR('Combined scenario - input'!B41,\"\")","v":"SWITCHGEAR"},{"$f":"IFERROR('Combined scenario - input'!C41,\"\")","v":"> 33 kv & < = 66 kv ; circuit breaker"},{"$f":"IFERROR(repcalc('Combined scenario - input'!$CV41:$GH41,'Combined scenario - input'!$G41,'Combined scenario - input'!$E41,'Combined scenario - input'!$F41,20,TRUE,TRUE),\"\")","v":1401.7519528341929},1321.4458284838381,1261.1811272104953,1218.7904473974149,1191.8900327362194,1178.0585821629795,1174.949830157565,1180.3534097443016,1192.2230680178641,1208.6909880543042,1228.0829614797317,1248.9430630729678,1270.0699522657285,1290.5613332652731,1309.8593259598663,1327.787860192188,1344.5735392879681,1360.8432179740291,1377.594156390805,1396.1354449023836,{"$f":"IFERROR(IF(OR(D56=\"\",'Combined scenario - input'!$D41=\"\"),\"\",D56/'Combined scenario - input'!$D41),\"\")","v":9.1030096102480513},{"$f":"IFERROR(IF(OR(E56=\"\",'Combined scenario - input'!$D41=\"\"),\"\",E56/'Combined scenario - input'!$D41),\"\")","v":8.5814997808912992},{"$f":"IFERROR(IF(OR(F56=\"\",'Combined scenario - input'!$D41=\"\"),\"\",F56/'Combined scenario - input'!$D41),\"\")","v":8.1901394166408501},{"$f":"IFERROR(IF(OR(G56=\"\",'Combined scenario - input'!$D41=\"\"),\"\",G56/'Combined scenario - input'!$D41),\"\")","v":7.9148533612562257},{"$f":"IFERROR(IF(OR(H56=\"\",'Combined scenario - input'!$D41=\"\"),\"\",H56/'Combined scenario - input'!$D41),\"\")","v":7.7401614461243016},{"$f":"IFERROR(IF(OR(I56=\"\",'Combined scenario - input'!$D41=\"\"),\"\",I56/'Combined scenario - input'!$D41),\"\")","v":7.6503396861208275},{"$f":"IFERROR(IF(OR(J56=\"\",'Combined scenario - input'!$D41=\"\"),\"\",J56/'Combined scenario - input'!$D41),\"\")","v":7.6301513786788808},{"$f":"IFERROR(IF(OR(K56=\"\",'Combined scenario - input'!$D41=\"\"),\"\",K56/'Combined scenario - input'!$D41),\"\")","v":7.665242349523151},{"$f":"IFERROR(IF(OR(L56=\"\",'Combined scenario - input'!$D41=\"\"),\"\",L56/'Combined scenario - input'!$D41),\"\")","v":7.7423241849478384},{"$f":"IFERROR(IF(OR(M56=\"\",'Combined scenario - input'!$D41=\"\"),\"\",M56/'Combined scenario - input'!$D41),\"\")","v":7.8492672386381956},{"$f":"IFERROR(IF(OR(N56=\"\",'Combined scenario - input'!$D41=\"\"),\"\",N56/'Combined scenario - input'!$D41),\"\")","v":7.9751991626825509},{"$f":"IFERROR(IF(OR(O56=\"\",'Combined scenario - input'!$D41=\"\"),\"\",O56/'Combined scenario - input'!$D41),\"\")","v":8.1106651450127636},{"$f":"IFERROR(IF(OR(P56=\"\",'Combined scenario - input'!$D41=\"\"),\"\",P56/'Combined scenario - input'!$D41),\"\")","v":8.2478636521862327},{"$f":"IFERROR(IF(OR(Q56=\"\",'Combined scenario - input'!$D41=\"\"),\"\",Q56/'Combined scenario - input'!$D41),\"\")","v":8.3809351544509223},{"$f":"IFERROR(IF(OR(R56=\"\",'Combined scenario - input'!$D41=\"\"),\"\",R56/'Combined scenario - input'!$D41),\"\")","v":8.5062567654550616},{"$f":"IFERROR(IF(OR(S56=\"\",'Combined scenario - input'!$D41=\"\"),\"\",S56/'Combined scenario - input'!$D41),\"\")","v":8.6226850815237537},{"$f":"IFERROR(IF(OR(T56=\"\",'Combined scenario - input'!$D41=\"\"),\"\",T56/'Combined scenario - input'!$D41),\"\")","v":8.7316916698965965},{"$f":"IFERROR(IF(OR(U56=\"\",'Combined scenario - input'!$D41=\"\"),\"\",U56/'Combined scenario - input'!$D41),\"\")","v":8.8373473396714193},{"$f":"IFERROR(IF(OR(V56=\"\",'Combined scenario - input'!$D41=\"\"),\"\",V56/'Combined scenario - input'!$D41),\"\")","v":8.9461283212711074},{"$f":"IFERROR(IF(OR(W56=\"\",'Combined scenario - input'!$D41=\"\"),\"\",W56/'Combined scenario - input'!$D41),\"\")","v":9.0665358778049328}]
[{"$f":"IFERROR('Combined scenario - input'!A42,\"\")","v":4},{"$f":"IFERROR('Combined scenario - input'!B42,\"\")","v":"SWITCHGEAR"},{"$f":"IFERROR('Combined scenario - input'!C42,\"\")","v":"> 33 kv & < = 66 kv ; switch"},{"$f":"IFERROR(repcalc('Combined scenario - input'!$CV42:$GH42,'Combined scenario - input'!$G42,'Combined scenario - input'!$E42,'Combined scenario - input'!$F42,20,TRUE,TRUE),\"\")","v":250.55828184870751},278.24206559030529,307.35733880409697,337.6963879311669,369.06308145675536,401.29295161890235,434.2699152297597,467.93711825316223,502.29982176440768,537.41899392799678,573.39527528809492,610.34414360959659,648.36428840889278,687.50226569483152,727.71729357598406,768.85044476767507,810.60240936413754,852.52341303003959,894.01781792417034,934.36450463607082,{"$f":"IFERROR(IF(OR(D57=\"\",'Combined scenario - input'!$D42=\"\"),\"\",D57/'Combined scenario - input'!$D42),\"\")","v":8.7688577507439405},{"$f":"IFERROR(IF(OR(E57=\"\",'Combined scenario - input'!$D42=\"\"),\"\",E57/'Combined scenario - input'!$D42),\"\")","v":9.7377148160195137},{"$f":"IFERROR(IF(OR(F57=\"\",'Combined scenario - input'!$D42=\"\"),\"\",F57/'Combined scenario - input'!$D42),\"\")","v":10.756670115768674},{"$f":"IFERROR(IF(OR(G57=\"\",'Combined scenario - input'!$D42=\"\"),\"\",G57/'Combined scenario - input'!$D42),\"\")","v":11.818454240903872},{"$f":"IFERROR(IF(OR(H57=\"\",'Combined scenario - input'!$D42=\"\"),\"\",H57/'Combined scenario - input'!$D42),\"\")","v":12.91620312235233},{"$f":"IFERROR(IF(OR(I57=\"\",'Combined scenario - input'!$D42=\"\"),\"\",I57/'Combined scenario - input'!$D42),\"\")","v":14.044160836188606},{"$f":"IFERROR(IF(OR(J57=\"\",'Combined scenario - input'!$D42=\"\"),\"\",J57/'Combined scenario - input'!$D42),\"\")","v":15.19826478686015},{"$f":"IFERROR(IF(OR(K57=\"\",'Combined scenario - input'!$D42=\"\"),\"\",K57/'Combined scenario - input'!$D42),\"\")","v":16.376525237879267},{"$f":"IFERROR(IF(OR(L57=\"\",'Combined scenario - input'!$D42=\"\"),\"\",L57/'Combined scenario - input'!$D42),\"\")","v":17.579126312558749},{"$f":"IFERROR(IF(OR(M57=\"\",'Combined scenario - input'!$D42=\"\"),\"\",M57/'Combined scenario - input'!$D42),\"\")","v":18.808201730677833},{"$f":"IFERROR(IF(OR(N57=\"\",'Combined scenario - input'!$D42=\"\"),\"\",N57/'Combined scenario - input'!$D42),\"\")","v":20.067273637300858},{"$f":"IFERROR(IF(OR(O57=\"\",'Combined scenario - input'!$D42=\"\"),\"\",O57/'Combined scenario - input'!$D42),\"\")","v":21.360383439825185},{"$f":"IFERROR(IF(OR(P57=\"\",'Combined scenario - input'!$D42=\"\"),\"\",P57/'Combined scenario - input'!$D42),\"\")","v":22.690985002654489},{"$f":"IFERROR(IF(OR(Q57=\"\",'Combined scenario - input'!$D42=\"\"),\"\",Q57/'Combined scenario - input'!$D42),\"\")","v":24.060707659355469},{"$f":"IFERROR(IF(OR(R57=\"\",'Combined scenario - input'!$D42=\"\"),\"\",R57/'Combined scenario - input'!$D42),\"\")","v":25.468124154751774},{"$f":"IFERROR(IF(OR(S57=\"\",'Combined scenario - input'!$D42=\"\"),\"\",S57/'Combined scenario - input'!$D42),\"\")","v":26.907672466539669},{"$f":"IFERROR(IF(OR(T57=\"\",'Combined scenario - input'!$D42=\"\"),\"\",T57/'Combined scenario - input'!$D42),\"\")","v":28.368877562851534},{"$f":"IFERROR(IF(OR(U57=\"\",'Combined scenario - input'!$D42=\"\"),\"\",U57/'Combined scenario - input'!$D42),\"\")","v":29.835998566405809},{"$f":"IFERROR(IF(OR(V57=\"\",'Combined scenario - input'!$D42=\"\"),\"\",V57/'Combined scenario - input'!$D42),\"\")","v":31.288189774310528},{"$f":"IFERROR(IF(OR(W57=\"\",'Combined scenario - input'!$D42=\"\"),\"\",W57/'Combined scenario - input'!$D42),\"\")","v":32.700213970358114}]
[{"$f":"IFERROR('Combined scenario - input'!A43,\"\")","v":4},{"$f":"IFERROR('Combined scenario - input'!B43,\"\")","v":"SWITCHGEAR"},{"$f":"IFERROR('Combined scenario - input'!C43,\"\")","v":"> 66 kv & < = 132 kv ; circuit breaker"},{"$f":"IFERROR(repcalc('Combined scenario - input'!$CV43:$GH43,'Combined scenario - input'!$G43,'Combined scenario - input'!$E43,'Combined scenario - input'!$F43,20,TRUE,TRUE),\"\")","v":155.48746599734434},152.81752290209093,149.70342200869464,146.74831864804804,144.55912741778218,143.69962015603514,144.6470507995966,147.75596335319247,153.23200452792099,161.11756261565174,171.29003790653968,183.47263349470532,197.25680151029502,212.13489292696073,227.54109530934016,242.8983339764718,257.668396228137,271.40208979860569,283.7857964105184,294.68042126019975,{"$f":"IFERROR(IF(OR(D58=\"\",'Combined scenario - input'!$D43=\"\"),\"\",D58/'Combined scenario - input'!$D43),\"\")","v":0.94240900846529885},{"$f":"IFERROR(IF(OR(E58=\"\",'Combined scenario - input'!$D43=\"\"),\"\",E58/'Combined scenario - input'!$D43),\"\")","v":0.9262264923446778},{"$f":"IFERROR(IF(OR(F58=\"\",'Combined scenario - input'!$D43=\"\"),\"\",F58/'Combined scenario - input'!$D43),\"\")","v":0.90735193730333041},{"$f":"IFERROR(IF(OR(G58=\"\",'Combined scenario - input'!$D43=\"\"),\"\",G58/'Combined scenario - input'!$D43),\"\")","v":0.88944106577322912},{"$f":"IFERROR(IF(OR(H58=\"\",'Combined scenario - input'!$D43=\"\"),\"\",H58/'Combined scenario - input'!$D43),\"\")","v":0.87617238508940465},{"$f":"IFERROR(IF(OR(I58=\"\",'Combined scenario - input'!$D43=\"\"),\"\",I58/'Combined scenario - input'!$D43),\"\")","v":0.87096291446670127},{"$f":"IFERROR(IF(OR(J58=\"\",'Combined scenario - input'!$D43=\"\"),\"\",J58/'Combined scenario - input'!$D43),\"\")","v":0.8767052884108727},{"$f":"IFERROR(IF(OR(K58=\"\",'Combined scenario - input'!$D43=\"\"),\"\",K58/'Combined scenario - input'!$D43),\"\")","v":0.89554839694213939},{"$f":"IFERROR(IF(OR(L58=\"\",'Combined scenario - input'!$D43=\"\"),\"\",L58/'Combined scenario - input'!$D43),\"\")","v":0.92873866408482475},{"$f":"IFERROR(IF(OR(M58=\"\",'Combined scenario - input'!$D43=\"\"),\"\",M58/'Combined scenario - input'!$D43),\"\")","v":0.97653300513338726},{"$f":"IFERROR(IF(OR(N58=\"\",'Combined scenario - input'!$D43=\"\"),\"\",N58/'Combined scenario - input'!$D43),\"\")","v":1.0381883436587909},{"$f":"IFERROR(IF(OR(O58=\"\",'Combined scenario - input'!$D43=\"\"),\"\",O58/'Combined scenario - input'!$D43),\"\")","v":1.1120270145454398},{"$f":"IFERROR(IF(OR(P58=\"\",'Combined scenario - input'!$D43=\"\"),\"\",P58/'Combined scenario - input'!$D43),\"\")","v":1.1955728105282031},{"$f":"IFERROR(IF(OR(Q58=\"\",'Combined scenario - input'!$D43=\"\"),\"\",Q58/'Combined scenario - input'!$D43),\"\")","v":1.2857488725657404},{"$f":"IFERROR(IF(OR(R58=\"\",'Combined scenario - input'!$D43=\"\"),\"\",R58/'Combined scenario - input'!$D43),\"\")","v":1.3791258133902948},{"$f":"IFERROR(IF(OR(S58=\"\",'Combined scenario - input'!$D43=\"\"),\"\",S58/'Combined scenario - input'!$D43),\"\")","v":1.4722059853014098},{"$f":"IFERROR(IF(OR(T58=\"\",'Combined scenario - input'!$D43=\"\"),\"\",T58/'Combined scenario - input'!$D43),\"\")","v":1.5617272829332092},{"$f":"IFERROR(IF(OR(U58=\"\",'Combined scenario - input'!$D43=\"\"),\"\",U58/'Combined scenario - input'!$D43),\"\")","v":1.6449671534738526},{"$f":"IFERROR(IF(OR(V58=\"\",'Combined scenario - input'!$D43=\"\"),\"\",V58/'Combined scenario - input'!$D43),\"\")","v":1.7200247575990439},{"$f":"IFERROR(IF(OR(W58=\"\",'Combined scenario - input'!$D43=\"\"),\"\",W58/'Combined scenario - input'!$D43),\"\")","v":1.7860570421715185}]
[{"$f":"IFERROR('Combined scenario - input'!A44,\"\")","v":4},{"$f":"IFERROR('Combined scenario - input'!B44,\"\")","v":"SWITCHGEAR"},{"$f":"IFERROR('Combined scenario - input'!C44,\"\")","v":"> 66 kv & < = 132 kv ; switch"},{"$f":"IFERROR(repcalc('Combined scenario - input'!$CV44:$GH44,'Combined scenario - input'!$G44,'Combined scenario - input'!$E44,'Combined scenario - input'!$F44,20,TRUE,TRUE),\"\")","v":32.970322030604997},36.827730790067115,40.675093798931243,44.454228656817328,48.12073314777976,51.649579969787617,55.039010705772391,58.311991430105884,61.514746248070018,64.712249544691318,67.980984506438233,71.399699063045588,75.03923910227337,78.952748309953606,83.167550445558049,87.679859768962871,92.45311962832254,97.420300489964688,102.48997173765926,107.55547916549168,{"$f":"IFERROR(IF(OR(D59=\"\",'Combined scenario - input'!$D44=\"\"),\"\",D59/'Combined scenario - input'!$D44),\"\")","v":1.1538715134435924},{"$f":"IFERROR(IF(OR(E59=\"\",'Combined scenario - input'!$D44=\"\"),\"\",E59/'Combined scenario - input'!$D44),\"\")","v":1.288870318706079},{"$f":"IFERROR(IF(OR(F59=\"\",'Combined scenario - input'!$D44=\"\"),\"\",F59/'Combined scenario - input'!$D44),\"\")","v":1.4235175500459509},{"$f":"IFERROR(IF(OR(G59=\"\",'Combined scenario - input'!$D44=\"\"),\"\",G59/'Combined scenario - input'!$D44),\"\")","v":1.5557769818443015},{"$f":"IFERROR(IF(OR(H59=\"\",'Combined scenario - input'!$D44=\"\"),\"\",H59/'Combined scenario - input'!$D44),\"\")","v":1.6840946574225801},{"$f":"IFERROR(IF(OR(I59=\"\",'Combined scenario - input'!$D44=\"\"),\"\",I59/'Combined scenario - input'!$D44),\"\")","v":1.8075946893434423},{"$f":"IFERROR(IF(OR(J59=\"\",'Combined scenario - input'!$D44=\"\"),\"\",J59/'Combined scenario - input'!$D44),\"\")","v":1.9262155377965628},{"$f":"IFERROR(IF(OR(K59=\"\",'Combined scenario - input'!$D44=\"\"),\"\",K59/'Combined scenario - input'!$D44),\"\")","v":2.0407609528626556},{"$f":"IFERROR(IF(OR(L59=\"\",'Combined scenario - input'!$D44=\"\"),\"\",L59/'Combined scenario - input'!$D44),\"\")","v":2.1528486523871733},{"$f":"IFERROR(IF(OR(M59=\"\",'Combined scenario - input'!$D44=\"\"),\"\",M59/'Combined scenario - input'!$D44),\"\")","v":2.2647525629613092},{"$f":"IFERROR(IF(OR(N59=\"\",'Combined scenario - input'!$D44=\"\"),\"\",N59/'Combined scenario - input'!$D44),\"\")","v":2.3791493878954357},{"$f":"IFERROR(IF(OR(O59=\"\",'Combined scenario - input'!$D44=\"\"),\"\",O59/'Combined scenario - input'!$D44),\"\")","v":2.4987950903487639},{"$f":"IFERROR(IF(OR(P59=\"\",'Combined scenario - input'!$D44=\"\"),\"\",P59/'Combined scenario - input'!$D44),\"\")","v":2.6261690835237177},{"$f":"IFERROR(IF(OR(Q59=\"\",'Combined scenario - input'!$D44=\"\"),\"\",Q59/'Combined scenario - input'!$D44),\"\")","v":2.7631312517473008},{"$f":"IFERROR(IF(OR(R59=\"\",'Combined scenario - input'!$D44=\"\"),\"\",R59/'Combined scenario - input'!$D44),\"\")","v":2.9106378522154657},{"$f":"IFERROR(IF(OR(S59=\"\",'Combined scenario - input'!$D44=\"\"),\"\",S59/'Combined scenario - input'!$D44),\"\")","v":3.0685563943300878},{"$f":"IFERROR(IF(OR(T59=\"\",'Combined scenario - input'!$D44=\"\"),\"\",T59/'Combined scenario - input'!$D44),\"\")","v":3.2356074947975411},{"$f":"IFERROR(IF(OR(U59=\"\",'Combined scenario - input'!$D44=\"\"),\"\",U59/'Combined scenario - input'!$D44),\"\")","v":3.4094453024189155},{"$f":"IFERROR(IF(OR(V59=\"\",'Combined scenario - input'!$D44=\"\"),\"\",V59/'Combined scenario - input'!$D44),\"\")","v":3.5868699945347138},{"$f":"IFERROR(IF(OR(W59=\"\",'Combined scenario - input'!$D44=\"\"),\"\",W59/'Combined scenario - input'!$D44),\"\")","v":3.764148964290821}]
[{"$f":"IFERROR('Combined scenario - input'!A45,\"\")","v":5},{"$f":"IFERROR('Combined scenario - input'!B45,\"\")","v":"TRANSFORMERS"},{"$f":"IFERROR('Combined scenario - input'!C45,\"\")","v":"ground outdoor / indoor chamber mounted ; ˂ 22 kv ; < = 60 kva ; single phase"},{"$f":"IFERROR(repcalc('Combined scenario - input'!$CV45:$GH45,'Combined scenario - input'!$G45,'Combined scenario - input'!$E45,'Combined scenario - input'!$F45,20,TRUE,TRUE),\"\")","v":3.2388730235300478E-2},4.9863103895308764E-2,7.5395752532476573E-2,0.11196870221654666,0.16331595319777106,0.23396063139134568,0.32918434718467343,0.45490194277073243,0.61741707750779229,0.82304147523051596,1.0775738596671918,1.385653435616901,1.7500258045206694,2.1707836468098929,2.6446663760380353,3.1645175900162275,3.7190019507143957,4.2926706943749204,4.8664360352067808,5.4184709158378146,{"$f":"IFERROR(IF(OR(D60=\"\",'Combined scenario - input'!$D45=\"\"),\"\",D60/'Combined scenario - input'!$D45),\"\")","v":4.8905239308408819E-4},{"$f":"IFERROR(IF(OR(E60=\"\",'Combined scenario - input'!$D45=\"\"),\"\",E60/'Combined scenario - input'!$D45),\"\")","v":7.5290602964185756E-4},{"$f":"IFERROR(IF(OR(F60=\"\",'Combined scenario - input'!$D45=\"\"),\"\",F60/'Combined scenario - input'!$D45),\"\")","v":1.1384352809297865E-3},{"$f":"IFERROR(IF(OR(G60=\"\",'Combined scenario - input'!$D45=\"\"),\"\",G60/'Combined scenario - input'!$D45),\"\")","v":1.6906671355038313E-3},{"$f":"IFERROR(IF(OR(H60=\"\",'Combined scenario - input'!$D45=\"\"),\"\",H60/'Combined scenario - input'!$D45),\"\")","v":2.4659829872900824E-3},{"$f":"IFERROR(IF(OR(I60=\"\",'Combined scenario - input'!$D45=\"\"),\"\",I60/'Combined scenario - input'!$D45),\"\")","v":3.5326796030026694E-3},{"$f":"IFERROR(IF(OR(J60=\"\",'Combined scenario - input'!$D45=\"\"),\"\",J60/'Combined scenario - input'!$D45),\"\")","v":4.9705064566262815E-3},{"$f":"IFERROR(IF(OR(K60=\"\",'Combined scenario - input'!$D45=\"\"),\"\",K60/'Combined scenario - input'!$D45),\"\")","v":6.8687744815681788E-3},{"$f":"IFERROR(IF(OR(L60=\"\",'Combined scenario - input'!$D45=\"\"),\"\",L60/'Combined scenario - input'!$D45),\"\")","v":9.3226655411478669E-3},{"$f":"IFERROR(IF(OR(M60=\"\",'Combined scenario - input'!$D45=\"\"),\"\",M60/'Combined scenario - input'!$D45),\"\")","v":1.2427483267937625E-2},{"$f":"IFERROR(IF(OR(N60=\"\",'Combined scenario - input'!$D45=\"\"),\"\",N60/'Combined scenario - input'!$D45),\"\")","v":1.6270785269029506E-2},{"$f":"IFERROR(IF(OR(O60=\"\",'Combined scenario - input'!$D45=\"\"),\"\",O60/'Combined scenario - input'!$D45),\"\")","v":2.0922621039804006E-2},{"$f":"IFERROR(IF(OR(P60=\"\",'Combined scenario - input'!$D45=\"\"),\"\",P60/'Combined scenario - input'!$D45),\"\")","v":2.642444768418073E-2},{"$f":"IFERROR(IF(OR(Q60=\"\",'Combined scenario - input'!$D45=\"\"),\"\",Q60/'Combined scenario - input'!$D45),\"\")","v":3.2777664626787842E-2},{"$f":"IFERROR(IF(OR(R60=\"\",'Combined scenario - input'!$D45=\"\"),\"\",R60/'Combined scenario - input'!$D45),\"\")","v":3.9933038767316943E-2},{"$f":"IFERROR(IF(OR(S60=\"\",'Combined scenario - input'!$D45=\"\"),\"\",S60/'Combined scenario - input'!$D45),\"\")","v":4.7782512284701484E-2},{"$f":"IFERROR(IF(OR(T60=\"\",'Combined scenario - input'!$D45=\"\"),\"\",T60/'Combined scenario - input'!$D45),\"\")","v":5.6154927676015272E-2},{"$f":"IFERROR(IF(OR(U60=\"\",'Combined scenario - input'!$D45=\"\"),\"\",U60/'Combined scenario - input'!$D45),\"\")","v":6.4817016923927384E-2},{"$f":"IFERROR(IF(OR(V60=\"\",'Combined scenario - input'!$D45=\"\"),\"\",V60/'Combined scenario - input'!$D45),\"\")","v":7.348056473713252E-2},{"$f":"IFERROR(IF(OR(W60=\"\",'Combined scenario - input'!$D45=\"\"),\"\",W60/'Combined scenario - input'!$D45),\"\")","v":8.1815994297882985E-2}]
[{"$f":"IFERROR('Combined scenario - input'!A46,\"\")","v":5},{"$f":"IFERROR('Combined scenario - input'!B46,\"\")","v":"TRANSFORMERS"},{"$f":"IFERROR('Combined scenario - input'!C46,\"\")","v":"ground outdoor / indoor chamber mounted ; ˂ 22 kv ; > 60 kva and < = 600 kva ; multiple phase"},{"$f":"IFERROR(repcalc('Combined scenario - input'!$CV46:$GH46,'Combined scenario - input'!$G46,'Combined scenario - input'!$E46,'Combined scenario - input'!$F46,20,TRUE,TRUE),\"\")","v":9.5268543414988409E-3},1.4519398899554123E-2,2.1797230849409537E-2,3.2234957599394876E-2,4.6962085970271412E-2,6.7403987361636566E-2,9.5316339482244244E-2,0.13280690383422142,0.18233748700580585,0.24669847856317531,0.32894873645625811,0.43231504323411524,0.56004803175326889,0.71523537886801392,0.9005780006868277,1.1181405548405075,1.3690931713205208,1.65346626135827,1.969943710447271,2.3157210259402436,{"$f":"IFERROR(IF(OR(D61=\"\",'Combined scenario - input'!$D46=\"\"),\"\",D61/'Combined scenario - input'!$D46),\"\")","v":1.5037016476192815E-4},{"$f":"IFERROR(IF(OR(E61=\"\",'Combined scenario - input'!$D46=\"\"),\"\",E61/'Combined scenario - input'!$D46),\"\")","v":2.2917159499959565E-4},{"$f":"IFERROR(IF(OR(F61=\"\",'Combined scenario - input'!$D46=\"\"),\"\",F61/'Combined scenario - input'!$D46),\"\")","v":3.4404359263708745E-4},{"$f":"IFERROR(IF(OR(G61=\"\",'Combined scenario - input'!$D46=\"\"),\"\",G61/'Combined scenario - input'!$D46),\"\")","v":5.0879080455765407E-4},{"$f":"IFERROR(IF(OR(H61=\"\",'Combined scenario - input'!$D46=\"\"),\"\",H61/'Combined scenario - input'!$D46),\"\")","v":7.4124116437394221E-4},{"$f":"IFERROR(IF(OR(I61=\"\",'Combined scenario - input'!$D46=\"\"),\"\",I61/'Combined scenario - input'!$D46),\"\")","v":1.0638924792866738E-3},{"$f":"IFERROR(IF(OR(J61=\"\",'Combined scenario - input'!$D46=\"\"),\"\",J61/'Combined scenario - input'!$D46),\"\")","v":1.5044560521950841E-3},{"$f":"IFERROR(IF(OR(K61=\"\",'Combined scenario - input'!$D46=\"\"),\"\",K61/'Combined scenario - input'!$D46),\"\")","v":2.0962004136122385E-3},{"$f":"IFERROR(IF(OR(L61=\"\",'Combined scenario - input'!$D46=\"\"),\"\",L61/'Combined scenario - input'!$D46),\"\")","v":2.8779822783587686E-3},{"$f":"IFERROR(IF(OR(M61=\"\",'Combined scenario - input'!$D46=\"\"),\"\",M61/'Combined scenario - input'!$D46),\"\")","v":3.8938446562021664E-3},{"$f":"IFERROR(IF(OR(N61=\"\",'Combined scenario - input'!$D46=\"\"),\"\",N61/'Combined scenario - input'!$D46),\"\")","v":5.1920680138554031E-3},{"$f":"IFERROR(IF(OR(O61=\"\",'Combined scenario - input'!$D46=\"\"),\"\",O61/'Combined scenario - input'!$D46),\"\")","v":6.8235833098657973E-3},{"$f":"IFERROR(IF(OR(P61=\"\",'Combined scenario - input'!$D46=\"\"),\"\",P61/'Combined scenario - input'!$D46),\"\")","v":8.8396979517672888E-3},{"$f":"IFERROR(IF(OR(Q61=\"\",'Combined scenario - input'!$D46=\"\"),\"\",Q61/'Combined scenario - input'!$D46),\"\")","v":1.1289147278704245E-2},{"$f":"IFERROR(IF(OR(R61=\"\",'Combined scenario - input'!$D46=\"\"),\"\",R61/'Combined scenario - input'!$D46),\"\")","v":1.4214562067392831E-2},{"$f":"IFERROR(IF(OR(S61=\"\",'Combined scenario - input'!$D46=\"\"),\"\",S61/'Combined scenario - input'!$D46),\"\")","v":1.7648530504551466E-2},{"$f":"IFERROR(IF(OR(T61=\"\",'Combined scenario - input'!$D46=\"\"),\"\",T61/'Combined scenario - input'!$D46),\"\")","v":2.1609521712652551E-2},{"$f":"IFERROR(IF(OR(U61=\"\",'Combined scenario - input'!$D46=\"\"),\"\",U61/'Combined scenario - input'!$D46),\"\")","v":2.609801569713258E-2},{"$f":"IFERROR(IF(OR(V61=\"\",'Combined scenario - input'!$D46=\"\"),\"\",V61/'Combined scenario - input'!$D46),\"\")","v":3.1093239142047847E-2},{"$f":"IFERROR(IF(OR(W61=\"\",'Combined scenario - input'!$D46=\"\"),\"\",W61/'Combined scenario - input'!$D46),\"\")","v":3.6550926437121503E-2}]
[{"$f":"IFERROR('Combined scenario - input'!A47,\"\")","v":5},{"$f":"IFERROR('Combined scenario - input'!B47,\"\")","v":"TRANSFORMERS"},{"$f":"IFERROR('Combined scenario - input'!C47,\"\")","v":"ground outdoor / indoor chamber mounted ; ˂ 22 kv ; > 600 kva ; multiple phase"},{"$f":"IFERROR(repcalc('Combined scenario - input'!$CV47:$GH47,'Combined scenario - input'!$G47,'Combined scenario - input'!$E47,'Combined scenario - input'!$F47,20,TRUE,TRUE),\"\")","v":68.541161775942697},62.196430108541286,57.507656836426953,54.256646203586271,52.217909561580491,51.175024864842811,50.931176622274897,51.314208293053554,52.177105211525898,53.395189570014097,54.861447781644792,56.481349090038968,58.168295058870847,59.840514780092597,61.419844869091534,62.832457575188393,64.011267736345161,64.899492342607545,65.45467574848233,65.652437721699684,{"$f":"IFERROR(IF(OR(D62=\"\",'Combined scenario - input'!$D47=\"\"),\"\",D62/'Combined scenario - input'!$D47),\"\")","v":0.91870313160998529},{"$f":"IFERROR(IF(OR(E62=\"\",'Combined scenario - input'!$D47=\"\"),\"\",E62/'Combined scenario - input'!$D47),\"\")","v":0.83366044045862786},{"$f":"IFERROR(IF(OR(F62=\"\",'Combined scenario - input'!$D47=\"\"),\"\",F62/'Combined scenario - input'!$D47),\"\")","v":0.77081366960023601},{"$f":"IFERROR(IF(OR(G62=\"\",'Combined scenario - input'!$D47=\"\"),\"\",G62/'Combined scenario - input'!$D47),\"\")","v":0.72723819506930387},{"$f":"IFERROR(IF(OR(H62=\"\",'Combined scenario - input'!$D47=\"\"),\"\",H62/'Combined scenario - input'!$D47),\"\")","v":0.69991164137502226},{"$f":"IFERROR(IF(OR(I62=\"\",'Combined scenario - input'!$D47=\"\"),\"\",I62/'Combined scenario - input'!$D47),\"\")","v":0.68593315878184691},{"$f":"IFERROR(IF(OR(J62=\"\",'Combined scenario - input'!$D47=\"\"),\"\",J62/'Combined scenario - input'!$D47),\"\")","v":0.68266469734524249},{"$f":"IFERROR(IF(OR(K62=\"\",'Combined scenario - input'!$D47=\"\"),\"\",K62/'Combined scenario - input'!$D47),\"\")","v":0.68779872755909366},{"$f":"IFERROR(IF(OR(L62=\"\",'Combined scenario - input'!$D47=\"\"),\"\",L62/'Combined scenario - input'!$D47),\"\")","v":0.69936471332175987},{"$f":"IFERROR(IF(OR(M62=\"\",'Combined scenario - input'!$D47=\"\"),\"\",M62/'Combined scenario - input'!$D47),\"\")","v":0.71569151441051848},{"$f":"IFERROR(IF(OR(N62=\"\",'Combined scenario - input'!$D47=\"\"),\"\",N62/'Combined scenario - input'!$D47),\"\")","v":0.73534475599369198},{"$f":"IFERROR(IF(OR(O62=\"\",'Combined scenario - input'!$D47=\"\"),\"\",O62/'Combined scenario - input'!$D47),\"\")","v":0.75705737898344683},{"$f":"IFERROR(IF(OR(P62=\"\",'Combined scenario - input'!$D47=\"\"),\"\",P62/'Combined scenario - input'!$D47),\"\")","v":0.77966864649433187},{"$f":"IFERROR(IF(OR(Q62=\"\",'Combined scenario - input'!$D47=\"\"),\"\",Q62/'Combined scenario - input'!$D47),\"\")","v":0.80208252823809911},{"$f":"IFERROR(IF(OR(R62=\"\",'Combined scenario - input'!$D47=\"\"),\"\",R62/'Combined scenario - input'!$D47),\"\")","v":0.8232513479810768},{"$f":"IFERROR(IF(OR(S62=\"\",'Combined scenario - input'!$D47=\"\"),\"\",S62/'Combined scenario - input'!$D47),\"\")","v":0.84218554289720005},{"$f":"IFERROR(IF(OR(T62=\"\",'Combined scenario - input'!$D47=\"\"),\"\",T62/'Combined scenario - input'!$D47),\"\")","v":0.85798592559524345},{"$f":"IFERROR(IF(OR(U62=\"\",'Combined scenario - input'!$D47=\"\"),\"\",U62/'Combined scenario - input'!$D47),\"\")","v":0.86989139533346882},{"$f":"IFERROR(IF(OR(V62=\"\",'Combined scenario - input'!$D47=\"\"),\"\",V62/'Combined scenario - input'!$D47),\"\")","v":0.87733289063905451},{"$f":"IFERROR(IF(OR(W62=\"\",'Combined scenario - input'!$D47=\"\"),\"\",W62/'Combined scenario - input'!$D47),\"\")","v":0.87998362691781884}]
[{"$f":"IFERROR('Combined scenario - input'!A48,\"\")","v":5},{"$f":"IFERROR('Combined scenario - input'!B48,\"\")","v":"TRANSFORMERS"},{"$f":"IFERROR('Combined scenario - input'!C48,\"\")","v":"ground outdoor / indoor chamber mounted ; > = 22 kv & < = 33 kv ; < = 15 mva"},{"$f":"IFERROR(repcalc('Combined scenario - input'!$CV48:$GH48,'Combined scenario - input'!$G48,'Combined scenario - input'!$E48,'Combined scenario - input'!$F48,20,TRUE,TRUE),\"\")","v":227.61122322961074},223.10881697583733,219.10651174406544,215.76767011543944,213.25986359136337,211.75682191009426,211.43703276660617,212.47870558367262,215.05130991125466,219.30436461397497,225.35453633935325,233.27236554890231,243.0700519074457,254.69169082998019,268.00716796659844,282.8106104828729,298.82389593466263,315.70527124421722,333.06267901236117,350.47096892877823,{"$f":"IFERROR(IF(OR(D63=\"\",'Combined scenario - input'!$D48=\"\"),\"\",D63/'Combined scenario - input'!$D48),\"\")","v":1.1747351925675049},{"$f":"IFERROR(IF(OR(E63=\"\",'Combined scenario - input'!$D48=\"\"),\"\",E63/'Combined scenario - input'!$D48),\"\")","v":1.1514976078715689},{"$f":"IFERROR(IF(OR(F63=\"\",'Combined scenario - input'!$D48=\"\"),\"\",F63/'Combined scenario - input'!$D48),\"\")","v":1.1308411185278229},{"$f":"IFERROR(IF(OR(G63=\"\",'Combined scenario - input'!$D48=\"\"),\"\",G63/'Combined scenario - input'!$D48),\"\")","v":1.1136088629830263},{"$f":"IFERROR(IF(OR(H63=\"\",'Combined scenario - input'!$D48=\"\"),\"\",H63/'Combined scenario - input'!$D48),\"\")","v":1.1006657025440059},{"$f":"IFERROR(IF(OR(I63=\"\",'Combined scenario - input'!$D48=\"\"),\"\",I63/'Combined scenario - input'!$D48),\"\")","v":1.0929082820889457},{"$f":"IFERROR(IF(OR(J63=\"\",'Combined scenario - input'!$D48=\"\"),\"\",J63/'Combined scenario - input'!$D48),\"\")","v":1.0912578030144691},{"$f":"IFERROR(IF(OR(K63=\"\",'Combined scenario - input'!$D48=\"\"),\"\",K63/'Combined scenario - input'!$D48),\"\")","v":1.0966340305132092},{"$f":"IFERROR(IF(OR(L63=\"\",'Combined scenario - input'!$D48=\"\"),\"\",L63/'Combined scenario - input'!$D48),\"\")","v":1.1099116220013645},{"$f":"IFERROR(IF(OR(M63=\"\",'Combined scenario - input'!$D48=\"\"),\"\",M63/'Combined scenario - input'!$D48),\"\")","v":1.1318622664568891},{"$f":"IFERROR(IF(OR(N63=\"\",'Combined scenario - input'!$D48=\"\"),\"\",N63/'Combined scenario - input'!$D48),\"\")","v":1.1630880977055924},{"$f":"IFERROR(IF(OR(O63=\"\",'Combined scenario - input'!$D48=\"\"),\"\",O63/'Combined scenario - input'!$D48),\"\")","v":1.203953185504067},{"$f":"IFERROR(IF(OR(P63=\"\",'Combined scenario - input'!$D48=\"\"),\"\",P63/'Combined scenario - input'!$D48),\"\")","v":1.2545204941271073},{"$f":"IFERROR(IF(OR(Q63=\"\",'Combined scenario - input'!$D48=\"\"),\"\",Q63/'Combined scenario - input'!$D48),\"\")","v":1.3145014917418045},{"$f":"IFERROR(IF(OR(R63=\"\",'Combined scenario - input'!$D48=\"\"),\"\",R63/'Combined scenario - input'!$D48),\"\")","v":1.3832246389410701},{"$f":"IFERROR(IF(OR(S63=\"\",'Combined scenario - input'!$D48=\"\"),\"\",S63/'Combined scenario - input'!$D48),\"\")","v":1.459627395572604},{"$f":"IFERROR(IF(OR(T63=\"\",'Combined scenario - input'!$D48=\"\"),\"\",T63/'Combined scenario - input'!$D48),\"\")","v":1.5422743305608229},{"$f":"IFERROR(IF(OR(U63=\"\",'Combined scenario - input'!$D48=\"\"),\"\",U63/'Combined scenario - input'!$D48),\"\")","v":1.6294016057174989},{"$f":"IFERROR(IF(OR(V63=\"\",'Combined scenario - input'!$D48=\"\"),\"\",V63/'Combined scenario - input'!$D48),\"\")","v":1.718985754810243},{"$f":"IFERROR(IF(OR(W63=\"\",'Combined scenario - input'!$D48=\"\"),\"\",W63/'Combined scenario - input'!$D48),\"\")","v":1.8088325141969863}]
[{"$f":"IFERROR('Combined scenario - input'!A49,\"\")","v":5},{"$f":"IFERROR('Combined scenario - input'!B49,\"\")","v":"TRANSFORMERS"},{"$f":"IFERROR('Combined scenario - input'!C49,\"\")","v":"ground outdoor / indoor chamber mounted ; > = 22 kv & < = 33 kv ; > 15 mva and < = 40 mva"},{"$f":"IFERROR(repcalc('Combined scenario - input'!$CV49:$GH49,'Combined scenario - input'!$G49,'Combined scenario - input'!$E49,'Combined scenario - input'!$F49,20,TRUE,TRUE),\"\")","v":670.14223246503025},644.54932646890677,614.16077287394546,580.35059344549916,544.52228848852781,508.04167589122551,472.17872341610905,438.05996475594748,406.63206739638525,378.63648117528692,354.59481028356379,334.80450474703065,319.34450897010606,308.09049396860235,300.73914384584316,296.84064012687315,295.83802844677484,297.11164407024376,300.02631455301599,303.97873501191208,{"$f":"IFERROR(IF(OR(D64=\"\",'Combined scenario - input'!$D49=\"\"),\"\",D64/'Combined scenario - input'!$D49),\"\")","v":0.42691069921238306},{"$f":"IFERROR(IF(OR(E64=\"\",'Combined scenario - input'!$D49=\"\"),\"\",E64/'Combined scenario - input'!$D49),\"\")","v":0.41060686867555446},{"$f":"IFERROR(IF(OR(F64=\"\",'Combined scenario - input'!$D49=\"\"),\"\",F64/'Combined scenario - input'!$D49),\"\")","v":0.39124799523825787},{"$f":"IFERROR(IF(OR(G64=\"\",'Combined scenario - input'!$D49=\"\"),\"\",G64/'Combined scenario - input'!$D49),\"\")","v":0.36970939247448209},{"$f":"IFERROR(IF(OR(H64=\"\",'Combined scenario - input'!$D49=\"\"),\"\",H64/'Combined scenario - input'!$D49),\"\")","v":0.34688515311187296},{"$f":"IFERROR(IF(OR(I64=\"\",'Combined scenario - input'!$D49=\"\"),\"\",I64/'Combined scenario - input'!$D49),\"\")","v":0.32364536448622011},{"$f":"IFERROR(IF(OR(J64=\"\",'Combined scenario - input'!$D49=\"\"),\"\",J64/'Combined scenario - input'!$D49),\"\")","v":0.30079905309847849},{"$f":"IFERROR(IF(OR(K64=\"\",'Combined scenario - input'!$D49=\"\"),\"\",K64/'Combined scenario - input'!$D49),\"\")","v":0.27906387150532586},{"$f":"IFERROR(IF(OR(L64=\"\",'Combined scenario - input'!$D49=\"\"),\"\",L64/'Combined scenario - input'!$D49),\"\")","v":0.25904288941143006},{"$f":"IFERROR(IF(OR(M64=\"\",'Combined scenario - input'!$D49=\"\"),\"\",M64/'Combined scenario - input'!$D49),\"\")","v":0.2412084436631787},{"$f":"IFERROR(IF(OR(N64=\"\",'Combined scenario - input'!$D49=\"\"),\"\",N64/'Combined scenario - input'!$D49),\"\")","v":0.22589281955623944},{"$f":"IFERROR(IF(OR(O64=\"\",'Combined scenario - input'!$D49=\"\"),\"\",O64/'Combined scenario - input'!$D49),\"\")","v":0.21328550611600056},{"$f":"IFERROR(IF(OR(P64=\"\",'Combined scenario - input'!$D49=\"\"),\"\",P64/'Combined scenario - input'!$D49),\"\")","v":0.20343679447359295},{"$f":"IFERROR(IF(OR(Q64=\"\",'Combined scenario - input'!$D49=\"\"),\"\",Q64/'Combined scenario - input'!$D49),\"\")","v":0.1962674814822806},{"$f":"IFERROR(IF(OR(R64=\"\",'Combined scenario - input'!$D49=\"\"),\"\",R64/'Combined scenario - input'!$D49),\"\")","v":0.19158434129349103},{"$f":"IFERROR(IF(OR(S64=\"\",'Combined scenario - input'!$D49=\"\"),\"\",S64/'Combined scenario - input'!$D49),\"\")","v":0.18910081933662881},{"$f":"IFERROR(IF(OR(T64=\"\",'Combined scenario - input'!$D49=\"\"),\"\",T64/'Combined scenario - input'!$D49),\"\")","v":0.18846211066755295},{"$f":"IFERROR(IF(OR(U64=\"\",'Combined scenario - input'!$D49=\"\"),\"\",U64/'Combined scenario - input'!$D49),\"\")","v":0.18927346101976536},{"$f":"IFERROR(IF(OR(V64=\"\",'Combined scenario - input'!$D49=\"\"),\"\",V64/'Combined scenario - input'!$D49),\"\")","v":0.19113023701968554},{"$f":"IFERROR(IF(OR(W64=\"\",'Combined scenario - input'!$D49=\"\"),\"\",W64/'Combined scenario - input'!$D49),\"\")","v":0.19364810636136548}]
[{"$f":"IFERROR('Combined scenario - input'!A50,\"\")","v":5},{"$f":"IFERROR('Combined scenario - input'!B50,\"\")","v":"TRANSFORMERS"},{"$f":"IFERROR('Combined scenario - input'!C50,\"\")","v":"ground outdoor / indoor chamber mounted ; > = 22 kv & < = 33 kv ; > 40 mva"},{"$f":"IFERROR(repcalc('Combined scenario - input'!$CV50:$GH50,'Combined scenario - input'!$G50,'Combined scenario - input'!$E50,'Combined scenario - input'!$F50,20,TRUE,TRUE),\"\")","v":26.273416631302261},33.295188488247945,41.507981857084864,50.905766069158148,61.41685289249439,72.894265612293196,85.110746355542574,97.759880769044841,110.46435471060553,122.79166578418022,134.27676145280762,144.45017185866533,152.86938072363918,159.15056663437869,162.99756343905403,164.22500218375728,162.7731173998655,158.71257096652039,152.23875140954695,143.65618905631393,{"$f":"IFERROR(IF(OR(D65=\"\",'Combined scenario - input'!$D50=\"\"),\"\",D65/'Combined scenario - input'!$D50),\"\")","v":1.6737346374230792E-2},{"$f":"IFERROR(IF(OR(E65=\"\",'Combined scenario - input'!$D50=\"\"),\"\",E65/'Combined scenario - input'!$D50),\"\")","v":2.1210530405823578E-2},{"$f":"IFERROR(IF(OR(F65=\"\",'Combined scenario - input'!$D50=\"\"),\"\",F65/'Combined scenario - input'!$D50),\"\")","v":2.6442448631123536E-2},{"$f":"IFERROR(IF(OR(G65=\"\",'Combined scenario - input'!$D50=\"\"),\"\",G65/'Combined scenario - input'!$D50),\"\")","v":3.2429259243350779E-2},{"$f":"IFERROR(IF(OR(H65=\"\",'Combined scenario - input'!$D50=\"\"),\"\",H65/'Combined scenario - input'!$D50),\"\")","v":3.912529361910802E-2},{"$f":"IFERROR(IF(OR(I65=\"\",'Combined scenario - input'!$D50=\"\"),\"\",I65/'Combined scenario - input'!$D50),\"\")","v":4.643692099011406E-2},{"$f":"IFERROR(IF(OR(J65=\"\",'Combined scenario - input'!$D50=\"\"),\"\",J65/'Combined scenario - input'!$D50),\"\")","v":5.4219367884754975E-2},{"$f":"IFERROR(IF(OR(K65=\"\",'Combined scenario - input'!$D50=\"\"),\"\",K65/'Combined scenario - input'!$D50),\"\")","v":6.2277434598497654E-2},{"$f":"IFERROR(IF(OR(L65=\"\",'Combined scenario - input'!$D50=\"\"),\"\",L65/'Combined scenario - input'!$D50),\"\")","v":7.0370755076998012E-2},{"$f":"IFERROR(IF(OR(M65=\"\",'Combined scenario - input'!$D50=\"\"),\"\",M65/'Combined scenario - input'!$D50),\"\")","v":7.8223805869619023E-2},{"$f":"IFERROR(IF(OR(N65=\"\",'Combined scenario - input'!$D50=\"\"),\"\",N65/'Combined scenario - input'!$D50),\"\")","v":8.5540327624082091E-2},{"$f":"IFERROR(IF(OR(O65=\"\",'Combined scenario - input'!$D50=\"\"),\"\",O65/'Combined scenario - input'!$D50),\"\")","v":9.2021246956331279E-2},{"$f":"IFERROR(IF(OR(P65=\"\",'Combined scenario - input'!$D50=\"\"),\"\",P65/'Combined scenario - input'!$D50),\"\")","v":9.7384661123112115E-2},{"$f":"IFERROR(IF(OR(Q65=\"\",'Combined scenario - input'!$D50=\"\"),\"\",Q65/'Combined scenario - input'!$D50),\"\")","v":0.10138605864610244},{"$f":"IFERROR(IF(OR(R65=\"\",'Combined scenario - input'!$D50=\"\"),\"\",R65/'Combined scenario - input'!$D50),\"\")","v":0.10383676838530315},{"$f":"IFERROR(IF(OR(S65=\"\",'Combined scenario - input'!$D50=\"\"),\"\",S65/'Combined scenario - input'!$D50),\"\")","v":0.10461870199186625},{"$f":"IFERROR(IF(OR(T65=\"\",'Combined scenario - input'!$D50=\"\"),\"\",T65/'Combined scenario - input'!$D50),\"\")","v":0.1036937861781186},{"$f":"IFERROR(IF(OR(U65=\"\",'Combined scenario - input'!$D50=\"\"),\"\",U65/'Combined scenario - input'!$D50),\"\")","v":0.10110703573460858},{"$f":"IFERROR(IF(OR(V65=\"\",'Combined scenario - input'!$D50=\"\"),\"\",V65/'Combined scenario - input'!$D50),\"\")","v":9.698292192748996E-2},{"$f":"IFERROR(IF(OR(W65=\"\",'Combined scenario - input'!$D50=\"\"),\"\",W65/'Combined scenario - input'!$D50),\"\")","v":9.1515444252228267E-2}]
[{"$f":"IFERROR('Combined scenario - input'!A51,\"\")","v":5},{"$f":"IFERROR('Combined scenario - input'!B51,\"\")","v":"TRANSFORMERS"},{"$f":"IFERROR('Combined scenario - input'!C51,\"\")","v":"ground outdoor / indoor chamber mounted ; > 132 kv ; < = 100 mva"},{"$f":"IFERROR(repcalc('Combined scenario - input'!$CV51:$GH51,'Combined scenario - input'!$G51,'Combined scenario - input'!$E51,'Combined scenario - input'!$F51,20,TRUE,TRUE),\"\")","v":1.0344957797759362E-6},2.125068487036848E-6,4.3103696609250522E-6,8.6328434547129112E-6,1.7072273139923099E-5,3.3337062976357855E-5,6.4277973160109064E-5,1.2237598718643422E-4,2.3005398965051199E-4,4.270347102401774E-4,7.8270253133154704E-4,1.4165462203228371E-3,2.5314275001911981E-3,4.4668486880266398E-3,7.7828426409305655E-3,1.3389882420688472E-2,2.2746627383292462E-2,3.8155681685200241E-2,6.319803537309443E-2,0.10335947261472726,{"$f":"IFERROR(IF(OR(D66=\"\",'Combined scenario - input'!$D51=\"\"),\"\",D66/'Combined scenario - input'!$D51),\"\")","v":2.832855297626945E-10},{"$f":"IFERROR(IF(OR(E66=\"\",'Combined scenario - input'!$D51=\"\"),\"\",E66/'Combined scenario - input'!$D51),\"\")","v":5.8192712227654515E-10},{"$f":"IFERROR(IF(OR(F66=\"\",'Combined scenario - input'!$D51=\"\"),\"\",F66/'Combined scenario - input'!$D51),\"\")","v":1.1803483172571981E-9},{"$f":"IFERROR(IF(OR(G66=\"\",'Combined scenario - input'!$D51=\"\"),\"\",G66/'Combined scenario - input'!$D51),\"\")","v":2.3640112209606562E-9},{"$f":"IFERROR(IF(OR(H66=\"\",'Combined scenario - input'!$D51=\"\"),\"\",H66/'Combined scenario - input'!$D51),\"\")","v":4.675058163837117E-9},{"$f":"IFERROR(IF(OR(I66=\"\",'Combined scenario - input'!$D51=\"\"),\"\",I66/'Combined scenario - input'!$D51),\"\")","v":9.1289957200553501E-9},{"$f":"IFERROR(IF(OR(J66=\"\",'Combined scenario - input'!$D51=\"\"),\"\",J66/'Combined scenario - input'!$D51),\"\")","v":1.7601830799810212E-8},{"$f":"IFERROR(IF(OR(K66=\"\",'Combined scenario - input'!$D51=\"\"),\"\",K66/'Combined scenario - input'!$D51),\"\")","v":3.351134633710194E-8},{"$f":"IFERROR(IF(OR(L66=\"\",'Combined scenario - input'!$D51=\"\"),\"\",L66/'Combined scenario - input'!$D51),\"\")","v":6.2997807826999792E-8},{"$f":"IFERROR(IF(OR(M66=\"\",'Combined scenario - input'!$D51=\"\"),\"\",M66/'Combined scenario - input'!$D51),\"\")","v":1.1693885705715413E-7},{"$f":"IFERROR(IF(OR(N66=\"\",'Combined scenario - input'!$D51=\"\"),\"\",N66/'Combined scenario - input'!$D51),\"\")","v":2.1433466000497743E-7},{"$f":"IFERROR(IF(OR(O66=\"\",'Combined scenario - input'!$D51=\"\"),\"\",O66/'Combined scenario - input'!$D51),\"\")","v":3.8790592895836959E-7},{"$f":"IFERROR(IF(OR(P66=\"\",'Combined scenario - input'!$D51=\"\"),\"\",P66/'Combined scenario - input'!$D51),\"\")","v":6.9320416232421843E-7},{"$f":"IFERROR(IF(OR(Q66=\"\",'Combined scenario - input'!$D51=\"\"),\"\",Q66/'Combined scenario - input'!$D51),\"\")","v":1.2231984138509469E-6},{"$f":"IFERROR(IF(OR(R66=\"\",'Combined scenario - input'!$D51=\"\"),\"\",R66/'Combined scenario - input'!$D51),\"\")","v":2.1312476509795325E-6},{"$f":"IFERROR(IF(OR(S66=\"\",'Combined scenario - input'!$D51=\"\"),\"\",S66/'Combined scenario - input'!$D51),\"\")","v":3.6666751176370131E-6},{"$f":"IFERROR(IF(OR(T66=\"\",'Combined scenario - input'!$D51=\"\"),\"\",T66/'Combined scenario - input'!$D51),\"\")","v":6.22891897150735E-6},{"$f":"IFERROR(IF(OR(U66=\"\",'Combined scenario - input'!$D51=\"\"),\"\",U66/'Combined scenario - input'!$D51),\"\")","v":1.044852256622045E-5},{"$f":"IFERROR(IF(OR(V66=\"\",'Combined scenario - input'!$D51=\"\"),\"\",V66/'Combined scenario - input'!$D51),\"\")","v":1.7306101465688177E-5},{"$f":"IFERROR(IF(OR(W66=\"\",'Combined scenario - input'!$D51=\"\"),\"\",W66/'Combined scenario - input'!$D51),\"\")","v":2.8303878592909875E-5}]
[{"$f":"IFERROR('Combined scenario - input'!A52,\"\")","v":5},{"$f":"IFERROR('Combined scenario - input'!B52,\"\")","v":"TRANSFORMERS"},{"$f":"IFERROR('Combined scenario - input'!C52,\"\")","v":"ground outdoor / indoor chamber mounted ; > 33 kv & < = 66 kv ; < = 15 mva"},{"$f":"IFERROR(repcalc('Combined scenario - input'!$CV52:$GH52,'Combined scenario - input'!$G52,'Combined scenario - input'!$E52,'Combined scenario - input'!$F52,20,TRUE,TRUE),\"\")","v":210.73727651635843},218.88356316146397,228.99284520556577,241.06070080507652,255.03757003758281,270.842718141749,288.3791960490189,307.54844409234192,328.26332380661609,350.45860334991971,374.09823545441435,399.17911897648452,425.73138980472351,453.81560851701835,483.51746878671855,514.94081668063779,548.19983047109258,583.41115871053239,620.68665934312662,660.12714594685406,{"$f":"IFERROR(IF(OR(D67=\"\",'Combined scenario - input'!$D52=\"\"),\"\",D67/'Combined scenario - input'!$D52),\"\")","v":0.55462843942957141},{"$f":"IFERROR(IF(OR(E67=\"\",'Combined scenario - input'!$D52=\"\"),\"\",E67/'Combined scenario - input'!$D52),\"\")","v":0.57606822608625308},{"$f":"IFERROR(IF(OR(F67=\"\",'Combined scenario - input'!$D52=\"\"),\"\",F67/'Combined scenario - input'!$D52),\"\")","v":0.6026743178824443},{"$f":"IFERROR(IF(OR(G67=\"\",'Combined scenario - input'!$D52=\"\"),\"\",G67/'Combined scenario - input'!$D52),\"\")","v":0.63443507719878911},{"$f":"IFERROR(IF(OR(H67=\"\",'Combined scenario - input'!$D52=\"\"),\"\",H67/'Combined scenario - input'!$D52),\"\")","v":0.67122006986208005},{"$f":"IFERROR(IF(OR(I67=\"\",'Combined scenario - input'!$D52=\"\"),\"\",I67/'Combined scenario - input'!$D52),\"\")","v":0.71281681426760279},{"$f":"IFERROR(IF(OR(J67=\"\",'Combined scenario - input'!$D52=\"\"),\"\",J67/'Combined scenario - input'!$D52),\"\")","v":0.75897015522171385},{"$f":"IFERROR(IF(OR(K67=\"\",'Combined scenario - input'!$D52=\"\"),\"\",K67/'Combined scenario - input'!$D52),\"\")","v":0.80942069868065103},{"$f":"IFERROR(IF(OR(L67=\"\",'Combined scenario - input'!$D52=\"\"),\"\",L67/'Combined scenario - input'!$D52),\"\")","v":0.86393910946597463},{"$f":"IFERROR(IF(OR(M67=\"\",'Combined scenario - input'!$D52=\"\"),\"\",M67/'Combined scenario - input'!$D52),\"\")","v":0.92235370729745991},{"$f":"IFERROR(IF(OR(N67=\"\",'Combined scenario - input'!$D52=\"\"),\"\",N67/'Combined scenario - input'!$D52),\"\")","v":0.98456962125223335},{"$f":"IFERROR(IF(OR(O67=\"\",'Combined scenario - input'!$D52=\"\"),\"\",O67/'Combined scenario - input'!$D52),\"\")","v":1.050578689592266},{"$f":"IFERROR(IF(OR(P67=\"\",'Combined scenario - input'!$D52=\"\"),\"\",P67/'Combined scenario - input'!$D52),\"\")","v":1.1204602253899176},{"$f":"IFERROR(IF(OR(Q67=\"\",'Combined scenario - input'!$D52=\"\"),\"\",Q67/'Combined scenario - input'!$D52),\"\")","v":1.1943736148693993},{"$f":"IFERROR(IF(OR(R67=\"\",'Combined scenario - input'!$D52=\"\"),\"\",R67/'Combined scenario - input'!$D52),\"\")","v":1.2725443907371432},{"$f":"IFERROR(IF(OR(S67=\"\",'Combined scenario - input'!$D52=\"\"),\"\",S67/'Combined scenario - input'!$D52),\"\")","v":1.355245860036544},{"$f":"IFERROR(IF(OR(T67=\"\",'Combined scenario - input'!$D52=\"\"),\"\",T67/'Combined scenario - input'!$D52),\"\")","v":1.4427785226034091},{"$f":"IFERROR(IF(OR(U67=\"\",'Combined scenario - input'!$D52=\"\"),\"\",U67/'Combined scenario - input'!$D52),\"\")","v":1.5354493796749009},{"$f":"IFERROR(IF(OR(V67=\"\",'Combined scenario - input'!$D52=\"\"),\"\",V67/'Combined scenario - input'!$D52),\"\")","v":1.6335528243362771},{"$f":"IFERROR(IF(OR(W67=\"\",'Combined scenario - input'!$D52=\"\"),\"\",W67/'Combined scenario - input'!$D52),\"\")","v":1.7373541825818377}]
[{"$f":"IFERROR('Combined scenario - input'!A53,\"\")","v":5},{"$f":"IFERROR('Combined scenario - input'!B53,\"\")","v":"TRANSFORMERS"},{"$f":"IFERROR('Combined scenario - input'!C53,\"\")","v":"ground outdoor / indoor chamber mounted ; > 33 kv & < = 66 kv ; > 15 mva and < = 40 mva"},{"$f":"IFERROR(repcalc('Combined scenario - input'!$CV53:$GH53,'Combined scenario - input'!$G53,'Combined scenario - input'!$E53,'Combined scenario - input'!$F53,20,TRUE,TRUE),\"\")","v":151.21925253377034},173.05512255861473,197.42488997312375,224.54774832120899,254.60382794602967,287.70614638894722,323.8706715226611,362.98721389184897,404.79438583422467,448.86211091258338,494.58504412440078,541.18970788268052,587.75714721479437,633.26151098283026,676.62329561647664,716.77422877335346,752.72914990177492,783.65899975469802,808.95836799690937,828.3011041614559,{"$f":"IFERROR(IF(OR(D68=\"\",'Combined scenario - input'!$D53=\"\"),\"\",D68/'Combined scenario - input'!$D53),\"\")","v":0.36426706600807734},{"$f":"IFERROR(IF(OR(E68=\"\",'Combined scenario - input'!$D53=\"\"),\"\",E68/'Combined scenario - input'!$D53),\"\")","v":0.41686677255607446},{"$f":"IFERROR(IF(OR(F68=\"\",'Combined scenario - input'!$D53=\"\"),\"\",F68/'Combined scenario - input'!$D53),\"\")","v":0.4755703008875613},{"$f":"IFERROR(IF(OR(G68=\"\",'Combined scenario - input'!$D53=\"\"),\"\",G68/'Combined scenario - input'!$D53),\"\")","v":0.54090565909536159},{"$f":"IFERROR(IF(OR(H68=\"\",'Combined scenario - input'!$D53=\"\"),\"\",H68/'Combined scenario - input'!$D53),\"\")","v":0.61330675721739847},{"$f":"IFERROR(IF(OR(I68=\"\",'Combined scenario - input'!$D53=\"\"),\"\",I68/'Combined scenario - input'!$D53),\"\")","v":0.69304583947859288},{"$f":"IFERROR(IF(OR(J68=\"\",'Combined scenario - input'!$D53=\"\"),\"\",J68/'Combined scenario - input'!$D53),\"\")","v":0.78016137036042554},{"$f":"IFERROR(IF(OR(K68=\"\",'Combined scenario - input'!$D53=\"\"),\"\",K68/'Combined scenario - input'!$D53),\"\")","v":0.87438791812108618},{"$f":"IFERROR(IF(OR(L68=\"\",'Combined scenario - input'!$D53=\"\"),\"\",L68/'Combined scenario - input'!$D53),\"\")","v":0.97509583464873517},{"$f":"IFERROR(IF(OR(M68=\"\",'Combined scenario - input'!$D53=\"\"),\"\",M68/'Combined scenario - input'!$D53),\"\")","v":1.0812491230096828},{"$f":"IFERROR(IF(OR(N68=\"\",'Combined scenario - input'!$D53=\"\"),\"\",N68/'Combined scenario - input'!$D53),\"\")","v":1.1913895876084781},{"$f":"IFERROR(IF(OR(O68=\"\",'Combined scenario - input'!$D53=\"\"),\"\",O68/'Combined scenario - input'!$D53),\"\")","v":1.3036540238166276},{"$f":"IFERROR(IF(OR(P68=\"\",'Combined scenario - input'!$D53=\"\"),\"\",P68/'Combined scenario - input'!$D53),\"\")","v":1.4158287913332841},{"$f":"IFERROR(IF(OR(Q68=\"\",'Combined scenario - input'!$D53=\"\"),\"\",Q68/'Combined scenario - input'!$D53),\"\")","v":1.5254427512134587},{"$f":"IFERROR(IF(OR(R68=\"\",'Combined scenario - input'!$D53=\"\"),\"\",R68/'Combined scenario - input'!$D53),\"\")","v":1.6298955229387064},{"$f":"IFERROR(IF(OR(S68=\"\",'Combined scenario - input'!$D53=\"\"),\"\",S68/'Combined scenario - input'!$D53),\"\")","v":1.7266137805248281},{"$f":"IFERROR(IF(OR(T68=\"\",'Combined scenario - input'!$D53=\"\"),\"\",T68/'Combined scenario - input'!$D53),\"\")","v":1.8132244032368867},{"$f":"IFERROR(IF(OR(U68=\"\",'Combined scenario - input'!$D53=\"\"),\"\",U68/'Combined scenario - input'!$D53),\"\")","v":1.8877302976201338},{"$f":"IFERROR(IF(OR(V68=\"\",'Combined scenario - input'!$D53=\"\"),\"\",V68/'Combined scenario - input'!$D53),\"\")","v":1.9486731107013597},{"$f":"IFERROR(IF(OR(W68=\"\",'Combined scenario - input'!$D53=\"\"),\"\",W68/'Combined scenario - input'!$D53),\"\")","v":1.9952671893862426}]
[{"$f":"IFERROR('Combined scenario - input'!A54,\"\")","v":5},{"$f":"IFERROR('Combined scenario - input'!B54,\"\")","v":"TRANSFORMERS"},{"$f":"IFERROR('Combined scenario - input'!C54,\"\")","v":"ground outdoor / indoor chamber mounted ; > 33 kv & < = 66 kv ; > 40 mva"},{"$f":"IFERROR(repcalc('Combined scenario - input'!$CV54:$GH54,'Combined scenario - input'!$G54,'Combined scenario - input'!$E54,'Combined scenario - input'!$F54,20,TRUE,TRUE),\"\")","v":2.4660908126402377E-10},5.7095358420760815E-10,1.3051210315415807E-9,2.9455074182563051E-9,6.563416771662073E-9,1.4439815328436151E-8,3.1365805678290602E-8,6.7269137982228471E-8,1.4244310863811666E-7,2.9780697169406114E-7,6.1474910608682284E-7,1.2529464191530803E-6,2.5213939008744836E-6,5.0098498131301899E-6,9.8284919782916456E-6,1.9038370372344674E-5,3.6412967097828038E-5,6.8765195606626582E-5,1.2822441361014852E-4,2.3608343359959733E-4,{"$f":"IFERROR(IF(OR(D69=\"\",'Combined scenario - input'!$D54=\"\"),\"\",D69/'Combined scenario - input'!$D54),\"\")","v":6.7531241398879036E-14},{"$f":"IFERROR(IF(OR(E69=\"\",'Combined scenario - input'!$D54=\"\"),\"\",E69/'Combined scenario - input'!$D54),\"\")","v":1.563494909637947E-13},{"$f":"IFERROR(IF(OR(F69=\"\",'Combined scenario - input'!$D54=\"\"),\"\",F69/'Combined scenario - input'!$D54),\"\")","v":3.5739334084549858E-13},{"$f":"IFERROR(IF(OR(G69=\"\",'Combined scenario - input'!$D54=\"\"),\"\",G69/'Combined scenario - input'!$D54),\"\")","v":8.0659548904241329E-13},{"$f":"IFERROR(IF(OR(H69=\"\",'Combined scenario - input'!$D54=\"\"),\"\",H69/'Combined scenario - input'!$D54),\"\")","v":1.797321007550518E-12},{"$f":"IFERROR(IF(OR(I69=\"\",'Combined scenario - input'!$D54=\"\"),\"\",I69/'Combined scenario - input'!$D54),\"\")","v":3.9541879386666051E-12},{"$f":"IFERROR(IF(OR(J69=\"\",'Combined scenario - input'!$D54=\"\"),\"\",J69/'Combined scenario - input'!$D54),\"\")","v":8.5891881356275909E-12},{"$f":"IFERROR(IF(OR(K69=\"\",'Combined scenario - input'!$D54=\"\"),\"\",K69/'Combined scenario - input'!$D54),\"\")","v":1.8420929077258152E-11},{"$f":"IFERROR(IF(OR(L69=\"\",'Combined scenario - input'!$D54=\"\"),\"\",L69/'Combined scenario - input'!$D54),\"\")","v":3.9006511462360796E-11},{"$f":"IFERROR(IF(OR(M69=\"\",'Combined scenario - input'!$D54=\"\"),\"\",M69/'Combined scenario - input'!$D54),\"\")","v":8.1551232390381097E-11},{"$f":"IFERROR(IF(OR(N69=\"\",'Combined scenario - input'!$D54=\"\"),\"\",N69/'Combined scenario - input'!$D54),\"\")","v":1.6834242303691944E-10},{"$f":"IFERROR(IF(OR(O69=\"\",'Combined scenario - input'!$D54=\"\"),\"\",O69/'Combined scenario - input'!$D54),\"\")","v":3.431058850630875E-10},{"$f":"IFERROR(IF(OR(P69=\"\",'Combined scenario - input'!$D54=\"\"),\"\",P69/'Combined scenario - input'!$D54),\"\")","v":6.9045656919389392E-10},{"$f":"IFERROR(IF(OR(Q69=\"\",'Combined scenario - input'!$D54=\"\"),\"\",Q69/'Combined scenario - input'!$D54),\"\")","v":1.371893424883293E-9},{"$f":"IFERROR(IF(OR(R69=\"\",'Combined scenario - input'!$D54=\"\"),\"\",R69/'Combined scenario - input'!$D54),\"\")","v":2.69142669430879E-9},{"$f":"IFERROR(IF(OR(S69=\"\",'Combined scenario - input'!$D54=\"\"),\"\",S69/'Combined scenario - input'!$D54),\"\")","v":5.2134527198517859E-9},{"$f":"IFERROR(IF(OR(T69=\"\",'Combined scenario - input'!$D54=\"\"),\"\",T69/'Combined scenario - input'!$D54),\"\")","v":9.971298942151304E-9},{"$f":"IFERROR(IF(OR(U69=\"\",'Combined scenario - input'!$D54=\"\"),\"\",U69/'Combined scenario - input'!$D54),\"\")","v":1.8830608348037711E-8},{"$f":"IFERROR(IF(OR(V69=\"\",'Combined scenario - input'!$D54=\"\"),\"\",V69/'Combined scenario - input'!$D54),\"\")","v":3.5112874936937201E-8},{"$f":"IFERROR(IF(OR(W69=\"\",'Combined scenario - input'!$D54=\"\"),\"\",W69/'Combined scenario - input'!$D54),\"\")","v":6.464890612694749E-8}]
[{"$f":"IFERROR('Combined scenario - input'!A55,\"\")","v":5},{"$f":"IFERROR('Combined scenario - input'!B55,\"\")","v":"TRANSFORMERS"},{"$f":"IFERROR('Combined scenario - input'!C55,\"\")","v":"ground outdoor / indoor chamber mounted ; > 66 kv & < = 132 kv ; < = 100 mva"},{"$f":"IFERROR(repcalc('Combined scenario - input'!$CV55:$GH55,'Combined scenario - input'!$G55,'Combined scenario - input'!$E55,'Combined scenario - input'!$F55,20,TRUE,TRUE),\"\")","v":29.621404116666294},35.284999254335155,41.603399629516147,48.566845909854848,56.15014746179186,64.312925189162144,73.00059053454487,82.145950003408828,91.671252955830255,101.49045129804693,111.5114234627334,121.63793790055725,131.77119356867823,141.81087021162762,151.65573668955884,161.20398323703287,170.35354279208772,179.00272760562345,187.05151465940617,194.40375881600642,{"$f":"IFERROR(IF(OR(D70=\"\",'Combined scenario - input'!$D55=\"\"),\"\",D70/'Combined scenario - input'!$D55),\"\")","v":8.3361782933665488E-2},{"$f":"IFERROR(IF(OR(E70=\"\",'Combined scenario - input'!$D55=\"\"),\"\",E70/'Combined scenario - input'!$D55),\"\")","v":9.9300507061360552E-2},{"$f":"IFERROR(IF(OR(F70=\"\",'Combined scenario - input'!$D55=\"\"),\"\",F70/'Combined scenario - input'!$D55),\"\")","v":0.11708201122265305},{"$f":"IFERROR(IF(OR(G70=\"\",'Combined scenario - input'!$D55=\"\"),\"\",G70/'Combined scenario - input'!$D55),\"\")","v":0.1366788303000184},{"$f":"IFERROR(IF(OR(H70=\"\",'Combined scenario - input'!$D55=\"\"),\"\",H70/'Combined scenario - input'!$D55),\"\")","v":0.15802007176863003},{"$f":"IFERROR(IF(OR(I70=\"\",'Combined scenario - input'!$D55=\"\"),\"\",I70/'Combined scenario - input'!$D55),\"\")","v":0.18099209910280836},{"$f":"IFERROR(IF(OR(J70=\"\",'Combined scenario - input'!$D55=\"\"),\"\",J70/'Combined scenario - input'!$D55),\"\")","v":0.20544128692218813},{"$f":"IFERROR(IF(OR(K70=\"\",'Combined scenario - input'!$D55=\"\"),\"\",K70/'Combined scenario - input'!$D55),\"\")","v":0.23117853651005743},{"$f":"IFERROR(IF(OR(L70=\"\",'Combined scenario - input'!$D55=\"\"),\"\",L70/'Combined scenario - input'!$D55),\"\")","v":0.25798503879366769},{"$f":"IFERROR(IF(OR(M70=\"\",'Combined scenario - input'!$D55=\"\"),\"\",M70/'Combined scenario - input'!$D55),\"\")","v":0.28561863366184365},{"$f":"IFERROR(IF(OR(N70=\"\",'Combined scenario - input'!$D55=\"\"),\"\",N70/'Combined scenario - input'!$D55),\"\")","v":0.31382006878243213},{"$f":"IFERROR(IF(OR(O70=\"\",'Combined scenario - input'!$D55=\"\"),\"\",O70/'Combined scenario - input'!$D55),\"\")","v":0.3423185253416044},{"$f":"IFERROR(IF(OR(P70=\"\",'Combined scenario - input'!$D55=\"\"),\"\",P70/'Combined scenario - input'!$D55),\"\")","v":0.3708359533504258},{"$f":"IFERROR(IF(OR(Q70=\"\",'Combined scenario - input'!$D55=\"\"),\"\",Q70/'Combined scenario - input'!$D55),\"\")","v":0.39909002738882854},{"$f":"IFERROR(IF(OR(R70=\"\",'Combined scenario - input'!$D55=\"\"),\"\",R70/'Combined scenario - input'!$D55),\"\")","v":0.42679585858818309},{"$f":"IFERROR(IF(OR(S70=\"\",'Combined scenario - input'!$D55=\"\"),\"\",S70/'Combined scenario - input'!$D55),\"\")","v":0.45366692968774014},{"$f":"IFERROR(IF(OR(T70=\"\",'Combined scenario - input'!$D55=\"\"),\"\",T70/'Combined scenario - input'!$D55),\"\")","v":0.47941599933221341},{"$f":"IFERROR(IF(OR(U70=\"\",'Combined scenario - input'!$D55=\"\"),\"\",U70/'Combined scenario - input'!$D55),\"\")","v":0.50375689364429121},{"$f":"IFERROR(IF(OR(V70=\"\",'Combined scenario - input'!$D55=\"\"),\"\",V70/'Combined scenario - input'!$D55),\"\")","v":0.52640812370124923},{"$f":"IFERROR(IF(OR(W70=\"\",'Combined scenario - input'!$D55=\"\"),\"\",W70/'Combined scenario - input'!$D55),\"\")","v":0.54709911387321675}]
[{"$f":"IFERROR('Combined scenario - input'!A56,\"\")","v":5},{"$f":"IFERROR('Combined scenario - input'!B56,\"\")","v":"TRANSFORMERS"},{"$f":"IFERROR('Combined scenario - input'!C56,\"\")","v":"ground outdoor / indoor chamber mounted ; > 66 kv & < = 132 kv ; > 100 mva"},{"$f":"IFERROR(repcalc('Combined scenario - input'!$CV56:$GH56,'Combined scenario - input'!$G56,'Combined scenario - input'!$E56,'Combined scenario - input'!$F56,20,TRUE,TRUE),\"\")","v":1.2419581051889185E-6},2.4652433702833246E-6,4.8312916315300872E-6,9.3479899607608619E-6,1.78577110526661E-5,3.3681163285549536E-5,6.2719619949331326E-5,1.1531246652324433E-4,2.0931832685732206E-4,3.7514419871297061E-4,6.6382141910288704E-4,1.1597613742260204E-3,2.0005663277162925E-3,3.4072742864769026E-3,5.7297318897362092E-3,9.5134533249226702E-3,1.5596344608552829E-2,2.5246008633345949E-2,4.0350876426453533E-2,6.3680904714397579E-2,{"$f":"IFERROR(IF(OR(D71=\"\",'Combined scenario - input'!$D56=\"\"),\"\",D71/'Combined scenario - input'!$D56),\"\")","v":3.400968536069992E-10},{"$f":"IFERROR(IF(OR(E71=\"\",'Combined scenario - input'!$D56=\"\"),\"\",E71/'Combined scenario - input'!$D56),\"\")","v":6.7508035102467321E-10},{"$f":"IFERROR(IF(OR(F71=\"\",'Combined scenario - input'!$D56=\"\"),\"\",F71/'Combined scenario - input'!$D56),\"\")","v":1.3229971895801347E-9},{"$f":"IFERROR(IF(OR(G71=\"\",'Combined scenario - input'!$D56=\"\"),\"\",G71/'Combined scenario - input'!$D56),\"\")","v":2.5598463908901198E-9},{"$f":"IFERROR(IF(OR(H71=\"\",'Combined scenario - input'!$D56=\"\"),\"\",H71/'Combined scenario - input'!$D56),\"\")","v":4.8901418785868268E-9},{"$f":"IFERROR(IF(OR(I71=\"\",'Combined scenario - input'!$D56=\"\"),\"\",I71/'Combined scenario - input'!$D56),\"\")","v":9.223223884429289E-9},{"$f":"IFERROR(IF(OR(J71=\"\",'Combined scenario - input'!$D56=\"\"),\"\",J71/'Combined scenario - input'!$D56),\"\")","v":1.7175092553504184E-8},{"$f":"IFERROR(IF(OR(K71=\"\",'Combined scenario - input'!$D56=\"\"),\"\",K71/'Combined scenario - input'!$D56),\"\")","v":3.1577077264013129E-8},{"$f":"IFERROR(IF(OR(L71=\"\",'Combined scenario - input'!$D56=\"\"),\"\",L71/'Combined scenario - input'!$D56),\"\")","v":5.7319569854272933E-8},{"$f":"IFERROR(IF(OR(M71=\"\",'Combined scenario - input'!$D56=\"\"),\"\",M71/'Combined scenario - input'!$D56),\"\")","v":1.0272919923638868E-7},{"$f":"IFERROR(IF(OR(N71=\"\",'Combined scenario - input'!$D56=\"\"),\"\",N71/'Combined scenario - input'!$D56),\"\")","v":1.8178034754198361E-7},{"$f":"IFERROR(IF(OR(O71=\"\",'Combined scenario - input'!$D56=\"\"),\"\",O71/'Combined scenario - input'!$D56),\"\")","v":3.1758816393343701E-7},{"$f":"IFERROR(IF(OR(P71=\"\",'Combined scenario - input'!$D56=\"\"),\"\",P71/'Combined scenario - input'!$D56),\"\")","v":5.4783354659529677E-7},{"$f":"IFERROR(IF(OR(Q71=\"\",'Combined scenario - input'!$D56=\"\"),\"\",Q71/'Combined scenario - input'!$D56),\"\")","v":9.3304537356399652E-7},{"$f":"IFERROR(IF(OR(R71=\"\",'Combined scenario - input'!$D56=\"\"),\"\",R71/'Combined scenario - input'!$D56),\"\")","v":1.5690253798171013E-6},{"$f":"IFERROR(IF(OR(S71=\"\",'Combined scenario - input'!$D56=\"\"),\"\",S71/'Combined scenario - input'!$D56),\"\")","v":2.6051567514437876E-6},{"$f":"IFERROR(IF(OR(T71=\"\",'Combined scenario - input'!$D56=\"\"),\"\",T71/'Combined scenario - input'!$D56),\"\")","v":4.2708910284316337E-6},{"$f":"IFERROR(IF(OR(U71=\"\",'Combined scenario - input'!$D56=\"\"),\"\",U71/'Combined scenario - input'!$D56),\"\")","v":6.913347613307806E-6},{"$f":"IFERROR(IF(OR(V71=\"\",'Combined scenario - input'!$D56=\"\"),\"\",V71/'Combined scenario - input'!$D56),\"\")","v":1.1049653008089349E-5},{"$f":"IFERROR(IF(OR(W71=\"\",'Combined scenario - input'!$D56=\"\"),\"\",W71/'Combined scenario - input'!$D56),\"\")","v":1.7438330035230388E-5}]
[{"$f":"IFERROR('Combined scenario - input'!A57,\"\")","v":5},{"$f":"IFERROR('Combined scenario - input'!B57,\"\")","v":"TRANSFORMERS"},{"$f":"IFERROR('Combined scenario - input'!C57,\"\")","v":"kiosk mounted ; < = 22 kv ; < = 60 kva ; multiple phase"},{"$f":"IFERROR(repcalc('Combined scenario - input'!$CV57:$GH57,'Combined scenario - input'!$G57,'Combined scenario - input'!$E57,'Combined scenario - input'!$F57,20,TRUE,TRUE),\"\")","v":324.58728238556233},301.70278790111507,281.50388739113066,263.95509220241649,248.99624063599563,236.55547408010301,226.55481686284972,218.90955798337521,213.52312775014414,210.27941152441636,209.03449566289501,209.60973739947303,211.78781413912071,215.31304817273903,219.89682638222914,225.22835617887881,230.99035239195081,236.87859088822023,242.62366706600667,248.01284164566854,{"$f":"IFERROR(IF(OR(D72=\"\",'Combined scenario - input'!$D57=\"\"),\"\",D72/'Combined scenario - input'!$D57),\"\")","v":7.2027457537864565},{"$f":"IFERROR(IF(OR(E72=\"\",'Combined scenario - input'!$D57=\"\"),\"\",E72/'Combined scenario - input'!$D57),\"\")","v":6.6949279666446708},{"$f":"IFERROR(IF(OR(F72=\"\",'Combined scenario - input'!$D57=\"\"),\"\",F72/'Combined scenario - input'!$D57),\"\")","v":6.2467047836222775},{"$f":"IFERROR(IF(OR(G72=\"\",'Combined scenario - input'!$D57=\"\"),\"\",G72/'Combined scenario - input'!$D57),\"\")","v":5.8572886946720182},{"$f":"IFERROR(IF(OR(H72=\"\",'Combined scenario - input'!$D57=\"\"),\"\",H72/'Combined scenario - input'!$D57),\"\")","v":5.5253446831578064},{"$f":"IFERROR(IF(OR(I72=\"\",'Combined scenario - input'!$D57=\"\"),\"\",I72/'Combined scenario - input'!$D57),\"\")","v":5.2492781724007296},{"$f":"IFERROR(IF(OR(J72=\"\",'Combined scenario - input'!$D57=\"\"),\"\",J72/'Combined scenario - input'!$D57),\"\")","v":5.0273588452562938},{"$f":"IFERROR(IF(OR(K72=\"\",'Combined scenario - input'!$D57=\"\"),\"\",K72/'Combined scenario - input'!$D57),\"\")","v":4.8577069244354343},{"$f":"IFERROR(IF(OR(L72=\"\",'Combined scenario - input'!$D57=\"\"),\"\",L72/'Combined scenario - input'!$D57),\"\")","v":4.7381794826782224},{"$f":"IFERROR(IF(OR(M72=\"\",'Combined scenario - input'!$D57=\"\"),\"\",M72/'Combined scenario - input'!$D57),\"\")","v":4.6661998810757286},{"$f":"IFERROR(IF(OR(N72=\"\",'Combined scenario - input'!$D57=\"\"),\"\",N72/'Combined scenario - input'!$D57),\"\")","v":4.6385746076223366},{"$f":"IFERROR(IF(OR(O72=\"\",'Combined scenario - input'!$D57=\"\"),\"\",O72/'Combined scenario - input'!$D57),\"\")","v":4.6513394946046205},{"$f":"IFERROR(IF(OR(P72=\"\",'Combined scenario - input'!$D57=\"\"),\"\",P72/'Combined scenario - input'!$D57),\"\")","v":4.6996720505588092},{"$f":"IFERROR(IF(OR(Q72=\"\",'Combined scenario - input'!$D57=\"\"),\"\",Q72/'Combined scenario - input'!$D57),\"\")","v":4.7778986658474096},{"$f":"IFERROR(IF(OR(R72=\"\",'Combined scenario - input'!$D57=\"\"),\"\",R72/'Combined scenario - input'!$D57),\"\")","v":4.8796148784853584},{"$f":"IFERROR(IF(OR(S72=\"\",'Combined scenario - input'!$D57=\"\"),\"\",S72/'Combined scenario - input'!$D57),\"\")","v":4.9979240535145539},{"$f":"IFERROR(IF(OR(T72=\"\",'Combined scenario - input'!$D57=\"\"),\"\",T72/'Combined scenario - input'!$D57),\"\")","v":5.1257854825022111},{"$f":"IFERROR(IF(OR(U72=\"\",'Combined scenario - input'!$D57=\"\"),\"\",U72/'Combined scenario - input'!$D57),\"\")","v":5.2564482876330283},{"$f":"IFERROR(IF(OR(V72=\"\",'Combined scenario - input'!$D57=\"\"),\"\",V72/'Combined scenario - input'!$D57),\"\")","v":5.3839342530122183},{"$f":"IFERROR(IF(OR(W72=\"\",'Combined scenario - input'!$D57=\"\"),\"\",W72/'Combined scenario - input'!$D57),\"\")","v":5.5035225931184231}]
[{"$f":"IFERROR('Combined scenario - input'!A58,\"\")","v":5},{"$f":"IFERROR('Combined scenario - input'!B58,\"\")","v":"TRANSFORMERS"},{"$f":"IFERROR('Combined scenario - input'!C58,\"\")","v":"kiosk mounted ; < = 22 kv ; < = 60 kva ; single phase"},{"$f":"IFERROR(repcalc('Combined scenario - input'!$CV58:$GH58,'Combined scenario - input'!$G58,'Combined scenario - input'!$E58,'Combined scenario - input'!$F58,20,TRUE,TRUE),\"\")","v":8.1075122386059775},8.1627451420902322,8.2830734022676697,8.4719373452715612,8.7298719197105292,9.0552432241353404,9.4450588471448089,9.8957558257704381,10.40388428187739,10.966623977920994,11.582093099024602,12.249432131704417,12.968669686562238,13.740400274778603,14.565324711764646,15.443719823115231,16.374913136135646,17.35683830903529,18.385737242615736,19.456055683474634,{"$f":"IFERROR(IF(OR(D73=\"\",'Combined scenario - input'!$D58=\"\"),\"\",D73/'Combined scenario - input'!$D58),\"\")","v":0.6450019403354349},{"$f":"IFERROR(IF(OR(E73=\"\",'Combined scenario - input'!$D58=\"\"),\"\",E73/'Combined scenario - input'!$D58),\"\")","v":0.64939605395120781},{"$f":"IFERROR(IF(OR(F73=\"\",'Combined scenario - input'!$D58=\"\"),\"\",F73/'Combined scenario - input'!$D58),\"\")","v":0.65896889935772662},{"$f":"IFERROR(IF(OR(G73=\"\",'Combined scenario - input'!$D58=\"\"),\"\",G73/'Combined scenario - input'!$D58),\"\")","v":0.67399417543647799},{"$f":"IFERROR(IF(OR(H73=\"\",'Combined scenario - input'!$D58=\"\"),\"\",H73/'Combined scenario - input'!$D58),\"\")","v":0.69451444060493794},{"$f":"IFERROR(IF(OR(I73=\"\",'Combined scenario - input'!$D58=\"\"),\"\",I73/'Combined scenario - input'!$D58),\"\")","v":0.72039970805900966},{"$f":"IFERROR(IF(OR(J73=\"\",'Combined scenario - input'!$D58=\"\"),\"\",J73/'Combined scenario - input'!$D58),\"\")","v":0.75141191326012136},{"$f":"IFERROR(IF(OR(K73=\"\",'Combined scenario - input'!$D58=\"\"),\"\",K73/'Combined scenario - input'!$D58),\"\")","v":0.7872676008201851},{"$f":"IFERROR(IF(OR(L73=\"\",'Combined scenario - input'!$D58=\"\"),\"\",L73/'Combined scenario - input'!$D58),\"\")","v":0.82769231193785664},{"$f":"IFERROR(IF(OR(M73=\"\",'Combined scenario - input'!$D58=\"\"),\"\",M73/'Combined scenario - input'!$D58),\"\")","v":0.87246167955268827},{"$f":"IFERROR(IF(OR(N73=\"\",'Combined scenario - input'!$D58=\"\"),\"\",N73/'Combined scenario - input'!$D58),\"\")","v":0.92142599383864843},{"$f":"IFERROR(IF(OR(O73=\"\",'Combined scenario - input'!$D58=\"\"),\"\",O73/'Combined scenario - input'!$D58),\"\")","v":0.97451687526716202},{"$f":"IFERROR(IF(OR(P73=\"\",'Combined scenario - input'!$D58=\"\"),\"\",P73/'Combined scenario - input'!$D58),\"\")","v":1.0317365999857242},{"$f":"IFERROR(IF(OR(Q73=\"\",'Combined scenario - input'!$D58=\"\"),\"\",Q73/'Combined scenario - input'!$D58),\"\")","v":1.0931324649769005},{"$f":"IFERROR(IF(OR(R73=\"\",'Combined scenario - input'!$D58=\"\"),\"\",R73/'Combined scenario - input'!$D58),\"\")","v":1.1587602243717603},{"$f":"IFERROR(IF(OR(S73=\"\",'Combined scenario - input'!$D58=\"\"),\"\",S73/'Combined scenario - input'!$D58),\"\")","v":1.2286419013311163},{"$f":"IFERROR(IF(OR(T73=\"\",'Combined scenario - input'!$D58=\"\"),\"\",T73/'Combined scenario - input'!$D58),\"\")","v":1.3027239965594821},{"$f":"IFERROR(IF(OR(U73=\"\",'Combined scenario - input'!$D58=\"\"),\"\",U73/'Combined scenario - input'!$D58),\"\")","v":1.3808421199918035},{"$f":"IFERROR(IF(OR(V73=\"\",'Combined scenario - input'!$D58=\"\"),\"\",V73/'Combined scenario - input'!$D58),\"\")","v":1.4626972919653156},{"$f":"IFERROR(IF(OR(W73=\"\",'Combined scenario - input'!$D58=\"\"),\"\",W73/'Combined scenario - input'!$D58),\"\")","v":1.5478476378190629}]
[{"$f":"IFERROR('Combined scenario - input'!A59,\"\")","v":5},{"$f":"IFERROR('Combined scenario - input'!B59,\"\")","v":"TRANSFORMERS"},{"$f":"IFERROR('Combined scenario - input'!C59,\"\")","v":"kiosk mounted ; < = 22 kv ; > 60 kva and < = 600 kva ; multiple phase"},{"$f":"IFERROR(repcalc('Combined scenario - input'!$CV59:$GH59,'Combined scenario - input'!$G59,'Combined scenario - input'!$E59,'Combined scenario - input'!$F59,20,TRUE,TRUE),\"\")","v":701.28344472217509},630.16497874686195,598.41474866461931,592.56619471093086,604.13310704206151,628.00030202946175,661.28049689791578,702.52069758724633,751.16346445552347,807.19024496715531,870.89284184921189,942.73403458386292,1023.2695026910404,1113.1111915322783,1212.9179753941239,1323.4036844746081,1445.3558102675302,1579.6607286738106,1727.3330478102075,1889.5474824403361,{"$f":"IFERROR(IF(OR(D74=\"\",'Combined scenario - input'!$D59=\"\"),\"\",D74/'Combined scenario - input'!$D59),\"\")","v":13.620296898063852},{"$f":"IFERROR(IF(OR(E74=\"\",'Combined scenario - input'!$D59=\"\"),\"\",E74/'Combined scenario - input'!$D59),\"\")","v":12.239037111013888},{"$f":"IFERROR(IF(OR(F74=\"\",'Combined scenario - input'!$D59=\"\"),\"\",F74/'Combined scenario - input'!$D59),\"\")","v":11.622385508075643},{"$f":"IFERROR(IF(OR(G74=\"\",'Combined scenario - input'!$D59=\"\"),\"\",G74/'Combined scenario - input'!$D59),\"\")","v":11.508795144759508},{"$f":"IFERROR(IF(OR(H74=\"\",'Combined scenario - input'!$D59=\"\"),\"\",H74/'Combined scenario - input'!$D59),\"\")","v":11.733447218510214},{"$f":"IFERROR(IF(OR(I74=\"\",'Combined scenario - input'!$D59=\"\"),\"\",I74/'Combined scenario - input'!$D59),\"\")","v":12.196994852920945},{"$f":"IFERROR(IF(OR(J74=\"\",'Combined scenario - input'!$D59=\"\"),\"\",J74/'Combined scenario - input'!$D59),\"\")","v":12.843361366126375},{"$f":"IFERROR(IF(OR(K74=\"\",'Combined scenario - input'!$D59=\"\"),\"\",K74/'Combined scenario - input'!$D59),\"\")","v":13.644326769989499},{"$f":"IFERROR(IF(OR(L74=\"\",'Combined scenario - input'!$D59=\"\"),\"\",L74/'Combined scenario - input'!$D59),\"\")","v":14.58906449576272},{"$f":"IFERROR(IF(OR(M74=\"\",'Combined scenario - input'!$D59=\"\"),\"\",M74/'Combined scenario - input'!$D59),\"\")","v":15.6772142168978},{"$f":"IFERROR(IF(OR(N74=\"\",'Combined scenario - input'!$D59=\"\"),\"\",N74/'Combined scenario - input'!$D59),\"\")","v":16.914443313408157},{"$f":"IFERROR(IF(OR(O74=\"\",'Combined scenario - input'!$D59=\"\"),\"\",O74/'Combined scenario - input'!$D59),\"\")","v":18.309739868490279},{"$f":"IFERROR(IF(OR(P74=\"\",'Combined scenario - input'!$D59=\"\"),\"\",P74/'Combined scenario - input'!$D59),\"\")","v":19.873896265878031},{"$f":"IFERROR(IF(OR(Q74=\"\",'Combined scenario - input'!$D59=\"\"),\"\",Q74/'Combined scenario - input'!$D59),\"\")","v":21.618797682060624},{"$f":"IFERROR(IF(OR(R74=\"\",'Combined scenario - input'!$D59=\"\"),\"\",R74/'Combined scenario - input'!$D59),\"\")","v":23.557240745090255},{"$f":"IFERROR(IF(OR(S74=\"\",'Combined scenario - input'!$D59=\"\"),\"\",S74/'Combined scenario - input'!$D59),\"\")","v":25.70308943436806},{"$f":"IFERROR(IF(OR(T74=\"\",'Combined scenario - input'!$D59=\"\"),\"\",T74/'Combined scenario - input'!$D59),\"\")","v":28.071638375813087},{"$f":"IFERROR(IF(OR(U74=\"\",'Combined scenario - input'!$D59=\"\"),\"\",U74/'Combined scenario - input'!$D59),\"\")","v":30.680102724046026},{"$f":"IFERROR(IF(OR(V74=\"\",'Combined scenario - input'!$D59=\"\"),\"\",V74/'Combined scenario - input'!$D59),\"\")","v":33.548188154267734},{"$f":"IFERROR(IF(OR(W74=\"\",'Combined scenario - input'!$D59=\"\"),\"\",W74/'Combined scenario - input'!$D59),\"\")","v":36.698709926087425}]
[{"$f":"IFERROR('Combined scenario - input'!A60,\"\")","v":5},{"$f":"IFERROR('Combined scenario - input'!B60,\"\")","v":"TRANSFORMERS"},{"$f":"IFERROR('Combined scenario - input'!C60,\"\")","v":"kiosk mounted ; < = 22 kv ; > 600 kva ; multiple phase"},{"$f":"IFERROR(repcalc('Combined scenario - input'!$CV60:$GH60,'Combined scenario - input'!$G60,'Combined scenario - input'!$E60,'Combined scenario - input'!$F60,20,TRUE,TRUE),\"\")","v":312.3328418760446},304.82634404552732,302.38737104982579,304.20543031579535,309.65430349517095,318.27937430838006,329.7762685445245,343.96442368429564,360.75911415529322,380.14518768637942,402.15530391365235,426.85482147446913,454.3346969444346,484.71290240303904,518.14401078150343,554.83580645870677,595.07110367683379,639.23242706115832,687.82683646544376,741.50795685252149,{"$f":"IFERROR(IF(OR(D75=\"\",'Combined scenario - input'!$D60=\"\"),\"\",D75/'Combined scenario - input'!$D60),\"\")","v":5.5847542853262091},{"$f":"IFERROR(IF(OR(E75=\"\",'Combined scenario - input'!$D60=\"\"),\"\",E75/'Combined scenario - input'!$D60),\"\")","v":5.4505322621954786},{"$f":"IFERROR(IF(OR(F75=\"\",'Combined scenario - input'!$D60=\"\"),\"\",F75/'Combined scenario - input'!$D60),\"\")","v":5.4069215269051289},{"$f":"IFERROR(IF(OR(G75=\"\",'Combined scenario - input'!$D60=\"\"),\"\",G75/'Combined scenario - input'!$D60),\"\")","v":5.4394298414826592},{"$f":"IFERROR(IF(OR(H75=\"\",'Combined scenario - input'!$D60=\"\"),\"\",H75/'Combined scenario - input'!$D60),\"\")","v":5.5368599345075671},{"$f":"IFERROR(IF(OR(I75=\"\",'Combined scenario - input'!$D60=\"\"),\"\",I75/'Combined scenario - input'!$D60),\"\")","v":5.6910829130966336},{"$f":"IFERROR(IF(OR(J75=\"\",'Combined scenario - input'!$D60=\"\"),\"\",J75/'Combined scenario - input'!$D60),\"\")","v":5.8966563294802103},{"$f":"IFERROR(IF(OR(K75=\"\",'Combined scenario - input'!$D60=\"\"),\"\",K75/'Combined scenario - input'!$D60),\"\")","v":6.1503515852905384},{"$f":"IFERROR(IF(OR(L75=\"\",'Combined scenario - input'!$D60=\"\"),\"\",L75/'Combined scenario - input'!$D60),\"\")","v":6.4506537213555477},{"$f":"IFERROR(IF(OR(M75=\"\",'Combined scenario - input'!$D60=\"\"),\"\",M75/'Combined scenario - input'!$D60),\"\")","v":6.7972918032750611},{"$f":"IFERROR(IF(OR(N75=\"\",'Combined scenario - input'!$D60=\"\"),\"\",N75/'Combined scenario - input'!$D60),\"\")","v":7.1908498107598264},{"$f":"IFERROR(IF(OR(O75=\"\",'Combined scenario - input'!$D60=\"\"),\"\",O75/'Combined scenario - input'!$D60),\"\")","v":7.6324964071110548},{"$f":"IFERROR(IF(OR(P75=\"\",'Combined scenario - input'!$D60=\"\"),\"\",P75/'Combined scenario - input'!$D60),\"\")","v":8.1238579666873836},{"$f":"IFERROR(IF(OR(Q75=\"\",'Combined scenario - input'!$D60=\"\"),\"\",Q75/'Combined scenario - input'!$D60),\"\")","v":8.6670439220816995},{"$f":"IFERROR(IF(OR(R75=\"\",'Combined scenario - input'!$D60=\"\"),\"\",R75/'Combined scenario - input'!$D60),\"\")","v":9.264818157600395},{"$f":"IFERROR(IF(OR(S75=\"\",'Combined scenario - input'!$D60=\"\"),\"\",S75/'Combined scenario - input'!$D60),\"\")","v":9.920896019645717},{"$f":"IFERROR(IF(OR(T75=\"\",'Combined scenario - input'!$D60=\"\"),\"\",T75/'Combined scenario - input'!$D60),\"\")","v":10.640334446967705},{"$f":"IFERROR(IF(OR(U75=\"\",'Combined scenario - input'!$D60=\"\"),\"\",U75/'Combined scenario - input'!$D60),\"\")","v":11.429973277565491},{"$f":"IFERROR(IF(OR(V75=\"\",'Combined scenario - input'!$D60=\"\"),\"\",V75/'Combined scenario - input'!$D60),\"\")","v":12.298879136242961},{"$f":"IFERROR(IF(OR(W75=\"\",'Combined scenario - input'!$D60=\"\"),\"\",W75/'Combined scenario - input'!$D60),\"\")","v":13.258739346018226}]
[{"$f":"IFERROR('Combined scenario - input'!A61,\"\")","v":5},{"$f":"IFERROR('Combined scenario - input'!B61,\"\")","v":"TRANSFORMERS"},{"$f":"IFERROR('Combined scenario - input'!C61,\"\")","v":"kiosk mounted ; < = 22 kv ; > 600 kva ; single phase"},{"$f":"IFERROR(repcalc('Combined scenario - input'!$CV61:$GH61,'Combined scenario - input'!$G61,'Combined scenario - input'!$E61,'Combined scenario - input'!$F61,20,TRUE,TRUE),\"\")","v":3.7257687226164711},4.6661729692610976,5.7403843610966394,6.9367692377127019,8.2340034997788809,9.600734441636348,10.996149309670527,12.371556626826369,13.672971523726135,14.844564233599673,15.832701010258569,16.590200777260854,17.080368746966759,17.280363956277437,17.18351569633527,16.800317814457184,16.157983304934753,15.298610703691278,14.276172100317668,13.152656103544516,{"$f":"IFERROR(IF(OR(D76=\"\",'Combined scenario - input'!$D61=\"\"),\"\",D76/'Combined scenario - input'!$D61),\"\")","v":2.3905966564673885E-2},{"$f":"IFERROR(IF(OR(E76=\"\",'Combined scenario - input'!$D61=\"\"),\"\",E76/'Combined scenario - input'!$D61),\"\")","v":2.9939962271679554E-2},{"$f":"IFERROR(IF(OR(F76=\"\",'Combined scenario - input'!$D61=\"\"),\"\",F76/'Combined scenario - input'!$D61),\"\")","v":3.6832516138678065E-2},{"$f":"IFERROR(IF(OR(G76=\"\",'Combined scenario - input'!$D61=\"\"),\"\",G76/'Combined scenario - input'!$D61),\"\")","v":4.4508982121456465E-2},{"$f":"IFERROR(IF(OR(H76=\"\",'Combined scenario - input'!$D61=\"\"),\"\",H76/'Combined scenario - input'!$D61),\"\")","v":5.2832536588821567E-2},{"$f":"IFERROR(IF(OR(I76=\"\",'Combined scenario - input'!$D61=\"\"),\"\",I76/'Combined scenario - input'!$D61),\"\")","v":6.1602008510311307E-2},{"$f":"IFERROR(IF(OR(J76=\"\",'Combined scenario - input'!$D61=\"\"),\"\",J76/'Combined scenario - input'!$D61),\"\")","v":7.055552754561184E-2},{"$f":"IFERROR(IF(OR(K76=\"\",'Combined scenario - input'!$D61=\"\"),\"\",K76/'Combined scenario - input'!$D61),\"\")","v":7.9380670431465641E-2},{"$f":"IFERROR(IF(OR(L76=\"\",'Combined scenario - input'!$D61=\"\"),\"\",L76/'Combined scenario - input'!$D61),\"\")","v":8.7731049461489227E-2},{"$f":"IFERROR(IF(OR(M76=\"\",'Combined scenario - input'!$D61=\"\"),\"\",M76/'Combined scenario - input'!$D61),\"\")","v":9.524843935733425E-2},{"$f":"IFERROR(IF(OR(N76=\"\",'Combined scenario - input'!$D61=\"\"),\"\",N76/'Combined scenario - input'!$D61),\"\")","v":0.10158870535418417},{"$f":"IFERROR(IF(OR(O76=\"\",'Combined scenario - input'!$D61=\"\"),\"\",O76/'Combined scenario - input'!$D61),\"\")","v":0.10644911550062712},{"$f":"IFERROR(IF(OR(P76=\"\",'Combined scenario - input'!$D61=\"\"),\"\",P76/'Combined scenario - input'!$D61),\"\")","v":0.10959422191148194},{"$f":"IFERROR(IF(OR(Q76=\"\",'Combined scenario - input'!$D61=\"\"),\"\",Q76/'Combined scenario - input'!$D61),\"\")","v":0.11087746817361666},{"$f":"IFERROR(IF(OR(R76=\"\",'Combined scenario - input'!$D61=\"\"),\"\",R76/'Combined scenario - input'!$D61),\"\")","v":0.11025605245074313},{"$f":"IFERROR(IF(OR(S76=\"\",'Combined scenario - input'!$D61=\"\"),\"\",S76/'Combined scenario - input'!$D61),\"\")","v":0.10779730730743264},{"$f":"IFERROR(IF(OR(T76=\"\",'Combined scenario - input'!$D61=\"\"),\"\",T76/'Combined scenario - input'!$D61),\"\")","v":0.10367584179220449},{"$f":"IFERROR(IF(OR(U76=\"\",'Combined scenario - input'!$D61=\"\"),\"\",U76/'Combined scenario - input'!$D61),\"\")","v":9.8161776319698205E-2},{"$f":"IFERROR(IF(OR(V76=\"\",'Combined scenario - input'!$D61=\"\"),\"\",V76/'Combined scenario - input'!$D61),\"\")","v":9.1601416596264695E-2},{"$f":"IFERROR(IF(OR(W76=\"\",'Combined scenario - input'!$D61=\"\"),\"\",W76/'Combined scenario - input'!$D61),\"\")","v":8.4392505401456736E-2}]
[{"$f":"IFERROR('Combined scenario - input'!A62,\"\")","v":5},{"$f":"IFERROR('Combined scenario - input'!B62,\"\")","v":"TRANSFORMERS"},{"$f":"IFERROR('Combined scenario - input'!C62,\"\")","v":"pole mounted ; < = 22 kv ; < = 60 kva ; multiple phase"},{"$f":"IFERROR(repcalc('Combined scenario - input'!$CV62:$GH62,'Combined scenario - input'!$G62,'Combined scenario - input'!$E62,'Combined scenario - input'!$F62,20,TRUE,TRUE),\"\")","v":2106.1921245641074},2293.09230818688,2481.4322293832629,2669.290876393427,2855.269416882873,3038.5500017032409,3218.9004447556426,3396.6217081710065,3572.4425056642208,3747.3722802828111,3922.5291941273999,4098.9627210258959,4277.4905023853862,4458.5663474042285,4642.1911540185274,4827.8720120034286,5014.6279674820707,5201.0350403388466,5385.2990594593039,5565.3433085700863,{"$f":"IFERROR(IF(OR(D77=\"\",'Combined scenario - input'!$D62=\"\"),\"\",D77/'Combined scenario - input'!$D62),\"\")","v":196.49830306528085},{"$f":"IFERROR(IF(OR(E77=\"\",'Combined scenario - input'!$D62=\"\"),\"\",E77/'Combined scenario - input'!$D62),\"\")","v":213.93525408990061},{"$f":"IFERROR(IF(OR(F77=\"\",'Combined scenario - input'!$D62=\"\"),\"\",F77/'Combined scenario - input'!$D62),\"\")","v":231.50652618939966},{"$f":"IFERROR(IF(OR(G77=\"\",'Combined scenario - input'!$D62=\"\"),\"\",G77/'Combined scenario - input'!$D62),\"\")","v":249.03289756032885},{"$f":"IFERROR(IF(OR(H77=\"\",'Combined scenario - input'!$D62=\"\"),\"\",H77/'Combined scenario - input'!$D62),\"\")","v":266.38386340362621},{"$f":"IFERROR(IF(OR(I77=\"\",'Combined scenario - input'!$D62=\"\"),\"\",I77/'Combined scenario - input'!$D62),\"\")","v":283.48312205243917},{"$f":"IFERROR(IF(OR(J77=\"\",'Combined scenario - input'!$D62=\"\"),\"\",J77/'Combined scenario - input'!$D62),\"\")","v":300.30901158243768},{"$f":"IFERROR(IF(OR(K77=\"\",'Combined scenario - input'!$D62=\"\"),\"\",K77/'Combined scenario - input'!$D62),\"\")","v":316.8896104140681},{"$f":"IFERROR(IF(OR(L77=\"\",'Combined scenario - input'!$D62=\"\"),\"\",L77/'Combined scenario - input'!$D62),\"\")","v":333.29290427699192},{"$f":"IFERROR(IF(OR(M77=\"\",'Combined scenario - input'!$D62=\"\"),\"\",M77/'Combined scenario - input'!$D62),\"\")","v":349.6130696917491},{"$f":"IFERROR(IF(OR(N77=\"\",'Combined scenario - input'!$D62=\"\"),\"\",N77/'Combined scenario - input'!$D62),\"\")","v":365.95442618017313},{"$f":"IFERROR(IF(OR(O77=\"\",'Combined scenario - input'!$D62=\"\"),\"\",O77/'Combined scenario - input'!$D62),\"\")","v":382.41488495553392},{"$f":"IFERROR(IF(OR(P77=\"\",'Combined scenario - input'!$D62=\"\"),\"\",P77/'Combined scenario - input'!$D62),\"\")","v":399.07072830335267},{"$f":"IFERROR(IF(OR(Q77=\"\",'Combined scenario - input'!$D62=\"\"),\"\",Q77/'Combined scenario - input'!$D62),\"\")","v":415.96429459169786},{"$f":"IFERROR(IF(OR(R77=\"\",'Combined scenario - input'!$D62=\"\"),\"\",R77/'Combined scenario - input'!$D62),\"\")","v":433.09566759399104},{"$f":"IFERROR(IF(OR(S77=\"\",'Combined scenario - input'!$D62=\"\"),\"\",S77/'Combined scenario - input'!$D62),\"\")","v":450.41886099131204},{"$f":"IFERROR(IF(OR(T77=\"\",'Combined scenario - input'!$D62=\"\"),\"\",T77/'Combined scenario - input'!$D62),\"\")","v":467.84235617529635},{"$f":"IFERROR(IF(OR(U77=\"\",'Combined scenario - input'!$D62=\"\"),\"\",U77/'Combined scenario - input'!$D62),\"\")","v":485.23330217140443},{"$f":"IFERROR(IF(OR(V77=\"\",'Combined scenario - input'!$D62=\"\"),\"\",V77/'Combined scenario - input'!$D62),\"\")","v":502.42431084097285},{"$f":"IFERROR(IF(OR(W77=\"\",'Combined scenario - input'!$D62=\"\"),\"\",W77/'Combined scenario - input'!$D62),\"\")","v":519.2216338459923}]
[{"$f":"IFERROR('Combined scenario - input'!A63,\"\")","v":5},{"$f":"IFERROR('Combined scenario - input'!B63,\"\")","v":"TRANSFORMERS"},{"$f":"IFERROR('Combined scenario - input'!C63,\"\")","v":"pole mounted ; < = 22 kv ; < = 60 kva ; single phase"},{"$f":"IFERROR(repcalc('Combined scenario - input'!$CV63:$GH63,'Combined scenario - input'!$G63,'Combined scenario - input'!$E63,'Combined scenario - input'!$F63,20,TRUE,TRUE),\"\")","v":2537.2853181779105},2758.1173767333125,2976.464781341157,3191.0967686310596,3401.5007262804761,3607.8692159764396,3811.0062619455593,4012.1618141942113,4212.8122105057237,4414.4112823466012,4618.1405726629191,4824.6874770967679,5034.0769826145697,5245.5765204105101,5457.6851179498699,5668.2086267256373,5874.4135108853598,6073.2436276984217,6261.5785083456358,6436.5084080491433,{"$f":"IFERROR(IF(OR(D78=\"\",'Combined scenario - input'!$D63=\"\"),\"\",D78/'Combined scenario - input'!$D63),\"\")","v":254.68245476532502},{"$f":"IFERROR(IF(OR(E78=\"\",'Combined scenario - input'!$D63=\"\"),\"\",E78/'Combined scenario - input'!$D63),\"\")","v":276.84868509063926},{"$f":"IFERROR(IF(OR(F78=\"\",'Combined scenario - input'!$D63=\"\"),\"\",F78/'Combined scenario - input'!$D63),\"\")","v":298.76551588564735},{"$f":"IFERROR(IF(OR(G78=\"\",'Combined scenario - input'!$D63=\"\"),\"\",G78/'Combined scenario - input'!$D63),\"\")","v":320.30940809301143},{"$f":"IFERROR(IF(OR(H78=\"\",'Combined scenario - input'!$D63=\"\"),\"\",H78/'Combined scenario - input'!$D63),\"\")","v":341.42890775770599},{"$f":"IFERROR(IF(OR(I78=\"\",'Combined scenario - input'!$D63=\"\"),\"\",I78/'Combined scenario - input'!$D63),\"\")","v":362.14334344431779},{"$f":"IFERROR(IF(OR(J78=\"\",'Combined scenario - input'!$D63=\"\"),\"\",J78/'Combined scenario - input'!$D63),\"\")","v":382.53341985809084},{"$f":"IFERROR(IF(OR(K78=\"\",'Combined scenario - input'!$D63=\"\"),\"\",K78/'Combined scenario - input'!$D63),\"\")","v":402.72460193340879},{"$f":"IFERROR(IF(OR(L78=\"\",'Combined scenario - input'!$D63=\"\"),\"\",L78/'Combined scenario - input'!$D63),\"\")","v":422.86507849555954},{"$f":"IFERROR(IF(OR(M78=\"\",'Combined scenario - input'!$D63=\"\"),\"\",M78/'Combined scenario - input'!$D63),\"\")","v":443.1007792766278},{"$f":"IFERROR(IF(OR(N78=\"\",'Combined scenario - input'!$D63=\"\"),\"\",N78/'Combined scenario - input'!$D63),\"\")","v":463.55030278650969},{"$f":"IFERROR(IF(OR(O78=\"\",'Combined scenario - input'!$D63=\"\"),\"\",O78/'Combined scenario - input'!$D63),\"\")","v":484.28264702407768},{"$f":"IFERROR(IF(OR(P78=\"\",'Combined scenario - input'!$D63=\"\"),\"\",P78/'Combined scenario - input'!$D63),\"\")","v":505.30032008012461},{"$f":"IFERROR(IF(OR(Q78=\"\",'Combined scenario - input'!$D63=\"\"),\"\",Q78/'Combined scenario - input'!$D63),\"\")","v":526.52978965601119},{"$f":"IFERROR(IF(OR(R78=\"\",'Combined scenario - input'!$D63=\"\"),\"\",R78/'Combined scenario - input'!$D63),\"\")","v":547.82039418957936},{"$f":"IFERROR(IF(OR(S78=\"\",'Combined scenario - input'!$D63=\"\"),\"\",S78/'Combined scenario - input'!$D63),\"\")","v":568.95189391359361},{"$f":"IFERROR(IF(OR(T78=\"\",'Combined scenario - input'!$D63=\"\"),\"\",T78/'Combined scenario - input'!$D63),\"\")","v":589.64990753711118},{"$f":"IFERROR(IF(OR(U78=\"\",'Combined scenario - input'!$D63=\"\"),\"\",U78/'Combined scenario - input'!$D63),\"\")","v":609.60767179343532},{"$f":"IFERROR(IF(OR(V78=\"\",'Combined scenario - input'!$D63=\"\"),\"\",V78/'Combined scenario - input'!$D63),\"\")","v":628.51196662284462},{"$f":"IFERROR(IF(OR(W78=\"\",'Combined scenario - input'!$D63=\"\"),\"\",W78/'Combined scenario - input'!$D63),\"\")","v":646.07072359399012}]
[{"$f":"IFERROR('Combined scenario - input'!A64,\"\")","v":5},{"$f":"IFERROR('Combined scenario - input'!B64,\"\")","v":"TRANSFORMERS"},{"$f":"IFERROR('Combined scenario - input'!C64,\"\")","v":"pole mounted ; < = 22 kv ; > 60 kva and < = 600 kva ; multiple phase"},{"$f":"IFERROR(repcalc('Combined scenario - input'!$CV64:$GH64,'Combined scenario - input'!$G64,'Combined scenario - input'!$E64,'Combined scenario - input'!$F64,20,TRUE,TRUE),\"\")","v":3868.2581036099509},3907.9196376153027,3964.6927583945399,4035.5008799347343,4118.0749899548046,4210.7587521044479,4312.3339973180355,4421.866966109993,4538.581573792434,4661.7683366153033,4790.7361996039563,4924.8100138369218,5063.3701360396308,5205.9241936741864,5352.1960536965234,5502.2146610122627,5656.3862752073073,5815.5376149992944,5980.9237099892362,6154.2015135456604,{"$f":"IFERROR(IF(OR(D79=\"\",'Combined scenario - input'!$D64=\"\"),\"\",D79/'Combined scenario - input'!$D64),\"\")","v":195.42333982532216},{"$f":"IFERROR(IF(OR(E79=\"\",'Combined scenario - input'!$D64=\"\"),\"\",E79/'Combined scenario - input'!$D64),\"\")","v":197.42702965943332},{"$f":"IFERROR(IF(OR(F79=\"\",'Combined scenario - input'!$D64=\"\"),\"\",F79/'Combined scenario - input'!$D64),\"\")","v":200.29519217026242},{"$f":"IFERROR(IF(OR(G79=\"\",'Combined scenario - input'!$D64=\"\"),\"\",G79/'Combined scenario - input'!$D64),\"\")","v":203.8723990751555},{"$f":"IFERROR(IF(OR(H79=\"\",'Combined scenario - input'!$D64=\"\"),\"\",H79/'Combined scenario - input'!$D64),\"\")","v":208.04402049518598},{"$f":"IFERROR(IF(OR(I79=\"\",'Combined scenario - input'!$D64=\"\"),\"\",I79/'Combined scenario - input'!$D64),\"\")","v":212.72637877162984},{"$f":"IFERROR(IF(OR(J79=\"\",'Combined scenario - input'!$D64=\"\"),\"\",J79/'Combined scenario - input'!$D64),\"\")","v":217.85793233696475},{"$f":"IFERROR(IF(OR(K79=\"\",'Combined scenario - input'!$D64=\"\"),\"\",K79/'Combined scenario - input'!$D64),\"\")","v":223.3915079177491},{"$f":"IFERROR(IF(OR(L79=\"\",'Combined scenario - input'!$D64=\"\"),\"\",L79/'Combined scenario - input'!$D64),\"\")","v":229.28789792813106},{"$f":"IFERROR(IF(OR(M79=\"\",'Combined scenario - input'!$D64=\"\"),\"\",M79/'Combined scenario - input'!$D64),\"\")","v":235.51125944339523},{"$f":"IFERROR(IF(OR(N79=\"\",'Combined scenario - input'!$D64=\"\"),\"\",N79/'Combined scenario - input'!$D64),\"\")","v":242.02668055551203},{"$f":"IFERROR(IF(OR(O79=\"\",'Combined scenario - input'!$D64=\"\"),\"\",O79/'Combined scenario - input'!$D64),\"\")","v":248.80005292590127},{"$f":"IFERROR(IF(OR(P79=\"\",'Combined scenario - input'!$D64=\"\"),\"\",P79/'Combined scenario - input'!$D64),\"\")","v":255.80007234606055},{"$f":"IFERROR(IF(OR(Q79=\"\",'Combined scenario - input'!$D64=\"\"),\"\",Q79/'Combined scenario - input'!$D64),\"\")","v":263.00186429024291},{"$f":"IFERROR(IF(OR(R79=\"\",'Combined scenario - input'!$D64=\"\"),\"\",R79/'Combined scenario - input'!$D64),\"\")","v":270.39147859269883},{"$f":"IFERROR(IF(OR(S79=\"\",'Combined scenario - input'!$D64=\"\"),\"\",S79/'Combined scenario - input'!$D64),\"\")","v":277.97037754213187},{"$f":"IFERROR(IF(OR(T79=\"\",'Combined scenario - input'!$D64=\"\"),\"\",T79/'Combined scenario - input'!$D64),\"\")","v":285.75908526154177},{"$f":"IFERROR(IF(OR(U79=\"\",'Combined scenario - input'!$D64=\"\"),\"\",U79/'Combined scenario - input'!$D64),\"\")","v":293.79936735409393},{"$f":"IFERROR(IF(OR(V79=\"\",'Combined scenario - input'!$D64=\"\"),\"\",V79/'Combined scenario - input'!$D64),\"\")","v":302.15462757146162},{"$f":"IFERROR(IF(OR(W79=\"\",'Combined scenario - input'!$D64=\"\"),\"\",W79/'Combined scenario - input'!$D64),\"\")","v":310.90857474396057}]
[{"$f":"IFERROR('Combined scenario - input'!A65,\"\")","v":5},{"$f":"IFERROR('Combined scenario - input'!B65,\"\")","v":"TRANSFORMERS"},{"$f":"IFERROR('Combined scenario - input'!C65,\"\")","v":"pole mounted ; < = 22 kv ; > 60 kva and < = 600 kva ; single phase"},{"$f":"IFERROR(repcalc('Combined scenario - input'!$CV65:$GH65,'Combined scenario - input'!$G65,'Combined scenario - input'!$E65,'Combined scenario - input'!$F65,20,TRUE,TRUE),\"\")","v":31.528728926162579},34.895313418352067,38.460581080996029,42.236905385874579,46.242756037742915,50.503365172719576,55.050815317308853,59.923345801234838,65.16370394364499,70.816430472839372,76.924067585748986,83.522409786122083,90.635072403245118,98.267813605067943,106.40318989291951,114.99622639507309,123.97181665314778,133.22451284250491,142.62121789112982,152.00705098681073,{"$f":"IFERROR(IF(OR(D80=\"\",'Combined scenario - input'!$D65=\"\"),\"\",D80/'Combined scenario - input'!$D65),\"\")","v":1.5686741236355615},{"$f":"IFERROR(IF(OR(E80=\"\",'Combined scenario - input'!$D65=\"\"),\"\",E80/'Combined scenario - input'!$D65),\"\")","v":1.736174500523517},{"$f":"IFERROR(IF(OR(F80=\"\",'Combined scenario - input'!$D65=\"\"),\"\",F80/'Combined scenario - input'!$D65),\"\")","v":1.9135601204551647},{"$f":"IFERROR(IF(OR(G80=\"\",'Combined scenario - input'!$D65=\"\"),\"\",G80/'Combined scenario - input'!$D65),\"\")","v":2.1014466106905334},{"$f":"IFERROR(IF(OR(H80=\"\",'Combined scenario - input'!$D65=\"\"),\"\",H80/'Combined scenario - input'!$D65),\"\")","v":2.3007529092555901},{"$f":"IFERROR(IF(OR(I80=\"\",'Combined scenario - input'!$D65=\"\"),\"\",I80/'Combined scenario - input'!$D65),\"\")","v":2.5127344108446756},{"$f":"IFERROR(IF(OR(J80=\"\",'Combined scenario - input'!$D65=\"\"),\"\",J80/'Combined scenario - input'!$D65),\"\")","v":2.7389873431162535},{"$f":"IFERROR(IF(OR(K80=\"\",'Combined scenario - input'!$D65=\"\"),\"\",K80/'Combined scenario - input'!$D65),\"\")","v":2.9814142580946634},{"$f":"IFERROR(IF(OR(L80=\"\",'Combined scenario - input'!$D65=\"\"),\"\",L80/'Combined scenario - input'!$D65),\"\")","v":3.2421419974156231},{"$f":"IFERROR(IF(OR(M80=\"\",'Combined scenario - input'!$D65=\"\"),\"\",M80/'Combined scenario - input'!$D65),\"\")","v":3.5233866316380134},{"$f":"IFERROR(IF(OR(N80=\"\",'Combined scenario - input'!$D65=\"\"),\"\",N80/'Combined scenario - input'!$D65),\"\")","v":3.8272647967874902},{"$f":"IFERROR(IF(OR(O80=\"\",'Combined scenario - input'!$D65=\"\"),\"\",O80/'Combined scenario - input'!$D65),\"\")","v":4.1555574055018498},{"$f":"IFERROR(IF(OR(P80=\"\",'Combined scenario - input'!$D65=\"\"),\"\",P80/'Combined scenario - input'!$D65),\"\")","v":4.5094394101890876},{"$f":"IFERROR(IF(OR(Q80=\"\",'Combined scenario - input'!$D65=\"\"),\"\",Q80/'Combined scenario - input'!$D65),\"\")","v":4.8891973015949475},{"$f":"IFERROR(IF(OR(R80=\"\",'Combined scenario - input'!$D65=\"\"),\"\",R80/'Combined scenario - input'!$D65),\"\")","v":5.2939631993473739},{"$f":"IFERROR(IF(OR(S80=\"\",'Combined scenario - input'!$D65=\"\"),\"\",S80/'Combined scenario - input'!$D65),\"\")","v":5.7214994326015702},{"$f":"IFERROR(IF(OR(T80=\"\",'Combined scenario - input'!$D65=\"\"),\"\",T80/'Combined scenario - input'!$D65),\"\")","v":6.1680691695285095},{"$f":"IFERROR(IF(OR(U80=\"\",'Combined scenario - input'!$D65=\"\"),\"\",U80/'Combined scenario - input'!$D65),\"\")","v":6.6284259799821577},{"$f":"IFERROR(IF(OR(V80=\"\",'Combined scenario - input'!$D65=\"\"),\"\",V80/'Combined scenario - input'!$D65),\"\")","v":7.0959477786481973},{"$f":"IFERROR(IF(OR(W80=\"\",'Combined scenario - input'!$D65=\"\"),\"\",W80/'Combined scenario - input'!$D65),\"\")","v":7.5629286563244769}]
[{"$f":"IFERROR('Combined scenario - input'!A66,\"\")","v":5},{"$f":"IFERROR('Combined scenario - input'!B66,\"\")","v":"TRANSFORMERS"},{"$f":"IFERROR('Combined scenario - input'!C66,\"\")","v":"pole mounted ; < = 22 kv ; > 600 kva ; multiple phase"},{"$f":"IFERROR(repcalc('Combined scenario - input'!$CV66:$GH66,'Combined scenario - input'!$G66,'Combined scenario - input'!$E66,'Combined scenario - input'!$F66,20,TRUE,TRUE),\"\")","v":10.272100591052926},11.275527957992516,12.325530037442947,13.434251229296352,14.616544697564379,15.889955607865581,17.275454638852242,18.799243283122191,20.495826716266823,22.412360836331732,24.614055203495457,27.190190788851254,30.260130816817242,33.978598210348167,38.539483337947829,44.177530459365585,51.167410037165013,59.819881322307275,70.474943838901453,83.492031840275629,{"$f":"IFERROR(IF(OR(D81=\"\",'Combined scenario - input'!$D66=\"\"),\"\",D81/'Combined scenario - input'!$D66),\"\")","v":0.66628945630372227},{"$f":"IFERROR(IF(OR(E81=\"\",'Combined scenario - input'!$D66=\"\"),\"\",E81/'Combined scenario - input'!$D66),\"\")","v":0.73137576156642459},{"$f":"IFERROR(IF(OR(F81=\"\",'Combined scenario - input'!$D66=\"\"),\"\",F81/'Combined scenario - input'!$D66),\"\")","v":0.79948308863486928},{"$f":"IFERROR(IF(OR(G81=\"\",'Combined scenario - input'!$D66=\"\"),\"\",G81/'Combined scenario - input'!$D66),\"\")","v":0.87139917177329362},{"$f":"IFERROR(IF(OR(H81=\"\",'Combined scenario - input'!$D66=\"\"),\"\",H81/'Combined scenario - input'!$D66),\"\")","v":0.94808744650162735},{"$f":"IFERROR(IF(OR(I81=\"\",'Combined scenario - input'!$D66=\"\"),\"\",I81/'Combined scenario - input'!$D66),\"\")","v":1.0306859623119993},{"$f":"IFERROR(IF(OR(J81=\"\",'Combined scenario - input'!$D66=\"\"),\"\",J81/'Combined scenario - input'!$D66),\"\")","v":1.1205549611484691},{"$f":"IFERROR(IF(OR(K81=\"\",'Combined scenario - input'!$D66=\"\"),\"\",K81/'Combined scenario - input'!$D66),\"\")","v":1.2193939764319379},{"$f":"IFERROR(IF(OR(L81=\"\",'Combined scenario - input'!$D66=\"\"),\"\",L81/'Combined scenario - input'!$D66),\"\")","v":1.3294411516152145},{"$f":"IFERROR(IF(OR(M81=\"\",'Combined scenario - input'!$D66=\"\"),\"\",M81/'Combined scenario - input'!$D66),\"\")","v":1.4537552065182426},{"$f":"IFERROR(IF(OR(N81=\"\",'Combined scenario - input'!$D66=\"\"),\"\",N81/'Combined scenario - input'!$D66),\"\")","v":1.5965658935672211},{"$f":"IFERROR(IF(OR(O81=\"\",'Combined scenario - input'!$D66=\"\"),\"\",O81/'Combined scenario - input'!$D66),\"\")","v":1.7636643330068065},{"$f":"IFERROR(IF(OR(P81=\"\",'Combined scenario - input'!$D66=\"\"),\"\",P81/'Combined scenario - input'!$D66),\"\")","v":1.9627929001374778},{"$f":"IFERROR(IF(OR(Q81=\"\",'Combined scenario - input'!$D66=\"\"),\"\",Q81/'Combined scenario - input'!$D66),\"\")","v":2.2039875414824843},{"$f":"IFERROR(IF(OR(R81=\"\",'Combined scenario - input'!$D66=\"\"),\"\",R81/'Combined scenario - input'!$D66),\"\")","v":2.499824760461725},{"$f":"IFERROR(IF(OR(S81=\"\",'Combined scenario - input'!$D66=\"\"),\"\",S81/'Combined scenario - input'!$D66),\"\")","v":2.8655310069928586},{"$f":"IFERROR(IF(OR(T81=\"\",'Combined scenario - input'!$D66=\"\"),\"\",T81/'Combined scenario - input'!$D66),\"\")","v":3.3189225039157955},{"$f":"IFERROR(IF(OR(U81=\"\",'Combined scenario - input'!$D66=\"\"),\"\",U81/'Combined scenario - input'!$D66),\"\")","v":3.8801563369725325},{"$f":"IFERROR(IF(OR(V81=\"\",'Combined scenario - input'!$D66=\"\"),\"\",V81/'Combined scenario - input'!$D66),\"\")","v":4.5712862327649564},{"$f":"IFERROR(IF(OR(W81=\"\",'Combined scenario - input'!$D66=\"\"),\"\",W81/'Combined scenario - input'!$D66),\"\")","v":5.415626532026403}]
[{"$f":"IFERROR('Combined scenario - input'!A67,\"\")","v":5},{"$f":"IFERROR('Combined scenario - input'!B67,\"\")","v":"TRANSFORMERS"},{"$f":"IFERROR('Combined scenario - input'!C67,\"\")","v":"pole mounted ; < = 22 kv ; > 600 kva ; single phase"},{"$f":"IFERROR(repcalc('Combined scenario - input'!$CV67:$GH67,'Combined scenario - input'!$G67,'Combined scenario - input'!$E67,'Combined scenario - input'!$F67,20,TRUE,TRUE),\"\")","v":1154.9797906819008},924.66845365388554,829.77456286471056,812.85891042789501,844.29654703047845,906.78291296844225,989.66919315984853,1086.3769661191252,1192.82977496639,1306.2685168262115,1424.2602638409583,1543.8866217925874,1661.177921740901,1770.8943125303601,1866.728467528088,1941.933746704105,1990.2818979867418,2007.1604999463179,1990.5649788102539,1941.7451972292181,{"$f":"IFERROR(IF(OR(D82=\"\",'Combined scenario - input'!$D67=\"\"),\"\",D82/'Combined scenario - input'!$D67),\"\")","v":24.86941564667605},{"$f":"IFERROR(IF(OR(E82=\"\",'Combined scenario - input'!$D67=\"\"),\"\",E82/'Combined scenario - input'!$D67),\"\")","v":19.910274010691442},{"$f":"IFERROR(IF(OR(F82=\"\",'Combined scenario - input'!$D67=\"\"),\"\",F82/'Combined scenario - input'!$D67),\"\")","v":17.866986646353265},{"$f":"IFERROR(IF(OR(G82=\"\",'Combined scenario - input'!$D67=\"\"),\"\",G82/'Combined scenario - input'!$D67),\"\")","v":17.502753094580466},{"$f":"IFERROR(IF(OR(H82=\"\",'Combined scenario - input'!$D67=\"\"),\"\",H82/'Combined scenario - input'!$D67),\"\")","v":18.179678923003149},{"$f":"IFERROR(IF(OR(I82=\"\",'Combined scenario - input'!$D67=\"\"),\"\",I82/'Combined scenario - input'!$D67),\"\")","v":19.525156496982206},{"$f":"IFERROR(IF(OR(J82=\"\",'Combined scenario - input'!$D67=\"\"),\"\",J82/'Combined scenario - input'!$D67),\"\")","v":21.309891927088671},{"$f":"IFERROR(IF(OR(K82=\"\",'Combined scenario - input'!$D67=\"\"),\"\",K82/'Combined scenario - input'!$D67),\"\")","v":23.392236416050402},{"$f":"IFERROR(IF(OR(L82=\"\",'Combined scenario - input'!$D67=\"\"),\"\",L82/'Combined scenario - input'!$D67),\"\")","v":25.684414315038349},{"$f":"IFERROR(IF(OR(M82=\"\",'Combined scenario - input'!$D67=\"\"),\"\",M82/'Combined scenario - input'!$D67),\"\")","v":28.12701568738122},{"$f":"IFERROR(IF(OR(N82=\"\",'Combined scenario - input'!$D67=\"\"),\"\",N82/'Combined scenario - input'!$D67),\"\")","v":30.667653907254074},{"$f":"IFERROR(IF(OR(O82=\"\",'Combined scenario - input'!$D67=\"\"),\"\",O82/'Combined scenario - input'!$D67),\"\")","v":33.243489122899405},{"$f":"IFERROR(IF(OR(P82=\"\",'Combined scenario - input'!$D67=\"\"),\"\",P82/'Combined scenario - input'!$D67),\"\")","v":35.769045079537733},{"$f":"IFERROR(IF(OR(Q82=\"\",'Combined scenario - input'!$D67=\"\"),\"\",Q82/'Combined scenario - input'!$D67),\"\")","v":38.131495529155771},{"$f":"IFERROR(IF(OR(R82=\"\",'Combined scenario - input'!$D67=\"\"),\"\",R82/'Combined scenario - input'!$D67),\"\")","v":40.195028980576026},{"$f":"IFERROR(IF(OR(S82=\"\",'Combined scenario - input'!$D67=\"\"),\"\",S82/'Combined scenario - input'!$D67),\"\")","v":41.814374497910528},{"$f":"IFERROR(IF(OR(T82=\"\",'Combined scenario - input'!$D67=\"\"),\"\",T82/'Combined scenario - input'!$D67),\"\")","v":42.85542325018902},{"$f":"IFERROR(IF(OR(U82=\"\",'Combined scenario - input'!$D67=\"\"),\"\",U82/'Combined scenario - input'!$D67),\"\")","v":43.218859018549672},{"$f":"IFERROR(IF(OR(V82=\"\",'Combined scenario - input'!$D67=\"\"),\"\",V82/'Combined scenario - input'!$D67),\"\")","v":42.86151864226283},{"$f":"IFERROR(IF(OR(W82=\"\",'Combined scenario - input'!$D67=\"\"),\"\",W82/'Combined scenario - input'!$D67),\"\")","v":41.810314586820525}]
[{"$f":"IFERROR('Combined scenario - input'!A68,\"\")","v":6},{"$f":"IFERROR('Combined scenario - input'!B68,\"\")","v":"UNDERGROUND CABLES"},{"$f":"IFERROR('Combined scenario - input'!C68,\"\")","v":"˂ = 1 kv"},{"$f":"IFERROR(repcalc('Combined scenario - input'!$CV68:$GH68,'Combined scenario - input'!$G68,'Combined scenario - input'!$E68,'Combined scenario - input'!$F68,20,TRUE,TRUE),\"\")","v":3.0611457761094751},3.685271607838013,4.3872821037076815,5.1728736925440284,6.0522542153445205,7.0433692885382122,8.1761396347113422,9.4978636176259972,11.080010249439768,13.026772901174741,15.486010595801114,18.66361782391439,22.842986120383205,28.412100173352776,35.901982296760245,46.041660819910227,59.83652573562474,78.678685352815052,104.4994515916238,139.97489454683137,{"$f":"IFERROR(IF(OR(D83=\"\",'Combined scenario - input'!$D68=\"\"),\"\",D83/'Combined scenario - input'!$D68),\"\")","v":1.6964796115621242E-2},{"$f":"IFERROR(IF(OR(E83=\"\",'Combined scenario - input'!$D68=\"\"),\"\",E83/'Combined scenario - input'!$D68),\"\")","v":2.042368643322777E-2},{"$f":"IFERROR(IF(OR(F83=\"\",'Combined scenario - input'!$D68=\"\"),\"\",F83/'Combined scenario - input'!$D68),\"\")","v":2.4314211682434059E-2},{"$f":"IFERROR(IF(OR(G83=\"\",'Combined scenario - input'!$D68=\"\"),\"\",G83/'Combined scenario - input'!$D68),\"\")","v":2.8667941334503708E-2},{"$f":"IFERROR(IF(OR(H83=\"\",'Combined scenario - input'!$D68=\"\"),\"\",H83/'Combined scenario - input'!$D68),\"\")","v":3.3541446998229155E-2},{"$f":"IFERROR(IF(OR(I83=\"\",'Combined scenario - input'!$D68=\"\"),\"\",I83/'Combined scenario - input'!$D68),\"\")","v":3.9034182847359357E-2},{"$f":"IFERROR(IF(OR(J83=\"\",'Combined scenario - input'!$D68=\"\"),\"\",J83/'Combined scenario - input'!$D68),\"\")","v":4.5311968805358628E-2},{"$f":"IFERROR(IF(OR(K83=\"\",'Combined scenario - input'!$D68=\"\"),\"\",K83/'Combined scenario - input'!$D68),\"\")","v":5.2636931264275544E-2},{"$f":"IFERROR(IF(OR(L83=\"\",'Combined scenario - input'!$D68=\"\"),\"\",L83/'Combined scenario - input'!$D68),\"\")","v":6.1405149767038411E-2},{"$f":"IFERROR(IF(OR(M83=\"\",'Combined scenario - input'!$D68=\"\"),\"\",M83/'Combined scenario - input'!$D68),\"\")","v":7.219406146472454E-2},{"$f":"IFERROR(IF(OR(N83=\"\",'Combined scenario - input'!$D68=\"\"),\"\",N83/'Combined scenario - input'!$D68),\"\")","v":8.5823097499137413E-2},{"$f":"IFERROR(IF(OR(O83=\"\",'Combined scenario - input'!$D68=\"\"),\"\",O83/'Combined scenario - input'!$D68),\"\")","v":0.10343332017496799},{"$f":"IFERROR(IF(OR(P83=\"\",'Combined scenario - input'!$D68=\"\"),\"\",P83/'Combined scenario - input'!$D68),\"\")","v":0.12659527854854044},{"$f":"IFERROR(IF(OR(Q83=\"\",'Combined scenario - input'!$D68=\"\"),\"\",Q83/'Combined scenario - input'!$D68),\"\")","v":0.15745917441087556},{"$f":"IFERROR(IF(OR(R83=\"\",'Combined scenario - input'!$D68=\"\"),\"\",R83/'Combined scenario - input'!$D68),\"\")","v":0.1989679206278345},{"$f":"IFERROR(IF(OR(S83=\"\",'Combined scenario - input'!$D68=\"\"),\"\",S83/'Combined scenario - input'!$D68),\"\")","v":0.25516177463037293},{"$f":"IFERROR(IF(OR(T83=\"\",'Combined scenario - input'!$D68=\"\"),\"\",T83/'Combined scenario - input'!$D68),\"\")","v":0.33161258352816642},{"$f":"IFERROR(IF(OR(U83=\"\",'Combined scenario - input'!$D68=\"\"),\"\",U83/'Combined scenario - input'!$D68),\"\")","v":0.43603537801849779},{"$f":"IFERROR(IF(OR(V83=\"\",'Combined scenario - input'!$D68=\"\"),\"\",V83/'Combined scenario - input'!$D68),\"\")","v":0.57913344221694096},{"$f":"IFERROR(IF(OR(W83=\"\",'Combined scenario - input'!$D68=\"\"),\"\",W83/'Combined scenario - input'!$D68),\"\")","v":0.7757374920937623}]
[{"$f":"IFERROR('Combined scenario - input'!A69,\"\")","v":6},{"$f":"IFERROR('Combined scenario - input'!B69,\"\")","v":"UNDERGROUND CABLES"},{"$f":"IFERROR('Combined scenario - input'!C69,\"\")","v":"> 1 kv & < = 11 kv"},{"$f":"IFERROR(repcalc('Combined scenario - input'!$CV69:$GH69,'Combined scenario - input'!$G69,'Combined scenario - input'!$E69,'Combined scenario - input'!$F69,20,TRUE,TRUE),\"\")","v":29.918543727824506},31.844629268921121,34.800339920520784,38.908760853641446,44.303890629937285,51.133359931949528,59.559938834929227,69.761536208054935,81.929517537693997,96.265305365598877,112.97537175686412,132.26487675384388,154.3303423267698,179.35186930072004,207.48549659226219,238.85636011663757,273.55332705404732,311.62575678894012,353.08297335140708,397.89692989799704,{"$f":"IFERROR(IF(OR(D84=\"\",'Combined scenario - input'!$D69=\"\"),\"\",D84/'Combined scenario - input'!$D69),\"\")","v":0.24733736425892702},{"$f":"IFERROR(IF(OR(E84=\"\",'Combined scenario - input'!$D69=\"\"),\"\",E84/'Combined scenario - input'!$D69),\"\")","v":0.2632603625641225},{"$f":"IFERROR(IF(OR(F84=\"\",'Combined scenario - input'!$D69=\"\"),\"\",F84/'Combined scenario - input'!$D69),\"\")","v":0.28769529792492371},{"$f":"IFERROR(IF(OR(G84=\"\",'Combined scenario - input'!$D69=\"\"),\"\",G84/'Combined scenario - input'!$D69),\"\")","v":0.32165971859019904},{"$f":"IFERROR(IF(OR(H84=\"\",'Combined scenario - input'!$D69=\"\"),\"\",H84/'Combined scenario - input'!$D69),\"\")","v":0.36626139408762132},{"$f":"IFERROR(IF(OR(I84=\"\",'Combined scenario - input'!$D69=\"\"),\"\",I84/'Combined scenario - input'!$D69),\"\")","v":0.42272079103600979},{"$f":"IFERROR(IF(OR(J84=\"\",'Combined scenario - input'!$D69=\"\"),\"\",J84/'Combined scenario - input'!$D69),\"\")","v":0.49238353379994143},{"$f":"IFERROR(IF(OR(K84=\"\",'Combined scenario - input'!$D69=\"\"),\"\",K84/'Combined scenario - input'!$D69),\"\")","v":0.5767203995396023},{"$f":"IFERROR(IF(OR(L84=\"\",'Combined scenario - input'!$D69=\"\"),\"\",L84/'Combined scenario - input'!$D69),\"\")","v":0.6773134116127737},{"$f":"IFERROR(IF(OR(M84=\"\",'Combined scenario - input'!$D69=\"\"),\"\",M84/'Combined scenario - input'!$D69),\"\")","v":0.79582773531067486},{"$f":"IFERROR(IF(OR(N84=\"\",'Combined scenario - input'!$D69=\"\"),\"\",N84/'Combined scenario - input'!$D69),\"\")","v":0.93397028046281327},{"$f":"IFERROR(IF(OR(O84=\"\",'Combined scenario - input'!$D69=\"\"),\"\",O84/'Combined scenario - input'!$D69),\"\")","v":1.0934371103732308},{"$f":"IFERROR(IF(OR(P84=\"\",'Combined scenario - input'!$D69=\"\"),\"\",P84/'Combined scenario - input'!$D69),\"\")","v":1.2758528771833633},{"$f":"IFERROR(IF(OR(Q84=\"\",'Combined scenario - input'!$D69=\"\"),\"\",Q84/'Combined scenario - input'!$D69),\"\")","v":1.482706479008739},{"$f":"IFERROR(IF(OR(R84=\"\",'Combined scenario - input'!$D69=\"\"),\"\",R84/'Combined scenario - input'!$D69),\"\")","v":1.7152878935533777},{"$f":"IFERROR(IF(OR(S84=\"\",'Combined scenario - input'!$D69=\"\"),\"\",S84/'Combined scenario - input'!$D69),\"\")","v":1.9746316226209595},{"$f":"IFERROR(IF(OR(T84=\"\",'Combined scenario - input'!$D69=\"\"),\"\",T84/'Combined scenario - input'!$D69),\"\")","v":2.2614723334573248},{"$f":"IFERROR(IF(OR(U84=\"\",'Combined scenario - input'!$D69=\"\"),\"\",U84/'Combined scenario - input'!$D69),\"\")","v":2.5762180813529332},{"$f":"IFERROR(IF(OR(V84=\"\",'Combined scenario - input'!$D69=\"\"),\"\",V84/'Combined scenario - input'!$D69),\"\")","v":2.9189459483024156},{"$f":"IFERROR(IF(OR(W84=\"\",'Combined scenario - input'!$D69=\"\"),\"\",W84/'Combined scenario - input'!$D69),\"\")","v":3.2894240703354503}]
[{"$f":"IFERROR('Combined scenario - input'!A70,\"\")","v":6},{"$f":"IFERROR('Combined scenario - input'!B70,\"\")","v":"UNDERGROUND CABLES"},{"$f":"IFERROR('Combined scenario - input'!C70,\"\")","v":"> 11 kv & < = 22 kv"},{"$f":"IFERROR(repcalc('Combined scenario - input'!$CV70:$GH70,'Combined scenario - input'!$G70,'Combined scenario - input'!$E70,'Combined scenario - input'!$F70,20,TRUE,TRUE),\"\")","v":177.20592636477943},191.83625939261074,207.78724210484117,225.55758107144632,245.78238819243839,269.24046934741449,296.85378151565692,329.67638333678622,368.87047526924255,415.66782276964432,471.31600700400594,537.01051597783146,613.81556165078962,702.57849408046479,803.84452392959338,917.77986363170089,1044.1120644329728,1182.0960296319922,1330.5128045344247,1487.7058160354384,{"$f":"IFERROR(IF(OR(D85=\"\",'Combined scenario - input'!$D70=\"\"),\"\",D85/'Combined scenario - input'!$D70),\"\")","v":0.61973306988411625},{"$f":"IFERROR(IF(OR(E85=\"\",'Combined scenario - input'!$D70=\"\"),\"\",E85/'Combined scenario - input'!$D70),\"\")","v":0.67089897266606158},{"$f":"IFERROR(IF(OR(F85=\"\",'Combined scenario - input'!$D70=\"\"),\"\",F85/'Combined scenario - input'!$D70),\"\")","v":0.72668351490292771},{"$f":"IFERROR(IF(OR(G85=\"\",'Combined scenario - input'!$D70=\"\"),\"\",G85/'Combined scenario - input'!$D70),\"\")","v":0.78883079714441162},{"$f":"IFERROR(IF(OR(H85=\"\",'Combined scenario - input'!$D70=\"\"),\"\",H85/'Combined scenario - input'!$D70),\"\")","v":0.85956196320657408},{"$f":"IFERROR(IF(OR(I85=\"\",'Combined scenario - input'!$D70=\"\"),\"\",I85/'Combined scenario - input'!$D70),\"\")","v":0.9416006903868267},{"$f":"IFERROR(IF(OR(J85=\"\",'Combined scenario - input'!$D70=\"\"),\"\",J85/'Combined scenario - input'!$D70),\"\")","v":1.038171290878293},{"$f":"IFERROR(IF(OR(K85=\"\",'Combined scenario - input'!$D70=\"\"),\"\",K85/'Combined scenario - input'!$D70),\"\")","v":1.1529600691402562},{"$f":"IFERROR(IF(OR(L85=\"\",'Combined scenario - input'!$D70=\"\"),\"\",L85/'Combined scenario - input'!$D70),\"\")","v":1.2900315283905557},{"$f":"IFERROR(IF(OR(M85=\"\",'Combined scenario - input'!$D70=\"\"),\"\",M85/'Combined scenario - input'!$D70),\"\")","v":1.4536934578971188},{"$f":"IFERROR(IF(OR(N85=\"\",'Combined scenario - input'!$D70=\"\"),\"\",N85/'Combined scenario - input'!$D70),\"\")","v":1.6483089583857766},{"$f":"IFERROR(IF(OR(O85=\"\",'Combined scenario - input'!$D70=\"\"),\"\",O85/'Combined scenario - input'!$D70),\"\")","v":1.8780589478814464},{"$f":"IFERROR(IF(OR(P85=\"\",'Combined scenario - input'!$D70=\"\"),\"\",P85/'Combined scenario - input'!$D70),\"\")","v":2.1466652395215471},{"$f":"IFERROR(IF(OR(Q85=\"\",'Combined scenario - input'!$D70=\"\"),\"\",Q85/'Combined scenario - input'!$D70),\"\")","v":2.4570912265922162},{"$f":"IFERROR(IF(OR(R85=\"\",'Combined scenario - input'!$D70=\"\"),\"\",R85/'Combined scenario - input'!$D70),\"\")","v":2.8112436459881085},{"$f":"IFERROR(IF(OR(S85=\"\",'Combined scenario - input'!$D70=\"\"),\"\",S85/'Combined scenario - input'!$D70),\"\")","v":3.2097037838083677},{"$f":"IFERROR(IF(OR(T85=\"\",'Combined scenario - input'!$D70=\"\"),\"\",T85/'Combined scenario - input'!$D70),\"\")","v":3.6515188191962014},{"$f":"IFERROR(IF(OR(U85=\"\",'Combined scenario - input'!$D70=\"\"),\"\",U85/'Combined scenario - input'!$D70),\"\")","v":4.13408296420985},{"$f":"IFERROR(IF(OR(V85=\"\",'Combined scenario - input'!$D70=\"\"),\"\",V85/'Combined scenario - input'!$D70),\"\")","v":4.6531332319940413},{"$f":"IFERROR(IF(OR(W85=\"\",'Combined scenario - input'!$D70=\"\"),\"\",W85/'Combined scenario - input'!$D70),\"\")","v":5.2028761755867823}]
[{"$f":"IFERROR('Combined scenario - input'!A71,\"\")","v":6},{"$f":"IFERROR('Combined scenario - input'!B71,\"\")","v":"UNDERGROUND CABLES"},{"$f":"IFERROR('Combined scenario - input'!C71,\"\")","v":"> 22 kv & < = 33 kv"},{"$f":"IFERROR(repcalc('Combined scenario - input'!$CV71:$GH71,'Combined scenario - input'!$G71,'Combined scenario - input'!$E71,'Combined scenario - input'!$F71,20,TRUE,TRUE),\"\")","v":51.851397680944487},59.988258005497336,69.10081373646635,79.139402653141701,90.009031733579093,101.56649336855985,113.62001055217127,125.93207281796447,138.22594914570794,150.19605562136579,161.52193806001515,171.88515628637154,180.98790298795117,188.57184068036452,194.43547152335918,198.4484166000897,200.56128448513644,200.81031909049275,199.31665838024307,196.28070493149443,{"$f":"IFERROR(IF(OR(D86=\"\",'Combined scenario - input'!$D71=\"\"),\"\",D86/'Combined scenario - input'!$D71),\"\")","v":0.13913953739912219},{"$f":"IFERROR(IF(OR(E86=\"\",'Combined scenario - input'!$D71=\"\"),\"\",E86/'Combined scenario - input'!$D71),\"\")","v":0.16097422329141059},{"$f":"IFERROR(IF(OR(F86=\"\",'Combined scenario - input'!$D71=\"\"),\"\",F86/'Combined scenario - input'!$D71),\"\")","v":0.18542711840395085},{"$f":"IFERROR(IF(OR(G86=\"\",'Combined scenario - input'!$D71=\"\"),\"\",G86/'Combined scenario - input'!$D71),\"\")","v":0.21236495770002595},{"$f":"IFERROR(IF(OR(H86=\"\",'Combined scenario - input'!$D71=\"\"),\"\",H86/'Combined scenario - input'!$D71),\"\")","v":0.24153283416226282},{"$f":"IFERROR(IF(OR(I86=\"\",'Combined scenario - input'!$D71=\"\"),\"\",I86/'Combined scenario - input'!$D71),\"\")","v":0.27254646035792285},{"$f":"IFERROR(IF(OR(J86=\"\",'Combined scenario - input'!$D71=\"\"),\"\",J86/'Combined scenario - input'!$D71),\"\")","v":0.30489121633306232},{"$f":"IFERROR(IF(OR(K86=\"\",'Combined scenario - input'!$D71=\"\"),\"\",K86/'Combined scenario - input'!$D71),\"\")","v":0.33792975964548727},{"$f":"IFERROR(IF(OR(L86=\"\",'Combined scenario - input'!$D71=\"\"),\"\",L86/'Combined scenario - input'!$D71),\"\")","v":0.3709195022867523},{"$f":"IFERROR(IF(OR(M86=\"\",'Combined scenario - input'!$D71=\"\"),\"\",M86/'Combined scenario - input'!$D71),\"\")","v":0.40304043156024322},{"$f":"IFERROR(IF(OR(N86=\"\",'Combined scenario - input'!$D71=\"\"),\"\",N86/'Combined scenario - input'!$D71),\"\")","v":0.43343263145516819},{"$f":"IFERROR(IF(OR(O86=\"\",'Combined scenario - input'!$D71=\"\"),\"\",O86/'Combined scenario - input'!$D71),\"\")","v":0.46124159041234003},{"$f":"IFERROR(IF(OR(P86=\"\",'Combined scenario - input'!$D71=\"\"),\"\",P86/'Combined scenario - input'!$D71),\"\")","v":0.48566816369224675},{"$f":"IFERROR(IF(OR(Q86=\"\",'Combined scenario - input'!$D71=\"\"),\"\",Q86/'Combined scenario - input'!$D71),\"\")","v":0.50601912103151159},{"$f":"IFERROR(IF(OR(R86=\"\",'Combined scenario - input'!$D71=\"\"),\"\",R86/'Combined scenario - input'!$D71),\"\")","v":0.52175375730869988},{"$f":"IFERROR(IF(OR(S86=\"\",'Combined scenario - input'!$D71=\"\"),\"\",S86/'Combined scenario - input'!$D71),\"\")","v":0.5325222099745297},{"$f":"IFERROR(IF(OR(T86=\"\",'Combined scenario - input'!$D71=\"\"),\"\",T86/'Combined scenario - input'!$D71),\"\")","v":0.53819194065218323},{"$f":"IFERROR(IF(OR(U86=\"\",'Combined scenario - input'!$D71=\"\"),\"\",U86/'Combined scenario - input'!$D71),\"\")","v":0.53886020730140383},{"$f":"IFERROR(IF(OR(V86=\"\",'Combined scenario - input'!$D71=\"\"),\"\",V86/'Combined scenario - input'!$D71),\"\")","v":0.53485207503206367},{"$f":"IFERROR(IF(OR(W86=\"\",'Combined scenario - input'!$D71=\"\"),\"\",W86/'Combined scenario - input'!$D71),\"\")","v":0.52670530990485476}]
[{"$f":"IFERROR('Combined scenario - input'!A72,\"\")","v":6},{"$f":"IFERROR('Combined scenario - input'!B72,\"\")","v":"UNDERGROUND CABLES"},{"$f":"IFERROR('Combined scenario - input'!C72,\"\")","v":"> 33 kv & < = 66 kv"},{"$f":"IFERROR(repcalc('Combined scenario - input'!$CV72:$GH72,'Combined scenario - input'!$G72,'Combined scenario - input'!$E72,'Combined scenario - input'!$F72,20,TRUE,TRUE),\"\")","v":10.254279984093579},11.707586073328349,13.144304791800154,14.518843925699992,15.788253634789168,16.916613620854502,17.879190709031537,18.665846810625293,19.283236313992756,19.755470180247737,20.123125267343674,20.440712489470755,20.772948765957956,21.190366069143142,21.764902746839045,22.566136544411773,23.658730945070509,25.101489833710261,26.948178338780927,29.250007428883958,{"$f":"IFERROR(IF(OR(D87=\"\",'Combined scenario - input'!$D72=\"\"),\"\",D87/'Combined scenario - input'!$D72),\"\")","v":2.7516630933021157E-2},{"$f":"IFERROR(IF(OR(E87=\"\",'Combined scenario - input'!$D72=\"\"),\"\",E87/'Combined scenario - input'!$D72),\"\")","v":3.1416474447360343E-2},{"$f":"IFERROR(IF(OR(F87=\"\",'Combined scenario - input'!$D72=\"\"),\"\",F87/'Combined scenario - input'!$D72),\"\")","v":3.5271806932144878E-2},{"$f":"IFERROR(IF(OR(G87=\"\",'Combined scenario - input'!$D72=\"\"),\"\",G87/'Combined scenario - input'!$D72),\"\")","v":3.8960284924669644E-2},{"$f":"IFERROR(IF(OR(H87=\"\",'Combined scenario - input'!$D72=\"\"),\"\",H87/'Combined scenario - input'!$D72),\"\")","v":4.2366655583748955E-2},{"$f":"IFERROR(IF(OR(I87=\"\",'Combined scenario - input'!$D72=\"\"),\"\",I87/'Combined scenario - input'!$D72),\"\")","v":4.5394529344199352E-2},{"$f":"IFERROR(IF(OR(J87=\"\",'Combined scenario - input'!$D72=\"\"),\"\",J87/'Combined scenario - input'!$D72),\"\")","v":4.7977536490584671E-2},{"$f":"IFERROR(IF(OR(K87=\"\",'Combined scenario - input'!$D72=\"\"),\"\",K87/'Combined scenario - input'!$D72),\"\")","v":5.0088472183031342E-2},{"$f":"IFERROR(IF(OR(L87=\"\",'Combined scenario - input'!$D72=\"\"),\"\",L87/'Combined scenario - input'!$D72),\"\")","v":5.1745192999357419E-2},{"$f":"IFERROR(IF(OR(M87=\"\",'Combined scenario - input'!$D72=\"\"),\"\",M87/'Combined scenario - input'!$D72),\"\")","v":5.3012398988658345E-2},{"$f":"IFERROR(IF(OR(N87=\"\",'Combined scenario - input'!$D72=\"\"),\"\",N87/'Combined scenario - input'!$D72),\"\")","v":5.3998975262951575E-2},{"$f":"IFERROR(IF(OR(O87=\"\",'Combined scenario - input'!$D72=\"\"),\"\",O87/'Combined scenario - input'!$D72),\"\")","v":5.4851197983012863E-2},{"$f":"IFERROR(IF(OR(P87=\"\",'Combined scenario - input'!$D72=\"\"),\"\",P87/'Combined scenario - input'!$D72),\"\")","v":5.5742730398437502E-2},{"$f":"IFERROR(IF(OR(Q87=\"\",'Combined scenario - input'!$D72=\"\"),\"\",Q87/'Combined scenario - input'!$D72),\"\")","v":5.686284003993556E-2},{"$f":"IFERROR(IF(OR(R87=\"\",'Combined scenario - input'!$D72=\"\"),\"\",R87/'Combined scenario - input'!$D72),\"\")","v":5.8404568346766043E-2},{"$f":"IFERROR(IF(OR(S87=\"\",'Combined scenario - input'!$D72=\"\"),\"\",S87/'Combined scenario - input'!$D72),\"\")","v":6.0554622249436085E-2},{"$f":"IFERROR(IF(OR(T87=\"\",'Combined scenario - input'!$D72=\"\"),\"\",T87/'Combined scenario - input'!$D72),\"\")","v":6.3486521605514518E-2},{"$f":"IFERROR(IF(OR(U87=\"\",'Combined scenario - input'!$D72=\"\"),\"\",U87/'Combined scenario - input'!$D72),\"\")","v":6.735806245729721E-2},{"$f":"IFERROR(IF(OR(V87=\"\",'Combined scenario - input'!$D72=\"\"),\"\",V87/'Combined scenario - input'!$D72),\"\")","v":7.2313519702574852E-2},{"$f":"IFERROR(IF(OR(W87=\"\",'Combined scenario - input'!$D72=\"\"),\"\",W87/'Combined scenario - input'!$D72),\"\")","v":7.8490314332866559E-2}]
[{"$f":"IFERROR('Combined scenario - input'!A73,\"\")","v":6},{"$f":"IFERROR('Combined scenario - input'!B73,\"\")","v":"UNDERGROUND CABLES"},{"$f":"IFERROR('Combined scenario - input'!C73,\"\")","v":"> 66 kv & < = 132 kv"},{"$f":"IFERROR(repcalc('Combined scenario - input'!$CV73:$GH73,'Combined scenario - input'!$G73,'Combined scenario - input'!$E73,'Combined scenario - input'!$F73,20,TRUE,TRUE),\"\")","v":1.0124534054271737E-6},2.3039947222938866E-6,5.1558989851517164E-6,1.1346073080602614E-5,2.4553135807020476E-5,5.2250533544182003E-5,1.0934508180312724E-4,2.2502728169416632E-4,4.5540877904444953E-4,9.063608460222614E-4,1.7739359169635443E-3,3.4144100340012138E-3,6.4630673134507136E-3,1.2031275786580359E-2,2.2026216407028263E-2,3.9657842462013086E-2,7.0223997068566163E-2,0.12229712150060246,0.20947335306549542,0.35288367815835925,{"$f":"IFERROR(IF(OR(D88=\"\",'Combined scenario - input'!$D73=\"\"),\"\",D88/'Combined scenario - input'!$D73),\"\")","v":5.757065854693533E-10},{"$f":"IFERROR(IF(OR(E88=\"\",'Combined scenario - input'!$D73=\"\"),\"\",E88/'Combined scenario - input'!$D73),\"\")","v":1.3101096084037369E-9},{"$f":"IFERROR(IF(OR(F88=\"\",'Combined scenario - input'!$D73=\"\"),\"\",F88/'Combined scenario - input'!$D73),\"\")","v":2.9317744242405128E-9},{"$f":"IFERROR(IF(OR(G88=\"\",'Combined scenario - input'!$D73=\"\"),\"\",G88/'Combined scenario - input'!$D73),\"\")","v":6.4516638066553753E-9},{"$f":"IFERROR(IF(OR(H88=\"\",'Combined scenario - input'!$D73=\"\"),\"\",H88/'Combined scenario - input'!$D73),\"\")","v":1.3961533342920678E-8},{"$f":"IFERROR(IF(OR(I88=\"\",'Combined scenario - input'!$D73=\"\"),\"\",I88/'Combined scenario - input'!$D73),\"\")","v":2.9710973457569814E-8},{"$f":"IFERROR(IF(OR(J88=\"\",'Combined scenario - input'!$D73=\"\"),\"\",J88/'Combined scenario - input'!$D73),\"\")","v":6.2176376063632663E-8},{"$f":"IFERROR(IF(OR(K88=\"\",'Combined scenario - input'!$D73=\"\"),\"\",K88/'Combined scenario - input'!$D73),\"\")","v":1.2795619757626207E-7},{"$f":"IFERROR(IF(OR(L88=\"\",'Combined scenario - input'!$D73=\"\"),\"\",L88/'Combined scenario - input'!$D73),\"\")","v":2.5895693744624982E-7},{"$f":"IFERROR(IF(OR(M88=\"\",'Combined scenario - input'!$D73=\"\"),\"\",M88/'Combined scenario - input'!$D73),\"\")","v":5.1537967581474409E-7},{"$f":"IFERROR(IF(OR(N88=\"\",'Combined scenario - input'!$D73=\"\"),\"\",N88/'Combined scenario - input'!$D73),\"\")","v":1.0087047800146775E-6},{"$f":"IFERROR(IF(OR(O88=\"\",'Combined scenario - input'!$D73=\"\"),\"\",O88/'Combined scenario - input'!$D73),\"\")","v":1.9415198087439599E-6},{"$f":"IFERROR(IF(OR(P88=\"\",'Combined scenario - input'!$D73=\"\"),\"\",P88/'Combined scenario - input'!$D73),\"\")","v":3.6750633606841458E-6},{"$f":"IFERROR(IF(OR(Q88=\"\",'Combined scenario - input'!$D73=\"\"),\"\",Q88/'Combined scenario - input'!$D73),\"\")","v":6.8412873765878324E-6},{"$f":"IFERROR(IF(OR(R88=\"\",'Combined scenario - input'!$D73=\"\"),\"\",R88/'Combined scenario - input'!$D73),\"\")","v":1.2524663130693981E-5},{"$f":"IFERROR(IF(OR(S88=\"\",'Combined scenario - input'!$D73=\"\"),\"\",S88/'Combined scenario - input'!$D73),\"\")","v":2.2550451160025608E-5},{"$f":"IFERROR(IF(OR(T88=\"\",'Combined scenario - input'!$D73=\"\"),\"\",T88/'Combined scenario - input'!$D73),\"\")","v":3.9931138908359507E-5},{"$f":"IFERROR(IF(OR(U88=\"\",'Combined scenario - input'!$D73=\"\"),\"\",U88/'Combined scenario - input'!$D73),\"\")","v":6.9541233062608238E-5},{"$f":"IFERROR(IF(OR(V88=\"\",'Combined scenario - input'!$D73=\"\"),\"\",V88/'Combined scenario - input'!$D73),\"\")","v":1.1911184079554872E-4},{"$f":"IFERROR(IF(OR(W88=\"\",'Combined scenario - input'!$D73=\"\"),\"\",W88/'Combined scenario - input'!$D73),\"\")","v":2.0065857483554924E-4}]
[{"$f":"IFERROR('Combined scenario - input'!A74,\"\")","v":""},{"$f":"IFERROR('Combined scenario - input'!B74,\"\")","v":""},{"$f":"IFERROR('Combined scenario - input'!C74,\"\")","v":""},{"$f":"IFERROR(repcalc('Combined scenario - input'!$CV74:$GH74,'Combined scenario - input'!$G74,'Combined scenario - input'!$E74,'Combined scenario - input'!$F74,20,TRUE,TRUE),\"\")","v":""},"","","","","","","","","","","","","","","","","","","",{"$f":"IFERROR(IF(OR(D89=\"\",'Combined scenario - input'!$D74=\"\"),\"\",D89/'Combined scenario - input'!$D74),\"\")","v":""},{"$f":"IFERROR(IF(OR(E89=\"\",'Combined scenario - input'!$D74=\"\"),\"\",E89/'Combined scenario - input'!$D74),\"\")","v":""},{"$f":"IFERROR(IF(OR(F89=\"\",'Combined scenario - input'!$D74=\"\"),\"\",F89/'Combined scenario - input'!$D74),\"\")","v":""},{"$f":"IFERROR(IF(OR(G89=\"\",'Combined scenario - input'!$D74=\"\"),\"\",G89/'Combined scenario - input'!$D74),\"\")","v":""},{"$f":"IFERROR(IF(OR(H89=\"\",'Combined scenario - input'!$D74=\"\"),\"\",H89/'Combined scenario - input'!$D74),\"\")","v":""},{"$f":"IFERROR(IF(OR(I89=\"\",'Combined scenario - input'!$D74=\"\"),\"\",I89/'Combined scenario - input'!$D74),\"\")","v":""},{"$f":"IFERROR(IF(OR(J89=\"\",'Combined scenario - input'!$D74=\"\"),\"\",J89/'Combined scenario - input'!$D74),\"\")","v":""},{"$f":"IFERROR(IF(OR(K89=\"\",'Combined scenario - input'!$D74=\"\"),\"\",K89/'Combined scenario - input'!$D74),\"\")","v":""},{"$f":"IFERROR(IF(OR(L89=\"\",'Combined scenario - input'!$D74=\"\"),\"\",L89/'Combined scenario - input'!$D74),\"\")","v":""},{"$f":"IFERROR(IF(OR(M89=\"\",'Combined scenario - input'!$D74=\"\"),\"\",M89/'Combined scenario - input'!$D74),\"\")","v":""},{"$f":"IFERROR(IF(OR(N89=\"\",'Combined scenario - input'!$D74=\"\"),\"\",N89/'Combined scenario - input'!$D74),\"\")","v":""},{"$f":"IFERROR(IF(OR(O89=\"\",'Combined scenario - input'!$D74=\"\"),\"\",O89/'Combined scenario - input'!$D74),\"\")","v":""},{"$f":"IFERROR(IF(OR(P89=\"\",'Combined scenario - input'!$D74=\"\"),\"\",P89/'Combined scenario - input'!$D74),\"\")","v":""},{"$f":"IFERROR(IF(OR(Q89=\"\",'Combined scenario - input'!$D74=\"\"),\"\",Q89/'Combined scenario - input'!$D74),\"\")","v":""},{"$f":"IFERROR(IF(OR(R89=\"\",'Combined scenario - input'!$D74=\"\"),\"\",R89/'Combined scenario - input'!$D74),\"\")","v":""},{"$f":"IFERROR(IF(OR(S89=\"\",'Combined scenario - input'!$D74=\"\"),\"\",S89/'Combined scenario - input'!$D74),\"\")","v":""},{"$f":"IFERROR(IF(OR(T89=\"\",'Combined scenario - input'!$D74=\"\"),\"\",T89/'Combined scenario - input'!$D74),\"\")","v":""},{"$f":"IFERROR(IF(OR(U89=\"\",'Combined scenario - input'!$D74=\"\"),\"\",U89/'Combined scenario - input'!$D74),\"\")","v":""},{"$f":"IFERROR(IF(OR(V89=\"\",'Combined scenario - input'!$D74=\"\"),\"\",V89/'Combined scenario - input'!$D74),\"\")","v":""},{"$f":"IFERROR(IF(OR(W89=\"\",'Combined scenario - input'!$D74=\"\"),\"\",W89/'Combined scenario - input'!$D74),\"\")","v":""}]
[{"$f":"IFERROR('Combined scenario - input'!A75,\"\")","v":""},{"$f":"IFERROR('Combined scenario - input'!B75,\"\")","v":""},{"$f":"IFERROR('Combined scenario - input'!C75,\"\")","v":""},{"$f":"IFERROR(repcalc('Combined scenario - input'!$CV75:$GH75,'Combined scenario - input'!$G75,'Combined scenario - input'!$E75,'Combined scenario - input'!$F75,20,TRUE,TRUE),\"\")","v":""},"","","","","","","","","","","","","","","","","","","",{"$f":"IFERROR(IF(OR(D90=\"\",'Combined scenario - input'!$D75=\"\"),\"\",D90/'Combined scenario - input'!$D75),\"\")","v":""},{"$f":"IFERROR(IF(OR(E90=\"\",'Combined scenario - input'!$D75=\"\"),\"\",E90/'Combined scenario - input'!$D75),\"\")","v":""},{"$f":"IFERROR(IF(OR(F90=\"\",'Combined scenario - input'!$D75=\"\"),\"\",F90/'Combined scenario - input'!$D75),\"\")","v":""},{"$f":"IFERROR(IF(OR(G90=\"\",'Combined scenario - input'!$D75=\"\"),\"\",G90/'Combined scenario - input'!$D75),\"\")","v":""},{"$f":"IFERROR(IF(OR(H90=\"\",'Combined scenario - input'!$D75=\"\"),\"\",H90/'Combined scenario - input'!$D75),\"\")","v":""},{"$f":"IFERROR(IF(OR(I90=\"\",'Combined scenario - input'!$D75=\"\"),\"\",I90/'Combined scenario - input'!$D75),\"\")","v":""},{"$f":"IFERROR(IF(OR(J90=\"\",'Combined scenario - input'!$D75=\"\"),\"\",J90/'Combined scenario - input'!$D75),\"\")","v":""},{"$f":"IFERROR(IF(OR(K90=\"\",'Combined scenario - input'!$D75=\"\"),\"\",K90/'Combined scenario - input'!$D75),\"\")","v":""},{"$f":"IFERROR(IF(OR(L90=\"\",'Combined scenario - input'!$D75=\"\"),\"\",L90/'Combined scenario - input'!$D75),\"\")","v":""},{"$f":"IFERROR(IF(OR(M90=\"\",'Combined scenario - input'!$D75=\"\"),\"\",M90/'Combined scenario - input'!$D75),\"\")","v":""},{"$f":"IFERROR(IF(OR(N90=\"\",'Combined scenario - input'!$D75=\"\"),\"\",N90/'Combined scenario - input'!$D75),\"\")","v":""},{"$f":"IFERROR(IF(OR(O90=\"\",'Combined scenario - input'!$D75=\"\"),\"\",O90/'Combined scenario - input'!$D75),\"\")","v":""},{"$f":"IFERROR(IF(OR(P90=\"\",'Combined scenario - input'!$D75=\"\"),\"\",P90/'Combined scenario - input'!$D75),\"\")","v":""},{"$f":"IFERROR(IF(OR(Q90=\"\",'Combined scenario - input'!$D75=\"\"),\"\",Q90/'Combined scenario - input'!$D75),\"\")","v":""},{"$f":"IFERROR(IF(OR(R90=\"\",'Combined scenario - input'!$D75=\"\"),\"\",R90/'Combined scenario - input'!$D75),\"\")","v":""},{"$f":"IFERROR(IF(OR(S90=\"\",'Combined scenario - input'!$D75=\"\"),\"\",S90/'Combined scenario - input'!$D75),\"\")","v":""},{"$f":"IFERROR(IF(OR(T90=\"\",'Combined scenario - input'!$D75=\"\"),\"\",T90/'Combined scenario - input'!$D75),\"\")","v":""},{"$f":"IFERROR(IF(OR(U90=\"\",'Combined scenario - input'!$D75=\"\"),\"\",U90/'Combined scenario - input'!$D75),\"\")","v":""},{"$f":"IFERROR(IF(OR(V90=\"\",'Combined scenario - input'!$D75=\"\"),\"\",V90/'Combined scenario - input'!$D75),\"\")","v":""},{"$f":"IFERROR(IF(OR(W90=\"\",'Combined scenario - input'!$D75=\"\"),\"\",W90/'Combined scenario - input'!$D75),\"\")","v":""}]
[{"$f":"IFERROR('Combined scenario - input'!A76,\"\")","v":""},{"$f":"IFERROR('Combined scenario - input'!B76,\"\")","v":""},{"$f":"IFERROR('Combined scenario - input'!C76,\"\")","v":""},{"$f":"IFERROR(repcalc('Combined scenario - input'!$CV76:$GH76,'Combined scenario - input'!$G76,'Combined scenario - input'!$E76,'Combined scenario - input'!$F76,20,TRUE,TRUE),\"\")","v":""},"","","","","","","","","","","","","","","","","","","",{"$f":"IFERROR(IF(OR(D91=\"\",'Combined scenario - input'!$D76=\"\"),\"\",D91/'Combined scenario - input'!$D76),\"\")","v":""},{"$f":"IFERROR(IF(OR(E91=\"\",'Combined scenario - input'!$D76=\"\"),\"\",E91/'Combined scenario - input'!$D76),\"\")","v":""},{"$f":"IFERROR(IF(OR(F91=\"\",'Combined scenario - input'!$D76=\"\"),\"\",F91/'Combined scenario - input'!$D76),\"\")","v":""},{"$f":"IFERROR(IF(OR(G91=\"\",'Combined scenario - input'!$D76=\"\"),\"\",G91/'Combined scenario - input'!$D76),\"\")","v":""},{"$f":"IFERROR(IF(OR(H91=\"\",'Combined scenario - input'!$D76=\"\"),\"\",H91/'Combined scenario - input'!$D76),\"\")","v":""},{"$f":"IFERROR(IF(OR(I91=\"\",'Combined scenario - input'!$D76=\"\"),\"\",I91/'Combined scenario - input'!$D76),\"\")","v":""},{"$f":"IFERROR(IF(OR(J91=\"\",'Combined scenario - input'!$D76=\"\"),\"\",J91/'Combined scenario - input'!$D76),\"\")","v":""},{"$f":"IFERROR(IF(OR(K91=\"\",'Combined scenario - input'!$D76=\"\"),\"\",K91/'Combined scenario - input'!$D76),\"\")","v":""},{"$f":"IFERROR(IF(OR(L91=\"\",'Combined scenario - input'!$D76=\"\"),\"\",L91/'Combined scenario - input'!$D76),\"\")","v":""},{"$f":"IFERROR(IF(OR(M91=\"\",'Combined scenario - input'!$D76=\"\"),\"\",M91/'Combined scenario - input'!$D76),\"\")","v":""},{"$f":"IFERROR(IF(OR(N91=\"\",'Combined scenario - input'!$D76=\"\"),\"\",N91/'Combined scenario - input'!$D76),\"\")","v":""},{"$f":"IFERROR(IF(OR(O91=\"\",'Combined scenario - input'!$D76=\"\"),\"\",O91/'Combined scenario - input'!$D76),\"\")","v":""},{"$f":"IFERROR(IF(OR(P91=\"\",'Combined scenario - input'!$D76=\"\"),\"\",P91/'Combined scenario - input'!$D76),\"\")","v":""},{"$f":"IFERROR(IF(OR(Q91=\"\",'Combined scenario - input'!$D76=\"\"),\"\",Q91/'Combined scenario - input'!$D76),\"\")","v":""},{"$f":"IFERROR(IF(OR(R91=\"\",'Combined scenario - input'!$D76=\"\"),\"\",R91/'Combined scenario - input'!$D76),\"\")","v":""},{"$f":"IFERROR(IF(OR(S91=\"\",'Combined scenario - input'!$D76=\"\"),\"\",S91/'Combined scenario - input'!$D76),\"\")","v":""},{"$f":"IFERROR(IF(OR(T91=\"\",'Combined scenario - input'!$D76=\"\"),\"\",T91/'Combined scenario - input'!$D76),\"\")","v":""},{"$f":"IFERROR(IF(OR(U91=\"\",'Combined scenario - input'!$D76=\"\"),\"\",U91/'Combined scenario - input'!$D76),\"\")","v":""},{"$f":"IFERROR(IF(OR(V91=\"\",'Combined scenario - input'!$D76=\"\"),\"\",V91/'Combined scenario - input'!$D76),\"\")","v":""},{"$f":"IFERROR(IF(OR(W91=\"\",'Combined scenario - input'!$D76=\"\"),\"\",W91/'Combined scenario - input'!$D76),\"\")","v":""}]
[{"$f":"IFERROR('Combined scenario - input'!A77,\"\")","v":""},{"$f":"IFERROR('Combined scenario - input'!B77,\"\")","v":""},{"$f":"IFERROR('Combined scenario - input'!C77,\"\")","v":""},{"$f":"IFERROR(repcalc('Combined scenario - input'!$CV77:$GH77,'Combined scenario - input'!$G77,'Combined scenario - input'!$E77,'Combined scenario - input'!$F77,20,TRUE,TRUE),\"\")","v":""},"","","","","","","","","","","","","","","","","","","",{"$f":"IFERROR(IF(OR(D92=\"\",'Combined scenario - input'!$D77=\"\"),\"\",D92/'Combined scenario - input'!$D77),\"\")","v":""},{"$f":"IFERROR(IF(OR(E92=\"\",'Combined scenario - input'!$D77=\"\"),\"\",E92/'Combined scenario - input'!$D77),\"\")","v":""},{"$f":"IFERROR(IF(OR(F92=\"\",'Combined scenario - input'!$D77=\"\"),\"\",F92/'Combined scenario - input'!$D77),\"\")","v":""},{"$f":"IFERROR(IF(OR(G92=\"\",'Combined scenario - input'!$D77=\"\"),\"\",G92/'Combined scenario - input'!$D77),\"\")","v":""},{"$f":"IFERROR(IF(OR(H92=\"\",'Combined scenario - input'!$D77=\"\"),\"\",H92/'Combined scenario - input'!$D77),\"\")","v":""},{"$f":"IFERROR(IF(OR(I92=\"\",'Combined scenario - input'!$D77=\"\"),\"\",I92/'Combined scenario - input'!$D77),\"\")","v":""},{"$f":"IFERROR(IF(OR(J92=\"\",'Combined scenario - input'!$D77=\"\"),\"\",J92/'Combined scenario - input'!$D77),\"\")","v":""},{"$f":"IFERROR(IF(OR(K92=\"\",'Combined scenario - input'!$D77=\"\"),\"\",K92/'Combined scenario - input'!$D77),\"\")","v":""},{"$f":"IFERROR(IF(OR(L92=\"\",'Combined scenario - input'!$D77=\"\"),\"\",L92/'Combined scenario - input'!$D77),\"\")","v":""},{"$f":"IFERROR(IF(OR(M92=\"\",'Combined scenario - input'!$D77=\"\"),\"\",M92/'Combined scenario - input'!$D77),\"\")","v":""},{"$f":"IFERROR(IF(OR(N92=\"\",'Combined scenario - input'!$D77=\"\"),\"\",N92/'Combined scenario - input'!$D77),\"\")","v":""},{"$f":"IFERROR(IF(OR(O92=\"\",'Combined scenario - input'!$D77=\"\"),\"\",O92/'Combined scenario - input'!$D77),\"\")","v":""},{"$f":"IFERROR(IF(OR(P92=\"\",'Combined scenario - input'!$D77=\"\"),\"\",P92/'Combined scenario - input'!$D77),\"\")","v":""},{"$f":"IFERROR(IF(OR(Q92=\"\",'Combined scenario - input'!$D77=\"\"),\"\",Q92/'Combined scenario - input'!$D77),\"\")","v":""},{"$f":"IFERROR(IF(OR(R92=\"\",'Combined scenario - input'!$D77=\"\"),\"\",R92/'Combined scenario - input'!$D77),\"\")","v":""},{"$f":"IFERROR(IF(OR(S92=\"\",'Combined scenario - input'!$D77=\"\"),\"\",S92/'Combined scenario - input'!$D77),\"\")","v":""},{"$f":"IFERROR(IF(OR(T92=\"\",'Combined scenario - input'!$D77=\"\"),\"\",T92/'Combined scenario - input'!$D77),\"\")","v":""},{"$f":"IFERROR(IF(OR(U92=\"\",'Combined scenario - input'!$D77=\"\"),\"\",U92/'Combined scenario - input'!$D77),\"\")","v":""},{"$f":"IFERROR(IF(OR(V92=\"\",'Combined scenario - input'!$D77=\"\"),\"\",V92/'Combined scenario - input'!$D77),\"\")","v":""},{"$f":"IFERROR(IF(OR(W92=\"\",'Combined scenario - input'!$D77=\"\"),\"\",W92/'Combined scenario - input'!$D77),\"\")","v":""}]
[{"$f":"IFERROR('Combined scenario - input'!A78,\"\")","v":""},{"$f":"IFERROR('Combined scenario - input'!B78,\"\")","v":""},{"$f":"IFERROR('Combined scenario - input'!C78,\"\")","v":""},{"$f":"IFERROR(repcalc('Combined scenario - input'!$CV78:$GH78,'Combined scenario - input'!$G78,'Combined scenario - input'!$E78,'Combined scenario - input'!$F78,20,TRUE,TRUE),\"\")","v":""},"","","","","","","","","","","","","","","","","","","",{"$f":"IFERROR(IF(OR(D93=\"\",'Combined scenario - input'!$D78=\"\"),\"\",D93/'Combined scenario - input'!$D78),\"\")","v":""},{"$f":"IFERROR(IF(OR(E93=\"\",'Combined scenario - input'!$D78=\"\"),\"\",E93/'Combined scenario - input'!$D78),\"\")","v":""},{"$f":"IFERROR(IF(OR(F93=\"\",'Combined scenario - input'!$D78=\"\"),\"\",F93/'Combined scenario - input'!$D78),\"\")","v":""},{"$f":"IFERROR(IF(OR(G93=\"\",'Combined scenario - input'!$D78=\"\"),\"\",G93/'Combined scenario - input'!$D78),\"\")","v":""},{"$f":"IFERROR(IF(OR(H93=\"\",'Combined scenario - input'!$D78=\"\"),\"\",H93/'Combined scenario - input'!$D78),\"\")","v":""},{"$f":"IFERROR(IF(OR(I93=\"\",'Combined scenario - input'!$D78=\"\"),\"\",I93/'Combined scenario - input'!$D78),\"\")","v":""},{"$f":"IFERROR(IF(OR(J93=\"\",'Combined scenario - input'!$D78=\"\"),\"\",J93/'Combined scenario - input'!$D78),\"\")","v":""},{"$f":"IFERROR(IF(OR(K93=\"\",'Combined scenario - input'!$D78=\"\"),\"\",K93/'Combined scenario - input'!$D78),\"\")","v":""},{"$f":"IFERROR(IF(OR(L93=\"\",'Combined scenario - input'!$D78=\"\"),\"\",L93/'Combined scenario - input'!$D78),\"\")","v":""},{"$f":"IFERROR(IF(OR(M93=\"\",'Combined scenario - input'!$D78=\"\"),\"\",M93/'Combined scenario - input'!$D78),\"\")","v":""},{"$f":"IFERROR(IF(OR(N93=\"\",'Combined scenario - input'!$D78=\"\"),\"\",N93/'Combined scenario - input'!$D78),\"\")","v":""},{"$f":"IFERROR(IF(OR(O93=\"\",'Combined scenario - input'!$D78=\"\"),\"\",O93/'Combined scenario - input'!$D78),\"\")","v":""},{"$f":"IFERROR(IF(OR(P93=\"\",'Combined scenario - input'!$D78=\"\"),\"\",P93/'Combined scenario - input'!$D78),\"\")","v":""},{"$f":"IFERROR(IF(OR(Q93=\"\",'Combined scenario - input'!$D78=\"\"),\"\",Q93/'Combined scenario - input'!$D78),\"\")","v":""},{"$f":"IFERROR(IF(OR(R93=\"\",'Combined scenario - input'!$D78=\"\"),\"\",R93/'Combined scenario - input'!$D78),\"\")","v":""},{"$f":"IFERROR(IF(OR(S93=\"\",'Combined scenario - input'!$D78=\"\"),\"\",S93/'Combined scenario - input'!$D78),\"\")","v":""},{"$f":"IFERROR(IF(OR(T93=\"\",'Combined scenario - input'!$D78=\"\"),\"\",T93/'Combined scenario - input'!$D78),\"\")","v":""},{"$f":"IFERROR(IF(OR(U93=\"\",'Combined scenario - input'!$D78=\"\"),\"\",U93/'Combined scenario - input'!$D78),\"\")","v":""},{"$f":"IFERROR(IF(OR(V93=\"\",'Combined scenario - input'!$D78=\"\"),\"\",V93/'Combined scenario - input'!$D78),\"\")","v":""},{"$f":"IFERROR(IF(OR(W93=\"\",'Combined scenario - input'!$D78=\"\"),\"\",W93/'Combined scenario - input'!$D78),\"\")","v":""}]
[{"$f":"IFERROR('Combined scenario - input'!A79,\"\")","v":""},{"$f":"IFERROR('Combined scenario - input'!B79,\"\")","v":""},{"$f":"IFERROR('Combined scenario - input'!C79,\"\")","v":""},{"$f":"IFERROR(repcalc('Combined scenario - input'!$CV79:$GH79,'Combined scenario - input'!$G79,'Combined scenario - input'!$E79,'Combined scenario - input'!$F79,20,TRUE,TRUE),\"\")","v":""},"","","","","","","","","","","","","","","","","","","",{"$f":"IFERROR(IF(OR(D94=\"\",'Combined scenario - input'!$D79=\"\"),\"\",D94/'Combined scenario - input'!$D79),\"\")","v":""},{"$f":"IFERROR(IF(OR(E94=\"\",'Combined scenario - input'!$D79=\"\"),\"\",E94/'Combined scenario - input'!$D79),\"\")","v":""},{"$f":"IFERROR(IF(OR(F94=\"\",'Combined scenario - input'!$D79=\"\"),\"\",F94/'Combined scenario - input'!$D79),\"\")","v":""},{"$f":"IFERROR(IF(OR(G94=\"\",'Combined scenario - input'!$D79=\"\"),\"\",G94/'Combined scenario - input'!$D79),\"\")","v":""},{"$f":"IFERROR(IF(OR(H94=\"\",'Combined scenario - input'!$D79=\"\"),\"\",H94/'Combined scenario - input'!$D79),\"\")","v":""},{"$f":"IFERROR(IF(OR(I94=\"\",'Combined scenario - input'!$D79=\"\"),\"\",I94/'Combined scenario - input'!$D79),\"\")","v":""},{"$f":"IFERROR(IF(OR(J94=\"\",'Combined scenario - input'!$D79=\"\"),\"\",J94/'Combined scenario - input'!$D79),\"\")","v":""},{"$f":"IFERROR(IF(OR(K94=\"\",'Combined scenario - input'!$D79=\"\"),\"\",K94/'Combined scenario - input'!$D79),\"\")","v":""},{"$f":"IFERROR(IF(OR(L94=\"\",'Combined scenario - input'!$D79=\"\"),\"\",L94/'Combined scenario - input'!$D79),\"\")","v":""},{"$f":"IFERROR(IF(OR(M94=\"\",'Combined scenario - input'!$D79=\"\"),\"\",M94/'Combined scenario - input'!$D79),\"\")","v":""},{"$f":"IFERROR(IF(OR(N94=\"\",'Combined scenario - input'!$D79=\"\"),\"\",N94/'Combined scenario - input'!$D79),\"\")","v":""},{"$f":"IFERROR(IF(OR(O94=\"\",'Combined scenario - input'!$D79=\"\"),\"\",O94/'Combined scenario - input'!$D79),\"\")","v":""},{"$f":"IFERROR(IF(OR(P94=\"\",'Combined scenario - input'!$D79=\"\"),\"\",P94/'Combined scenario - input'!$D79),\"\")","v":""},{"$f":"IFERROR(IF(OR(Q94=\"\",'Combined scenario - input'!$D79=\"\"),\"\",Q94/'Combined scenario - input'!$D79),\"\")","v":""},{"$f":"IFERROR(IF(OR(R94=\"\",'Combined scenario - input'!$D79=\"\"),\"\",R94/'Combined scenario - input'!$D79),\"\")","v":""},{"$f":"IFERROR(IF(OR(S94=\"\",'Combined scenario - input'!$D79=\"\"),\"\",S94/'Combined scenario - input'!$D79),\"\")","v":""},{"$f":"IFERROR(IF(OR(T94=\"\",'Combined scenario - input'!$D79=\"\"),\"\",T94/'Combined scenario - input'!$D79),\"\")","v":""},{"$f":"IFERROR(IF(OR(U94=\"\",'Combined scenario - input'!$D79=\"\"),\"\",U94/'Combined scenario - input'!$D79),\"\")","v":""},{"$f":"IFERROR(IF(OR(V94=\"\",'Combined scenario - input'!$D79=\"\"),\"\",V94/'Combined scenario - input'!$D79),\"\")","v":""},{"$f":"IFERROR(IF(OR(W94=\"\",'Combined scenario - input'!$D79=\"\"),\"\",W94/'Combined scenario - input'!$D79),\"\")","v":""}]
[{"$f":"IFERROR('Combined scenario - input'!A80,\"\")","v":""},{"$f":"IFERROR('Combined scenario - input'!B80,\"\")","v":""},{"$f":"IFERROR('Combined scenario - input'!C80,\"\")","v":""},{"$f":"IFERROR(repcalc('Combined scenario - input'!$CV80:$GH80,'Combined scenario - input'!$G80,'Combined scenario - input'!$E80,'Combined scenario - input'!$F80,20,TRUE,TRUE),\"\")","v":""},"","","","","","","","","","","","","","","","","","","",{"$f":"IFERROR(IF(OR(D95=\"\",'Combined scenario - input'!$D80=\"\"),\"\",D95/'Combined scenario - input'!$D80),\"\")","v":""},{"$f":"IFERROR(IF(OR(E95=\"\",'Combined scenario - input'!$D80=\"\"),\"\",E95/'Combined scenario - input'!$D80),\"\")","v":""},{"$f":"IFERROR(IF(OR(F95=\"\",'Combined scenario - input'!$D80=\"\"),\"\",F95/'Combined scenario - input'!$D80),\"\")","v":""},{"$f":"IFERROR(IF(OR(G95=\"\",'Combined scenario - input'!$D80=\"\"),\"\",G95/'Combined scenario - input'!$D80),\"\")","v":""},{"$f":"IFERROR(IF(OR(H95=\"\",'Combined scenario - input'!$D80=\"\"),\"\",H95/'Combined scenario - input'!$D80),\"\")","v":""},{"$f":"IFERROR(IF(OR(I95=\"\",'Combined scenario - input'!$D80=\"\"),\"\",I95/'Combined scenario - input'!$D80),\"\")","v":""},{"$f":"IFERROR(IF(OR(J95=\"\",'Combined scenario - input'!$D80=\"\"),\"\",J95/'Combined scenario - input'!$D80),\"\")","v":""},{"$f":"IFERROR(IF(OR(K95=\"\",'Combined scenario - input'!$D80=\"\"),\"\",K95/'Combined scenario - input'!$D80),\"\")","v":""},{"$f":"IFERROR(IF(OR(L95=\"\",'Combined scenario - input'!$D80=\"\"),\"\",L95/'Combined scenario - input'!$D80),\"\")","v":""},{"$f":"IFERROR(IF(OR(M95=\"\",'Combined scenario - input'!$D80=\"\"),\"\",M95/'Combined scenario - input'!$D80),\"\")","v":""},{"$f":"IFERROR(IF(OR(N95=\"\",'Combined scenario - input'!$D80=\"\"),\"\",N95/'Combined scenario - input'!$D80),\"\")","v":""},{"$f":"IFERROR(IF(OR(O95=\"\",'Combined scenario - input'!$D80=\"\"),\"\",O95/'Combined scenario - input'!$D80),\"\")","v":""},{"$f":"IFERROR(IF(OR(P95=\"\",'Combined scenario - input'!$D80=\"\"),\"\",P95/'Combined scenario - input'!$D80),\"\")","v":""},{"$f":"IFERROR(IF(OR(Q95=\"\",'Combined scenario - input'!$D80=\"\"),\"\",Q95/'Combined scenario - input'!$D80),\"\")","v":""},{"$f":"IFERROR(IF(OR(R95=\"\",'Combined scenario - input'!$D80=\"\"),\"\",R95/'Combined scenario - input'!$D80),\"\")","v":""},{"$f":"IFERROR(IF(OR(S95=\"\",'Combined scenario - input'!$D80=\"\"),\"\",S95/'Combined scenario - input'!$D80),\"\")","v":""},{"$f":"IFERROR(IF(OR(T95=\"\",'Combined scenario - input'!$D80=\"\"),\"\",T95/'Combined scenario - input'!$D80),\"\")","v":""},{"$f":"IFERROR(IF(OR(U95=\"\",'Combined scenario - input'!$D80=\"\"),\"\",U95/'Combined scenario - input'!$D80),\"\")","v":""},{"$f":"IFERROR(IF(OR(V95=\"\",'Combined scenario - input'!$D80=\"\"),\"\",V95/'Combined scenario - input'!$D80),\"\")","v":""},{"$f":"IFERROR(IF(OR(W95=\"\",'Combined scenario - input'!$D80=\"\"),\"\",W95/'Combined scenario - input'!$D80),\"\")","v":""}]
[{"$f":"IFERROR('Combined scenario - input'!A81,\"\")","v":""},{"$f":"IFERROR('Combined scenario - input'!B81,\"\")","v":""},{"$f":"IFERROR('Combined scenario - input'!C81,\"\")","v":""},{"$f":"IFERROR(repcalc('Combined scenario - input'!$CV81:$GH81,'Combined scenario - input'!$G81,'Combined scenario - input'!$E81,'Combined scenario - input'!$F81,20,TRUE,TRUE),\"\")","v":""},"","","","","","","","","","","","","","","","","","","",{"$f":"IFERROR(IF(OR(D96=\"\",'Combined scenario - input'!$D81=\"\"),\"\",D96/'Combined scenario - input'!$D81),\"\")","v":""},{"$f":"IFERROR(IF(OR(E96=\"\",'Combined scenario - input'!$D81=\"\"),\"\",E96/'Combined scenario - input'!$D81),\"\")","v":""},{"$f":"IFERROR(IF(OR(F96=\"\",'Combined scenario - input'!$D81=\"\"),\"\",F96/'Combined scenario - input'!$D81),\"\")","v":""},{"$f":"IFERROR(IF(OR(G96=\"\",'Combined scenario - input'!$D81=\"\"),\"\",G96/'Combined scenario - input'!$D81),\"\")","v":""},{"$f":"IFERROR(IF(OR(H96=\"\",'Combined scenario - input'!$D81=\"\"),\"\",H96/'Combined scenario - input'!$D81),\"\")","v":""},{"$f":"IFERROR(IF(OR(I96=\"\",'Combined scenario - input'!$D81=\"\"),\"\",I96/'Combined scenario - input'!$D81),\"\")","v":""},{"$f":"IFERROR(IF(OR(J96=\"\",'Combined scenario - input'!$D81=\"\"),\"\",J96/'Combined scenario - input'!$D81),\"\")","v":""},{"$f":"IFERROR(IF(OR(K96=\"\",'Combined scenario - input'!$D81=\"\"),\"\",K96/'Combined scenario - input'!$D81),\"\")","v":""},{"$f":"IFERROR(IF(OR(L96=\"\",'Combined scenario - input'!$D81=\"\"),\"\",L96/'Combined scenario - input'!$D81),\"\")","v":""},{"$f":"IFERROR(IF(OR(M96=\"\",'Combined scenario - input'!$D81=\"\"),\"\",M96/'Combined scenario - input'!$D81),\"\")","v":""},{"$f":"IFERROR(IF(OR(N96=\"\",'Combined scenario - input'!$D81=\"\"),\"\",N96/'Combined scenario - input'!$D81),\"\")","v":""},{"$f":"IFERROR(IF(OR(O96=\"\",'Combined scenario - input'!$D81=\"\"),\"\",O96/'Combined scenario - input'!$D81),\"\")","v":""},{"$f":"IFERROR(IF(OR(P96=\"\",'Combined scenario - input'!$D81=\"\"),\"\",P96/'Combined scenario - input'!$D81),\"\")","v":""},{"$f":"IFERROR(IF(OR(Q96=\"\",'Combined scenario - input'!$D81=\"\"),\"\",Q96/'Combined scenario - input'!$D81),\"\")","v":""},{"$f":"IFERROR(IF(OR(R96=\"\",'Combined scenario - input'!$D81=\"\"),\"\",R96/'Combined scenario - input'!$D81),\"\")","v":""},{"$f":"IFERROR(IF(OR(S96=\"\",'Combined scenario - input'!$D81=\"\"),\"\",S96/'Combined scenario - input'!$D81),\"\")","v":""},{"$f":"IFERROR(IF(OR(T96=\"\",'Combined scenario - input'!$D81=\"\"),\"\",T96/'Combined scenario - input'!$D81),\"\")","v":""},{"$f":"IFERROR(IF(OR(U96=\"\",'Combined scenario - input'!$D81=\"\"),\"\",U96/'Combined scenario - input'!$D81),\"\")","v":""},{"$f":"IFERROR(IF(OR(V96=\"\",'Combined scenario - input'!$D81=\"\"),\"\",V96/'Combined scenario - input'!$D81),\"\")","v":""},{"$f":"IFERROR(IF(OR(W96=\"\",'Combined scenario - input'!$D81=\"\"),\"\",W96/'Combined scenario - input'!$D81),\"\")","v":""}]
[{"$f":"IFERROR('Combined scenario - input'!A82,\"\")","v":""},{"$f":"IFERROR('Combined scenario - input'!B82,\"\")","v":""},{"$f":"IFERROR('Combined scenario - input'!C82,\"\")","v":""},{"$f":"IFERROR(repcalc('Combined scenario - input'!$CV82:$GH82,'Combined scenario - input'!$G82,'Combined scenario - input'!$E82,'Combined scenario - input'!$F82,20,TRUE,TRUE),\"\")","v":""},"","","","","","","","","","","","","","","","","","","",{"$f":"IFERROR(IF(OR(D97=\"\",'Combined scenario - input'!$D82=\"\"),\"\",D97/'Combined scenario - input'!$D82),\"\")","v":""},{"$f":"IFERROR(IF(OR(E97=\"\",'Combined scenario - input'!$D82=\"\"),\"\",E97/'Combined scenario - input'!$D82),\"\")","v":""},{"$f":"IFERROR(IF(OR(F97=\"\",'Combined scenario - input'!$D82=\"\"),\"\",F97/'Combined scenario - input'!$D82),\"\")","v":""},{"$f":"IFERROR(IF(OR(G97=\"\",'Combined scenario - input'!$D82=\"\"),\"\",G97/'Combined scenario - input'!$D82),\"\")","v":""},{"$f":"IFERROR(IF(OR(H97=\"\",'Combined scenario - input'!$D82=\"\"),\"\",H97/'Combined scenario - input'!$D82),\"\")","v":""},{"$f":"IFERROR(IF(OR(I97=\"\",'Combined scenario - input'!$D82=\"\"),\"\",I97/'Combined scenario - input'!$D82),\"\")","v":""},{"$f":"IFERROR(IF(OR(J97=\"\",'Combined scenario - input'!$D82=\"\"),\"\",J97/'Combined scenario - input'!$D82),\"\")","v":""},{"$f":"IFERROR(IF(OR(K97=\"\",'Combined scenario - input'!$D82=\"\"),\"\",K97/'Combined scenario - input'!$D82),\"\")","v":""},{"$f":"IFERROR(IF(OR(L97=\"\",'Combined scenario - input'!$D82=\"\"),\"\",L97/'Combined scenario - input'!$D82),\"\")","v":""},{"$f":"IFERROR(IF(OR(M97=\"\",'Combined scenario - input'!$D82=\"\"),\"\",M97/'Combined scenario - input'!$D82),\"\")","v":""},{"$f":"IFERROR(IF(OR(N97=\"\",'Combined scenario - input'!$D82=\"\"),\"\",N97/'Combined scenario - input'!$D82),\"\")","v":""},{"$f":"IFERROR(IF(OR(O97=\"\",'Combined scenario - input'!$D82=\"\"),\"\",O97/'Combined scenario - input'!$D82),\"\")","v":""},{"$f":"IFERROR(IF(OR(P97=\"\",'Combined scenario - input'!$D82=\"\"),\"\",P97/'Combined scenario - input'!$D82),\"\")","v":""},{"$f":"IFERROR(IF(OR(Q97=\"\",'Combined scenario - input'!$D82=\"\"),\"\",Q97/'Combined scenario - input'!$D82),\"\")","v":""},{"$f":"IFERROR(IF(OR(R97=\"\",'Combined scenario - input'!$D82=\"\"),\"\",R97/'Combined scenario - input'!$D82),\"\")","v":""},{"$f":"IFERROR(IF(OR(S97=\"\",'Combined scenario - input'!$D82=\"\"),\"\",S97/'Combined scenario - input'!$D82),\"\")","v":""},{"$f":"IFERROR(IF(OR(T97=\"\",'Combined scenario - input'!$D82=\"\"),\"\",T97/'Combined scenario - input'!$D82),\"\")","v":""},{"$f":"IFERROR(IF(OR(U97=\"\",'Combined scenario - input'!$D82=\"\"),\"\",U97/'Combined scenario - input'!$D82),\"\")","v":""},{"$f":"IFERROR(IF(OR(V97=\"\",'Combined scenario - input'!$D82=\"\"),\"\",V97/'Combined scenario - input'!$D82),\"\")","v":""},{"$f":"IFERROR(IF(OR(W97=\"\",'Combined scenario - input'!$D82=\"\"),\"\",W97/'Combined scenario - input'!$D82),\"\")","v":""}]
[{"$f":"IFERROR('Combined scenario - input'!A83,\"\")","v":""},{"$f":"IFERROR('Combined scenario - input'!B83,\"\")","v":""},{"$f":"IFERROR('Combined scenario - input'!C83,\"\")","v":""},{"$f":"IFERROR(repcalc('Combined scenario - input'!$CV83:$GH83,'Combined scenario - input'!$G83,'Combined scenario - input'!$E83,'Combined scenario - input'!$F83,20,TRUE,TRUE),\"\")","v":""},"","","","","","","","","","","","","","","","","","","",{"$f":"IFERROR(IF(OR(D98=\"\",'Combined scenario - input'!$D83=\"\"),\"\",D98/'Combined scenario - input'!$D83),\"\")","v":""},{"$f":"IFERROR(IF(OR(E98=\"\",'Combined scenario - input'!$D83=\"\"),\"\",E98/'Combined scenario - input'!$D83),\"\")","v":""},{"$f":"IFERROR(IF(OR(F98=\"\",'Combined scenario - input'!$D83=\"\"),\"\",F98/'Combined scenario - input'!$D83),\"\")","v":""},{"$f":"IFERROR(IF(OR(G98=\"\",'Combined scenario - input'!$D83=\"\"),\"\",G98/'Combined scenario - input'!$D83),\"\")","v":""},{"$f":"IFERROR(IF(OR(H98=\"\",'Combined scenario - input'!$D83=\"\"),\"\",H98/'Combined scenario - input'!$D83),\"\")","v":""},{"$f":"IFERROR(IF(OR(I98=\"\",'Combined scenario - input'!$D83=\"\"),\"\",I98/'Combined scenario - input'!$D83),\"\")","v":""},{"$f":"IFERROR(IF(OR(J98=\"\",'Combined scenario - input'!$D83=\"\"),\"\",J98/'Combined scenario - input'!$D83),\"\")","v":""},{"$f":"IFERROR(IF(OR(K98=\"\",'Combined scenario - input'!$D83=\"\"),\"\",K98/'Combined scenario - input'!$D83),\"\")","v":""},{"$f":"IFERROR(IF(OR(L98=\"\",'Combined scenario - input'!$D83=\"\"),\"\",L98/'Combined scenario - input'!$D83),\"\")","v":""},{"$f":"IFERROR(IF(OR(M98=\"\",'Combined scenario - input'!$D83=\"\"),\"\",M98/'Combined scenario - input'!$D83),\"\")","v":""},{"$f":"IFERROR(IF(OR(N98=\"\",'Combined scenario - input'!$D83=\"\"),\"\",N98/'Combined scenario - input'!$D83),\"\")","v":""},{"$f":"IFERROR(IF(OR(O98=\"\",'Combined scenario - input'!$D83=\"\"),\"\",O98/'Combined scenario - input'!$D83),\"\")","v":""},{"$f":"IFERROR(IF(OR(P98=\"\",'Combined scenario - input'!$D83=\"\"),\"\",P98/'Combined scenario - input'!$D83),\"\")","v":""},{"$f":"IFERROR(IF(OR(Q98=\"\",'Combined scenario - input'!$D83=\"\"),\"\",Q98/'Combined scenario - input'!$D83),\"\")","v":""},{"$f":"IFERROR(IF(OR(R98=\"\",'Combined scenario - input'!$D83=\"\"),\"\",R98/'Combined scenario - input'!$D83),\"\")","v":""},{"$f":"IFERROR(IF(OR(S98=\"\",'Combined scenario - input'!$D83=\"\"),\"\",S98/'Combined scenario - input'!$D83),\"\")","v":""},{"$f":"IFERROR(IF(OR(T98=\"\",'Combined scenario - input'!$D83=\"\"),\"\",T98/'Combined scenario - input'!$D83),\"\")","v":""},{"$f":"IFERROR(IF(OR(U98=\"\",'Combined scenario - input'!$D83=\"\"),\"\",U98/'Combined scenario - input'!$D83),\"\")","v":""},{"$f":"IFERROR(IF(OR(V98=\"\",'Combined scenario - input'!$D83=\"\"),\"\",V98/'Combined scenario - input'!$D83),\"\")","v":""},{"$f":"IFERROR(IF(OR(W98=\"\",'Combined scenario - input'!$D83=\"\"),\"\",W98/'Combined scenario - input'!$D83),\"\")","v":""}]
[{"$f":"IFERROR('Combined scenario - input'!A84,\"\")","v":""},{"$f":"IFERROR('Combined scenario - input'!B84,\"\")","v":""},{"$f":"IFERROR('Combined scenario - input'!C84,\"\")","v":""},{"$f":"IFERROR(repcalc('Combined scenario - input'!$CV84:$GH84,'Combined scenario - input'!$G84,'Combined scenario - input'!$E84,'Combined scenario - input'!$F84,20,TRUE,TRUE),\"\")","v":""},"","","","","","","","","","","","","","","","","","","",{"$f":"IFERROR(IF(OR(D99=\"\",'Combined scenario - input'!$D84=\"\"),\"\",D99/'Combined scenario - input'!$D84),\"\")","v":""},{"$f":"IFERROR(IF(OR(E99=\"\",'Combined scenario - input'!$D84=\"\"),\"\",E99/'Combined scenario - input'!$D84),\"\")","v":""},{"$f":"IFERROR(IF(OR(F99=\"\",'Combined scenario - input'!$D84=\"\"),\"\",F99/'Combined scenario - input'!$D84),\"\")","v":""},{"$f":"IFERROR(IF(OR(G99=\"\",'Combined scenario - input'!$D84=\"\"),\"\",G99/'Combined scenario - input'!$D84),\"\")","v":""},{"$f":"IFERROR(IF(OR(H99=\"\",'Combined scenario - input'!$D84=\"\"),\"\",H99/'Combined scenario - input'!$D84),\"\")","v":""},{"$f":"IFERROR(IF(OR(I99=\"\",'Combined scenario - input'!$D84=\"\"),\"\",I99/'Combined scenario - input'!$D84),\"\")","v":""},{"$f":"IFERROR(IF(OR(J99=\"\",'Combined scenario - input'!$D84=\"\"),\"\",J99/'Combined scenario - input'!$D84),\"\")","v":""},{"$f":"IFERROR(IF(OR(K99=\"\",'Combined scenario - input'!$D84=\"\"),\"\",K99/'Combined scenario - input'!$D84),\"\")","v":""},{"$f":"IFERROR(IF(OR(L99=\"\",'Combined scenario - input'!$D84=\"\"),\"\",L99/'Combined scenario - input'!$D84),\"\")","v":""},{"$f":"IFERROR(IF(OR(M99=\"\",'Combined scenario - input'!$D84=\"\"),\"\",M99/'Combined scenario - input'!$D84),\"\")","v":""},{"$f":"IFERROR(IF(OR(N99=\"\",'Combined scenario - input'!$D84=\"\"),\"\",N99/'Combined scenario - input'!$D84),\"\")","v":""},{"$f":"IFERROR(IF(OR(O99=\"\",'Combined scenario - input'!$D84=\"\"),\"\",O99/'Combined scenario - input'!$D84),\"\")","v":""},{"$f":"IFERROR(IF(OR(P99=\"\",'Combined scenario - input'!$D84=\"\"),\"\",P99/'Combined scenario - input'!$D84),\"\")","v":""},{"$f":"IFERROR(IF(OR(Q99=\"\",'Combined scenario - input'!$D84=\"\"),\"\",Q99/'Combined scenario - input'!$D84),\"\")","v":""},{"$f":"IFERROR(IF(OR(R99=\"\",'Combined scenario - input'!$D84=\"\"),\"\",R99/'Combined scenario - input'!$D84),\"\")","v":""},{"$f":"IFERROR(IF(OR(S99=\"\",'Combined scenario - input'!$D84=\"\"),\"\",S99/'Combined scenario - input'!$D84),\"\")","v":""},{"$f":"IFERROR(IF(OR(T99=\"\",'Combined scenario - input'!$D84=\"\"),\"\",T99/'Combined scenario - input'!$D84),\"\")","v":""},{"$f":"IFERROR(IF(OR(U99=\"\",'Combined scenario - input'!$D84=\"\"),\"\",U99/'Combined scenario - input'!$D84),\"\")","v":""},{"$f":"IFERROR(IF(OR(V99=\"\",'Combined scenario - input'!$D84=\"\"),\"\",V99/'Combined scenario - input'!$D84),\"\")","v":""},{"$f":"IFERROR(IF(OR(W99=\"\",'Combined scenario - input'!$D84=\"\"),\"\",W99/'Combined scenario - input'!$D84),\"\")","v":""}]
[{"$f":"IFERROR('Combined scenario - input'!A85,\"\")","v":""},{"$f":"IFERROR('Combined scenario - input'!B85,\"\")","v":""},{"$f":"IFERROR('Combined scenario - input'!C85,\"\")","v":""},{"$f":"IFERROR(repcalc('Combined scenario - input'!$CV85:$GH85,'Combined scenario - input'!$G85,'Combined scenario - input'!$E85,'Combined scenario - input'!$F85,20,TRUE,TRUE),\"\")","v":""},"","","","","","","","","","","","","","","","","","","",{"$f":"IFERROR(IF(OR(D100=\"\",'Combined scenario - input'!$D85=\"\"),\"\",D100/'Combined scenario - input'!$D85),\"\")","v":""},{"$f":"IFERROR(IF(OR(E100=\"\",'Combined scenario - input'!$D85=\"\"),\"\",E100/'Combined scenario - input'!$D85),\"\")","v":""},{"$f":"IFERROR(IF(OR(F100=\"\",'Combined scenario - input'!$D85=\"\"),\"\",F100/'Combined scenario - input'!$D85),\"\")","v":""},{"$f":"IFERROR(IF(OR(G100=\"\",'Combined scenario - input'!$D85=\"\"),\"\",G100/'Combined scenario - input'!$D85),\"\")","v":""},{"$f":"IFERROR(IF(OR(H100=\"\",'Combined scenario - input'!$D85=\"\"),\"\",H100/'Combined scenario - input'!$D85),\"\")","v":""},{"$f":"IFERROR(IF(OR(I100=\"\",'Combined scenario - input'!$D85=\"\"),\"\",I100/'Combined scenario - input'!$D85),\"\")","v":""},{"$f":"IFERROR(IF(OR(J100=\"\",'Combined scenario - input'!$D85=\"\"),\"\",J100/'Combined scenario - input'!$D85),\"\")","v":""},{"$f":"IFERROR(IF(OR(K100=\"\",'Combined scenario - input'!$D85=\"\"),\"\",K100/'Combined scenario - input'!$D85),\"\")","v":""},{"$f":"IFERROR(IF(OR(L100=\"\",'Combined scenario - input'!$D85=\"\"),\"\",L100/'Combined scenario - input'!$D85),\"\")","v":""},{"$f":"IFERROR(IF(OR(M100=\"\",'Combined scenario - input'!$D85=\"\"),\"\",M100/'Combined scenario - input'!$D85),\"\")","v":""},{"$f":"IFERROR(IF(OR(N100=\"\",'Combined scenario - input'!$D85=\"\"),\"\",N100/'Combined scenario - input'!$D85),\"\")","v":""},{"$f":"IFERROR(IF(OR(O100=\"\",'Combined scenario - input'!$D85=\"\"),\"\",O100/'Combined scenario - input'!$D85),\"\")","v":""},{"$f":"IFERROR(IF(OR(P100=\"\",'Combined scenario - input'!$D85=\"\"),\"\",P100/'Combined scenario - input'!$D85),\"\")","v":""},{"$f":"IFERROR(IF(OR(Q100=\"\",'Combined scenario - input'!$D85=\"\"),\"\",Q100/'Combined scenario - input'!$D85),\"\")","v":""},{"$f":"IFERROR(IF(OR(R100=\"\",'Combined scenario - input'!$D85=\"\"),\"\",R100/'Combined scenario - input'!$D85),\"\")","v":""},{"$f":"IFERROR(IF(OR(S100=\"\",'Combined scenario - input'!$D85=\"\"),\"\",S100/'Combined scenario - input'!$D85),\"\")","v":""},{"$f":"IFERROR(IF(OR(T100=\"\",'Combined scenario - input'!$D85=\"\"),\"\",T100/'Combined scenario - input'!$D85),\"\")","v":""},{"$f":"IFERROR(IF(OR(U100=\"\",'Combined scenario - input'!$D85=\"\"),\"\",U100/'Combined scenario - input'!$D85),\"\")","v":""},{"$f":"IFERROR(IF(OR(V100=\"\",'Combined scenario - input'!$D85=\"\"),\"\",V100/'Combined scenario - input'!$D85),\"\")","v":""},{"$f":"IFERROR(IF(OR(W100=\"\",'Combined scenario - input'!$D85=\"\"),\"\",W100/'Combined scenario - input'!$D85),\"\")","v":""}]
[{"$f":"IFERROR('Combined scenario - input'!A86,\"\")","v":""},{"$f":"IFERROR('Combined scenario - input'!B86,\"\")","v":""},{"$f":"IFERROR('Combined scenario - input'!C86,\"\")","v":""},{"$f":"IFERROR(repcalc('Combined scenario - input'!$CV86:$GH86,'Combined scenario - input'!$G86,'Combined scenario - input'!$E86,'Combined scenario - input'!$F86,20,TRUE,TRUE),\"\")","v":""},"","","","","","","","","","","","","","","","","","","",{"$f":"IFERROR(IF(OR(D101=\"\",'Combined scenario - input'!$D86=\"\"),\"\",D101/'Combined scenario - input'!$D86),\"\")","v":""},{"$f":"IFERROR(IF(OR(E101=\"\",'Combined scenario - input'!$D86=\"\"),\"\",E101/'Combined scenario - input'!$D86),\"\")","v":""},{"$f":"IFERROR(IF(OR(F101=\"\",'Combined scenario - input'!$D86=\"\"),\"\",F101/'Combined scenario - input'!$D86),\"\")","v":""},{"$f":"IFERROR(IF(OR(G101=\"\",'Combined scenario - input'!$D86=\"\"),\"\",G101/'Combined scenario - input'!$D86),\"\")","v":""},{"$f":"IFERROR(IF(OR(H101=\"\",'Combined scenario - input'!$D86=\"\"),\"\",H101/'Combined scenario - input'!$D86),\"\")","v":""},{"$f":"IFERROR(IF(OR(I101=\"\",'Combined scenario - input'!$D86=\"\"),\"\",I101/'Combined scenario - input'!$D86),\"\")","v":""},{"$f":"IFERROR(IF(OR(J101=\"\",'Combined scenario - input'!$D86=\"\"),\"\",J101/'Combined scenario - input'!$D86),\"\")","v":""},{"$f":"IFERROR(IF(OR(K101=\"\",'Combined scenario - input'!$D86=\"\"),\"\",K101/'Combined scenario - input'!$D86),\"\")","v":""},{"$f":"IFERROR(IF(OR(L101=\"\",'Combined scenario - input'!$D86=\"\"),\"\",L101/'Combined scenario - input'!$D86),\"\")","v":""},{"$f":"IFERROR(IF(OR(M101=\"\",'Combined scenario - input'!$D86=\"\"),\"\",M101/'Combined scenario - input'!$D86),\"\")","v":""},{"$f":"IFERROR(IF(OR(N101=\"\",'Combined scenario - input'!$D86=\"\"),\"\",N101/'Combined scenario - input'!$D86),\"\")","v":""},{"$f":"IFERROR(IF(OR(O101=\"\",'Combined scenario - input'!$D86=\"\"),\"\",O101/'Combined scenario - input'!$D86),\"\")","v":""},{"$f":"IFERROR(IF(OR(P101=\"\",'Combined scenario - input'!$D86=\"\"),\"\",P101/'Combined scenario - input'!$D86),\"\")","v":""},{"$f":"IFERROR(IF(OR(Q101=\"\",'Combined scenario - input'!$D86=\"\"),\"\",Q101/'Combined scenario - input'!$D86),\"\")","v":""},{"$f":"IFERROR(IF(OR(R101=\"\",'Combined scenario - input'!$D86=\"\"),\"\",R101/'Combined scenario - input'!$D86),\"\")","v":""},{"$f":"IFERROR(IF(OR(S101=\"\",'Combined scenario - input'!$D86=\"\"),\"\",S101/'Combined scenario - input'!$D86),\"\")","v":""},{"$f":"IFERROR(IF(OR(T101=\"\",'Combined scenario - input'!$D86=\"\"),\"\",T101/'Combined scenario - input'!$D86),\"\")","v":""},{"$f":"IFERROR(IF(OR(U101=\"\",'Combined scenario - input'!$D86=\"\"),\"\",U101/'Combined scenario - input'!$D86),\"\")","v":""},{"$f":"IFERROR(IF(OR(V101=\"\",'Combined scenario - input'!$D86=\"\"),\"\",V101/'Combined scenario - input'!$D86),\"\")","v":""},{"$f":"IFERROR(IF(OR(W101=\"\",'Combined scenario - input'!$D86=\"\"),\"\",W101/'Combined scenario - input'!$D86),\"\")","v":""}]
[{"$f":"IFERROR('Combined scenario - input'!A87,\"\")","v":""},{"$f":"IFERROR('Combined scenario - input'!B87,\"\")","v":""},{"$f":"IFERROR('Combined scenario - input'!C87,\"\")","v":""},{"$f":"IFERROR(repcalc('Combined scenario - input'!$CV87:$GH87,'Combined scenario - input'!$G87,'Combined scenario - input'!$E87,'Combined scenario - input'!$F87,20,TRUE,TRUE),\"\")","v":""},"","","","","","","","","","","","","","","","","","","",{"$f":"IFERROR(IF(OR(D102=\"\",'Combined scenario - input'!$D87=\"\"),\"\",D102/'Combined scenario - input'!$D87),\"\")","v":""},{"$f":"IFERROR(IF(OR(E102=\"\",'Combined scenario - input'!$D87=\"\"),\"\",E102/'Combined scenario - input'!$D87),\"\")","v":""},{"$f":"IFERROR(IF(OR(F102=\"\",'Combined scenario - input'!$D87=\"\"),\"\",F102/'Combined scenario - input'!$D87),\"\")","v":""},{"$f":"IFERROR(IF(OR(G102=\"\",'Combined scenario - input'!$D87=\"\"),\"\",G102/'Combined scenario - input'!$D87),\"\")","v":""},{"$f":"IFERROR(IF(OR(H102=\"\",'Combined scenario - input'!$D87=\"\"),\"\",H102/'Combined scenario - input'!$D87),\"\")","v":""},{"$f":"IFERROR(IF(OR(I102=\"\",'Combined scenario - input'!$D87=\"\"),\"\",I102/'Combined scenario - input'!$D87),\"\")","v":""},{"$f":"IFERROR(IF(OR(J102=\"\",'Combined scenario - input'!$D87=\"\"),\"\",J102/'Combined scenario - input'!$D87),\"\")","v":""},{"$f":"IFERROR(IF(OR(K102=\"\",'Combined scenario - input'!$D87=\"\"),\"\",K102/'Combined scenario - input'!$D87),\"\")","v":""},{"$f":"IFERROR(IF(OR(L102=\"\",'Combined scenario - input'!$D87=\"\"),\"\",L102/'Combined scenario - input'!$D87),\"\")","v":""},{"$f":"IFERROR(IF(OR(M102=\"\",'Combined scenario - input'!$D87=\"\"),\"\",M102/'Combined scenario - input'!$D87),\"\")","v":""},{"$f":"IFERROR(IF(OR(N102=\"\",'Combined scenario - input'!$D87=\"\"),\"\",N102/'Combined scenario - input'!$D87),\"\")","v":""},{"$f":"IFERROR(IF(OR(O102=\"\",'Combined scenario - input'!$D87=\"\"),\"\",O102/'Combined scenario - input'!$D87),\"\")","v":""},{"$f":"IFERROR(IF(OR(P102=\"\",'Combined scenario - input'!$D87=\"\"),\"\",P102/'Combined scenario - input'!$D87),\"\")","v":""},{"$f":"IFERROR(IF(OR(Q102=\"\",'Combined scenario - input'!$D87=\"\"),\"\",Q102/'Combined scenario - input'!$D87),\"\")","v":""},{"$f":"IFERROR(IF(OR(R102=\"\",'Combined scenario - input'!$D87=\"\"),\"\",R102/'Combined scenario - input'!$D87),\"\")","v":""},{"$f":"IFERROR(IF(OR(S102=\"\",'Combined scenario - input'!$D87=\"\"),\"\",S102/'Combined scenario - input'!$D87),\"\")","v":""},{"$f":"IFERROR(IF(OR(T102=\"\",'Combined scenario - input'!$D87=\"\"),\"\",T102/'Combined scenario - input'!$D87),\"\")","v":""},{"$f":"IFERROR(IF(OR(U102=\"\",'Combined scenario - input'!$D87=\"\"),\"\",U102/'Combined scenario - input'!$D87),\"\")","v":""},{"$f":"IFERROR(IF(OR(V102=\"\",'Combined scenario - input'!$D87=\"\"),\"\",V102/'Combined scenario - input'!$D87),\"\")","v":""},{"$f":"IFERROR(IF(OR(W102=\"\",'Combined scenario - input'!$D87=\"\"),\"\",W102/'Combined scenario - input'!$D87),\"\")","v":""}]
[{"$f":"IFERROR('Combined scenario - input'!A88,\"\")","v":""},{"$f":"IFERROR('Combined scenario - input'!B88,\"\")","v":""},{"$f":"IFERROR('Combined scenario - input'!C88,\"\")","v":""},{"$f":"IFERROR(repcalc('Combined scenario - input'!$CV88:$GH88,'Combined scenario - input'!$G88,'Combined scenario - input'!$E88,'Combined scenario - input'!$F88,20,TRUE,TRUE),\"\")","v":""},"","","","","","","","","","","","","","","","","","","",{"$f":"IFERROR(IF(OR(D103=\"\",'Combined scenario - input'!$D88=\"\"),\"\",D103/'Combined scenario - input'!$D88),\"\")","v":""},{"$f":"IFERROR(IF(OR(E103=\"\",'Combined scenario - input'!$D88=\"\"),\"\",E103/'Combined scenario - input'!$D88),\"\")","v":""},{"$f":"IFERROR(IF(OR(F103=\"\",'Combined scenario - input'!$D88=\"\"),\"\",F103/'Combined scenario - input'!$D88),\"\")","v":""},{"$f":"IFERROR(IF(OR(G103=\"\",'Combined scenario - input'!$D88=\"\"),\"\",G103/'Combined scenario - input'!$D88),\"\")","v":""},{"$f":"IFERROR(IF(OR(H103=\"\",'Combined scenario - input'!$D88=\"\"),\"\",H103/'Combined scenario - input'!$D88),\"\")","v":""},{"$f":"IFERROR(IF(OR(I103=\"\",'Combined scenario - input'!$D88=\"\"),\"\",I103/'Combined scenario - input'!$D88),\"\")","v":""},{"$f":"IFERROR(IF(OR(J103=\"\",'Combined scenario - input'!$D88=\"\"),\"\",J103/'Combined scenario - input'!$D88),\"\")","v":""},{"$f":"IFERROR(IF(OR(K103=\"\",'Combined scenario - input'!$D88=\"\"),\"\",K103/'Combined scenario - input'!$D88),\"\")","v":""},{"$f":"IFERROR(IF(OR(L103=\"\",'Combined scenario - input'!$D88=\"\"),\"\",L103/'Combined scenario - input'!$D88),\"\")","v":""},{"$f":"IFERROR(IF(OR(M103=\"\",'Combined scenario - input'!$D88=\"\"),\"\",M103/'Combined scenario - input'!$D88),\"\")","v":""},{"$f":"IFERROR(IF(OR(N103=\"\",'Combined scenario - input'!$D88=\"\"),\"\",N103/'Combined scenario - input'!$D88),\"\")","v":""},{"$f":"IFERROR(IF(OR(O103=\"\",'Combined scenario - input'!$D88=\"\"),\"\",O103/'Combined scenario - input'!$D88),\"\")","v":""},{"$f":"IFERROR(IF(OR(P103=\"\",'Combined scenario - input'!$D88=\"\"),\"\",P103/'Combined scenario - input'!$D88),\"\")","v":""},{"$f":"IFERROR(IF(OR(Q103=\"\",'Combined scenario - input'!$D88=\"\"),\"\",Q103/'Combined scenario - input'!$D88),\"\")","v":""},{"$f":"IFERROR(IF(OR(R103=\"\",'Combined scenario - input'!$D88=\"\"),\"\",R103/'Combined scenario - input'!$D88),\"\")","v":""},{"$f":"IFERROR(IF(OR(S103=\"\",'Combined scenario - input'!$D88=\"\"),\"\",S103/'Combined scenario - input'!$D88),\"\")","v":""},{"$f":"IFERROR(IF(OR(T103=\"\",'Combined scenario - input'!$D88=\"\"),\"\",T103/'Combined scenario - input'!$D88),\"\")","v":""},{"$f":"IFERROR(IF(OR(U103=\"\",'Combined scenario - input'!$D88=\"\"),\"\",U103/'Combined scenario - input'!$D88),\"\")","v":""},{"$f":"IFERROR(IF(OR(V103=\"\",'Combined scenario - input'!$D88=\"\"),\"\",V103/'Combined scenario - input'!$D88),\"\")","v":""},{"$f":"IFERROR(IF(OR(W103=\"\",'Combined scenario - input'!$D88=\"\"),\"\",W103/'Combined scenario - input'!$D88),\"\")","v":""}]
[{"$f":"IFERROR('Combined scenario - input'!A89,\"\")","v":""},{"$f":"IFERROR('Combined scenario - input'!B89,\"\")","v":""},{"$f":"IFERROR('Combined scenario - input'!C89,\"\")","v":""},{"$f":"IFERROR(repcalc('Combined scenario - input'!$CV89:$GH89,'Combined scenario - input'!$G89,'Combined scenario - input'!$E89,'Combined scenario - input'!$F89,20,TRUE,TRUE),\"\")","v":""},"","","","","","","","","","","","","","","","","","","",{"$f":"IFERROR(IF(OR(D104=\"\",'Combined scenario - input'!$D89=\"\"),\"\",D104/'Combined scenario - input'!$D89),\"\")","v":""},{"$f":"IFERROR(IF(OR(E104=\"\",'Combined scenario - input'!$D89=\"\"),\"\",E104/'Combined scenario - input'!$D89),\"\")","v":""},{"$f":"IFERROR(IF(OR(F104=\"\",'Combined scenario - input'!$D89=\"\"),\"\",F104/'Combined scenario - input'!$D89),\"\")","v":""},{"$f":"IFERROR(IF(OR(G104=\"\",'Combined scenario - input'!$D89=\"\"),\"\",G104/'Combined scenario - input'!$D89),\"\")","v":""},{"$f":"IFERROR(IF(OR(H104=\"\",'Combined scenario - input'!$D89=\"\"),\"\",H104/'Combined scenario - input'!$D89),\"\")","v":""},{"$f":"IFERROR(IF(OR(I104=\"\",'Combined scenario - input'!$D89=\"\"),\"\",I104/'Combined scenario - input'!$D89),\"\")","v":""},{"$f":"IFERROR(IF(OR(J104=\"\",'Combined scenario - input'!$D89=\"\"),\"\",J104/'Combined scenario - input'!$D89),\"\")","v":""},{"$f":"IFERROR(IF(OR(K104=\"\",'Combined scenario - input'!$D89=\"\"),\"\",K104/'Combined scenario - input'!$D89),\"\")","v":""},{"$f":"IFERROR(IF(OR(L104=\"\",'Combined scenario - input'!$D89=\"\"),\"\",L104/'Combined scenario - input'!$D89),\"\")","v":""},{"$f":"IFERROR(IF(OR(M104=\"\",'Combined scenario - input'!$D89=\"\"),\"\",M104/'Combined scenario - input'!$D89),\"\")","v":""},{"$f":"IFERROR(IF(OR(N104=\"\",'Combined scenario - input'!$D89=\"\"),\"\",N104/'Combined scenario - input'!$D89),\"\")","v":""},{"$f":"IFERROR(IF(OR(O104=\"\",'Combined scenario - input'!$D89=\"\"),\"\",O104/'Combined scenario - input'!$D89),\"\")","v":""},{"$f":"IFERROR(IF(OR(P104=\"\",'Combined scenario - input'!$D89=\"\"),\"\",P104/'Combined scenario - input'!$D89),\"\")","v":""},{"$f":"IFERROR(IF(OR(Q104=\"\",'Combined scenario - input'!$D89=\"\"),\"\",Q104/'Combined scenario - input'!$D89),\"\")","v":""},{"$f":"IFERROR(IF(OR(R104=\"\",'Combined scenario - input'!$D89=\"\"),\"\",R104/'Combined scenario - input'!$D89),\"\")","v":""},{"$f":"IFERROR(IF(OR(S104=\"\",'Combined scenario - input'!$D89=\"\"),\"\",S104/'Combined scenario - input'!$D89),\"\")","v":""},{"$f":"IFERROR(IF(OR(T104=\"\",'Combined scenario - input'!$D89=\"\"),\"\",T104/'Combined scenario - input'!$D89),\"\")","v":""},{"$f":"IFERROR(IF(OR(U104=\"\",'Combined scenario - input'!$D89=\"\"),\"\",U104/'Combined scenario - input'!$D89),\"\")","v":""},{"$f":"IFERROR(IF(OR(V104=\"\",'Combined scenario - input'!$D89=\"\"),\"\",V104/'Combined scenario - input'!$D89),\"\")","v":""},{"$f":"IFERROR(IF(OR(W104=\"\",'Combined scenario - input'!$D89=\"\"),\"\",W104/'Combined scenario - input'!$D89),\"\")","v":""}]
[{"$f":"IFERROR('Combined scenario - input'!A90,\"\")","v":""},{"$f":"IFERROR('Combined scenario - input'!B90,\"\")","v":""},{"$f":"IFERROR('Combined scenario - input'!C90,\"\")","v":""},{"$f":"IFERROR(repcalc('Combined scenario - input'!$CV90:$GH90,'Combined scenario - input'!$G90,'Combined scenario - input'!$E90,'Combined scenario - input'!$F90,20,TRUE,TRUE),\"\")","v":""},"","","","","","","","","","","","","","","","","","","",{"$f":"IFERROR(IF(OR(D105=\"\",'Combined scenario - input'!$D90=\"\"),\"\",D105/'Combined scenario - input'!$D90),\"\")","v":""},{"$f":"IFERROR(IF(OR(E105=\"\",'Combined scenario - input'!$D90=\"\"),\"\",E105/'Combined scenario - input'!$D90),\"\")","v":""},{"$f":"IFERROR(IF(OR(F105=\"\",'Combined scenario - input'!$D90=\"\"),\"\",F105/'Combined scenario - input'!$D90),\"\")","v":""},{"$f":"IFERROR(IF(OR(G105=\"\",'Combined scenario - input'!$D90=\"\"),\"\",G105/'Combined scenario - input'!$D90),\"\")","v":""},{"$f":"IFERROR(IF(OR(H105=\"\",'Combined scenario - input'!$D90=\"\"),\"\",H105/'Combined scenario - input'!$D90),\"\")","v":""},{"$f":"IFERROR(IF(OR(I105=\"\",'Combined scenario - input'!$D90=\"\"),\"\",I105/'Combined scenario - input'!$D90),\"\")","v":""},{"$f":"IFERROR(IF(OR(J105=\"\",'Combined scenario - input'!$D90=\"\"),\"\",J105/'Combined scenario - input'!$D90),\"\")","v":""},{"$f":"IFERROR(IF(OR(K105=\"\",'Combined scenario - input'!$D90=\"\"),\"\",K105/'Combined scenario - input'!$D90),\"\")","v":""},{"$f":"IFERROR(IF(OR(L105=\"\",'Combined scenario - input'!$D90=\"\"),\"\",L105/'Combined scenario - input'!$D90),\"\")","v":""},{"$f":"IFERROR(IF(OR(M105=\"\",'Combined scenario - input'!$D90=\"\"),\"\",M105/'Combined scenario - input'!$D90),\"\")","v":""},{"$f":"IFERROR(IF(OR(N105=\"\",'Combined scenario - input'!$D90=\"\"),\"\",N105/'Combined scenario - input'!$D90),\"\")","v":""},{"$f":"IFERROR(IF(OR(O105=\"\",'Combined scenario - input'!$D90=\"\"),\"\",O105/'Combined scenario - input'!$D90),\"\")","v":""},{"$f":"IFERROR(IF(OR(P105=\"\",'Combined scenario - input'!$D90=\"\"),\"\",P105/'Combined scenario - input'!$D90),\"\")","v":""},{"$f":"IFERROR(IF(OR(Q105=\"\",'Combined scenario - input'!$D90=\"\"),\"\",Q105/'Combined scenario - input'!$D90),\"\")","v":""},{"$f":"IFERROR(IF(OR(R105=\"\",'Combined scenario - input'!$D90=\"\"),\"\",R105/'Combined scenario - input'!$D90),\"\")","v":""},{"$f":"IFERROR(IF(OR(S105=\"\",'Combined scenario - input'!$D90=\"\"),\"\",S105/'Combined scenario - input'!$D90),\"\")","v":""},{"$f":"IFERROR(IF(OR(T105=\"\",'Combined scenario - input'!$D90=\"\"),\"\",T105/'Combined scenario - input'!$D90),\"\")","v":""},{"$f":"IFERROR(IF(OR(U105=\"\",'Combined scenario - input'!$D90=\"\"),\"\",U105/'Combined scenario - input'!$D90),\"\")","v":""},{"$f":"IFERROR(IF(OR(V105=\"\",'Combined scenario - input'!$D90=\"\"),\"\",V105/'Combined scenario - input'!$D90),\"\")","v":""},{"$f":"IFERROR(IF(OR(W105=\"\",'Combined scenario - input'!$D90=\"\"),\"\",W105/'Combined scenario - input'!$D90),\"\")","v":""}]
[{"$f":"IFERROR('Combined scenario - input'!A91,\"\")","v":""},{"$f":"IFERROR('Combined scenario - input'!B91,\"\")","v":""},{"$f":"IFERROR('Combined scenario - input'!C91,\"\")","v":""},{"$f":"IFERROR(repcalc('Combined scenario - input'!$CV91:$GH91,'Combined scenario - input'!$G91,'Combined scenario - input'!$E91,'Combined scenario - input'!$F91,20,TRUE,TRUE),\"\")","v":""},"","","","","","","","","","","","","","","","","","","",{"$f":"IFERROR(IF(OR(D106=\"\",'Combined scenario - input'!$D91=\"\"),\"\",D106/'Combined scenario - input'!$D91),\"\")","v":""},{"$f":"IFERROR(IF(OR(E106=\"\",'Combined scenario - input'!$D91=\"\"),\"\",E106/'Combined scenario - input'!$D91),\"\")","v":""},{"$f":"IFERROR(IF(OR(F106=\"\",'Combined scenario - input'!$D91=\"\"),\"\",F106/'Combined scenario - input'!$D91),\"\")","v":""},{"$f":"IFERROR(IF(OR(G106=\"\",'Combined scenario - input'!$D91=\"\"),\"\",G106/'Combined scenario - input'!$D91),\"\")","v":""},{"$f":"IFERROR(IF(OR(H106=\"\",'Combined scenario - input'!$D91=\"\"),\"\",H106/'Combined scenario - input'!$D91),\"\")","v":""},{"$f":"IFERROR(IF(OR(I106=\"\",'Combined scenario - input'!$D91=\"\"),\"\",I106/'Combined scenario - input'!$D91),\"\")","v":""},{"$f":"IFERROR(IF(OR(J106=\"\",'Combined scenario - input'!$D91=\"\"),\"\",J106/'Combined scenario - input'!$D91),\"\")","v":""},{"$f":"IFERROR(IF(OR(K106=\"\",'Combined scenario - input'!$D91=\"\"),\"\",K106/'Combined scenario - input'!$D91),\"\")","v":""},{"$f":"IFERROR(IF(OR(L106=\"\",'Combined scenario - input'!$D91=\"\"),\"\",L106/'Combined scenario - input'!$D91),\"\")","v":""},{"$f":"IFERROR(IF(OR(M106=\"\",'Combined scenario - input'!$D91=\"\"),\"\",M106/'Combined scenario - input'!$D91),\"\")","v":""},{"$f":"IFERROR(IF(OR(N106=\"\",'Combined scenario - input'!$D91=\"\"),\"\",N106/'Combined scenario - input'!$D91),\"\")","v":""},{"$f":"IFERROR(IF(OR(O106=\"\",'Combined scenario - input'!$D91=\"\"),\"\",O106/'Combined scenario - input'!$D91),\"\")","v":""},{"$f":"IFERROR(IF(OR(P106=\"\",'Combined scenario - input'!$D91=\"\"),\"\",P106/'Combined scenario - input'!$D91),\"\")","v":""},{"$f":"IFERROR(IF(OR(Q106=\"\",'Combined scenario - input'!$D91=\"\"),\"\",Q106/'Combined scenario - input'!$D91),\"\")","v":""},{"$f":"IFERROR(IF(OR(R106=\"\",'Combined scenario - input'!$D91=\"\"),\"\",R106/'Combined scenario - input'!$D91),\"\")","v":""},{"$f":"IFERROR(IF(OR(S106=\"\",'Combined scenario - input'!$D91=\"\"),\"\",S106/'Combined scenario - input'!$D91),\"\")","v":""},{"$f":"IFERROR(IF(OR(T106=\"\",'Combined scenario - input'!$D91=\"\"),\"\",T106/'Combined scenario - input'!$D91),\"\")","v":""},{"$f":"IFERROR(IF(OR(U106=\"\",'Combined scenario - input'!$D91=\"\"),\"\",U106/'Combined scenario - input'!$D91),\"\")","v":""},{"$f":"IFERROR(IF(OR(V106=\"\",'Combined scenario - input'!$D91=\"\"),\"\",V106/'Combined scenario - input'!$D91),\"\")","v":""},{"$f":"IFERROR(IF(OR(W106=\"\",'Combined scenario - input'!$D91=\"\"),\"\",W106/'Combined scenario - input'!$D91),\"\")","v":""}]
[{"$f":"IFERROR('Combined scenario - input'!A92,\"\")","v":""},{"$f":"IFERROR('Combined scenario - input'!B92,\"\")","v":""},{"$f":"IFERROR('Combined scenario - input'!C92,\"\")","v":""},{"$f":"IFERROR(repcalc('Combined scenario - input'!$CV92:$GH92,'Combined scenario - input'!$G92,'Combined scenario - input'!$E92,'Combined scenario - input'!$F92,20,TRUE,TRUE),\"\")","v":""},"","","","","","","","","","","","","","","","","","","",{"$f":"IFERROR(IF(OR(D107=\"\",'Combined scenario - input'!$D92=\"\"),\"\",D107/'Combined scenario - input'!$D92),\"\")","v":""},{"$f":"IFERROR(IF(OR(E107=\"\",'Combined scenario - input'!$D92=\"\"),\"\",E107/'Combined scenario - input'!$D92),\"\")","v":""},{"$f":"IFERROR(IF(OR(F107=\"\",'Combined scenario - input'!$D92=\"\"),\"\",F107/'Combined scenario - input'!$D92),\"\")","v":""},{"$f":"IFERROR(IF(OR(G107=\"\",'Combined scenario - input'!$D92=\"\"),\"\",G107/'Combined scenario - input'!$D92),\"\")","v":""},{"$f":"IFERROR(IF(OR(H107=\"\",'Combined scenario - input'!$D92=\"\"),\"\",H107/'Combined scenario - input'!$D92),\"\")","v":""},{"$f":"IFERROR(IF(OR(I107=\"\",'Combined scenario - input'!$D92=\"\"),\"\",I107/'Combined scenario - input'!$D92),\"\")","v":""},{"$f":"IFERROR(IF(OR(J107=\"\",'Combined scenario - input'!$D92=\"\"),\"\",J107/'Combined scenario - input'!$D92),\"\")","v":""},{"$f":"IFERROR(IF(OR(K107=\"\",'Combined scenario - input'!$D92=\"\"),\"\",K107/'Combined scenario - input'!$D92),\"\")","v":""},{"$f":"IFERROR(IF(OR(L107=\"\",'Combined scenario - input'!$D92=\"\"),\"\",L107/'Combined scenario - input'!$D92),\"\")","v":""},{"$f":"IFERROR(IF(OR(M107=\"\",'Combined scenario - input'!$D92=\"\"),\"\",M107/'Combined scenario - input'!$D92),\"\")","v":""},{"$f":"IFERROR(IF(OR(N107=\"\",'Combined scenario - input'!$D92=\"\"),\"\",N107/'Combined scenario - input'!$D92),\"\")","v":""},{"$f":"IFERROR(IF(OR(O107=\"\",'Combined scenario - input'!$D92=\"\"),\"\",O107/'Combined scenario - input'!$D92),\"\")","v":""},{"$f":"IFERROR(IF(OR(P107=\"\",'Combined scenario - input'!$D92=\"\"),\"\",P107/'Combined scenario - input'!$D92),\"\")","v":""},{"$f":"IFERROR(IF(OR(Q107=\"\",'Combined scenario - input'!$D92=\"\"),\"\",Q107/'Combined scenario - input'!$D92),\"\")","v":""},{"$f":"IFERROR(IF(OR(R107=\"\",'Combined scenario - input'!$D92=\"\"),\"\",R107/'Combined scenario - input'!$D92),\"\")","v":""},{"$f":"IFERROR(IF(OR(S107=\"\",'Combined scenario - input'!$D92=\"\"),\"\",S107/'Combined scenario - input'!$D92),\"\")","v":""},{"$f":"IFERROR(IF(OR(T107=\"\",'Combined scenario - input'!$D92=\"\"),\"\",T107/'Combined scenario - input'!$D92),\"\")","v":""},{"$f":"IFERROR(IF(OR(U107=\"\",'Combined scenario - input'!$D92=\"\"),\"\",U107/'Combined scenario - input'!$D92),\"\")","v":""},{"$f":"IFERROR(IF(OR(V107=\"\",'Combined scenario - input'!$D92=\"\"),\"\",V107/'Combined scenario - input'!$D92),\"\")","v":""},{"$f":"IFERROR(IF(OR(W107=\"\",'Combined scenario - input'!$D92=\"\"),\"\",W107/'Combined scenario - input'!$D92),\"\")","v":""}]
[{"$f":"IFERROR('Combined scenario - input'!A93,\"\")","v":""},{"$f":"IFERROR('Combined scenario - input'!B93,\"\")","v":""},{"$f":"IFERROR('Combined scenario - input'!C93,\"\")","v":""},{"$f":"IFERROR(repcalc('Combined scenario - input'!$CV93:$GH93,'Combined scenario - input'!$G93,'Combined scenario - input'!$E93,'Combined scenario - input'!$F93,20,TRUE,TRUE),\"\")","v":""},"","","","","","","","","","","","","","","","","","","",{"$f":"IFERROR(IF(OR(D108=\"\",'Combined scenario - input'!$D93=\"\"),\"\",D108/'Combined scenario - input'!$D93),\"\")","v":""},{"$f":"IFERROR(IF(OR(E108=\"\",'Combined scenario - input'!$D93=\"\"),\"\",E108/'Combined scenario - input'!$D93),\"\")","v":""},{"$f":"IFERROR(IF(OR(F108=\"\",'Combined scenario - input'!$D93=\"\"),\"\",F108/'Combined scenario - input'!$D93),\"\")","v":""},{"$f":"IFERROR(IF(OR(G108=\"\",'Combined scenario - input'!$D93=\"\"),\"\",G108/'Combined scenario - input'!$D93),\"\")","v":""},{"$f":"IFERROR(IF(OR(H108=\"\",'Combined scenario - input'!$D93=\"\"),\"\",H108/'Combined scenario - input'!$D93),\"\")","v":""},{"$f":"IFERROR(IF(OR(I108=\"\",'Combined scenario - input'!$D93=\"\"),\"\",I108/'Combined scenario - input'!$D93),\"\")","v":""},{"$f":"IFERROR(IF(OR(J108=\"\",'Combined scenario - input'!$D93=\"\"),\"\",J108/'Combined scenario - input'!$D93),\"\")","v":""},{"$f":"IFERROR(IF(OR(K108=\"\",'Combined scenario - input'!$D93=\"\"),\"\",K108/'Combined scenario - input'!$D93),\"\")","v":""},{"$f":"IFERROR(IF(OR(L108=\"\",'Combined scenario - input'!$D93=\"\"),\"\",L108/'Combined scenario - input'!$D93),\"\")","v":""},{"$f":"IFERROR(IF(OR(M108=\"\",'Combined scenario - input'!$D93=\"\"),\"\",M108/'Combined scenario - input'!$D93),\"\")","v":""},{"$f":"IFERROR(IF(OR(N108=\"\",'Combined scenario - input'!$D93=\"\"),\"\",N108/'Combined scenario - input'!$D93),\"\")","v":""},{"$f":"IFERROR(IF(OR(O108=\"\",'Combined scenario - input'!$D93=\"\"),\"\",O108/'Combined scenario - input'!$D93),\"\")","v":""},{"$f":"IFERROR(IF(OR(P108=\"\",'Combined scenario - input'!$D93=\"\"),\"\",P108/'Combined scenario - input'!$D93),\"\")","v":""},{"$f":"IFERROR(IF(OR(Q108=\"\",'Combined scenario - input'!$D93=\"\"),\"\",Q108/'Combined scenario - input'!$D93),\"\")","v":""},{"$f":"IFERROR(IF(OR(R108=\"\",'Combined scenario - input'!$D93=\"\"),\"\",R108/'Combined scenario - input'!$D93),\"\")","v":""},{"$f":"IFERROR(IF(OR(S108=\"\",'Combined scenario - input'!$D93=\"\"),\"\",S108/'Combined scenario - input'!$D93),\"\")","v":""},{"$f":"IFERROR(IF(OR(T108=\"\",'Combined scenario - input'!$D93=\"\"),\"\",T108/'Combined scenario - input'!$D93),\"\")","v":""},{"$f":"IFERROR(IF(OR(U108=\"\",'Combined scenario - input'!$D93=\"\"),\"\",U108/'Combined scenario - input'!$D93),\"\")","v":""},{"$f":"IFERROR(IF(OR(V108=\"\",'Combined scenario - input'!$D93=\"\"),\"\",V108/'Combined scenario - input'!$D93),\"\")","v":""},{"$f":"IFERROR(IF(OR(W108=\"\",'Combined scenario - input'!$D93=\"\"),\"\",W108/'Combined scenario - input'!$D93),\"\")","v":""}]
[{"$f":"IFERROR('Combined scenario - input'!A94,\"\")","v":""},{"$f":"IFERROR('Combined scenario - input'!B94,\"\")","v":""},{"$f":"IFERROR('Combined scenario - input'!C94,\"\")","v":""},{"$f":"IFERROR(repcalc('Combined scenario - input'!$CV94:$GH94,'Combined scenario - input'!$G94,'Combined scenario - input'!$E94,'Combined scenario - input'!$F94,20,TRUE,TRUE),\"\")","v":""},"","","","","","","","","","","","","","","","","","","",{"$f":"IFERROR(IF(OR(D109=\"\",'Combined scenario - input'!$D94=\"\"),\"\",D109/'Combined scenario - input'!$D94),\"\")","v":""},{"$f":"IFERROR(IF(OR(E109=\"\",'Combined scenario - input'!$D94=\"\"),\"\",E109/'Combined scenario - input'!$D94),\"\")","v":""},{"$f":"IFERROR(IF(OR(F109=\"\",'Combined scenario - input'!$D94=\"\"),\"\",F109/'Combined scenario - input'!$D94),\"\")","v":""},{"$f":"IFERROR(IF(OR(G109=\"\",'Combined scenario - input'!$D94=\"\"),\"\",G109/'Combined scenario - input'!$D94),\"\")","v":""},{"$f":"IFERROR(IF(OR(H109=\"\",'Combined scenario - input'!$D94=\"\"),\"\",H109/'Combined scenario - input'!$D94),\"\")","v":""},{"$f":"IFERROR(IF(OR(I109=\"\",'Combined scenario - input'!$D94=\"\"),\"\",I109/'Combined scenario - input'!$D94),\"\")","v":""},{"$f":"IFERROR(IF(OR(J109=\"\",'Combined scenario - input'!$D94=\"\"),\"\",J109/'Combined scenario - input'!$D94),\"\")","v":""},{"$f":"IFERROR(IF(OR(K109=\"\",'Combined scenario - input'!$D94=\"\"),\"\",K109/'Combined scenario - input'!$D94),\"\")","v":""},{"$f":"IFERROR(IF(OR(L109=\"\",'Combined scenario - input'!$D94=\"\"),\"\",L109/'Combined scenario - input'!$D94),\"\")","v":""},{"$f":"IFERROR(IF(OR(M109=\"\",'Combined scenario - input'!$D94=\"\"),\"\",M109/'Combined scenario - input'!$D94),\"\")","v":""},{"$f":"IFERROR(IF(OR(N109=\"\",'Combined scenario - input'!$D94=\"\"),\"\",N109/'Combined scenario - input'!$D94),\"\")","v":""},{"$f":"IFERROR(IF(OR(O109=\"\",'Combined scenario - input'!$D94=\"\"),\"\",O109/'Combined scenario - input'!$D94),\"\")","v":""},{"$f":"IFERROR(IF(OR(P109=\"\",'Combined scenario - input'!$D94=\"\"),\"\",P109/'Combined scenario - input'!$D94),\"\")","v":""},{"$f":"IFERROR(IF(OR(Q109=\"\",'Combined scenario - input'!$D94=\"\"),\"\",Q109/'Combined scenario - input'!$D94),\"\")","v":""},{"$f":"IFERROR(IF(OR(R109=\"\",'Combined scenario - input'!$D94=\"\"),\"\",R109/'Combined scenario - input'!$D94),\"\")","v":""},{"$f":"IFERROR(IF(OR(S109=\"\",'Combined scenario - input'!$D94=\"\"),\"\",S109/'Combined scenario - input'!$D94),\"\")","v":""},{"$f":"IFERROR(IF(OR(T109=\"\",'Combined scenario - input'!$D94=\"\"),\"\",T109/'Combined scenario - input'!$D94),\"\")","v":""},{"$f":"IFERROR(IF(OR(U109=\"\",'Combined scenario - input'!$D94=\"\"),\"\",U109/'Combined scenario - input'!$D94),\"\")","v":""},{"$f":"IFERROR(IF(OR(V109=\"\",'Combined scenario - input'!$D94=\"\"),\"\",V109/'Combined scenario - input'!$D94),\"\")","v":""},{"$f":"IFERROR(IF(OR(W109=\"\",'Combined scenario - input'!$D94=\"\"),\"\",W109/'Combined scenario - input'!$D94),\"\")","v":""}]
[{"$f":"IFERROR('Combined scenario - input'!A95,\"\")","v":""},{"$f":"IFERROR('Combined scenario - input'!B95,\"\")","v":""},{"$f":"IFERROR('Combined scenario - input'!C95,\"\")","v":""},{"$f":"IFERROR(repcalc('Combined scenario - input'!$CV95:$GH95,'Combined scenario - input'!$G95,'Combined scenario - input'!$E95,'Combined scenario - input'!$F95,20,TRUE,TRUE),\"\")","v":""},"","","","","","","","","","","","","","","","","","","",{"$f":"IFERROR(IF(OR(D110=\"\",'Combined scenario - input'!$D95=\"\"),\"\",D110/'Combined scenario - input'!$D95),\"\")","v":""},{"$f":"IFERROR(IF(OR(E110=\"\",'Combined scenario - input'!$D95=\"\"),\"\",E110/'Combined scenario - input'!$D95),\"\")","v":""},{"$f":"IFERROR(IF(OR(F110=\"\",'Combined scenario - input'!$D95=\"\"),\"\",F110/'Combined scenario - input'!$D95),\"\")","v":""},{"$f":"IFERROR(IF(OR(G110=\"\",'Combined scenario - input'!$D95=\"\"),\"\",G110/'Combined scenario - input'!$D95),\"\")","v":""},{"$f":"IFERROR(IF(OR(H110=\"\",'Combined scenario - input'!$D95=\"\"),\"\",H110/'Combined scenario - input'!$D95),\"\")","v":""},{"$f":"IFERROR(IF(OR(I110=\"\",'Combined scenario - input'!$D95=\"\"),\"\",I110/'Combined scenario - input'!$D95),\"\")","v":""},{"$f":"IFERROR(IF(OR(J110=\"\",'Combined scenario - input'!$D95=\"\"),\"\",J110/'Combined scenario - input'!$D95),\"\")","v":""},{"$f":"IFERROR(IF(OR(K110=\"\",'Combined scenario - input'!$D95=\"\"),\"\",K110/'Combined scenario - input'!$D95),\"\")","v":""},{"$f":"IFERROR(IF(OR(L110=\"\",'Combined scenario - input'!$D95=\"\"),\"\",L110/'Combined scenario - input'!$D95),\"\")","v":""},{"$f":"IFERROR(IF(OR(M110=\"\",'Combined scenario - input'!$D95=\"\"),\"\",M110/'Combined scenario - input'!$D95),\"\")","v":""},{"$f":"IFERROR(IF(OR(N110=\"\",'Combined scenario - input'!$D95=\"\"),\"\",N110/'Combined scenario - input'!$D95),\"\")","v":""},{"$f":"IFERROR(IF(OR(O110=\"\",'Combined scenario - input'!$D95=\"\"),\"\",O110/'Combined scenario - input'!$D95),\"\")","v":""},{"$f":"IFERROR(IF(OR(P110=\"\",'Combined scenario - input'!$D95=\"\"),\"\",P110/'Combined scenario - input'!$D95),\"\")","v":""},{"$f":"IFERROR(IF(OR(Q110=\"\",'Combined scenario - input'!$D95=\"\"),\"\",Q110/'Combined scenario - input'!$D95),\"\")","v":""},{"$f":"IFERROR(IF(OR(R110=\"\",'Combined scenario - input'!$D95=\"\"),\"\",R110/'Combined scenario - input'!$D95),\"\")","v":""},{"$f":"IFERROR(IF(OR(S110=\"\",'Combined scenario - input'!$D95=\"\"),\"\",S110/'Combined scenario - input'!$D95),\"\")","v":""},{"$f":"IFERROR(IF(OR(T110=\"\",'Combined scenario - input'!$D95=\"\"),\"\",T110/'Combined scenario - input'!$D95),\"\")","v":""},{"$f":"IFERROR(IF(OR(U110=\"\",'Combined scenario - input'!$D95=\"\"),\"\",U110/'Combined scenario - input'!$D95),\"\")","v":""},{"$f":"IFERROR(IF(OR(V110=\"\",'Combined scenario - input'!$D95=\"\"),\"\",V110/'Combined scenario - input'!$D95),\"\")","v":""},{"$f":"IFERROR(IF(OR(W110=\"\",'Combined scenario - input'!$D95=\"\"),\"\",W110/'Combined scenario - input'!$D95),\"\")","v":""}]
[{"$f":"IFERROR('Combined scenario - input'!A96,\"\")","v":""},{"$f":"IFERROR('Combined scenario - input'!B96,\"\")","v":""},{"$f":"IFERROR('Combined scenario - input'!C96,\"\")","v":""},{"$f":"IFERROR(repcalc('Combined scenario - input'!$CV96:$GH96,'Combined scenario - input'!$G96,'Combined scenario - input'!$E96,'Combined scenario - input'!$F96,20,TRUE,TRUE),\"\")","v":""},"","","","","","","","","","","","","","","","","","","",{"$f":"IFERROR(IF(OR(D111=\"\",'Combined scenario - input'!$D96=\"\"),\"\",D111/'Combined scenario - input'!$D96),\"\")","v":""},{"$f":"IFERROR(IF(OR(E111=\"\",'Combined scenario - input'!$D96=\"\"),\"\",E111/'Combined scenario - input'!$D96),\"\")","v":""},{"$f":"IFERROR(IF(OR(F111=\"\",'Combined scenario - input'!$D96=\"\"),\"\",F111/'Combined scenario - input'!$D96),\"\")","v":""},{"$f":"IFERROR(IF(OR(G111=\"\",'Combined scenario - input'!$D96=\"\"),\"\",G111/'Combined scenario - input'!$D96),\"\")","v":""},{"$f":"IFERROR(IF(OR(H111=\"\",'Combined scenario - input'!$D96=\"\"),\"\",H111/'Combined scenario - input'!$D96),\"\")","v":""},{"$f":"IFERROR(IF(OR(I111=\"\",'Combined scenario - input'!$D96=\"\"),\"\",I111/'Combined scenario - input'!$D96),\"\")","v":""},{"$f":"IFERROR(IF(OR(J111=\"\",'Combined scenario - input'!$D96=\"\"),\"\",J111/'Combined scenario - input'!$D96),\"\")","v":""},{"$f":"IFERROR(IF(OR(K111=\"\",'Combined scenario - input'!$D96=\"\"),\"\",K111/'Combined scenario - input'!$D96),\"\")","v":""},{"$f":"IFERROR(IF(OR(L111=\"\",'Combined scenario - input'!$D96=\"\"),\"\",L111/'Combined scenario - input'!$D96),\"\")","v":""},{"$f":"IFERROR(IF(OR(M111=\"\",'Combined scenario - input'!$D96=\"\"),\"\",M111/'Combined scenario - input'!$D96),\"\")","v":""},{"$f":"IFERROR(IF(OR(N111=\"\",'Combined scenario - input'!$D96=\"\"),\"\",N111/'Combined scenario - input'!$D96),\"\")","v":""},{"$f":"IFERROR(IF(OR(O111=\"\",'Combined scenario - input'!$D96=\"\"),\"\",O111/'Combined scenario - input'!$D96),\"\")","v":""},{"$f":"IFERROR(IF(OR(P111=\"\",'Combined scenario - input'!$D96=\"\"),\"\",P111/'Combined scenario - input'!$D96),\"\")","v":""},{"$f":"IFERROR(IF(OR(Q111=\"\",'Combined scenario - input'!$D96=\"\"),\"\",Q111/'Combined scenario - input'!$D96),\"\")","v":""},{"$f":"IFERROR(IF(OR(R111=\"\",'Combined scenario - input'!$D96=\"\"),\"\",R111/'Combined scenario - input'!$D96),\"\")","v":""},{"$f":"IFERROR(IF(OR(S111=\"\",'Combined scenario - input'!$D96=\"\"),\"\",S111/'Combined scenario - input'!$D96),\"\")","v":""},{"$f":"IFERROR(IF(OR(T111=\"\",'Combined scenario - input'!$D96=\"\"),\"\",T111/'Combined scenario - input'!$D96),\"\")","v":""},{"$f":"IFERROR(IF(OR(U111=\"\",'Combined scenario - input'!$D96=\"\"),\"\",U111/'Combined scenario - input'!$D96),\"\")","v":""},{"$f":"IFERROR(IF(OR(V111=\"\",'Combined scenario - input'!$D96=\"\"),\"\",V111/'Combined scenario - input'!$D96),\"\")","v":""},{"$f":"IFERROR(IF(OR(W111=\"\",'Combined scenario - input'!$D96=\"\"),\"\",W111/'Combined scenario - input'!$D96),\"\")","v":""}]
[{"$f":"IFERROR('Combined scenario - input'!A97,\"\")","v":""},{"$f":"IFERROR('Combined scenario - input'!B97,\"\")","v":""},{"$f":"IFERROR('Combined scenario - input'!C97,\"\")","v":""},{"$f":"IFERROR(repcalc('Combined scenario - input'!$CV97:$GH97,'Combined scenario - input'!$G97,'Combined scenario - input'!$E97,'Combined scenario - input'!$F97,20,TRUE,TRUE),\"\")","v":""},"","","","","","","","","","","","","","","","","","","",{"$f":"IFERROR(IF(OR(D112=\"\",'Combined scenario - input'!$D97=\"\"),\"\",D112/'Combined scenario - input'!$D97),\"\")","v":""},{"$f":"IFERROR(IF(OR(E112=\"\",'Combined scenario - input'!$D97=\"\"),\"\",E112/'Combined scenario - input'!$D97),\"\")","v":""},{"$f":"IFERROR(IF(OR(F112=\"\",'Combined scenario - input'!$D97=\"\"),\"\",F112/'Combined scenario - input'!$D97),\"\")","v":""},{"$f":"IFERROR(IF(OR(G112=\"\",'Combined scenario - input'!$D97=\"\"),\"\",G112/'Combined scenario - input'!$D97),\"\")","v":""},{"$f":"IFERROR(IF(OR(H112=\"\",'Combined scenario - input'!$D97=\"\"),\"\",H112/'Combined scenario - input'!$D97),\"\")","v":""},{"$f":"IFERROR(IF(OR(I112=\"\",'Combined scenario - input'!$D97=\"\"),\"\",I112/'Combined scenario - input'!$D97),\"\")","v":""},{"$f":"IFERROR(IF(OR(J112=\"\",'Combined scenario - input'!$D97=\"\"),\"\",J112/'Combined scenario - input'!$D97),\"\")","v":""},{"$f":"IFERROR(IF(OR(K112=\"\",'Combined scenario - input'!$D97=\"\"),\"\",K112/'Combined scenario - input'!$D97),\"\")","v":""},{"$f":"IFERROR(IF(OR(L112=\"\",'Combined scenario - input'!$D97=\"\"),\"\",L112/'Combined scenario - input'!$D97),\"\")","v":""},{"$f":"IFERROR(IF(OR(M112=\"\",'Combined scenario - input'!$D97=\"\"),\"\",M112/'Combined scenario - input'!$D97),\"\")","v":""},{"$f":"IFERROR(IF(OR(N112=\"\",'Combined scenario - input'!$D97=\"\"),\"\",N112/'Combined scenario - input'!$D97),\"\")","v":""},{"$f":"IFERROR(IF(OR(O112=\"\",'Combined scenario - input'!$D97=\"\"),\"\",O112/'Combined scenario - input'!$D97),\"\")","v":""},{"$f":"IFERROR(IF(OR(P112=\"\",'Combined scenario - input'!$D97=\"\"),\"\",P112/'Combined scenario - input'!$D97),\"\")","v":""},{"$f":"IFERROR(IF(OR(Q112=\"\",'Combined scenario - input'!$D97=\"\"),\"\",Q112/'Combined scenario - input'!$D97),\"\")","v":""},{"$f":"IFERROR(IF(OR(R112=\"\",'Combined scenario - input'!$D97=\"\"),\"\",R112/'Combined scenario - input'!$D97),\"\")","v":""},{"$f":"IFERROR(IF(OR(S112=\"\",'Combined scenario - input'!$D97=\"\"),\"\",S112/'Combined scenario - input'!$D97),\"\")","v":""},{"$f":"IFERROR(IF(OR(T112=\"\",'Combined scenario - input'!$D97=\"\"),\"\",T112/'Combined scenario - input'!$D97),\"\")","v":""},{"$f":"IFERROR(IF(OR(U112=\"\",'Combined scenario - input'!$D97=\"\"),\"\",U112/'Combined scenario - input'!$D97),\"\")","v":""},{"$f":"IFERROR(IF(OR(V112=\"\",'Combined scenario - input'!$D97=\"\"),\"\",V112/'Combined scenario - input'!$D97),\"\")","v":""},{"$f":"IFERROR(IF(OR(W112=\"\",'Combined scenario - input'!$D97=\"\"),\"\",W112/'Combined scenario - input'!$D97),\"\")","v":""}]
[{"$f":"IFERROR('Combined scenario - input'!A98,\"\")","v":""},{"$f":"IFERROR('Combined scenario - input'!B98,\"\")","v":""},{"$f":"IFERROR('Combined scenario - input'!C98,\"\")","v":""},{"$f":"IFERROR(repcalc('Combined scenario - input'!$CV98:$GH98,'Combined scenario - input'!$G98,'Combined scenario - input'!$E98,'Combined scenario - input'!$F98,20,TRUE,TRUE),\"\")","v":""},"","","","","","","","","","","","","","","","","","","",{"$f":"IFERROR(IF(OR(D113=\"\",'Combined scenario - input'!$D98=\"\"),\"\",D113/'Combined scenario - input'!$D98),\"\")","v":""},{"$f":"IFERROR(IF(OR(E113=\"\",'Combined scenario - input'!$D98=\"\"),\"\",E113/'Combined scenario - input'!$D98),\"\")","v":""},{"$f":"IFERROR(IF(OR(F113=\"\",'Combined scenario - input'!$D98=\"\"),\"\",F113/'Combined scenario - input'!$D98),\"\")","v":""},{"$f":"IFERROR(IF(OR(G113=\"\",'Combined scenario - input'!$D98=\"\"),\"\",G113/'Combined scenario - input'!$D98),\"\")","v":""},{"$f":"IFERROR(IF(OR(H113=\"\",'Combined scenario - input'!$D98=\"\"),\"\",H113/'Combined scenario - input'!$D98),\"\")","v":""},{"$f":"IFERROR(IF(OR(I113=\"\",'Combined scenario - input'!$D98=\"\"),\"\",I113/'Combined scenario - input'!$D98),\"\")","v":""},{"$f":"IFERROR(IF(OR(J113=\"\",'Combined scenario - input'!$D98=\"\"),\"\",J113/'Combined scenario - input'!$D98),\"\")","v":""},{"$f":"IFERROR(IF(OR(K113=\"\",'Combined scenario - input'!$D98=\"\"),\"\",K113/'Combined scenario - input'!$D98),\"\")","v":""},{"$f":"IFERROR(IF(OR(L113=\"\",'Combined scenario - input'!$D98=\"\"),\"\",L113/'Combined scenario - input'!$D98),\"\")","v":""},{"$f":"IFERROR(IF(OR(M113=\"\",'Combined scenario - input'!$D98=\"\"),\"\",M113/'Combined scenario - input'!$D98),\"\")","v":""},{"$f":"IFERROR(IF(OR(N113=\"\",'Combined scenario - input'!$D98=\"\"),\"\",N113/'Combined scenario - input'!$D98),\"\")","v":""},{"$f":"IFERROR(IF(OR(O113=\"\",'Combined scenario - input'!$D98=\"\"),\"\",O113/'Combined scenario - input'!$D98),\"\")","v":""},{"$f":"IFERROR(IF(OR(P113=\"\",'Combined scenario - input'!$D98=\"\"),\"\",P113/'Combined scenario - input'!$D98),\"\")","v":""},{"$f":"IFERROR(IF(OR(Q113=\"\",'Combined scenario - input'!$D98=\"\"),\"\",Q113/'Combined scenario - input'!$D98),\"\")","v":""},{"$f":"IFERROR(IF(OR(R113=\"\",'Combined scenario - input'!$D98=\"\"),\"\",R113/'Combined scenario - input'!$D98),\"\")","v":""},{"$f":"IFERROR(IF(OR(S113=\"\",'Combined scenario - input'!$D98=\"\"),\"\",S113/'Combined scenario - input'!$D98),\"\")","v":""},{"$f":"IFERROR(IF(OR(T113=\"\",'Combined scenario - input'!$D98=\"\"),\"\",T113/'Combined scenario - input'!$D98),\"\")","v":""},{"$f":"IFERROR(IF(OR(U113=\"\",'Combined scenario - input'!$D98=\"\"),\"\",U113/'Combined scenario - input'!$D98),\"\")","v":""},{"$f":"IFERROR(IF(OR(V113=\"\",'Combined scenario - input'!$D98=\"\"),\"\",V113/'Combined scenario - input'!$D98),\"\")","v":""},{"$f":"IFERROR(IF(OR(W113=\"\",'Combined scenario - input'!$D98=\"\"),\"\",W113/'Combined scenario - input'!$D98),\"\")","v":""}]
[{"$f":"IFERROR('Combined scenario - input'!A99,\"\")","v":""},{"$f":"IFERROR('Combined scenario - input'!B99,\"\")","v":""},{"$f":"IFERROR('Combined scenario - input'!C99,\"\")","v":""},{"$f":"IFERROR(repcalc('Combined scenario - input'!$CV99:$GH99,'Combined scenario - input'!$G99,'Combined scenario - input'!$E99,'Combined scenario - input'!$F99,20,TRUE,TRUE),\"\")","v":""},"","","","","","","","","","","","","","","","","","","",{"$f":"IFERROR(IF(OR(D114=\"\",'Combined scenario - input'!$D99=\"\"),\"\",D114/'Combined scenario - input'!$D99),\"\")","v":""},{"$f":"IFERROR(IF(OR(E114=\"\",'Combined scenario - input'!$D99=\"\"),\"\",E114/'Combined scenario - input'!$D99),\"\")","v":""},{"$f":"IFERROR(IF(OR(F114=\"\",'Combined scenario - input'!$D99=\"\"),\"\",F114/'Combined scenario - input'!$D99),\"\")","v":""},{"$f":"IFERROR(IF(OR(G114=\"\",'Combined scenario - input'!$D99=\"\"),\"\",G114/'Combined scenario - input'!$D99),\"\")","v":""},{"$f":"IFERROR(IF(OR(H114=\"\",'Combined scenario - input'!$D99=\"\"),\"\",H114/'Combined scenario - input'!$D99),\"\")","v":""},{"$f":"IFERROR(IF(OR(I114=\"\",'Combined scenario - input'!$D99=\"\"),\"\",I114/'Combined scenario - input'!$D99),\"\")","v":""},{"$f":"IFERROR(IF(OR(J114=\"\",'Combined scenario - input'!$D99=\"\"),\"\",J114/'Combined scenario - input'!$D99),\"\")","v":""},{"$f":"IFERROR(IF(OR(K114=\"\",'Combined scenario - input'!$D99=\"\"),\"\",K114/'Combined scenario - input'!$D99),\"\")","v":""},{"$f":"IFERROR(IF(OR(L114=\"\",'Combined scenario - input'!$D99=\"\"),\"\",L114/'Combined scenario - input'!$D99),\"\")","v":""},{"$f":"IFERROR(IF(OR(M114=\"\",'Combined scenario - input'!$D99=\"\"),\"\",M114/'Combined scenario - input'!$D99),\"\")","v":""},{"$f":"IFERROR(IF(OR(N114=\"\",'Combined scenario - input'!$D99=\"\"),\"\",N114/'Combined scenario - input'!$D99),\"\")","v":""},{"$f":"IFERROR(IF(OR(O114=\"\",'Combined scenario - input'!$D99=\"\"),\"\",O114/'Combined scenario - input'!$D99),\"\")","v":""},{"$f":"IFERROR(IF(OR(P114=\"\",'Combined scenario - input'!$D99=\"\"),\"\",P114/'Combined scenario - input'!$D99),\"\")","v":""},{"$f":"IFERROR(IF(OR(Q114=\"\",'Combined scenario - input'!$D99=\"\"),\"\",Q114/'Combined scenario - input'!$D99),\"\")","v":""},{"$f":"IFERROR(IF(OR(R114=\"\",'Combined scenario - input'!$D99=\"\"),\"\",R114/'Combined scenario - input'!$D99),\"\")","v":""},{"$f":"IFERROR(IF(OR(S114=\"\",'Combined scenario - input'!$D99=\"\"),\"\",S114/'Combined scenario - input'!$D99),\"\")","v":""},{"$f":"IFERROR(IF(OR(T114=\"\",'Combined scenario - input'!$D99=\"\"),\"\",T114/'Combined scenario - input'!$D99),\"\")","v":""},{"$f":"IFERROR(IF(OR(U114=\"\",'Combined scenario - input'!$D99=\"\"),\"\",U114/'Combined scenario - input'!$D99),\"\")","v":""},{"$f":"IFERROR(IF(OR(V114=\"\",'Combined scenario - input'!$D99=\"\"),\"\",V114/'Combined scenario - input'!$D99),\"\")","v":""},{"$f":"IFERROR(IF(OR(W114=\"\",'Combined scenario - input'!$D99=\"\"),\"\",W114/'Combined scenario - input'!$D99),\"\")","v":""}]
[{"$f":"IFERROR('Combined scenario - input'!A100,\"\")","v":""},{"$f":"IFERROR('Combined scenario - input'!B100,\"\")","v":""},{"$f":"IFERROR('Combined scenario - input'!C100,\"\")","v":""},{"$f":"IFERROR(repcalc('Combined scenario - input'!$CV100:$GH100,'Combined scenario - input'!$G100,'Combined scenario - input'!$E100,'Combined scenario - input'!$F100,20,TRUE,TRUE),\"\")","v":""},"","","","","","","","","","","","","","","","","","","",{"$f":"IFERROR(IF(OR(D115=\"\",'Combined scenario - input'!$D100=\"\"),\"\",D115/'Combined scenario - input'!$D100),\"\")","v":""},{"$f":"IFERROR(IF(OR(E115=\"\",'Combined scenario - input'!$D100=\"\"),\"\",E115/'Combined scenario - input'!$D100),\"\")","v":""},{"$f":"IFERROR(IF(OR(F115=\"\",'Combined scenario - input'!$D100=\"\"),\"\",F115/'Combined scenario - input'!$D100),\"\")","v":""},{"$f":"IFERROR(IF(OR(G115=\"\",'Combined scenario - input'!$D100=\"\"),\"\",G115/'Combined scenario - input'!$D100),\"\")","v":""},{"$f":"IFERROR(IF(OR(H115=\"\",'Combined scenario - input'!$D100=\"\"),\"\",H115/'Combined scenario - input'!$D100),\"\")","v":""},{"$f":"IFERROR(IF(OR(I115=\"\",'Combined scenario - input'!$D100=\"\"),\"\",I115/'Combined scenario - input'!$D100),\"\")","v":""},{"$f":"IFERROR(IF(OR(J115=\"\",'Combined scenario - input'!$D100=\"\"),\"\",J115/'Combined scenario - input'!$D100),\"\")","v":""},{"$f":"IFERROR(IF(OR(K115=\"\",'Combined scenario - input'!$D100=\"\"),\"\",K115/'Combined scenario - input'!$D100),\"\")","v":""},{"$f":"IFERROR(IF(OR(L115=\"\",'Combined scenario - input'!$D100=\"\"),\"\",L115/'Combined scenario - input'!$D100),\"\")","v":""},{"$f":"IFERROR(IF(OR(M115=\"\",'Combined scenario - input'!$D100=\"\"),\"\",M115/'Combined scenario - input'!$D100),\"\")","v":""},{"$f":"IFERROR(IF(OR(N115=\"\",'Combined scenario - input'!$D100=\"\"),\"\",N115/'Combined scenario - input'!$D100),\"\")","v":""},{"$f":"IFERROR(IF(OR(O115=\"\",'Combined scenario - input'!$D100=\"\"),\"\",O115/'Combined scenario - input'!$D100),\"\")","v":""},{"$f":"IFERROR(IF(OR(P115=\"\",'Combined scenario - input'!$D100=\"\"),\"\",P115/'Combined scenario - input'!$D100),\"\")","v":""},{"$f":"IFERROR(IF(OR(Q115=\"\",'Combined scenario - input'!$D100=\"\"),\"\",Q115/'Combined scenario - input'!$D100),\"\")","v":""},{"$f":"IFERROR(IF(OR(R115=\"\",'Combined scenario - input'!$D100=\"\"),\"\",R115/'Combined scenario - input'!$D100),\"\")","v":""},{"$f":"IFERROR(IF(OR(S115=\"\",'Combined scenario - input'!$D100=\"\"),\"\",S115/'Combined scenario - input'!$D100),\"\")","v":""},{"$f":"IFERROR(IF(OR(T115=\"\",'Combined scenario - input'!$D100=\"\"),\"\",T115/'Combined scenario - input'!$D100),\"\")","v":""},{"$f":"IFERROR(IF(OR(U115=\"\",'Combined scenario - input'!$D100=\"\"),\"\",U115/'Combined scenario - input'!$D100),\"\")","v":""},{"$f":"IFERROR(IF(OR(V115=\"\",'Combined scenario - input'!$D100=\"\"),\"\",V115/'Combined scenario - input'!$D100),\"\")","v":""},{"$f":"IFERROR(IF(OR(W115=\"\",'Combined scenario - input'!$D100=\"\"),\"\",W115/'Combined scenario - input'!$D100),\"\")","v":""}]
[{"$f":"IFERROR('Combined scenario - input'!A101,\"\")","v":""},{"$f":"IFERROR('Combined scenario - input'!B101,\"\")","v":""},{"$f":"IFERROR('Combined scenario - input'!C101,\"\")","v":""},{"$f":"IFERROR(repcalc('Combined scenario - input'!$CV101:$GH101,'Combined scenario - input'!$G101,'Combined scenario - input'!$E101,'Combined scenario - input'!$F101,20,TRUE,TRUE),\"\")","v":""},"","","","","","","","","","","","","","","","","","","",{"$f":"IFERROR(IF(OR(D116=\"\",'Combined scenario - input'!$D101=\"\"),\"\",D116/'Combined scenario - input'!$D101),\"\")","v":""},{"$f":"IFERROR(IF(OR(E116=\"\",'Combined scenario - input'!$D101=\"\"),\"\",E116/'Combined scenario - input'!$D101),\"\")","v":""},{"$f":"IFERROR(IF(OR(F116=\"\",'Combined scenario - input'!$D101=\"\"),\"\",F116/'Combined scenario - input'!$D101),\"\")","v":""},{"$f":"IFERROR(IF(OR(G116=\"\",'Combined scenario - input'!$D101=\"\"),\"\",G116/'Combined scenario - input'!$D101),\"\")","v":""},{"$f":"IFERROR(IF(OR(H116=\"\",'Combined scenario - input'!$D101=\"\"),\"\",H116/'Combined scenario - input'!$D101),\"\")","v":""},{"$f":"IFERROR(IF(OR(I116=\"\",'Combined scenario - input'!$D101=\"\"),\"\",I116/'Combined scenario - input'!$D101),\"\")","v":""},{"$f":"IFERROR(IF(OR(J116=\"\",'Combined scenario - input'!$D101=\"\"),\"\",J116/'Combined scenario - input'!$D101),\"\")","v":""},{"$f":"IFERROR(IF(OR(K116=\"\",'Combined scenario - input'!$D101=\"\"),\"\",K116/'Combined scenario - input'!$D101),\"\")","v":""},{"$f":"IFERROR(IF(OR(L116=\"\",'Combined scenario - input'!$D101=\"\"),\"\",L116/'Combined scenario - input'!$D101),\"\")","v":""},{"$f":"IFERROR(IF(OR(M116=\"\",'Combined scenario - input'!$D101=\"\"),\"\",M116/'Combined scenario - input'!$D101),\"\")","v":""},{"$f":"IFERROR(IF(OR(N116=\"\",'Combined scenario - input'!$D101=\"\"),\"\",N116/'Combined scenario - input'!$D101),\"\")","v":""},{"$f":"IFERROR(IF(OR(O116=\"\",'Combined scenario - input'!$D101=\"\"),\"\",O116/'Combined scenario - input'!$D101),\"\")","v":""},{"$f":"IFERROR(IF(OR(P116=\"\",'Combined scenario - input'!$D101=\"\"),\"\",P116/'Combined scenario - input'!$D101),\"\")","v":""},{"$f":"IFERROR(IF(OR(Q116=\"\",'Combined scenario - input'!$D101=\"\"),\"\",Q116/'Combined scenario - input'!$D101),\"\")","v":""},{"$f":"IFERROR(IF(OR(R116=\"\",'Combined scenario - input'!$D101=\"\"),\"\",R116/'Combined scenario - input'!$D101),\"\")","v":""},{"$f":"IFERROR(IF(OR(S116=\"\",'Combined scenario - input'!$D101=\"\"),\"\",S116/'Combined scenario - input'!$D101),\"\")","v":""},{"$f":"IFERROR(IF(OR(T116=\"\",'Combined scenario - input'!$D101=\"\"),\"\",T116/'Combined scenario - input'!$D101),\"\")","v":""},{"$f":"IFERROR(IF(OR(U116=\"\",'Combined scenario - input'!$D101=\"\"),\"\",U116/'Combined scenario - input'!$D101),\"\")","v":""},{"$f":"IFERROR(IF(OR(V116=\"\",'Combined scenario - input'!$D101=\"\"),\"\",V116/'Combined scenario - input'!$D101),\"\")","v":""},{"$f":"IFERROR(IF(OR(W116=\"\",'Combined scenario - input'!$D101=\"\"),\"\",W116/'Combined scenario - input'!$D101),\"\")","v":""}]
[{"$f":"IFERROR('Combined scenario - input'!A102,\"\")","v":""},{"$f":"IFERROR('Combined scenario - input'!B102,\"\")","v":""},{"$f":"IFERROR('Combined scenario - input'!C102,\"\")","v":""},{"$f":"IFERROR(repcalc('Combined scenario - input'!$CV102:$GH102,'Combined scenario - input'!$G102,'Combined scenario - input'!$E102,'Combined scenario - input'!$F102,20,TRUE,TRUE),\"\")","v":""},"","","","","","","","","","","","","","","","","","","",{"$f":"IFERROR(IF(OR(D117=\"\",'Combined scenario - input'!$D102=\"\"),\"\",D117/'Combined scenario - input'!$D102),\"\")","v":""},{"$f":"IFERROR(IF(OR(E117=\"\",'Combined scenario - input'!$D102=\"\"),\"\",E117/'Combined scenario - input'!$D102),\"\")","v":""},{"$f":"IFERROR(IF(OR(F117=\"\",'Combined scenario - input'!$D102=\"\"),\"\",F117/'Combined scenario - input'!$D102),\"\")","v":""},{"$f":"IFERROR(IF(OR(G117=\"\",'Combined scenario - input'!$D102=\"\"),\"\",G117/'Combined scenario - input'!$D102),\"\")","v":""},{"$f":"IFERROR(IF(OR(H117=\"\",'Combined scenario - input'!$D102=\"\"),\"\",H117/'Combined scenario - input'!$D102),\"\")","v":""},{"$f":"IFERROR(IF(OR(I117=\"\",'Combined scenario - input'!$D102=\"\"),\"\",I117/'Combined scenario - input'!$D102),\"\")","v":""},{"$f":"IFERROR(IF(OR(J117=\"\",'Combined scenario - input'!$D102=\"\"),\"\",J117/'Combined scenario - input'!$D102),\"\")","v":""},{"$f":"IFERROR(IF(OR(K117=\"\",'Combined scenario - input'!$D102=\"\"),\"\",K117/'Combined scenario - input'!$D102),\"\")","v":""},{"$f":"IFERROR(IF(OR(L117=\"\",'Combined scenario - input'!$D102=\"\"),\"\",L117/'Combined scenario - input'!$D102),\"\")","v":""},{"$f":"IFERROR(IF(OR(M117=\"\",'Combined scenario - input'!$D102=\"\"),\"\",M117/'Combined scenario - input'!$D102),\"\")","v":""},{"$f":"IFERROR(IF(OR(N117=\"\",'Combined scenario - input'!$D102=\"\"),\"\",N117/'Combined scenario - input'!$D102),\"\")","v":""},{"$f":"IFERROR(IF(OR(O117=\"\",'Combined scenario - input'!$D102=\"\"),\"\",O117/'Combined scenario - input'!$D102),\"\")","v":""},{"$f":"IFERROR(IF(OR(P117=\"\",'Combined scenario - input'!$D102=\"\"),\"\",P117/'Combined scenario - input'!$D102),\"\")","v":""},{"$f":"IFERROR(IF(OR(Q117=\"\",'Combined scenario - input'!$D102=\"\"),\"\",Q117/'Combined scenario - input'!$D102),\"\")","v":""},{"$f":"IFERROR(IF(OR(R117=\"\",'Combined scenario - input'!$D102=\"\"),\"\",R117/'Combined scenario - input'!$D102),\"\")","v":""},{"$f":"IFERROR(IF(OR(S117=\"\",'Combined scenario - input'!$D102=\"\"),\"\",S117/'Combined scenario - input'!$D102),\"\")","v":""},{"$f":"IFERROR(IF(OR(T117=\"\",'Combined scenario - input'!$D102=\"\"),\"\",T117/'Combined scenario - input'!$D102),\"\")","v":""},{"$f":"IFERROR(IF(OR(U117=\"\",'Combined scenario - input'!$D102=\"\"),\"\",U117/'Combined scenario - input'!$D102),\"\")","v":""},{"$f":"IFERROR(IF(OR(V117=\"\",'Combined scenario - input'!$D102=\"\"),\"\",V117/'Combined scenario - input'!$D102),\"\")","v":""},{"$f":"IFERROR(IF(OR(W117=\"\",'Combined scenario - input'!$D102=\"\"),\"\",W117/'Combined scenario - input'!$D102),\"\")","v":""}]
[{"$f":"IFERROR('Combined scenario - input'!A103,\"\")","v":""},{"$f":"IFERROR('Combined scenario - input'!B103,\"\")","v":""},{"$f":"IFERROR('Combined scenario - input'!C103,\"\")","v":""},{"$f":"IFERROR(repcalc('Combined scenario - input'!$CV103:$GH103,'Combined scenario - input'!$G103,'Combined scenario - input'!$E103,'Combined scenario - input'!$F103,20,TRUE,TRUE),\"\")","v":""},"","","","","","","","","","","","","","","","","","","",{"$f":"IFERROR(IF(OR(D118=\"\",'Combined scenario - input'!$D103=\"\"),\"\",D118/'Combined scenario - input'!$D103),\"\")","v":""},{"$f":"IFERROR(IF(OR(E118=\"\",'Combined scenario - input'!$D103=\"\"),\"\",E118/'Combined scenario - input'!$D103),\"\")","v":""},{"$f":"IFERROR(IF(OR(F118=\"\",'Combined scenario - input'!$D103=\"\"),\"\",F118/'Combined scenario - input'!$D103),\"\")","v":""},{"$f":"IFERROR(IF(OR(G118=\"\",'Combined scenario - input'!$D103=\"\"),\"\",G118/'Combined scenario - input'!$D103),\"\")","v":""},{"$f":"IFERROR(IF(OR(H118=\"\",'Combined scenario - input'!$D103=\"\"),\"\",H118/'Combined scenario - input'!$D103),\"\")","v":""},{"$f":"IFERROR(IF(OR(I118=\"\",'Combined scenario - input'!$D103=\"\"),\"\",I118/'Combined scenario - input'!$D103),\"\")","v":""},{"$f":"IFERROR(IF(OR(J118=\"\",'Combined scenario - input'!$D103=\"\"),\"\",J118/'Combined scenario - input'!$D103),\"\")","v":""},{"$f":"IFERROR(IF(OR(K118=\"\",'Combined scenario - input'!$D103=\"\"),\"\",K118/'Combined scenario - input'!$D103),\"\")","v":""},{"$f":"IFERROR(IF(OR(L118=\"\",'Combined scenario - input'!$D103=\"\"),\"\",L118/'Combined scenario - input'!$D103),\"\")","v":""},{"$f":"IFERROR(IF(OR(M118=\"\",'Combined scenario - input'!$D103=\"\"),\"\",M118/'Combined scenario - input'!$D103),\"\")","v":""},{"$f":"IFERROR(IF(OR(N118=\"\",'Combined scenario - input'!$D103=\"\"),\"\",N118/'Combined scenario - input'!$D103),\"\")","v":""},{"$f":"IFERROR(IF(OR(O118=\"\",'Combined scenario - input'!$D103=\"\"),\"\",O118/'Combined scenario - input'!$D103),\"\")","v":""},{"$f":"IFERROR(IF(OR(P118=\"\",'Combined scenario - input'!$D103=\"\"),\"\",P118/'Combined scenario - input'!$D103),\"\")","v":""},{"$f":"IFERROR(IF(OR(Q118=\"\",'Combined scenario - input'!$D103=\"\"),\"\",Q118/'Combined scenario - input'!$D103),\"\")","v":""},{"$f":"IFERROR(IF(OR(R118=\"\",'Combined scenario - input'!$D103=\"\"),\"\",R118/'Combined scenario - input'!$D103),\"\")","v":""},{"$f":"IFERROR(IF(OR(S118=\"\",'Combined scenario - input'!$D103=\"\"),\"\",S118/'Combined scenario - input'!$D103),\"\")","v":""},{"$f":"IFERROR(IF(OR(T118=\"\",'Combined scenario - input'!$D103=\"\"),\"\",T118/'Combined scenario - input'!$D103),\"\")","v":""},{"$f":"IFERROR(IF(OR(U118=\"\",'Combined scenario - input'!$D103=\"\"),\"\",U118/'Combined scenario - input'!$D103),\"\")","v":""},{"$f":"IFERROR(IF(OR(V118=\"\",'Combined scenario - input'!$D103=\"\"),\"\",V118/'Combined scenario - input'!$D103),\"\")","v":""},{"$f":"IFERROR(IF(OR(W118=\"\",'Combined scenario - input'!$D103=\"\"),\"\",W118/'Combined scenario - input'!$D103),\"\")","v":""}]
[{"$f":"IFERROR('Combined scenario - input'!A104,\"\")","v":""},{"$f":"IFERROR('Combined scenario - input'!B104,\"\")","v":""},{"$f":"IFERROR('Combined scenario - input'!C104,\"\")","v":""},{"$f":"IFERROR(repcalc('Combined scenario - input'!$CV104:$GH104,'Combined scenario - input'!$G104,'Combined scenario - input'!$E104,'Combined scenario - input'!$F104,20,TRUE,TRUE),\"\")","v":""},"","","","","","","","","","","","","","","","","","","",{"$f":"IFERROR(IF(OR(D119=\"\",'Combined scenario - input'!$D104=\"\"),\"\",D119/'Combined scenario - input'!$D104),\"\")","v":""},{"$f":"IFERROR(IF(OR(E119=\"\",'Combined scenario - input'!$D104=\"\"),\"\",E119/'Combined scenario - input'!$D104),\"\")","v":""},{"$f":"IFERROR(IF(OR(F119=\"\",'Combined scenario - input'!$D104=\"\"),\"\",F119/'Combined scenario - input'!$D104),\"\")","v":""},{"$f":"IFERROR(IF(OR(G119=\"\",'Combined scenario - input'!$D104=\"\"),\"\",G119/'Combined scenario - input'!$D104),\"\")","v":""},{"$f":"IFERROR(IF(OR(H119=\"\",'Combined scenario - input'!$D104=\"\"),\"\",H119/'Combined scenario - input'!$D104),\"\")","v":""},{"$f":"IFERROR(IF(OR(I119=\"\",'Combined scenario - input'!$D104=\"\"),\"\",I119/'Combined scenario - input'!$D104),\"\")","v":""},{"$f":"IFERROR(IF(OR(J119=\"\",'Combined scenario - input'!$D104=\"\"),\"\",J119/'Combined scenario - input'!$D104),\"\")","v":""},{"$f":"IFERROR(IF(OR(K119=\"\",'Combined scenario - input'!$D104=\"\"),\"\",K119/'Combined scenario - input'!$D104),\"\")","v":""},{"$f":"IFERROR(IF(OR(L119=\"\",'Combined scenario - input'!$D104=\"\"),\"\",L119/'Combined scenario - input'!$D104),\"\")","v":""},{"$f":"IFERROR(IF(OR(M119=\"\",'Combined scenario - input'!$D104=\"\"),\"\",M119/'Combined scenario - input'!$D104),\"\")","v":""},{"$f":"IFERROR(IF(OR(N119=\"\",'Combined scenario - input'!$D104=\"\"),\"\",N119/'Combined scenario - input'!$D104),\"\")","v":""},{"$f":"IFERROR(IF(OR(O119=\"\",'Combined scenario - input'!$D104=\"\"),\"\",O119/'Combined scenario - input'!$D104),\"\")","v":""},{"$f":"IFERROR(IF(OR(P119=\"\",'Combined scenario - input'!$D104=\"\"),\"\",P119/'Combined scenario - input'!$D104),\"\")","v":""},{"$f":"IFERROR(IF(OR(Q119=\"\",'Combined scenario - input'!$D104=\"\"),\"\",Q119/'Combined scenario - input'!$D104),\"\")","v":""},{"$f":"IFERROR(IF(OR(R119=\"\",'Combined scenario - input'!$D104=\"\"),\"\",R119/'Combined scenario - input'!$D104),\"\")","v":""},{"$f":"IFERROR(IF(OR(S119=\"\",'Combined scenario - input'!$D104=\"\"),\"\",S119/'Combined scenario - input'!$D104),\"\")","v":""},{"$f":"IFERROR(IF(OR(T119=\"\",'Combined scenario - input'!$D104=\"\"),\"\",T119/'Combined scenario - input'!$D104),\"\")","v":""},{"$f":"IFERROR(IF(OR(U119=\"\",'Combined scenario - input'!$D104=\"\"),\"\",U119/'Combined scenario - input'!$D104),\"\")","v":""},{"$f":"IFERROR(IF(OR(V119=\"\",'Combined scenario - input'!$D104=\"\"),\"\",V119/'Combined scenario - input'!$D104),\"\")","v":""},{"$f":"IFERROR(IF(OR(W119=\"\",'Combined scenario - input'!$D104=\"\"),\"\",W119/'Combined scenario - input'!$D104),\"\")","v":""}]
[{"$f":"IFERROR('Combined scenario - input'!A105,\"\")","v":""},{"$f":"IFERROR('Combined scenario - input'!B105,\"\")","v":""},{"$f":"IFERROR('Combined scenario - input'!C105,\"\")","v":""},{"$f":"IFERROR(repcalc('Combined scenario - input'!$CV105:$GH105,'Combined scenario - input'!$G105,'Combined scenario - input'!$E105,'Combined scenario - input'!$F105,20,TRUE,TRUE),\"\")","v":""},"","","","","","","","","","","","","","","","","","","",{"$f":"IFERROR(IF(OR(D120=\"\",'Combined scenario - input'!$D105=\"\"),\"\",D120/'Combined scenario - input'!$D105),\"\")","v":""},{"$f":"IFERROR(IF(OR(E120=\"\",'Combined scenario - input'!$D105=\"\"),\"\",E120/'Combined scenario - input'!$D105),\"\")","v":""},{"$f":"IFERROR(IF(OR(F120=\"\",'Combined scenario - input'!$D105=\"\"),\"\",F120/'Combined scenario - input'!$D105),\"\")","v":""},{"$f":"IFERROR(IF(OR(G120=\"\",'Combined scenario - input'!$D105=\"\"),\"\",G120/'Combined scenario - input'!$D105),\"\")","v":""},{"$f":"IFERROR(IF(OR(H120=\"\",'Combined scenario - input'!$D105=\"\"),\"\",H120/'Combined scenario - input'!$D105),\"\")","v":""},{"$f":"IFERROR(IF(OR(I120=\"\",'Combined scenario - input'!$D105=\"\"),\"\",I120/'Combined scenario - input'!$D105),\"\")","v":""},{"$f":"IFERROR(IF(OR(J120=\"\",'Combined scenario - input'!$D105=\"\"),\"\",J120/'Combined scenario - input'!$D105),\"\")","v":""},{"$f":"IFERROR(IF(OR(K120=\"\",'Combined scenario - input'!$D105=\"\"),\"\",K120/'Combined scenario - input'!$D105),\"\")","v":""},{"$f":"IFERROR(IF(OR(L120=\"\",'Combined scenario - input'!$D105=\"\"),\"\",L120/'Combined scenario - input'!$D105),\"\")","v":""},{"$f":"IFERROR(IF(OR(M120=\"\",'Combined scenario - input'!$D105=\"\"),\"\",M120/'Combined scenario - input'!$D105),\"\")","v":""},{"$f":"IFERROR(IF(OR(N120=\"\",'Combined scenario - input'!$D105=\"\"),\"\",N120/'Combined scenario - input'!$D105),\"\")","v":""},{"$f":"IFERROR(IF(OR(O120=\"\",'Combined scenario - input'!$D105=\"\"),\"\",O120/'Combined scenario - input'!$D105),\"\")","v":""},{"$f":"IFERROR(IF(OR(P120=\"\",'Combined scenario - input'!$D105=\"\"),\"\",P120/'Combined scenario - input'!$D105),\"\")","v":""},{"$f":"IFERROR(IF(OR(Q120=\"\",'Combined scenario - input'!$D105=\"\"),\"\",Q120/'Combined scenario - input'!$D105),\"\")","v":""},{"$f":"IFERROR(IF(OR(R120=\"\",'Combined scenario - input'!$D105=\"\"),\"\",R120/'Combined scenario - input'!$D105),\"\")","v":""},{"$f":"IFERROR(IF(OR(S120=\"\",'Combined scenario - input'!$D105=\"\"),\"\",S120/'Combined scenario - input'!$D105),\"\")","v":""},{"$f":"IFERROR(IF(OR(T120=\"\",'Combined scenario - input'!$D105=\"\"),\"\",T120/'Combined scenario - input'!$D105),\"\")","v":""},{"$f":"IFERROR(IF(OR(U120=\"\",'Combined scenario - input'!$D105=\"\"),\"\",U120/'Combined scenario - input'!$D105),\"\")","v":""},{"$f":"IFERROR(IF(OR(V120=\"\",'Combined scenario - input'!$D105=\"\"),\"\",V120/'Combined scenario - input'!$D105),\"\")","v":""},{"$f":"IFERROR(IF(OR(W120=\"\",'Combined scenario - input'!$D105=\"\"),\"\",W120/'Combined scenario - input'!$D105),\"\")","v":""}]
[{"$f":"IFERROR('Combined scenario - input'!A106,\"\")","v":""},{"$f":"IFERROR('Combined scenario - input'!B106,\"\")","v":""},{"$f":"IFERROR('Combined scenario - input'!C106,\"\")","v":""},{"$f":"IFERROR(repcalc('Combined scenario - input'!$CV106:$GH106,'Combined scenario - input'!$G106,'Combined scenario - input'!$E106,'Combined scenario - input'!$F106,20,TRUE,TRUE),\"\")","v":""},"","","","","","","","","","","","","","","","","","","",{"$f":"IFERROR(IF(OR(D121=\"\",'Combined scenario - input'!$D106=\"\"),\"\",D121/'Combined scenario - input'!$D106),\"\")","v":""},{"$f":"IFERROR(IF(OR(E121=\"\",'Combined scenario - input'!$D106=\"\"),\"\",E121/'Combined scenario - input'!$D106),\"\")","v":""},{"$f":"IFERROR(IF(OR(F121=\"\",'Combined scenario - input'!$D106=\"\"),\"\",F121/'Combined scenario - input'!$D106),\"\")","v":""},{"$f":"IFERROR(IF(OR(G121=\"\",'Combined scenario - input'!$D106=\"\"),\"\",G121/'Combined scenario - input'!$D106),\"\")","v":""},{"$f":"IFERROR(IF(OR(H121=\"\",'Combined scenario - input'!$D106=\"\"),\"\",H121/'Combined scenario - input'!$D106),\"\")","v":""},{"$f":"IFERROR(IF(OR(I121=\"\",'Combined scenario - input'!$D106=\"\"),\"\",I121/'Combined scenario - input'!$D106),\"\")","v":""},{"$f":"IFERROR(IF(OR(J121=\"\",'Combined scenario - input'!$D106=\"\"),\"\",J121/'Combined scenario - input'!$D106),\"\")","v":""},{"$f":"IFERROR(IF(OR(K121=\"\",'Combined scenario - input'!$D106=\"\"),\"\",K121/'Combined scenario - input'!$D106),\"\")","v":""},{"$f":"IFERROR(IF(OR(L121=\"\",'Combined scenario - input'!$D106=\"\"),\"\",L121/'Combined scenario - input'!$D106),\"\")","v":""},{"$f":"IFERROR(IF(OR(M121=\"\",'Combined scenario - input'!$D106=\"\"),\"\",M121/'Combined scenario - input'!$D106),\"\")","v":""},{"$f":"IFERROR(IF(OR(N121=\"\",'Combined scenario - input'!$D106=\"\"),\"\",N121/'Combined scenario - input'!$D106),\"\")","v":""},{"$f":"IFERROR(IF(OR(O121=\"\",'Combined scenario - input'!$D106=\"\"),\"\",O121/'Combined scenario - input'!$D106),\"\")","v":""},{"$f":"IFERROR(IF(OR(P121=\"\",'Combined scenario - input'!$D106=\"\"),\"\",P121/'Combined scenario - input'!$D106),\"\")","v":""},{"$f":"IFERROR(IF(OR(Q121=\"\",'Combined scenario - input'!$D106=\"\"),\"\",Q121/'Combined scenario - input'!$D106),\"\")","v":""},{"$f":"IFERROR(IF(OR(R121=\"\",'Combined scenario - input'!$D106=\"\"),\"\",R121/'Combined scenario - input'!$D106),\"\")","v":""},{"$f":"IFERROR(IF(OR(S121=\"\",'Combined scenario - input'!$D106=\"\"),\"\",S121/'Combined scenario - input'!$D106),\"\")","v":""},{"$f":"IFERROR(IF(OR(T121=\"\",'Combined scenario - input'!$D106=\"\"),\"\",T121/'Combined scenario - input'!$D106),\"\")","v":""},{"$f":"IFERROR(IF(OR(U121=\"\",'Combined scenario - input'!$D106=\"\"),\"\",U121/'Combined scenario - input'!$D106),\"\")","v":""},{"$f":"IFERROR(IF(OR(V121=\"\",'Combined scenario - input'!$D106=\"\"),\"\",V121/'Combined scenario - input'!$D106),\"\")","v":""},{"$f":"IFERROR(IF(OR(W121=\"\",'Combined scenario - input'!$D106=\"\"),\"\",W121/'Combined scenario - input'!$D106),\"\")","v":""}]
[{"$f":"IFERROR('Combined scenario - input'!A107,\"\")","v":""},{"$f":"IFERROR('Combined scenario - input'!B107,\"\")","v":""},{"$f":"IFERROR('Combined scenario - input'!C107,\"\")","v":""},{"$f":"IFERROR(repcalc('Combined scenario - input'!$CV107:$GH107,'Combined scenario - input'!$G107,'Combined scenario - input'!$E107,'Combined scenario - input'!$F107,20,TRUE,TRUE),\"\")","v":""},"","","","","","","","","","","","","","","","","","","",{"$f":"IFERROR(IF(OR(D122=\"\",'Combined scenario - input'!$D107=\"\"),\"\",D122/'Combined scenario - input'!$D107),\"\")","v":""},{"$f":"IFERROR(IF(OR(E122=\"\",'Combined scenario - input'!$D107=\"\"),\"\",E122/'Combined scenario - input'!$D107),\"\")","v":""},{"$f":"IFERROR(IF(OR(F122=\"\",'Combined scenario - input'!$D107=\"\"),\"\",F122/'Combined scenario - input'!$D107),\"\")","v":""},{"$f":"IFERROR(IF(OR(G122=\"\",'Combined scenario - input'!$D107=\"\"),\"\",G122/'Combined scenario - input'!$D107),\"\")","v":""},{"$f":"IFERROR(IF(OR(H122=\"\",'Combined scenario - input'!$D107=\"\"),\"\",H122/'Combined scenario - input'!$D107),\"\")","v":""},{"$f":"IFERROR(IF(OR(I122=\"\",'Combined scenario - input'!$D107=\"\"),\"\",I122/'Combined scenario - input'!$D107),\"\")","v":""},{"$f":"IFERROR(IF(OR(J122=\"\",'Combined scenario - input'!$D107=\"\"),\"\",J122/'Combined scenario - input'!$D107),\"\")","v":""},{"$f":"IFERROR(IF(OR(K122=\"\",'Combined scenario - input'!$D107=\"\"),\"\",K122/'Combined scenario - input'!$D107),\"\")","v":""},{"$f":"IFERROR(IF(OR(L122=\"\",'Combined scenario - input'!$D107=\"\"),\"\",L122/'Combined scenario - input'!$D107),\"\")","v":""},{"$f":"IFERROR(IF(OR(M122=\"\",'Combined scenario - input'!$D107=\"\"),\"\",M122/'Combined scenario - input'!$D107),\"\")","v":""},{"$f":"IFERROR(IF(OR(N122=\"\",'Combined scenario - input'!$D107=\"\"),\"\",N122/'Combined scenario - input'!$D107),\"\")","v":""},{"$f":"IFERROR(IF(OR(O122=\"\",'Combined scenario - input'!$D107=\"\"),\"\",O122/'Combined scenario - input'!$D107),\"\")","v":""},{"$f":"IFERROR(IF(OR(P122=\"\",'Combined scenario - input'!$D107=\"\"),\"\",P122/'Combined scenario - input'!$D107),\"\")","v":""},{"$f":"IFERROR(IF(OR(Q122=\"\",'Combined scenario - input'!$D107=\"\"),\"\",Q122/'Combined scenario - input'!$D107),\"\")","v":""},{"$f":"IFERROR(IF(OR(R122=\"\",'Combined scenario - input'!$D107=\"\"),\"\",R122/'Combined scenario - input'!$D107),\"\")","v":""},{"$f":"IFERROR(IF(OR(S122=\"\",'Combined scenario - input'!$D107=\"\"),\"\",S122/'Combined scenario - input'!$D107),\"\")","v":""},{"$f":"IFERROR(IF(OR(T122=\"\",'Combined scenario - input'!$D107=\"\"),\"\",T122/'Combined scenario - input'!$D107),\"\")","v":""},{"$f":"IFERROR(IF(OR(U122=\"\",'Combined scenario - input'!$D107=\"\"),\"\",U122/'Combined scenario - input'!$D107),\"\")","v":""},{"$f":"IFERROR(IF(OR(V122=\"\",'Combined scenario - input'!$D107=\"\"),\"\",V122/'Combined scenario - input'!$D107),\"\")","v":""},{"$f":"IFERROR(IF(OR(W122=\"\",'Combined scenario - input'!$D107=\"\"),\"\",W122/'Combined scenario - input'!$D107),\"\")","v":""}]
[{"$f":"IFERROR('Combined scenario - input'!A108,\"\")","v":""},{"$f":"IFERROR('Combined scenario - input'!B108,\"\")","v":""},{"$f":"IFERROR('Combined scenario - input'!C108,\"\")","v":""},{"$f":"IFERROR(repcalc('Combined scenario - input'!$CV108:$GH108,'Combined scenario - input'!$G108,'Combined scenario - input'!$E108,'Combined scenario - input'!$F108,20,TRUE,TRUE),\"\")","v":""},"","","","","","","","","","","","","","","","","","","",{"$f":"IFERROR(IF(OR(D123=\"\",'Combined scenario - input'!$D108=\"\"),\"\",D123/'Combined scenario - input'!$D108),\"\")","v":""},{"$f":"IFERROR(IF(OR(E123=\"\",'Combined scenario - input'!$D108=\"\"),\"\",E123/'Combined scenario - input'!$D108),\"\")","v":""},{"$f":"IFERROR(IF(OR(F123=\"\",'Combined scenario - input'!$D108=\"\"),\"\",F123/'Combined scenario - input'!$D108),\"\")","v":""},{"$f":"IFERROR(IF(OR(G123=\"\",'Combined scenario - input'!$D108=\"\"),\"\",G123/'Combined scenario - input'!$D108),\"\")","v":""},{"$f":"IFERROR(IF(OR(H123=\"\",'Combined scenario - input'!$D108=\"\"),\"\",H123/'Combined scenario - input'!$D108),\"\")","v":""},{"$f":"IFERROR(IF(OR(I123=\"\",'Combined scenario - input'!$D108=\"\"),\"\",I123/'Combined scenario - input'!$D108),\"\")","v":""},{"$f":"IFERROR(IF(OR(J123=\"\",'Combined scenario - input'!$D108=\"\"),\"\",J123/'Combined scenario - input'!$D108),\"\")","v":""},{"$f":"IFERROR(IF(OR(K123=\"\",'Combined scenario - input'!$D108=\"\"),\"\",K123/'Combined scenario - input'!$D108),\"\")","v":""},{"$f":"IFERROR(IF(OR(L123=\"\",'Combined scenario - input'!$D108=\"\"),\"\",L123/'Combined scenario - input'!$D108),\"\")","v":""},{"$f":"IFERROR(IF(OR(M123=\"\",'Combined scenario - input'!$D108=\"\"),\"\",M123/'Combined scenario - input'!$D108),\"\")","v":""},{"$f":"IFERROR(IF(OR(N123=\"\",'Combined scenario - input'!$D108=\"\"),\"\",N123/'Combined scenario - input'!$D108),\"\")","v":""},{"$f":"IFERROR(IF(OR(O123=\"\",'Combined scenario - input'!$D108=\"\"),\"\",O123/'Combined scenario - input'!$D108),\"\")","v":""},{"$f":"IFERROR(IF(OR(P123=\"\",'Combined scenario - input'!$D108=\"\"),\"\",P123/'Combined scenario - input'!$D108),\"\")","v":""},{"$f":"IFERROR(IF(OR(Q123=\"\",'Combined scenario - input'!$D108=\"\"),\"\",Q123/'Combined scenario - input'!$D108),\"\")","v":""},{"$f":"IFERROR(IF(OR(R123=\"\",'Combined scenario - input'!$D108=\"\"),\"\",R123/'Combined scenario - input'!$D108),\"\")","v":""},{"$f":"IFERROR(IF(OR(S123=\"\",'Combined scenario - input'!$D108=\"\"),\"\",S123/'Combined scenario - input'!$D108),\"\")","v":""},{"$f":"IFERROR(IF(OR(T123=\"\",'Combined scenario - input'!$D108=\"\"),\"\",T123/'Combined scenario - input'!$D108),\"\")","v":""},{"$f":"IFERROR(IF(OR(U123=\"\",'Combined scenario - input'!$D108=\"\"),\"\",U123/'Combined scenario - input'!$D108),\"\")","v":""},{"$f":"IFERROR(IF(OR(V123=\"\",'Combined scenario - input'!$D108=\"\"),\"\",V123/'Combined scenario - input'!$D108),\"\")","v":""},{"$f":"IFERROR(IF(OR(W123=\"\",'Combined scenario - input'!$D108=\"\"),\"\",W123/'Combined scenario - input'!$D108),\"\")","v":""}]
[{"$f":"IFERROR('Combined scenario - input'!A109,\"\")","v":""},{"$f":"IFERROR('Combined scenario - input'!B109,\"\")","v":""},{"$f":"IFERROR('Combined scenario - input'!C109,\"\")","v":""},{"$f":"IFERROR(repcalc('Combined scenario - input'!$CV109:$GH109,'Combined scenario - input'!$G109,'Combined scenario - input'!$E109,'Combined scenario - input'!$F109,20,TRUE,TRUE),\"\")","v":""},"","","","","","","","","","","","","","","","","","","",{"$f":"IFERROR(IF(OR(D124=\"\",'Combined scenario - input'!$D109=\"\"),\"\",D124/'Combined scenario - input'!$D109),\"\")","v":""},{"$f":"IFERROR(IF(OR(E124=\"\",'Combined scenario - input'!$D109=\"\"),\"\",E124/'Combined scenario - input'!$D109),\"\")","v":""},{"$f":"IFERROR(IF(OR(F124=\"\",'Combined scenario - input'!$D109=\"\"),\"\",F124/'Combined scenario - input'!$D109),\"\")","v":""},{"$f":"IFERROR(IF(OR(G124=\"\",'Combined scenario - input'!$D109=\"\"),\"\",G124/'Combined scenario - input'!$D109),\"\")","v":""},{"$f":"IFERROR(IF(OR(H124=\"\",'Combined scenario - input'!$D109=\"\"),\"\",H124/'Combined scenario - input'!$D109),\"\")","v":""},{"$f":"IFERROR(IF(OR(I124=\"\",'Combined scenario - input'!$D109=\"\"),\"\",I124/'Combined scenario - input'!$D109),\"\")","v":""},{"$f":"IFERROR(IF(OR(J124=\"\",'Combined scenario - input'!$D109=\"\"),\"\",J124/'Combined scenario - input'!$D109),\"\")","v":""},{"$f":"IFERROR(IF(OR(K124=\"\",'Combined scenario - input'!$D109=\"\"),\"\",K124/'Combined scenario - input'!$D109),\"\")","v":""},{"$f":"IFERROR(IF(OR(L124=\"\",'Combined scenario - input'!$D109=\"\"),\"\",L124/'Combined scenario - input'!$D109),\"\")","v":""},{"$f":"IFERROR(IF(OR(M124=\"\",'Combined scenario - input'!$D109=\"\"),\"\",M124/'Combined scenario - input'!$D109),\"\")","v":""},{"$f":"IFERROR(IF(OR(N124=\"\",'Combined scenario - input'!$D109=\"\"),\"\",N124/'Combined scenario - input'!$D109),\"\")","v":""},{"$f":"IFERROR(IF(OR(O124=\"\",'Combined scenario - input'!$D109=\"\"),\"\",O124/'Combined scenario - input'!$D109),\"\")","v":""},{"$f":"IFERROR(IF(OR(P124=\"\",'Combined scenario - input'!$D109=\"\"),\"\",P124/'Combined scenario - input'!$D109),\"\")","v":""},{"$f":"IFERROR(IF(OR(Q124=\"\",'Combined scenario - input'!$D109=\"\"),\"\",Q124/'Combined scenario - input'!$D109),\"\")","v":""},{"$f":"IFERROR(IF(OR(R124=\"\",'Combined scenario - input'!$D109=\"\"),\"\",R124/'Combined scenario - input'!$D109),\"\")","v":""},{"$f":"IFERROR(IF(OR(S124=\"\",'Combined scenario - input'!$D109=\"\"),\"\",S124/'Combined scenario - input'!$D109),\"\")","v":""},{"$f":"IFERROR(IF(OR(T124=\"\",'Combined scenario - input'!$D109=\"\"),\"\",T124/'Combined scenario - input'!$D109),\"\")","v":""},{"$f":"IFERROR(IF(OR(U124=\"\",'Combined scenario - input'!$D109=\"\"),\"\",U124/'Combined scenario - input'!$D109),\"\")","v":""},{"$f":"IFERROR(IF(OR(V124=\"\",'Combined scenario - input'!$D109=\"\"),\"\",V124/'Combined scenario - input'!$D109),\"\")","v":""},{"$f":"IFERROR(IF(OR(W124=\"\",'Combined scenario - input'!$D109=\"\"),\"\",W124/'Combined scenario - input'!$D109),\"\")","v":""}]
[{"$f":"IFERROR('Combined scenario - input'!A110,\"\")","v":""},{"$f":"IFERROR('Combined scenario - input'!B110,\"\")","v":""},{"$f":"IFERROR('Combined scenario - input'!C110,\"\")","v":""},{"$f":"IFERROR(repcalc('Combined scenario - input'!$CV110:$GH110,'Combined scenario - input'!$G110,'Combined scenario - input'!$E110,'Combined scenario - input'!$F110,20,TRUE,TRUE),\"\")","v":""},"","","","","","","","","","","","","","","","","","","",{"$f":"IFERROR(IF(OR(D125=\"\",'Combined scenario - input'!$D110=\"\"),\"\",D125/'Combined scenario - input'!$D110),\"\")","v":""},{"$f":"IFERROR(IF(OR(E125=\"\",'Combined scenario - input'!$D110=\"\"),\"\",E125/'Combined scenario - input'!$D110),\"\")","v":""},{"$f":"IFERROR(IF(OR(F125=\"\",'Combined scenario - input'!$D110=\"\"),\"\",F125/'Combined scenario - input'!$D110),\"\")","v":""},{"$f":"IFERROR(IF(OR(G125=\"\",'Combined scenario - input'!$D110=\"\"),\"\",G125/'Combined scenario - input'!$D110),\"\")","v":""},{"$f":"IFERROR(IF(OR(H125=\"\",'Combined scenario - input'!$D110=\"\"),\"\",H125/'Combined scenario - input'!$D110),\"\")","v":""},{"$f":"IFERROR(IF(OR(I125=\"\",'Combined scenario - input'!$D110=\"\"),\"\",I125/'Combined scenario - input'!$D110),\"\")","v":""},{"$f":"IFERROR(IF(OR(J125=\"\",'Combined scenario - input'!$D110=\"\"),\"\",J125/'Combined scenario - input'!$D110),\"\")","v":""},{"$f":"IFERROR(IF(OR(K125=\"\",'Combined scenario - input'!$D110=\"\"),\"\",K125/'Combined scenario - input'!$D110),\"\")","v":""},{"$f":"IFERROR(IF(OR(L125=\"\",'Combined scenario - input'!$D110=\"\"),\"\",L125/'Combined scenario - input'!$D110),\"\")","v":""},{"$f":"IFERROR(IF(OR(M125=\"\",'Combined scenario - input'!$D110=\"\"),\"\",M125/'Combined scenario - input'!$D110),\"\")","v":""},{"$f":"IFERROR(IF(OR(N125=\"\",'Combined scenario - input'!$D110=\"\"),\"\",N125/'Combined scenario - input'!$D110),\"\")","v":""},{"$f":"IFERROR(IF(OR(O125=\"\",'Combined scenario - input'!$D110=\"\"),\"\",O125/'Combined scenario - input'!$D110),\"\")","v":""},{"$f":"IFERROR(IF(OR(P125=\"\",'Combined scenario - input'!$D110=\"\"),\"\",P125/'Combined scenario - input'!$D110),\"\")","v":""},{"$f":"IFERROR(IF(OR(Q125=\"\",'Combined scenario - input'!$D110=\"\"),\"\",Q125/'Combined scenario - input'!$D110),\"\")","v":""},{"$f":"IFERROR(IF(OR(R125=\"\",'Combined scenario - input'!$D110=\"\"),\"\",R125/'Combined scenario - input'!$D110),\"\")","v":""},{"$f":"IFERROR(IF(OR(S125=\"\",'Combined scenario - input'!$D110=\"\"),\"\",S125/'Combined scenario - input'!$D110),\"\")","v":""},{"$f":"IFERROR(IF(OR(T125=\"\",'Combined scenario - input'!$D110=\"\"),\"\",T125/'Combined scenario - input'!$D110),\"\")","v":""},{"$f":"IFERROR(IF(OR(U125=\"\",'Combined scenario - input'!$D110=\"\"),\"\",U125/'Combined scenario - input'!$D110),\"\")","v":""},{"$f":"IFERROR(IF(OR(V125=\"\",'Combined scenario - input'!$D110=\"\"),\"\",V125/'Combined scenario - input'!$D110),\"\")","v":""},{"$f":"IFERROR(IF(OR(W125=\"\",'Combined scenario - input'!$D110=\"\"),\"\",W125/'Combined scenario - input'!$D110),\"\")","v":""}]
[{"$f":"IFERROR('Combined scenario - input'!A111,\"\")","v":""},{"$f":"IFERROR('Combined scenario - input'!B111,\"\")","v":""},{"$f":"IFERROR('Combined scenario - input'!C111,\"\")","v":""},{"$f":"IFERROR(repcalc('Combined scenario - input'!$CV111:$GH111,'Combined scenario - input'!$G111,'Combined scenario - input'!$E111,'Combined scenario - input'!$F111,20,TRUE,TRUE),\"\")","v":""},"","","","","","","","","","","","","","","","","","","",{"$f":"IFERROR(IF(OR(D126=\"\",'Combined scenario - input'!$D111=\"\"),\"\",D126/'Combined scenario - input'!$D111),\"\")","v":""},{"$f":"IFERROR(IF(OR(E126=\"\",'Combined scenario - input'!$D111=\"\"),\"\",E126/'Combined scenario - input'!$D111),\"\")","v":""},{"$f":"IFERROR(IF(OR(F126=\"\",'Combined scenario - input'!$D111=\"\"),\"\",F126/'Combined scenario - input'!$D111),\"\")","v":""},{"$f":"IFERROR(IF(OR(G126=\"\",'Combined scenario - input'!$D111=\"\"),\"\",G126/'Combined scenario - input'!$D111),\"\")","v":""},{"$f":"IFERROR(IF(OR(H126=\"\",'Combined scenario - input'!$D111=\"\"),\"\",H126/'Combined scenario - input'!$D111),\"\")","v":""},{"$f":"IFERROR(IF(OR(I126=\"\",'Combined scenario - input'!$D111=\"\"),\"\",I126/'Combined scenario - input'!$D111),\"\")","v":""},{"$f":"IFERROR(IF(OR(J126=\"\",'Combined scenario - input'!$D111=\"\"),\"\",J126/'Combined scenario - input'!$D111),\"\")","v":""},{"$f":"IFERROR(IF(OR(K126=\"\",'Combined scenario - input'!$D111=\"\"),\"\",K126/'Combined scenario - input'!$D111),\"\")","v":""},{"$f":"IFERROR(IF(OR(L126=\"\",'Combined scenario - input'!$D111=\"\"),\"\",L126/'Combined scenario - input'!$D111),\"\")","v":""},{"$f":"IFERROR(IF(OR(M126=\"\",'Combined scenario - input'!$D111=\"\"),\"\",M126/'Combined scenario - input'!$D111),\"\")","v":""},{"$f":"IFERROR(IF(OR(N126=\"\",'Combined scenario - input'!$D111=\"\"),\"\",N126/'Combined scenario - input'!$D111),\"\")","v":""},{"$f":"IFERROR(IF(OR(O126=\"\",'Combined scenario - input'!$D111=\"\"),\"\",O126/'Combined scenario - input'!$D111),\"\")","v":""},{"$f":"IFERROR(IF(OR(P126=\"\",'Combined scenario - input'!$D111=\"\"),\"\",P126/'Combined scenario - input'!$D111),\"\")","v":""},{"$f":"IFERROR(IF(OR(Q126=\"\",'Combined scenario - input'!$D111=\"\"),\"\",Q126/'Combined scenario - input'!$D111),\"\")","v":""},{"$f":"IFERROR(IF(OR(R126=\"\",'Combined scenario - input'!$D111=\"\"),\"\",R126/'Combined scenario - input'!$D111),\"\")","v":""},{"$f":"IFERROR(IF(OR(S126=\"\",'Combined scenario - input'!$D111=\"\"),\"\",S126/'Combined scenario - input'!$D111),\"\")","v":""},{"$f":"IFERROR(IF(OR(T126=\"\",'Combined scenario - input'!$D111=\"\"),\"\",T126/'Combined scenario - input'!$D111),\"\")","v":""},{"$f":"IFERROR(IF(OR(U126=\"\",'Combined scenario - input'!$D111=\"\"),\"\",U126/'Combined scenario - input'!$D111),\"\")","v":""},{"$f":"IFERROR(IF(OR(V126=\"\",'Combined scenario - input'!$D111=\"\"),\"\",V126/'Combined scenario - input'!$D111),\"\")","v":""},{"$f":"IFERROR(IF(OR(W126=\"\",'Combined scenario - input'!$D111=\"\"),\"\",W126/'Combined scenario - input'!$D111),\"\")","v":""}]
[{"$f":"IFERROR('Combined scenario - input'!A112,\"\")","v":""},{"$f":"IFERROR('Combined scenario - input'!B112,\"\")","v":""},{"$f":"IFERROR('Combined scenario - input'!C112,\"\")","v":""},{"$f":"IFERROR(repcalc('Combined scenario - input'!$CV112:$GH112,'Combined scenario - input'!$G112,'Combined scenario - input'!$E112,'Combined scenario - input'!$F112,20,TRUE,TRUE),\"\")","v":""},"","","","","","","","","","","","","","","","","","","",{"$f":"IFERROR(IF(OR(D127=\"\",'Combined scenario - input'!$D112=\"\"),\"\",D127/'Combined scenario - input'!$D112),\"\")","v":""},{"$f":"IFERROR(IF(OR(E127=\"\",'Combined scenario - input'!$D112=\"\"),\"\",E127/'Combined scenario - input'!$D112),\"\")","v":""},{"$f":"IFERROR(IF(OR(F127=\"\",'Combined scenario - input'!$D112=\"\"),\"\",F127/'Combined scenario - input'!$D112),\"\")","v":""},{"$f":"IFERROR(IF(OR(G127=\"\",'Combined scenario - input'!$D112=\"\"),\"\",G127/'Combined scenario - input'!$D112),\"\")","v":""},{"$f":"IFERROR(IF(OR(H127=\"\",'Combined scenario - input'!$D112=\"\"),\"\",H127/'Combined scenario - input'!$D112),\"\")","v":""},{"$f":"IFERROR(IF(OR(I127=\"\",'Combined scenario - input'!$D112=\"\"),\"\",I127/'Combined scenario - input'!$D112),\"\")","v":""},{"$f":"IFERROR(IF(OR(J127=\"\",'Combined scenario - input'!$D112=\"\"),\"\",J127/'Combined scenario - input'!$D112),\"\")","v":""},{"$f":"IFERROR(IF(OR(K127=\"\",'Combined scenario - input'!$D112=\"\"),\"\",K127/'Combined scenario - input'!$D112),\"\")","v":""},{"$f":"IFERROR(IF(OR(L127=\"\",'Combined scenario - input'!$D112=\"\"),\"\",L127/'Combined scenario - input'!$D112),\"\")","v":""},{"$f":"IFERROR(IF(OR(M127=\"\",'Combined scenario - input'!$D112=\"\"),\"\",M127/'Combined scenario - input'!$D112),\"\")","v":""},{"$f":"IFERROR(IF(OR(N127=\"\",'Combined scenario - input'!$D112=\"\"),\"\",N127/'Combined scenario - input'!$D112),\"\")","v":""},{"$f":"IFERROR(IF(OR(O127=\"\",'Combined scenario - input'!$D112=\"\"),\"\",O127/'Combined scenario - input'!$D112),\"\")","v":""},{"$f":"IFERROR(IF(OR(P127=\"\",'Combined scenario - input'!$D112=\"\"),\"\",P127/'Combined scenario - input'!$D112),\"\")","v":""},{"$f":"IFERROR(IF(OR(Q127=\"\",'Combined scenario - input'!$D112=\"\"),\"\",Q127/'Combined scenario - input'!$D112),\"\")","v":""},{"$f":"IFERROR(IF(OR(R127=\"\",'Combined scenario - input'!$D112=\"\"),\"\",R127/'Combined scenario - input'!$D112),\"\")","v":""},{"$f":"IFERROR(IF(OR(S127=\"\",'Combined scenario - input'!$D112=\"\"),\"\",S127/'Combined scenario - input'!$D112),\"\")","v":""},{"$f":"IFERROR(IF(OR(T127=\"\",'Combined scenario - input'!$D112=\"\"),\"\",T127/'Combined scenario - input'!$D112),\"\")","v":""},{"$f":"IFERROR(IF(OR(U127=\"\",'Combined scenario - input'!$D112=\"\"),\"\",U127/'Combined scenario - input'!$D112),\"\")","v":""},{"$f":"IFERROR(IF(OR(V127=\"\",'Combined scenario - input'!$D112=\"\"),\"\",V127/'Combined scenario - input'!$D112),\"\")","v":""},{"$f":"IFERROR(IF(OR(W127=\"\",'Combined scenario - input'!$D112=\"\"),\"\",W127/'Combined scenario - input'!$D112),\"\")","v":""}]
[{"$f":"IFERROR('Combined scenario - input'!A113,\"\")","v":""},{"$f":"IFERROR('Combined scenario - input'!B113,\"\")","v":""},{"$f":"IFERROR('Combined scenario - input'!C113,\"\")","v":""},{"$f":"IFERROR(repcalc('Combined scenario - input'!$CV113:$GH113,'Combined scenario - input'!$G113,'Combined scenario - input'!$E113,'Combined scenario - input'!$F113,20,TRUE,TRUE),\"\")","v":""},"","","","","","","","","","","","","","","","","","","",{"$f":"IFERROR(IF(OR(D128=\"\",'Combined scenario - input'!$D113=\"\"),\"\",D128/'Combined scenario - input'!$D113),\"\")","v":""},{"$f":"IFERROR(IF(OR(E128=\"\",'Combined scenario - input'!$D113=\"\"),\"\",E128/'Combined scenario - input'!$D113),\"\")","v":""},{"$f":"IFERROR(IF(OR(F128=\"\",'Combined scenario - input'!$D113=\"\"),\"\",F128/'Combined scenario - input'!$D113),\"\")","v":""},{"$f":"IFERROR(IF(OR(G128=\"\",'Combined scenario - input'!$D113=\"\"),\"\",G128/'Combined scenario - input'!$D113),\"\")","v":""},{"$f":"IFERROR(IF(OR(H128=\"\",'Combined scenario - input'!$D113=\"\"),\"\",H128/'Combined scenario - input'!$D113),\"\")","v":""},{"$f":"IFERROR(IF(OR(I128=\"\",'Combined scenario - input'!$D113=\"\"),\"\",I128/'Combined scenario - input'!$D113),\"\")","v":""},{"$f":"IFERROR(IF(OR(J128=\"\",'Combined scenario - input'!$D113=\"\"),\"\",J128/'Combined scenario - input'!$D113),\"\")","v":""},{"$f":"IFERROR(IF(OR(K128=\"\",'Combined scenario - input'!$D113=\"\"),\"\",K128/'Combined scenario - input'!$D113),\"\")","v":""},{"$f":"IFERROR(IF(OR(L128=\"\",'Combined scenario - input'!$D113=\"\"),\"\",L128/'Combined scenario - input'!$D113),\"\")","v":""},{"$f":"IFERROR(IF(OR(M128=\"\",'Combined scenario - input'!$D113=\"\"),\"\",M128/'Combined scenario - input'!$D113),\"\")","v":""},{"$f":"IFERROR(IF(OR(N128=\"\",'Combined scenario - input'!$D113=\"\"),\"\",N128/'Combined scenario - input'!$D113),\"\")","v":""},{"$f":"IFERROR(IF(OR(O128=\"\",'Combined scenario - input'!$D113=\"\"),\"\",O128/'Combined scenario - input'!$D113),\"\")","v":""},{"$f":"IFERROR(IF(OR(P128=\"\",'Combined scenario - input'!$D113=\"\"),\"\",P128/'Combined scenario - input'!$D113),\"\")","v":""},{"$f":"IFERROR(IF(OR(Q128=\"\",'Combined scenario - input'!$D113=\"\"),\"\",Q128/'Combined scenario - input'!$D113),\"\")","v":""},{"$f":"IFERROR(IF(OR(R128=\"\",'Combined scenario - input'!$D113=\"\"),\"\",R128/'Combined scenario - input'!$D113),\"\")","v":""},{"$f":"IFERROR(IF(OR(S128=\"\",'Combined scenario - input'!$D113=\"\"),\"\",S128/'Combined scenario - input'!$D113),\"\")","v":""},{"$f":"IFERROR(IF(OR(T128=\"\",'Combined scenario - input'!$D113=\"\"),\"\",T128/'Combined scenario - input'!$D113),\"\")","v":""},{"$f":"IFERROR(IF(OR(U128=\"\",'Combined scenario - input'!$D113=\"\"),\"\",U128/'Combined scenario - input'!$D113),\"\")","v":""},{"$f":"IFERROR(IF(OR(V128=\"\",'Combined scenario - input'!$D113=\"\"),\"\",V128/'Combined scenario - input'!$D113),\"\")","v":""},{"$f":"IFERROR(IF(OR(W128=\"\",'Combined scenario - input'!$D113=\"\"),\"\",W128/'Combined scenario - input'!$D113),\"\")","v":""}]
[{"$f":"IFERROR('Combined scenario - input'!A114,\"\")","v":""},{"$f":"IFERROR('Combined scenario - input'!B114,\"\")","v":""},{"$f":"IFERROR('Combined scenario - input'!C114,\"\")","v":""},{"$f":"IFERROR(repcalc('Combined scenario - input'!$CV114:$GH114,'Combined scenario - input'!$G114,'Combined scenario - input'!$E114,'Combined scenario - input'!$F114,20,TRUE,TRUE),\"\")","v":""},"","","","","","","","","","","","","","","","","","","",{"$f":"IFERROR(IF(OR(D129=\"\",'Combined scenario - input'!$D114=\"\"),\"\",D129/'Combined scenario - input'!$D114),\"\")","v":""},{"$f":"IFERROR(IF(OR(E129=\"\",'Combined scenario - input'!$D114=\"\"),\"\",E129/'Combined scenario - input'!$D114),\"\")","v":""},{"$f":"IFERROR(IF(OR(F129=\"\",'Combined scenario - input'!$D114=\"\"),\"\",F129/'Combined scenario - input'!$D114),\"\")","v":""},{"$f":"IFERROR(IF(OR(G129=\"\",'Combined scenario - input'!$D114=\"\"),\"\",G129/'Combined scenario - input'!$D114),\"\")","v":""},{"$f":"IFERROR(IF(OR(H129=\"\",'Combined scenario - input'!$D114=\"\"),\"\",H129/'Combined scenario - input'!$D114),\"\")","v":""},{"$f":"IFERROR(IF(OR(I129=\"\",'Combined scenario - input'!$D114=\"\"),\"\",I129/'Combined scenario - input'!$D114),\"\")","v":""},{"$f":"IFERROR(IF(OR(J129=\"\",'Combined scenario - input'!$D114=\"\"),\"\",J129/'Combined scenario - input'!$D114),\"\")","v":""},{"$f":"IFERROR(IF(OR(K129=\"\",'Combined scenario - input'!$D114=\"\"),\"\",K129/'Combined scenario - input'!$D114),\"\")","v":""},{"$f":"IFERROR(IF(OR(L129=\"\",'Combined scenario - input'!$D114=\"\"),\"\",L129/'Combined scenario - input'!$D114),\"\")","v":""},{"$f":"IFERROR(IF(OR(M129=\"\",'Combined scenario - input'!$D114=\"\"),\"\",M129/'Combined scenario - input'!$D114),\"\")","v":""},{"$f":"IFERROR(IF(OR(N129=\"\",'Combined scenario - input'!$D114=\"\"),\"\",N129/'Combined scenario - input'!$D114),\"\")","v":""},{"$f":"IFERROR(IF(OR(O129=\"\",'Combined scenario - input'!$D114=\"\"),\"\",O129/'Combined scenario - input'!$D114),\"\")","v":""},{"$f":"IFERROR(IF(OR(P129=\"\",'Combined scenario - input'!$D114=\"\"),\"\",P129/'Combined scenario - input'!$D114),\"\")","v":""},{"$f":"IFERROR(IF(OR(Q129=\"\",'Combined scenario - input'!$D114=\"\"),\"\",Q129/'Combined scenario - input'!$D114),\"\")","v":""},{"$f":"IFERROR(IF(OR(R129=\"\",'Combined scenario - input'!$D114=\"\"),\"\",R129/'Combined scenario - input'!$D114),\"\")","v":""},{"$f":"IFERROR(IF(OR(S129=\"\",'Combined scenario - input'!$D114=\"\"),\"\",S129/'Combined scenario - input'!$D114),\"\")","v":""},{"$f":"IFERROR(IF(OR(T129=\"\",'Combined scenario - input'!$D114=\"\"),\"\",T129/'Combined scenario - input'!$D114),\"\")","v":""},{"$f":"IFERROR(IF(OR(U129=\"\",'Combined scenario - input'!$D114=\"\"),\"\",U129/'Combined scenario - input'!$D114),\"\")","v":""},{"$f":"IFERROR(IF(OR(V129=\"\",'Combined scenario - input'!$D114=\"\"),\"\",V129/'Combined scenario - input'!$D114),\"\")","v":""},{"$f":"IFERROR(IF(OR(W129=\"\",'Combined scenario - input'!$D114=\"\"),\"\",W129/'Combined scenario - input'!$D114),\"\")","v":""}]
[{"$f":"IFERROR('Combined scenario - input'!A115,\"\")","v":""},{"$f":"IFERROR('Combined scenario - input'!B115,\"\")","v":""},{"$f":"IFERROR('Combined scenario - input'!C115,\"\")","v":""},{"$f":"IFERROR(repcalc('Combined scenario - input'!$CV115:$GH115,'Combined scenario - input'!$G115,'Combined scenario - input'!$E115,'Combined scenario - input'!$F115,20,TRUE,TRUE),\"\")","v":""},"","","","","","","","","","","","","","","","","","","",{"$f":"IFERROR(IF(OR(D130=\"\",'Combined scenario - input'!$D115=\"\"),\"\",D130/'Combined scenario - input'!$D115),\"\")","v":""},{"$f":"IFERROR(IF(OR(E130=\"\",'Combined scenario - input'!$D115=\"\"),\"\",E130/'Combined scenario - input'!$D115),\"\")","v":""},{"$f":"IFERROR(IF(OR(F130=\"\",'Combined scenario - input'!$D115=\"\"),\"\",F130/'Combined scenario - input'!$D115),\"\")","v":""},{"$f":"IFERROR(IF(OR(G130=\"\",'Combined scenario - input'!$D115=\"\"),\"\",G130/'Combined scenario - input'!$D115),\"\")","v":""},{"$f":"IFERROR(IF(OR(H130=\"\",'Combined scenario - input'!$D115=\"\"),\"\",H130/'Combined scenario - input'!$D115),\"\")","v":""},{"$f":"IFERROR(IF(OR(I130=\"\",'Combined scenario - input'!$D115=\"\"),\"\",I130/'Combined scenario - input'!$D115),\"\")","v":""},{"$f":"IFERROR(IF(OR(J130=\"\",'Combined scenario - input'!$D115=\"\"),\"\",J130/'Combined scenario - input'!$D115),\"\")","v":""},{"$f":"IFERROR(IF(OR(K130=\"\",'Combined scenario - input'!$D115=\"\"),\"\",K130/'Combined scenario - input'!$D115),\"\")","v":""},{"$f":"IFERROR(IF(OR(L130=\"\",'Combined scenario - input'!$D115=\"\"),\"\",L130/'Combined scenario - input'!$D115),\"\")","v":""},{"$f":"IFERROR(IF(OR(M130=\"\",'Combined scenario - input'!$D115=\"\"),\"\",M130/'Combined scenario - input'!$D115),\"\")","v":""},{"$f":"IFERROR(IF(OR(N130=\"\",'Combined scenario - input'!$D115=\"\"),\"\",N130/'Combined scenario - input'!$D115),\"\")","v":""},{"$f":"IFERROR(IF(OR(O130=\"\",'Combined scenario - input'!$D115=\"\"),\"\",O130/'Combined scenario - input'!$D115),\"\")","v":""},{"$f":"IFERROR(IF(OR(P130=\"\",'Combined scenario - input'!$D115=\"\"),\"\",P130/'Combined scenario - input'!$D115),\"\")","v":""},{"$f":"IFERROR(IF(OR(Q130=\"\",'Combined scenario - input'!$D115=\"\"),\"\",Q130/'Combined scenario - input'!$D115),\"\")","v":""},{"$f":"IFERROR(IF(OR(R130=\"\",'Combined scenario - input'!$D115=\"\"),\"\",R130/'Combined scenario - input'!$D115),\"\")","v":""},{"$f":"IFERROR(IF(OR(S130=\"\",'Combined scenario - input'!$D115=\"\"),\"\",S130/'Combined scenario - input'!$D115),\"\")","v":""},{"$f":"IFERROR(IF(OR(T130=\"\",'Combined scenario - input'!$D115=\"\"),\"\",T130/'Combined scenario - input'!$D115),\"\")","v":""},{"$f":"IFERROR(IF(OR(U130=\"\",'Combined scenario - input'!$D115=\"\"),\"\",U130/'Combined scenario - input'!$D115),\"\")","v":""},{"$f":"IFERROR(IF(OR(V130=\"\",'Combined scenario - input'!$D115=\"\"),\"\",V130/'Combined scenario - input'!$D115),\"\")","v":""},{"$f":"IFERROR(IF(OR(W130=\"\",'Combined scenario - input'!$D115=\"\"),\"\",W130/'Combined scenario - input'!$D115),\"\")","v":""}]
[{"$f":"IFERROR('Combined scenario - input'!A116,\"\")","v":""},{"$f":"IFERROR('Combined scenario - input'!B116,\"\")","v":""},{"$f":"IFERROR('Combined scenario - input'!C116,\"\")","v":""},{"$f":"IFERROR(repcalc('Combined scenario - input'!$CV116:$GH116,'Combined scenario - input'!$G116,'Combined scenario - input'!$E116,'Combined scenario - input'!$F116,20,TRUE,TRUE),\"\")","v":""},"","","","","","","","","","","","","","","","","","","",{"$f":"IFERROR(IF(OR(D131=\"\",'Combined scenario - input'!$D116=\"\"),\"\",D131/'Combined scenario - input'!$D116),\"\")","v":""},{"$f":"IFERROR(IF(OR(E131=\"\",'Combined scenario - input'!$D116=\"\"),\"\",E131/'Combined scenario - input'!$D116),\"\")","v":""},{"$f":"IFERROR(IF(OR(F131=\"\",'Combined scenario - input'!$D116=\"\"),\"\",F131/'Combined scenario - input'!$D116),\"\")","v":""},{"$f":"IFERROR(IF(OR(G131=\"\",'Combined scenario - input'!$D116=\"\"),\"\",G131/'Combined scenario - input'!$D116),\"\")","v":""},{"$f":"IFERROR(IF(OR(H131=\"\",'Combined scenario - input'!$D116=\"\"),\"\",H131/'Combined scenario - input'!$D116),\"\")","v":""},{"$f":"IFERROR(IF(OR(I131=\"\",'Combined scenario - input'!$D116=\"\"),\"\",I131/'Combined scenario - input'!$D116),\"\")","v":""},{"$f":"IFERROR(IF(OR(J131=\"\",'Combined scenario - input'!$D116=\"\"),\"\",J131/'Combined scenario - input'!$D116),\"\")","v":""},{"$f":"IFERROR(IF(OR(K131=\"\",'Combined scenario - input'!$D116=\"\"),\"\",K131/'Combined scenario - input'!$D116),\"\")","v":""},{"$f":"IFERROR(IF(OR(L131=\"\",'Combined scenario - input'!$D116=\"\"),\"\",L131/'Combined scenario - input'!$D116),\"\")","v":""},{"$f":"IFERROR(IF(OR(M131=\"\",'Combined scenario - input'!$D116=\"\"),\"\",M131/'Combined scenario - input'!$D116),\"\")","v":""},{"$f":"IFERROR(IF(OR(N131=\"\",'Combined scenario - input'!$D116=\"\"),\"\",N131/'Combined scenario - input'!$D116),\"\")","v":""},{"$f":"IFERROR(IF(OR(O131=\"\",'Combined scenario - input'!$D116=\"\"),\"\",O131/'Combined scenario - input'!$D116),\"\")","v":""},{"$f":"IFERROR(IF(OR(P131=\"\",'Combined scenario - input'!$D116=\"\"),\"\",P131/'Combined scenario - input'!$D116),\"\")","v":""},{"$f":"IFERROR(IF(OR(Q131=\"\",'Combined scenario - input'!$D116=\"\"),\"\",Q131/'Combined scenario - input'!$D116),\"\")","v":""},{"$f":"IFERROR(IF(OR(R131=\"\",'Combined scenario - input'!$D116=\"\"),\"\",R131/'Combined scenario - input'!$D116),\"\")","v":""},{"$f":"IFERROR(IF(OR(S131=\"\",'Combined scenario - input'!$D116=\"\"),\"\",S131/'Combined scenario - input'!$D116),\"\")","v":""},{"$f":"IFERROR(IF(OR(T131=\"\",'Combined scenario - input'!$D116=\"\"),\"\",T131/'Combined scenario - input'!$D116),\"\")","v":""},{"$f":"IFERROR(IF(OR(U131=\"\",'Combined scenario - input'!$D116=\"\"),\"\",U131/'Combined scenario - input'!$D116),\"\")","v":""},{"$f":"IFERROR(IF(OR(V131=\"\",'Combined scenario - input'!$D116=\"\"),\"\",V131/'Combined scenario - input'!$D116),\"\")","v":""},{"$f":"IFERROR(IF(OR(W131=\"\",'Combined scenario - input'!$D116=\"\"),\"\",W131/'Combined scenario - input'!$D116),\"\")","v":""}]
[{"$f":"IFERROR('Combined scenario - input'!A117,\"\")","v":""},{"$f":"IFERROR('Combined scenario - input'!B117,\"\")","v":""},{"$f":"IFERROR('Combined scenario - input'!C117,\"\")","v":""},{"$f":"IFERROR(repcalc('Combined scenario - input'!$CV117:$GH117,'Combined scenario - input'!$G117,'Combined scenario - input'!$E117,'Combined scenario - input'!$F117,20,TRUE,TRUE),\"\")","v":""},"","","","","","","","","","","","","","","","","","","",{"$f":"IFERROR(IF(OR(D132=\"\",'Combined scenario - input'!$D117=\"\"),\"\",D132/'Combined scenario - input'!$D117),\"\")","v":""},{"$f":"IFERROR(IF(OR(E132=\"\",'Combined scenario - input'!$D117=\"\"),\"\",E132/'Combined scenario - input'!$D117),\"\")","v":""},{"$f":"IFERROR(IF(OR(F132=\"\",'Combined scenario - input'!$D117=\"\"),\"\",F132/'Combined scenario - input'!$D117),\"\")","v":""},{"$f":"IFERROR(IF(OR(G132=\"\",'Combined scenario - input'!$D117=\"\"),\"\",G132/'Combined scenario - input'!$D117),\"\")","v":""},{"$f":"IFERROR(IF(OR(H132=\"\",'Combined scenario - input'!$D117=\"\"),\"\",H132/'Combined scenario - input'!$D117),\"\")","v":""},{"$f":"IFERROR(IF(OR(I132=\"\",'Combined scenario - input'!$D117=\"\"),\"\",I132/'Combined scenario - input'!$D117),\"\")","v":""},{"$f":"IFERROR(IF(OR(J132=\"\",'Combined scenario - input'!$D117=\"\"),\"\",J132/'Combined scenario - input'!$D117),\"\")","v":""},{"$f":"IFERROR(IF(OR(K132=\"\",'Combined scenario - input'!$D117=\"\"),\"\",K132/'Combined scenario - input'!$D117),\"\")","v":""},{"$f":"IFERROR(IF(OR(L132=\"\",'Combined scenario - input'!$D117=\"\"),\"\",L132/'Combined scenario - input'!$D117),\"\")","v":""},{"$f":"IFERROR(IF(OR(M132=\"\",'Combined scenario - input'!$D117=\"\"),\"\",M132/'Combined scenario - input'!$D117),\"\")","v":""},{"$f":"IFERROR(IF(OR(N132=\"\",'Combined scenario - input'!$D117=\"\"),\"\",N132/'Combined scenario - input'!$D117),\"\")","v":""},{"$f":"IFERROR(IF(OR(O132=\"\",'Combined scenario - input'!$D117=\"\"),\"\",O132/'Combined scenario - input'!$D117),\"\")","v":""},{"$f":"IFERROR(IF(OR(P132=\"\",'Combined scenario - input'!$D117=\"\"),\"\",P132/'Combined scenario - input'!$D117),\"\")","v":""},{"$f":"IFERROR(IF(OR(Q132=\"\",'Combined scenario - input'!$D117=\"\"),\"\",Q132/'Combined scenario - input'!$D117),\"\")","v":""},{"$f":"IFERROR(IF(OR(R132=\"\",'Combined scenario - input'!$D117=\"\"),\"\",R132/'Combined scenario - input'!$D117),\"\")","v":""},{"$f":"IFERROR(IF(OR(S132=\"\",'Combined scenario - input'!$D117=\"\"),\"\",S132/'Combined scenario - input'!$D117),\"\")","v":""},{"$f":"IFERROR(IF(OR(T132=\"\",'Combined scenario - input'!$D117=\"\"),\"\",T132/'Combined scenario - input'!$D117),\"\")","v":""},{"$f":"IFERROR(IF(OR(U132=\"\",'Combined scenario - input'!$D117=\"\"),\"\",U132/'Combined scenario - input'!$D117),\"\")","v":""},{"$f":"IFERROR(IF(OR(V132=\"\",'Combined scenario - input'!$D117=\"\"),\"\",V132/'Combined scenario - input'!$D117),\"\")","v":""},{"$f":"IFERROR(IF(OR(W132=\"\",'Combined scenario - input'!$D117=\"\"),\"\",W132/'Combined scenario - input'!$D117),\"\")","v":""}]
[{"$f":"IFERROR('Combined scenario - input'!A118,\"\")","v":""},{"$f":"IFERROR('Combined scenario - input'!B118,\"\")","v":""},{"$f":"IFERROR('Combined scenario - input'!C118,\"\")","v":""},{"$f":"IFERROR(repcalc('Combined scenario - input'!$CV118:$GH118,'Combined scenario - input'!$G118,'Combined scenario - input'!$E118,'Combined scenario - input'!$F118,20,TRUE,TRUE),\"\")","v":""},"","","","","","","","","","","","","","","","","","","",{"$f":"IFERROR(IF(OR(D133=\"\",'Combined scenario - input'!$D118=\"\"),\"\",D133/'Combined scenario - input'!$D118),\"\")","v":""},{"$f":"IFERROR(IF(OR(E133=\"\",'Combined scenario - input'!$D118=\"\"),\"\",E133/'Combined scenario - input'!$D118),\"\")","v":""},{"$f":"IFERROR(IF(OR(F133=\"\",'Combined scenario - input'!$D118=\"\"),\"\",F133/'Combined scenario - input'!$D118),\"\")","v":""},{"$f":"IFERROR(IF(OR(G133=\"\",'Combined scenario - input'!$D118=\"\"),\"\",G133/'Combined scenario - input'!$D118),\"\")","v":""},{"$f":"IFERROR(IF(OR(H133=\"\",'Combined scenario - input'!$D118=\"\"),\"\",H133/'Combined scenario - input'!$D118),\"\")","v":""},{"$f":"IFERROR(IF(OR(I133=\"\",'Combined scenario - input'!$D118=\"\"),\"\",I133/'Combined scenario - input'!$D118),\"\")","v":""},{"$f":"IFERROR(IF(OR(J133=\"\",'Combined scenario - input'!$D118=\"\"),\"\",J133/'Combined scenario - input'!$D118),\"\")","v":""},{"$f":"IFERROR(IF(OR(K133=\"\",'Combined scenario - input'!$D118=\"\"),\"\",K133/'Combined scenario - input'!$D118),\"\")","v":""},{"$f":"IFERROR(IF(OR(L133=\"\",'Combined scenario - input'!$D118=\"\"),\"\",L133/'Combined scenario - input'!$D118),\"\")","v":""},{"$f":"IFERROR(IF(OR(M133=\"\",'Combined scenario - input'!$D118=\"\"),\"\",M133/'Combined scenario - input'!$D118),\"\")","v":""},{"$f":"IFERROR(IF(OR(N133=\"\",'Combined scenario - input'!$D118=\"\"),\"\",N133/'Combined scenario - input'!$D118),\"\")","v":""},{"$f":"IFERROR(IF(OR(O133=\"\",'Combined scenario - input'!$D118=\"\"),\"\",O133/'Combined scenario - input'!$D118),\"\")","v":""},{"$f":"IFERROR(IF(OR(P133=\"\",'Combined scenario - input'!$D118=\"\"),\"\",P133/'Combined scenario - input'!$D118),\"\")","v":""},{"$f":"IFERROR(IF(OR(Q133=\"\",'Combined scenario - input'!$D118=\"\"),\"\",Q133/'Combined scenario - input'!$D118),\"\")","v":""},{"$f":"IFERROR(IF(OR(R133=\"\",'Combined scenario - input'!$D118=\"\"),\"\",R133/'Combined scenario - input'!$D118),\"\")","v":""},{"$f":"IFERROR(IF(OR(S133=\"\",'Combined scenario - input'!$D118=\"\"),\"\",S133/'Combined scenario - input'!$D118),\"\")","v":""},{"$f":"IFERROR(IF(OR(T133=\"\",'Combined scenario - input'!$D118=\"\"),\"\",T133/'Combined scenario - input'!$D118),\"\")","v":""},{"$f":"IFERROR(IF(OR(U133=\"\",'Combined scenario - input'!$D118=\"\"),\"\",U133/'Combined scenario - input'!$D118),\"\")","v":""},{"$f":"IFERROR(IF(OR(V133=\"\",'Combined scenario - input'!$D118=\"\"),\"\",V133/'Combined scenario - input'!$D118),\"\")","v":""},{"$f":"IFERROR(IF(OR(W133=\"\",'Combined scenario - input'!$D118=\"\"),\"\",W133/'Combined scenario - input'!$D118),\"\")","v":""}]
[{"$f":"IFERROR('Combined scenario - input'!A119,\"\")","v":""},{"$f":"IFERROR('Combined scenario - input'!B119,\"\")","v":""},{"$f":"IFERROR('Combined scenario - input'!C119,\"\")","v":""},{"$f":"IFERROR(repcalc('Combined scenario - input'!$CV119:$GH119,'Combined scenario - input'!$G119,'Combined scenario - input'!$E119,'Combined scenario - input'!$F119,20,TRUE,TRUE),\"\")","v":""},"","","","","","","","","","","","","","","","","","","",{"$f":"IFERROR(IF(OR(D134=\"\",'Combined scenario - input'!$D119=\"\"),\"\",D134/'Combined scenario - input'!$D119),\"\")","v":""},{"$f":"IFERROR(IF(OR(E134=\"\",'Combined scenario - input'!$D119=\"\"),\"\",E134/'Combined scenario - input'!$D119),\"\")","v":""},{"$f":"IFERROR(IF(OR(F134=\"\",'Combined scenario - input'!$D119=\"\"),\"\",F134/'Combined scenario - input'!$D119),\"\")","v":""},{"$f":"IFERROR(IF(OR(G134=\"\",'Combined scenario - input'!$D119=\"\"),\"\",G134/'Combined scenario - input'!$D119),\"\")","v":""},{"$f":"IFERROR(IF(OR(H134=\"\",'Combined scenario - input'!$D119=\"\"),\"\",H134/'Combined scenario - input'!$D119),\"\")","v":""},{"$f":"IFERROR(IF(OR(I134=\"\",'Combined scenario - input'!$D119=\"\"),\"\",I134/'Combined scenario - input'!$D119),\"\")","v":""},{"$f":"IFERROR(IF(OR(J134=\"\",'Combined scenario - input'!$D119=\"\"),\"\",J134/'Combined scenario - input'!$D119),\"\")","v":""},{"$f":"IFERROR(IF(OR(K134=\"\",'Combined scenario - input'!$D119=\"\"),\"\",K134/'Combined scenario - input'!$D119),\"\")","v":""},{"$f":"IFERROR(IF(OR(L134=\"\",'Combined scenario - input'!$D119=\"\"),\"\",L134/'Combined scenario - input'!$D119),\"\")","v":""},{"$f":"IFERROR(IF(OR(M134=\"\",'Combined scenario - input'!$D119=\"\"),\"\",M134/'Combined scenario - input'!$D119),\"\")","v":""},{"$f":"IFERROR(IF(OR(N134=\"\",'Combined scenario - input'!$D119=\"\"),\"\",N134/'Combined scenario - input'!$D119),\"\")","v":""},{"$f":"IFERROR(IF(OR(O134=\"\",'Combined scenario - input'!$D119=\"\"),\"\",O134/'Combined scenario - input'!$D119),\"\")","v":""},{"$f":"IFERROR(IF(OR(P134=\"\",'Combined scenario - input'!$D119=\"\"),\"\",P134/'Combined scenario - input'!$D119),\"\")","v":""},{"$f":"IFERROR(IF(OR(Q134=\"\",'Combined scenario - input'!$D119=\"\"),\"\",Q134/'Combined scenario - input'!$D119),\"\")","v":""},{"$f":"IFERROR(IF(OR(R134=\"\",'Combined scenario - input'!$D119=\"\"),\"\",R134/'Combined scenario - input'!$D119),\"\")","v":""},{"$f":"IFERROR(IF(OR(S134=\"\",'Combined scenario - input'!$D119=\"\"),\"\",S134/'Combined scenario - input'!$D119),\"\")","v":""},{"$f":"IFERROR(IF(OR(T134=\"\",'Combined scenario - input'!$D119=\"\"),\"\",T134/'Combined scenario - input'!$D119),\"\")","v":""},{"$f":"IFERROR(IF(OR(U134=\"\",'Combined scenario - input'!$D119=\"\"),\"\",U134/'Combined scenario - input'!$D119),\"\")","v":""},{"$f":"IFERROR(IF(OR(V134=\"\",'Combined scenario - input'!$D119=\"\"),\"\",V134/'Combined scenario - input'!$D119),\"\")","v":""},{"$f":"IFERROR(IF(OR(W134=\"\",'Combined scenario - input'!$D119=\"\"),\"\",W134/'Combined scenario - input'!$D119),\"\")","v":""}]
[{"$f":"IFERROR('Combined scenario - input'!A120,\"\")","v":""},{"$f":"IFERROR('Combined scenario - input'!B120,\"\")","v":""},{"$f":"IFERROR('Combined scenario - input'!C120,\"\")","v":""},{"$f":"IFERROR(repcalc('Combined scenario - input'!$CV120:$GH120,'Combined scenario - input'!$G120,'Combined scenario - input'!$E120,'Combined scenario - input'!$F120,20,TRUE,TRUE),\"\")","v":""},"","","","","","","","","","","","","","","","","","","",{"$f":"IFERROR(IF(OR(D135=\"\",'Combined scenario - input'!$D120=\"\"),\"\",D135/'Combined scenario - input'!$D120),\"\")","v":""},{"$f":"IFERROR(IF(OR(E135=\"\",'Combined scenario - input'!$D120=\"\"),\"\",E135/'Combined scenario - input'!$D120),\"\")","v":""},{"$f":"IFERROR(IF(OR(F135=\"\",'Combined scenario - input'!$D120=\"\"),\"\",F135/'Combined scenario - input'!$D120),\"\")","v":""},{"$f":"IFERROR(IF(OR(G135=\"\",'Combined scenario - input'!$D120=\"\"),\"\",G135/'Combined scenario - input'!$D120),\"\")","v":""},{"$f":"IFERROR(IF(OR(H135=\"\",'Combined scenario - input'!$D120=\"\"),\"\",H135/'Combined scenario - input'!$D120),\"\")","v":""},{"$f":"IFERROR(IF(OR(I135=\"\",'Combined scenario - input'!$D120=\"\"),\"\",I135/'Combined scenario - input'!$D120),\"\")","v":""},{"$f":"IFERROR(IF(OR(J135=\"\",'Combined scenario - input'!$D120=\"\"),\"\",J135/'Combined scenario - input'!$D120),\"\")","v":""},{"$f":"IFERROR(IF(OR(K135=\"\",'Combined scenario - input'!$D120=\"\"),\"\",K135/'Combined scenario - input'!$D120),\"\")","v":""},{"$f":"IFERROR(IF(OR(L135=\"\",'Combined scenario - input'!$D120=\"\"),\"\",L135/'Combined scenario - input'!$D120),\"\")","v":""},{"$f":"IFERROR(IF(OR(M135=\"\",'Combined scenario - input'!$D120=\"\"),\"\",M135/'Combined scenario - input'!$D120),\"\")","v":""},{"$f":"IFERROR(IF(OR(N135=\"\",'Combined scenario - input'!$D120=\"\"),\"\",N135/'Combined scenario - input'!$D120),\"\")","v":""},{"$f":"IFERROR(IF(OR(O135=\"\",'Combined scenario - input'!$D120=\"\"),\"\",O135/'Combined scenario - input'!$D120),\"\")","v":""},{"$f":"IFERROR(IF(OR(P135=\"\",'Combined scenario - input'!$D120=\"\"),\"\",P135/'Combined scenario - input'!$D120),\"\")","v":""},{"$f":"IFERROR(IF(OR(Q135=\"\",'Combined scenario - input'!$D120=\"\"),\"\",Q135/'Combined scenario - input'!$D120),\"\")","v":""},{"$f":"IFERROR(IF(OR(R135=\"\",'Combined scenario - input'!$D120=\"\"),\"\",R135/'Combined scenario - input'!$D120),\"\")","v":""},{"$f":"IFERROR(IF(OR(S135=\"\",'Combined scenario - input'!$D120=\"\"),\"\",S135/'Combined scenario - input'!$D120),\"\")","v":""},{"$f":"IFERROR(IF(OR(T135=\"\",'Combined scenario - input'!$D120=\"\"),\"\",T135/'Combined scenario - input'!$D120),\"\")","v":""},{"$f":"IFERROR(IF(OR(U135=\"\",'Combined scenario - input'!$D120=\"\"),\"\",U135/'Combined scenario - input'!$D120),\"\")","v":""},{"$f":"IFERROR(IF(OR(V135=\"\",'Combined scenario - input'!$D120=\"\"),\"\",V135/'Combined scenario - input'!$D120),\"\")","v":""},{"$f":"IFERROR(IF(OR(W135=\"\",'Combined scenario - input'!$D120=\"\"),\"\",W135/'Combined scenario - input'!$D120),\"\")","v":""}]
[{"$f":"IFERROR('Combined scenario - input'!A121,\"\")","v":""},{"$f":"IFERROR('Combined scenario - input'!B121,\"\")","v":""},{"$f":"IFERROR('Combined scenario - input'!C121,\"\")","v":""},{"$f":"IFERROR(repcalc('Combined scenario - input'!$CV121:$GH121,'Combined scenario - input'!$G121,'Combined scenario - input'!$E121,'Combined scenario - input'!$F121,20,TRUE,TRUE),\"\")","v":""},"","","","","","","","","","","","","","","","","","","",{"$f":"IFERROR(IF(OR(D136=\"\",'Combined scenario - input'!$D121=\"\"),\"\",D136/'Combined scenario - input'!$D121),\"\")","v":""},{"$f":"IFERROR(IF(OR(E136=\"\",'Combined scenario - input'!$D121=\"\"),\"\",E136/'Combined scenario - input'!$D121),\"\")","v":""},{"$f":"IFERROR(IF(OR(F136=\"\",'Combined scenario - input'!$D121=\"\"),\"\",F136/'Combined scenario - input'!$D121),\"\")","v":""},{"$f":"IFERROR(IF(OR(G136=\"\",'Combined scenario - input'!$D121=\"\"),\"\",G136/'Combined scenario - input'!$D121),\"\")","v":""},{"$f":"IFERROR(IF(OR(H136=\"\",'Combined scenario - input'!$D121=\"\"),\"\",H136/'Combined scenario - input'!$D121),\"\")","v":""},{"$f":"IFERROR(IF(OR(I136=\"\",'Combined scenario - input'!$D121=\"\"),\"\",I136/'Combined scenario - input'!$D121),\"\")","v":""},{"$f":"IFERROR(IF(OR(J136=\"\",'Combined scenario - input'!$D121=\"\"),\"\",J136/'Combined scenario - input'!$D121),\"\")","v":""},{"$f":"IFERROR(IF(OR(K136=\"\",'Combined scenario - input'!$D121=\"\"),\"\",K136/'Combined scenario - input'!$D121),\"\")","v":""},{"$f":"IFERROR(IF(OR(L136=\"\",'Combined scenario - input'!$D121=\"\"),\"\",L136/'Combined scenario - input'!$D121),\"\")","v":""},{"$f":"IFERROR(IF(OR(M136=\"\",'Combined scenario - input'!$D121=\"\"),\"\",M136/'Combined scenario - input'!$D121),\"\")","v":""},{"$f":"IFERROR(IF(OR(N136=\"\",'Combined scenario - input'!$D121=\"\"),\"\",N136/'Combined scenario - input'!$D121),\"\")","v":""},{"$f":"IFERROR(IF(OR(O136=\"\",'Combined scenario - input'!$D121=\"\"),\"\",O136/'Combined scenario - input'!$D121),\"\")","v":""},{"$f":"IFERROR(IF(OR(P136=\"\",'Combined scenario - input'!$D121=\"\"),\"\",P136/'Combined scenario - input'!$D121),\"\")","v":""},{"$f":"IFERROR(IF(OR(Q136=\"\",'Combined scenario - input'!$D121=\"\"),\"\",Q136/'Combined scenario - input'!$D121),\"\")","v":""},{"$f":"IFERROR(IF(OR(R136=\"\",'Combined scenario - input'!$D121=\"\"),\"\",R136/'Combined scenario - input'!$D121),\"\")","v":""},{"$f":"IFERROR(IF(OR(S136=\"\",'Combined scenario - input'!$D121=\"\"),\"\",S136/'Combined scenario - input'!$D121),\"\")","v":""},{"$f":"IFERROR(IF(OR(T136=\"\",'Combined scenario - input'!$D121=\"\"),\"\",T136/'Combined scenario - input'!$D121),\"\")","v":""},{"$f":"IFERROR(IF(OR(U136=\"\",'Combined scenario - input'!$D121=\"\"),\"\",U136/'Combined scenario - input'!$D121),\"\")","v":""},{"$f":"IFERROR(IF(OR(V136=\"\",'Combined scenario - input'!$D121=\"\"),\"\",V136/'Combined scenario - input'!$D121),\"\")","v":""},{"$f":"IFERROR(IF(OR(W136=\"\",'Combined scenario - input'!$D121=\"\"),\"\",W136/'Combined scenario - input'!$D121),\"\")","v":""}]
[{"$f":"IFERROR('Combined scenario - input'!A122,\"\")","v":""},{"$f":"IFERROR('Combined scenario - input'!B122,\"\")","v":""},{"$f":"IFERROR('Combined scenario - input'!C122,\"\")","v":""},{"$f":"IFERROR(repcalc('Combined scenario - input'!$CV122:$GH122,'Combined scenario - input'!$G122,'Combined scenario - input'!$E122,'Combined scenario - input'!$F122,20,TRUE,TRUE),\"\")","v":""},"","","","","","","","","","","","","","","","","","","",{"$f":"IFERROR(IF(OR(D137=\"\",'Combined scenario - input'!$D122=\"\"),\"\",D137/'Combined scenario - input'!$D122),\"\")","v":""},{"$f":"IFERROR(IF(OR(E137=\"\",'Combined scenario - input'!$D122=\"\"),\"\",E137/'Combined scenario - input'!$D122),\"\")","v":""},{"$f":"IFERROR(IF(OR(F137=\"\",'Combined scenario - input'!$D122=\"\"),\"\",F137/'Combined scenario - input'!$D122),\"\")","v":""},{"$f":"IFERROR(IF(OR(G137=\"\",'Combined scenario - input'!$D122=\"\"),\"\",G137/'Combined scenario - input'!$D122),\"\")","v":""},{"$f":"IFERROR(IF(OR(H137=\"\",'Combined scenario - input'!$D122=\"\"),\"\",H137/'Combined scenario - input'!$D122),\"\")","v":""},{"$f":"IFERROR(IF(OR(I137=\"\",'Combined scenario - input'!$D122=\"\"),\"\",I137/'Combined scenario - input'!$D122),\"\")","v":""},{"$f":"IFERROR(IF(OR(J137=\"\",'Combined scenario - input'!$D122=\"\"),\"\",J137/'Combined scenario - input'!$D122),\"\")","v":""},{"$f":"IFERROR(IF(OR(K137=\"\",'Combined scenario - input'!$D122=\"\"),\"\",K137/'Combined scenario - input'!$D122),\"\")","v":""},{"$f":"IFERROR(IF(OR(L137=\"\",'Combined scenario - input'!$D122=\"\"),\"\",L137/'Combined scenario - input'!$D122),\"\")","v":""},{"$f":"IFERROR(IF(OR(M137=\"\",'Combined scenario - input'!$D122=\"\"),\"\",M137/'Combined scenario - input'!$D122),\"\")","v":""},{"$f":"IFERROR(IF(OR(N137=\"\",'Combined scenario - input'!$D122=\"\"),\"\",N137/'Combined scenario - input'!$D122),\"\")","v":""},{"$f":"IFERROR(IF(OR(O137=\"\",'Combined scenario - input'!$D122=\"\"),\"\",O137/'Combined scenario - input'!$D122),\"\")","v":""},{"$f":"IFERROR(IF(OR(P137=\"\",'Combined scenario - input'!$D122=\"\"),\"\",P137/'Combined scenario - input'!$D122),\"\")","v":""},{"$f":"IFERROR(IF(OR(Q137=\"\",'Combined scenario - input'!$D122=\"\"),\"\",Q137/'Combined scenario - input'!$D122),\"\")","v":""},{"$f":"IFERROR(IF(OR(R137=\"\",'Combined scenario - input'!$D122=\"\"),\"\",R137/'Combined scenario - input'!$D122),\"\")","v":""},{"$f":"IFERROR(IF(OR(S137=\"\",'Combined scenario - input'!$D122=\"\"),\"\",S137/'Combined scenario - input'!$D122),\"\")","v":""},{"$f":"IFERROR(IF(OR(T137=\"\",'Combined scenario - input'!$D122=\"\"),\"\",T137/'Combined scenario - input'!$D122),\"\")","v":""},{"$f":"IFERROR(IF(OR(U137=\"\",'Combined scenario - input'!$D122=\"\"),\"\",U137/'Combined scenario - input'!$D122),\"\")","v":""},{"$f":"IFERROR(IF(OR(V137=\"\",'Combined scenario - input'!$D122=\"\"),\"\",V137/'Combined scenario - input'!$D122),\"\")","v":""},{"$f":"IFERROR(IF(OR(W137=\"\",'Combined scenario - input'!$D122=\"\"),\"\",W137/'Combined scenario - input'!$D122),\"\")","v":""}]
[{"$f":"IFERROR('Combined scenario - input'!A123,\"\")","v":""},{"$f":"IFERROR('Combined scenario - input'!B123,\"\")","v":""},{"$f":"IFERROR('Combined scenario - input'!C123,\"\")","v":""},{"$f":"IFERROR(repcalc('Combined scenario - input'!$CV123:$GH123,'Combined scenario - input'!$G123,'Combined scenario - input'!$E123,'Combined scenario - input'!$F123,20,TRUE,TRUE),\"\")","v":""},"","","","","","","","","","","","","","","","","","","",{"$f":"IFERROR(IF(OR(D138=\"\",'Combined scenario - input'!$D123=\"\"),\"\",D138/'Combined scenario - input'!$D123),\"\")","v":""},{"$f":"IFERROR(IF(OR(E138=\"\",'Combined scenario - input'!$D123=\"\"),\"\",E138/'Combined scenario - input'!$D123),\"\")","v":""},{"$f":"IFERROR(IF(OR(F138=\"\",'Combined scenario - input'!$D123=\"\"),\"\",F138/'Combined scenario - input'!$D123),\"\")","v":""},{"$f":"IFERROR(IF(OR(G138=\"\",'Combined scenario - input'!$D123=\"\"),\"\",G138/'Combined scenario - input'!$D123),\"\")","v":""},{"$f":"IFERROR(IF(OR(H138=\"\",'Combined scenario - input'!$D123=\"\"),\"\",H138/'Combined scenario - input'!$D123),\"\")","v":""},{"$f":"IFERROR(IF(OR(I138=\"\",'Combined scenario - input'!$D123=\"\"),\"\",I138/'Combined scenario - input'!$D123),\"\")","v":""},{"$f":"IFERROR(IF(OR(J138=\"\",'Combined scenario - input'!$D123=\"\"),\"\",J138/'Combined scenario - input'!$D123),\"\")","v":""},{"$f":"IFERROR(IF(OR(K138=\"\",'Combined scenario - input'!$D123=\"\"),\"\",K138/'Combined scenario - input'!$D123),\"\")","v":""},{"$f":"IFERROR(IF(OR(L138=\"\",'Combined scenario - input'!$D123=\"\"),\"\",L138/'Combined scenario - input'!$D123),\"\")","v":""},{"$f":"IFERROR(IF(OR(M138=\"\",'Combined scenario - input'!$D123=\"\"),\"\",M138/'Combined scenario - input'!$D123),\"\")","v":""},{"$f":"IFERROR(IF(OR(N138=\"\",'Combined scenario - input'!$D123=\"\"),\"\",N138/'Combined scenario - input'!$D123),\"\")","v":""},{"$f":"IFERROR(IF(OR(O138=\"\",'Combined scenario - input'!$D123=\"\"),\"\",O138/'Combined scenario - input'!$D123),\"\")","v":""},{"$f":"IFERROR(IF(OR(P138=\"\",'Combined scenario - input'!$D123=\"\"),\"\",P138/'Combined scenario - input'!$D123),\"\")","v":""},{"$f":"IFERROR(IF(OR(Q138=\"\",'Combined scenario - input'!$D123=\"\"),\"\",Q138/'Combined scenario - input'!$D123),\"\")","v":""},{"$f":"IFERROR(IF(OR(R138=\"\",'Combined scenario - input'!$D123=\"\"),\"\",R138/'Combined scenario - input'!$D123),\"\")","v":""},{"$f":"IFERROR(IF(OR(S138=\"\",'Combined scenario - input'!$D123=\"\"),\"\",S138/'Combined scenario - input'!$D123),\"\")","v":""},{"$f":"IFERROR(IF(OR(T138=\"\",'Combined scenario - input'!$D123=\"\"),\"\",T138/'Combined scenario - input'!$D123),\"\")","v":""},{"$f":"IFERROR(IF(OR(U138=\"\",'Combined scenario - input'!$D123=\"\"),\"\",U138/'Combined scenario - input'!$D123),\"\")","v":""},{"$f":"IFERROR(IF(OR(V138=\"\",'Combined scenario - input'!$D123=\"\"),\"\",V138/'Combined scenario - input'!$D123),\"\")","v":""},{"$f":"IFERROR(IF(OR(W138=\"\",'Combined scenario - input'!$D123=\"\"),\"\",W138/'Combined scenario - input'!$D123),\"\")","v":""}]
[{"$f":"IFERROR('Combined scenario - input'!A124,\"\")","v":""},{"$f":"IFERROR('Combined scenario - input'!B124,\"\")","v":""},{"$f":"IFERROR('Combined scenario - input'!C124,\"\")","v":""},{"$f":"IFERROR(repcalc('Combined scenario - input'!$CV124:$GH124,'Combined scenario - input'!$G124,'Combined scenario - input'!$E124,'Combined scenario - input'!$F124,20,TRUE,TRUE),\"\")","v":""},"","","","","","","","","","","","","","","","","","","",{"$f":"IFERROR(IF(OR(D139=\"\",'Combined scenario - input'!$D124=\"\"),\"\",D139/'Combined scenario - input'!$D124),\"\")","v":""},{"$f":"IFERROR(IF(OR(E139=\"\",'Combined scenario - input'!$D124=\"\"),\"\",E139/'Combined scenario - input'!$D124),\"\")","v":""},{"$f":"IFERROR(IF(OR(F139=\"\",'Combined scenario - input'!$D124=\"\"),\"\",F139/'Combined scenario - input'!$D124),\"\")","v":""},{"$f":"IFERROR(IF(OR(G139=\"\",'Combined scenario - input'!$D124=\"\"),\"\",G139/'Combined scenario - input'!$D124),\"\")","v":""},{"$f":"IFERROR(IF(OR(H139=\"\",'Combined scenario - input'!$D124=\"\"),\"\",H139/'Combined scenario - input'!$D124),\"\")","v":""},{"$f":"IFERROR(IF(OR(I139=\"\",'Combined scenario - input'!$D124=\"\"),\"\",I139/'Combined scenario - input'!$D124),\"\")","v":""},{"$f":"IFERROR(IF(OR(J139=\"\",'Combined scenario - input'!$D124=\"\"),\"\",J139/'Combined scenario - input'!$D124),\"\")","v":""},{"$f":"IFERROR(IF(OR(K139=\"\",'Combined scenario - input'!$D124=\"\"),\"\",K139/'Combined scenario - input'!$D124),\"\")","v":""},{"$f":"IFERROR(IF(OR(L139=\"\",'Combined scenario - input'!$D124=\"\"),\"\",L139/'Combined scenario - input'!$D124),\"\")","v":""},{"$f":"IFERROR(IF(OR(M139=\"\",'Combined scenario - input'!$D124=\"\"),\"\",M139/'Combined scenario - input'!$D124),\"\")","v":""},{"$f":"IFERROR(IF(OR(N139=\"\",'Combined scenario - input'!$D124=\"\"),\"\",N139/'Combined scenario - input'!$D124),\"\")","v":""},{"$f":"IFERROR(IF(OR(O139=\"\",'Combined scenario - input'!$D124=\"\"),\"\",O139/'Combined scenario - input'!$D124),\"\")","v":""},{"$f":"IFERROR(IF(OR(P139=\"\",'Combined scenario - input'!$D124=\"\"),\"\",P139/'Combined scenario - input'!$D124),\"\")","v":""},{"$f":"IFERROR(IF(OR(Q139=\"\",'Combined scenario - input'!$D124=\"\"),\"\",Q139/'Combined scenario - input'!$D124),\"\")","v":""},{"$f":"IFERROR(IF(OR(R139=\"\",'Combined scenario - input'!$D124=\"\"),\"\",R139/'Combined scenario - input'!$D124),\"\")","v":""},{"$f":"IFERROR(IF(OR(S139=\"\",'Combined scenario - input'!$D124=\"\"),\"\",S139/'Combined scenario - input'!$D124),\"\")","v":""},{"$f":"IFERROR(IF(OR(T139=\"\",'Combined scenario - input'!$D124=\"\"),\"\",T139/'Combined scenario - input'!$D124),\"\")","v":""},{"$f":"IFERROR(IF(OR(U139=\"\",'Combined scenario - input'!$D124=\"\"),\"\",U139/'Combined scenario - input'!$D124),\"\")","v":""},{"$f":"IFERROR(IF(OR(V139=\"\",'Combined scenario - input'!$D124=\"\"),\"\",V139/'Combined scenario - input'!$D124),\"\")","v":""},{"$f":"IFERROR(IF(OR(W139=\"\",'Combined scenario - input'!$D124=\"\"),\"\",W139/'Combined scenario - input'!$D124),\"\")","v":""}]
[{"$f":"IFERROR('Combined scenario - input'!A125,\"\")","v":""},{"$f":"IFERROR('Combined scenario - input'!B125,\"\")","v":""},{"$f":"IFERROR('Combined scenario - input'!C125,\"\")","v":""},{"$f":"IFERROR(repcalc('Combined scenario - input'!$CV125:$GH125,'Combined scenario - input'!$G125,'Combined scenario - input'!$E125,'Combined scenario - input'!$F125,20,TRUE,TRUE),\"\")","v":""},"","","","","","","","","","","","","","","","","","","",{"$f":"IFERROR(IF(OR(D140=\"\",'Combined scenario - input'!$D125=\"\"),\"\",D140/'Combined scenario - input'!$D125),\"\")","v":""},{"$f":"IFERROR(IF(OR(E140=\"\",'Combined scenario - input'!$D125=\"\"),\"\",E140/'Combined scenario - input'!$D125),\"\")","v":""},{"$f":"IFERROR(IF(OR(F140=\"\",'Combined scenario - input'!$D125=\"\"),\"\",F140/'Combined scenario - input'!$D125),\"\")","v":""},{"$f":"IFERROR(IF(OR(G140=\"\",'Combined scenario - input'!$D125=\"\"),\"\",G140/'Combined scenario - input'!$D125),\"\")","v":""},{"$f":"IFERROR(IF(OR(H140=\"\",'Combined scenario - input'!$D125=\"\"),\"\",H140/'Combined scenario - input'!$D125),\"\")","v":""},{"$f":"IFERROR(IF(OR(I140=\"\",'Combined scenario - input'!$D125=\"\"),\"\",I140/'Combined scenario - input'!$D125),\"\")","v":""},{"$f":"IFERROR(IF(OR(J140=\"\",'Combined scenario - input'!$D125=\"\"),\"\",J140/'Combined scenario - input'!$D125),\"\")","v":""},{"$f":"IFERROR(IF(OR(K140=\"\",'Combined scenario - input'!$D125=\"\"),\"\",K140/'Combined scenario - input'!$D125),\"\")","v":""},{"$f":"IFERROR(IF(OR(L140=\"\",'Combined scenario - input'!$D125=\"\"),\"\",L140/'Combined scenario - input'!$D125),\"\")","v":""},{"$f":"IFERROR(IF(OR(M140=\"\",'Combined scenario - input'!$D125=\"\"),\"\",M140/'Combined scenario - input'!$D125),\"\")","v":""},{"$f":"IFERROR(IF(OR(N140=\"\",'Combined scenario - input'!$D125=\"\"),\"\",N140/'Combined scenario - input'!$D125),\"\")","v":""},{"$f":"IFERROR(IF(OR(O140=\"\",'Combined scenario - input'!$D125=\"\"),\"\",O140/'Combined scenario - input'!$D125),\"\")","v":""},{"$f":"IFERROR(IF(OR(P140=\"\",'Combined scenario - input'!$D125=\"\"),\"\",P140/'Combined scenario - input'!$D125),\"\")","v":""},{"$f":"IFERROR(IF(OR(Q140=\"\",'Combined scenario - input'!$D125=\"\"),\"\",Q140/'Combined scenario - input'!$D125),\"\")","v":""},{"$f":"IFERROR(IF(OR(R140=\"\",'Combined scenario - input'!$D125=\"\"),\"\",R140/'Combined scenario - input'!$D125),\"\")","v":""},{"$f":"IFERROR(IF(OR(S140=\"\",'Combined scenario - input'!$D125=\"\"),\"\",S140/'Combined scenario - input'!$D125),\"\")","v":""},{"$f":"IFERROR(IF(OR(T140=\"\",'Combined scenario - input'!$D125=\"\"),\"\",T140/'Combined scenario - input'!$D125),\"\")","v":""},{"$f":"IFERROR(IF(OR(U140=\"\",'Combined scenario - input'!$D125=\"\"),\"\",U140/'Combined scenario - input'!$D125),\"\")","v":""},{"$f":"IFERROR(IF(OR(V140=\"\",'Combined scenario - input'!$D125=\"\"),\"\",V140/'Combined scenario - input'!$D125),\"\")","v":""},{"$f":"IFERROR(IF(OR(W140=\"\",'Combined scenario - input'!$D125=\"\"),\"\",W140/'Combined scenario - input'!$D125),\"\")","v":""}]
[{"$f":"IFERROR('Combined scenario - input'!A126,\"\")","v":""},{"$f":"IFERROR('Combined scenario - input'!B126,\"\")","v":""},{"$f":"IFERROR('Combined scenario - input'!C126,\"\")","v":""},{"$f":"IFERROR(repcalc('Combined scenario - input'!$CV126:$GH126,'Combined scenario - input'!$G126,'Combined scenario - input'!$E126,'Combined scenario - input'!$F126,20,TRUE,TRUE),\"\")","v":""},"","","","","","","","","","","","","","","","","","","",{"$f":"IFERROR(IF(OR(D141=\"\",'Combined scenario - input'!$D126=\"\"),\"\",D141/'Combined scenario - input'!$D126),\"\")","v":""},{"$f":"IFERROR(IF(OR(E141=\"\",'Combined scenario - input'!$D126=\"\"),\"\",E141/'Combined scenario - input'!$D126),\"\")","v":""},{"$f":"IFERROR(IF(OR(F141=\"\",'Combined scenario - input'!$D126=\"\"),\"\",F141/'Combined scenario - input'!$D126),\"\")","v":""},{"$f":"IFERROR(IF(OR(G141=\"\",'Combined scenario - input'!$D126=\"\"),\"\",G141/'Combined scenario - input'!$D126),\"\")","v":""},{"$f":"IFERROR(IF(OR(H141=\"\",'Combined scenario - input'!$D126=\"\"),\"\",H141/'Combined scenario - input'!$D126),\"\")","v":""},{"$f":"IFERROR(IF(OR(I141=\"\",'Combined scenario - input'!$D126=\"\"),\"\",I141/'Combined scenario - input'!$D126),\"\")","v":""},{"$f":"IFERROR(IF(OR(J141=\"\",'Combined scenario - input'!$D126=\"\"),\"\",J141/'Combined scenario - input'!$D126),\"\")","v":""},{"$f":"IFERROR(IF(OR(K141=\"\",'Combined scenario - input'!$D126=\"\"),\"\",K141/'Combined scenario - input'!$D126),\"\")","v":""},{"$f":"IFERROR(IF(OR(L141=\"\",'Combined scenario - input'!$D126=\"\"),\"\",L141/'Combined scenario - input'!$D126),\"\")","v":""},{"$f":"IFERROR(IF(OR(M141=\"\",'Combined scenario - input'!$D126=\"\"),\"\",M141/'Combined scenario - input'!$D126),\"\")","v":""},{"$f":"IFERROR(IF(OR(N141=\"\",'Combined scenario - input'!$D126=\"\"),\"\",N141/'Combined scenario - input'!$D126),\"\")","v":""},{"$f":"IFERROR(IF(OR(O141=\"\",'Combined scenario - input'!$D126=\"\"),\"\",O141/'Combined scenario - input'!$D126),\"\")","v":""},{"$f":"IFERROR(IF(OR(P141=\"\",'Combined scenario - input'!$D126=\"\"),\"\",P141/'Combined scenario - input'!$D126),\"\")","v":""},{"$f":"IFERROR(IF(OR(Q141=\"\",'Combined scenario - input'!$D126=\"\"),\"\",Q141/'Combined scenario - input'!$D126),\"\")","v":""},{"$f":"IFERROR(IF(OR(R141=\"\",'Combined scenario - input'!$D126=\"\"),\"\",R141/'Combined scenario - input'!$D126),\"\")","v":""},{"$f":"IFERROR(IF(OR(S141=\"\",'Combined scenario - input'!$D126=\"\"),\"\",S141/'Combined scenario - input'!$D126),\"\")","v":""},{"$f":"IFERROR(IF(OR(T141=\"\",'Combined scenario - input'!$D126=\"\"),\"\",T141/'Combined scenario - input'!$D126),\"\")","v":""},{"$f":"IFERROR(IF(OR(U141=\"\",'Combined scenario - input'!$D126=\"\"),\"\",U141/'Combined scenario - input'!$D126),\"\")","v":""},{"$f":"IFERROR(IF(OR(V141=\"\",'Combined scenario - input'!$D126=\"\"),\"\",V141/'Combined scenario - input'!$D126),\"\")","v":""},{"$f":"IFERROR(IF(OR(W141=\"\",'Combined scenario - input'!$D126=\"\"),\"\",W141/'Combined scenario - input'!$D126),\"\")","v":""}]
[{"$f":"IFERROR('Combined scenario - input'!A127,\"\")","v":""},{"$f":"IFERROR('Combined scenario - input'!B127,\"\")","v":""},{"$f":"IFERROR('Combined scenario - input'!C127,\"\")","v":""},{"$f":"IFERROR(repcalc('Combined scenario - input'!$CV127:$GH127,'Combined scenario - input'!$G127,'Combined scenario - input'!$E127,'Combined scenario - input'!$F127,20,TRUE,TRUE),\"\")","v":""},"","","","","","","","","","","","","","","","","","","",{"$f":"IFERROR(IF(OR(D142=\"\",'Combined scenario - input'!$D127=\"\"),\"\",D142/'Combined scenario - input'!$D127),\"\")","v":""},{"$f":"IFERROR(IF(OR(E142=\"\",'Combined scenario - input'!$D127=\"\"),\"\",E142/'Combined scenario - input'!$D127),\"\")","v":""},{"$f":"IFERROR(IF(OR(F142=\"\",'Combined scenario - input'!$D127=\"\"),\"\",F142/'Combined scenario - input'!$D127),\"\")","v":""},{"$f":"IFERROR(IF(OR(G142=\"\",'Combined scenario - input'!$D127=\"\"),\"\",G142/'Combined scenario - input'!$D127),\"\")","v":""},{"$f":"IFERROR(IF(OR(H142=\"\",'Combined scenario - input'!$D127=\"\"),\"\",H142/'Combined scenario - input'!$D127),\"\")","v":""},{"$f":"IFERROR(IF(OR(I142=\"\",'Combined scenario - input'!$D127=\"\"),\"\",I142/'Combined scenario - input'!$D127),\"\")","v":""},{"$f":"IFERROR(IF(OR(J142=\"\",'Combined scenario - input'!$D127=\"\"),\"\",J142/'Combined scenario - input'!$D127),\"\")","v":""},{"$f":"IFERROR(IF(OR(K142=\"\",'Combined scenario - input'!$D127=\"\"),\"\",K142/'Combined scenario - input'!$D127),\"\")","v":""},{"$f":"IFERROR(IF(OR(L142=\"\",'Combined scenario - input'!$D127=\"\"),\"\",L142/'Combined scenario - input'!$D127),\"\")","v":""},{"$f":"IFERROR(IF(OR(M142=\"\",'Combined scenario - input'!$D127=\"\"),\"\",M142/'Combined scenario - input'!$D127),\"\")","v":""},{"$f":"IFERROR(IF(OR(N142=\"\",'Combined scenario - input'!$D127=\"\"),\"\",N142/'Combined scenario - input'!$D127),\"\")","v":""},{"$f":"IFERROR(IF(OR(O142=\"\",'Combined scenario - input'!$D127=\"\"),\"\",O142/'Combined scenario - input'!$D127),\"\")","v":""},{"$f":"IFERROR(IF(OR(P142=\"\",'Combined scenario - input'!$D127=\"\"),\"\",P142/'Combined scenario - input'!$D127),\"\")","v":""},{"$f":"IFERROR(IF(OR(Q142=\"\",'Combined scenario - input'!$D127=\"\"),\"\",Q142/'Combined scenario - input'!$D127),\"\")","v":""},{"$f":"IFERROR(IF(OR(R142=\"\",'Combined scenario - input'!$D127=\"\"),\"\",R142/'Combined scenario - input'!$D127),\"\")","v":""},{"$f":"IFERROR(IF(OR(S142=\"\",'Combined scenario - input'!$D127=\"\"),\"\",S142/'Combined scenario - input'!$D127),\"\")","v":""},{"$f":"IFERROR(IF(OR(T142=\"\",'Combined scenario - input'!$D127=\"\"),\"\",T142/'Combined scenario - input'!$D127),\"\")","v":""},{"$f":"IFERROR(IF(OR(U142=\"\",'Combined scenario - input'!$D127=\"\"),\"\",U142/'Combined scenario - input'!$D127),\"\")","v":""},{"$f":"IFERROR(IF(OR(V142=\"\",'Combined scenario - input'!$D127=\"\"),\"\",V142/'Combined scenario - input'!$D127),\"\")","v":""},{"$f":"IFERROR(IF(OR(W142=\"\",'Combined scenario - input'!$D127=\"\"),\"\",W142/'Combined scenario - input'!$D127),\"\")","v":""}]
[{"$f":"IFERROR('Combined scenario - input'!A128,\"\")","v":""},{"$f":"IFERROR('Combined scenario - input'!B128,\"\")","v":""},{"$f":"IFERROR('Combined scenario - input'!C128,\"\")","v":""},{"$f":"IFERROR(repcalc('Combined scenario - input'!$CV128:$GH128,'Combined scenario - input'!$G128,'Combined scenario - input'!$E128,'Combined scenario - input'!$F128,20,TRUE,TRUE),\"\")","v":""},"","","","","","","","","","","","","","","","","","","",{"$f":"IFERROR(IF(OR(D143=\"\",'Combined scenario - input'!$D128=\"\"),\"\",D143/'Combined scenario - input'!$D128),\"\")","v":""},{"$f":"IFERROR(IF(OR(E143=\"\",'Combined scenario - input'!$D128=\"\"),\"\",E143/'Combined scenario - input'!$D128),\"\")","v":""},{"$f":"IFERROR(IF(OR(F143=\"\",'Combined scenario - input'!$D128=\"\"),\"\",F143/'Combined scenario - input'!$D128),\"\")","v":""},{"$f":"IFERROR(IF(OR(G143=\"\",'Combined scenario - input'!$D128=\"\"),\"\",G143/'Combined scenario - input'!$D128),\"\")","v":""},{"$f":"IFERROR(IF(OR(H143=\"\",'Combined scenario - input'!$D128=\"\"),\"\",H143/'Combined scenario - input'!$D128),\"\")","v":""},{"$f":"IFERROR(IF(OR(I143=\"\",'Combined scenario - input'!$D128=\"\"),\"\",I143/'Combined scenario - input'!$D128),\"\")","v":""},{"$f":"IFERROR(IF(OR(J143=\"\",'Combined scenario - input'!$D128=\"\"),\"\",J143/'Combined scenario - input'!$D128),\"\")","v":""},{"$f":"IFERROR(IF(OR(K143=\"\",'Combined scenario - input'!$D128=\"\"),\"\",K143/'Combined scenario - input'!$D128),\"\")","v":""},{"$f":"IFERROR(IF(OR(L143=\"\",'Combined scenario - input'!$D128=\"\"),\"\",L143/'Combined scenario - input'!$D128),\"\")","v":""},{"$f":"IFERROR(IF(OR(M143=\"\",'Combined scenario - input'!$D128=\"\"),\"\",M143/'Combined scenario - input'!$D128),\"\")","v":""},{"$f":"IFERROR(IF(OR(N143=\"\",'Combined scenario - input'!$D128=\"\"),\"\",N143/'Combined scenario - input'!$D128),\"\")","v":""},{"$f":"IFERROR(IF(OR(O143=\"\",'Combined scenario - input'!$D128=\"\"),\"\",O143/'Combined scenario - input'!$D128),\"\")","v":""},{"$f":"IFERROR(IF(OR(P143=\"\",'Combined scenario - input'!$D128=\"\"),\"\",P143/'Combined scenario - input'!$D128),\"\")","v":""},{"$f":"IFERROR(IF(OR(Q143=\"\",'Combined scenario - input'!$D128=\"\"),\"\",Q143/'Combined scenario - input'!$D128),\"\")","v":""},{"$f":"IFERROR(IF(OR(R143=\"\",'Combined scenario - input'!$D128=\"\"),\"\",R143/'Combined scenario - input'!$D128),\"\")","v":""},{"$f":"IFERROR(IF(OR(S143=\"\",'Combined scenario - input'!$D128=\"\"),\"\",S143/'Combined scenario - input'!$D128),\"\")","v":""},{"$f":"IFERROR(IF(OR(T143=\"\",'Combined scenario - input'!$D128=\"\"),\"\",T143/'Combined scenario - input'!$D128),\"\")","v":""},{"$f":"IFERROR(IF(OR(U143=\"\",'Combined scenario - input'!$D128=\"\"),\"\",U143/'Combined scenario - input'!$D128),\"\")","v":""},{"$f":"IFERROR(IF(OR(V143=\"\",'Combined scenario - input'!$D128=\"\"),\"\",V143/'Combined scenario - input'!$D128),\"\")","v":""},{"$f":"IFERROR(IF(OR(W143=\"\",'Combined scenario - input'!$D128=\"\"),\"\",W143/'Combined scenario - input'!$D128),\"\")","v":""}]
[{"$f":"IFERROR('Combined scenario - input'!A129,\"\")","v":""},{"$f":"IFERROR('Combined scenario - input'!B129,\"\")","v":""},{"$f":"IFERROR('Combined scenario - input'!C129,\"\")","v":""},{"$f":"IFERROR(repcalc('Combined scenario - input'!$CV129:$GH129,'Combined scenario - input'!$G129,'Combined scenario - input'!$E129,'Combined scenario - input'!$F129,20,TRUE,TRUE),\"\")","v":""},"","","","","","","","","","","","","","","","","","","",{"$f":"IFERROR(IF(OR(D144=\"\",'Combined scenario - input'!$D129=\"\"),\"\",D144/'Combined scenario - input'!$D129),\"\")","v":""},{"$f":"IFERROR(IF(OR(E144=\"\",'Combined scenario - input'!$D129=\"\"),\"\",E144/'Combined scenario - input'!$D129),\"\")","v":""},{"$f":"IFERROR(IF(OR(F144=\"\",'Combined scenario - input'!$D129=\"\"),\"\",F144/'Combined scenario - input'!$D129),\"\")","v":""},{"$f":"IFERROR(IF(OR(G144=\"\",'Combined scenario - input'!$D129=\"\"),\"\",G144/'Combined scenario - input'!$D129),\"\")","v":""},{"$f":"IFERROR(IF(OR(H144=\"\",'Combined scenario - input'!$D129=\"\"),\"\",H144/'Combined scenario - input'!$D129),\"\")","v":""},{"$f":"IFERROR(IF(OR(I144=\"\",'Combined scenario - input'!$D129=\"\"),\"\",I144/'Combined scenario - input'!$D129),\"\")","v":""},{"$f":"IFERROR(IF(OR(J144=\"\",'Combined scenario - input'!$D129=\"\"),\"\",J144/'Combined scenario - input'!$D129),\"\")","v":""},{"$f":"IFERROR(IF(OR(K144=\"\",'Combined scenario - input'!$D129=\"\"),\"\",K144/'Combined scenario - input'!$D129),\"\")","v":""},{"$f":"IFERROR(IF(OR(L144=\"\",'Combined scenario - input'!$D129=\"\"),\"\",L144/'Combined scenario - input'!$D129),\"\")","v":""},{"$f":"IFERROR(IF(OR(M144=\"\",'Combined scenario - input'!$D129=\"\"),\"\",M144/'Combined scenario - input'!$D129),\"\")","v":""},{"$f":"IFERROR(IF(OR(N144=\"\",'Combined scenario - input'!$D129=\"\"),\"\",N144/'Combined scenario - input'!$D129),\"\")","v":""},{"$f":"IFERROR(IF(OR(O144=\"\",'Combined scenario - input'!$D129=\"\"),\"\",O144/'Combined scenario - input'!$D129),\"\")","v":""},{"$f":"IFERROR(IF(OR(P144=\"\",'Combined scenario - input'!$D129=\"\"),\"\",P144/'Combined scenario - input'!$D129),\"\")","v":""},{"$f":"IFERROR(IF(OR(Q144=\"\",'Combined scenario - input'!$D129=\"\"),\"\",Q144/'Combined scenario - input'!$D129),\"\")","v":""},{"$f":"IFERROR(IF(OR(R144=\"\",'Combined scenario - input'!$D129=\"\"),\"\",R144/'Combined scenario - input'!$D129),\"\")","v":""},{"$f":"IFERROR(IF(OR(S144=\"\",'Combined scenario - input'!$D129=\"\"),\"\",S144/'Combined scenario - input'!$D129),\"\")","v":""},{"$f":"IFERROR(IF(OR(T144=\"\",'Combined scenario - input'!$D129=\"\"),\"\",T144/'Combined scenario - input'!$D129),\"\")","v":""},{"$f":"IFERROR(IF(OR(U144=\"\",'Combined scenario - input'!$D129=\"\"),\"\",U144/'Combined scenario - input'!$D129),\"\")","v":""},{"$f":"IFERROR(IF(OR(V144=\"\",'Combined scenario - input'!$D129=\"\"),\"\",V144/'Combined scenario - input'!$D129),\"\")","v":""},{"$f":"IFERROR(IF(OR(W144=\"\",'Combined scenario - input'!$D129=\"\"),\"\",W144/'Combined scenario - input'!$D129),\"\")","v":""}]
[{"$f":"IFERROR('Combined scenario - input'!A130,\"\")","v":""},{"$f":"IFERROR('Combined scenario - input'!B130,\"\")","v":""},{"$f":"IFERROR('Combined scenario - input'!C130,\"\")","v":""},{"$f":"IFERROR(repcalc('Combined scenario - input'!$CV130:$GH130,'Combined scenario - input'!$G130,'Combined scenario - input'!$E130,'Combined scenario - input'!$F130,20,TRUE,TRUE),\"\")","v":""},"","","","","","","","","","","","","","","","","","","",{"$f":"IFERROR(IF(OR(D145=\"\",'Combined scenario - input'!$D130=\"\"),\"\",D145/'Combined scenario - input'!$D130),\"\")","v":""},{"$f":"IFERROR(IF(OR(E145=\"\",'Combined scenario - input'!$D130=\"\"),\"\",E145/'Combined scenario - input'!$D130),\"\")","v":""},{"$f":"IFERROR(IF(OR(F145=\"\",'Combined scenario - input'!$D130=\"\"),\"\",F145/'Combined scenario - input'!$D130),\"\")","v":""},{"$f":"IFERROR(IF(OR(G145=\"\",'Combined scenario - input'!$D130=\"\"),\"\",G145/'Combined scenario - input'!$D130),\"\")","v":""},{"$f":"IFERROR(IF(OR(H145=\"\",'Combined scenario - input'!$D130=\"\"),\"\",H145/'Combined scenario - input'!$D130),\"\")","v":""},{"$f":"IFERROR(IF(OR(I145=\"\",'Combined scenario - input'!$D130=\"\"),\"\",I145/'Combined scenario - input'!$D130),\"\")","v":""},{"$f":"IFERROR(IF(OR(J145=\"\",'Combined scenario - input'!$D130=\"\"),\"\",J145/'Combined scenario - input'!$D130),\"\")","v":""},{"$f":"IFERROR(IF(OR(K145=\"\",'Combined scenario - input'!$D130=\"\"),\"\",K145/'Combined scenario - input'!$D130),\"\")","v":""},{"$f":"IFERROR(IF(OR(L145=\"\",'Combined scenario - input'!$D130=\"\"),\"\",L145/'Combined scenario - input'!$D130),\"\")","v":""},{"$f":"IFERROR(IF(OR(M145=\"\",'Combined scenario - input'!$D130=\"\"),\"\",M145/'Combined scenario - input'!$D130),\"\")","v":""},{"$f":"IFERROR(IF(OR(N145=\"\",'Combined scenario - input'!$D130=\"\"),\"\",N145/'Combined scenario - input'!$D130),\"\")","v":""},{"$f":"IFERROR(IF(OR(O145=\"\",'Combined scenario - input'!$D130=\"\"),\"\",O145/'Combined scenario - input'!$D130),\"\")","v":""},{"$f":"IFERROR(IF(OR(P145=\"\",'Combined scenario - input'!$D130=\"\"),\"\",P145/'Combined scenario - input'!$D130),\"\")","v":""},{"$f":"IFERROR(IF(OR(Q145=\"\",'Combined scenario - input'!$D130=\"\"),\"\",Q145/'Combined scenario - input'!$D130),\"\")","v":""},{"$f":"IFERROR(IF(OR(R145=\"\",'Combined scenario - input'!$D130=\"\"),\"\",R145/'Combined scenario - input'!$D130),\"\")","v":""},{"$f":"IFERROR(IF(OR(S145=\"\",'Combined scenario - input'!$D130=\"\"),\"\",S145/'Combined scenario - input'!$D130),\"\")","v":""},{"$f":"IFERROR(IF(OR(T145=\"\",'Combined scenario - input'!$D130=\"\"),\"\",T145/'Combined scenario - input'!$D130),\"\")","v":""},{"$f":"IFERROR(IF(OR(U145=\"\",'Combined scenario - input'!$D130=\"\"),\"\",U145/'Combined scenario - input'!$D130),\"\")","v":""},{"$f":"IFERROR(IF(OR(V145=\"\",'Combined scenario - input'!$D130=\"\"),\"\",V145/'Combined scenario - input'!$D130),\"\")","v":""},{"$f":"IFERROR(IF(OR(W145=\"\",'Combined scenario - input'!$D130=\"\"),\"\",W145/'Combined scenario - input'!$D130),\"\")","v":""}]
[{"$f":"IFERROR('Combined scenario - input'!A131,\"\")","v":""},{"$f":"IFERROR('Combined scenario - input'!B131,\"\")","v":""},{"$f":"IFERROR('Combined scenario - input'!C131,\"\")","v":""},{"$f":"IFERROR(repcalc('Combined scenario - input'!$CV131:$GH131,'Combined scenario - input'!$G131,'Combined scenario - input'!$E131,'Combined scenario - input'!$F131,20,TRUE,TRUE),\"\")","v":""},"","","","","","","","","","","","","","","","","","","",{"$f":"IFERROR(IF(OR(D146=\"\",'Combined scenario - input'!$D131=\"\"),\"\",D146/'Combined scenario - input'!$D131),\"\")","v":""},{"$f":"IFERROR(IF(OR(E146=\"\",'Combined scenario - input'!$D131=\"\"),\"\",E146/'Combined scenario - input'!$D131),\"\")","v":""},{"$f":"IFERROR(IF(OR(F146=\"\",'Combined scenario - input'!$D131=\"\"),\"\",F146/'Combined scenario - input'!$D131),\"\")","v":""},{"$f":"IFERROR(IF(OR(G146=\"\",'Combined scenario - input'!$D131=\"\"),\"\",G146/'Combined scenario - input'!$D131),\"\")","v":""},{"$f":"IFERROR(IF(OR(H146=\"\",'Combined scenario - input'!$D131=\"\"),\"\",H146/'Combined scenario - input'!$D131),\"\")","v":""},{"$f":"IFERROR(IF(OR(I146=\"\",'Combined scenario - input'!$D131=\"\"),\"\",I146/'Combined scenario - input'!$D131),\"\")","v":""},{"$f":"IFERROR(IF(OR(J146=\"\",'Combined scenario - input'!$D131=\"\"),\"\",J146/'Combined scenario - input'!$D131),\"\")","v":""},{"$f":"IFERROR(IF(OR(K146=\"\",'Combined scenario - input'!$D131=\"\"),\"\",K146/'Combined scenario - input'!$D131),\"\")","v":""},{"$f":"IFERROR(IF(OR(L146=\"\",'Combined scenario - input'!$D131=\"\"),\"\",L146/'Combined scenario - input'!$D131),\"\")","v":""},{"$f":"IFERROR(IF(OR(M146=\"\",'Combined scenario - input'!$D131=\"\"),\"\",M146/'Combined scenario - input'!$D131),\"\")","v":""},{"$f":"IFERROR(IF(OR(N146=\"\",'Combined scenario - input'!$D131=\"\"),\"\",N146/'Combined scenario - input'!$D131),\"\")","v":""},{"$f":"IFERROR(IF(OR(O146=\"\",'Combined scenario - input'!$D131=\"\"),\"\",O146/'Combined scenario - input'!$D131),\"\")","v":""},{"$f":"IFERROR(IF(OR(P146=\"\",'Combined scenario - input'!$D131=\"\"),\"\",P146/'Combined scenario - input'!$D131),\"\")","v":""},{"$f":"IFERROR(IF(OR(Q146=\"\",'Combined scenario - input'!$D131=\"\"),\"\",Q146/'Combined scenario - input'!$D131),\"\")","v":""},{"$f":"IFERROR(IF(OR(R146=\"\",'Combined scenario - input'!$D131=\"\"),\"\",R146/'Combined scenario - input'!$D131),\"\")","v":""},{"$f":"IFERROR(IF(OR(S146=\"\",'Combined scenario - input'!$D131=\"\"),\"\",S146/'Combined scenario - input'!$D131),\"\")","v":""},{"$f":"IFERROR(IF(OR(T146=\"\",'Combined scenario - input'!$D131=\"\"),\"\",T146/'Combined scenario - input'!$D131),\"\")","v":""},{"$f":"IFERROR(IF(OR(U146=\"\",'Combined scenario - input'!$D131=\"\"),\"\",U146/'Combined scenario - input'!$D131),\"\")","v":""},{"$f":"IFERROR(IF(OR(V146=\"\",'Combined scenario - input'!$D131=\"\"),\"\",V146/'Combined scenario - input'!$D131),\"\")","v":""},{"$f":"IFERROR(IF(OR(W146=\"\",'Combined scenario - input'!$D131=\"\"),\"\",W146/'Combined scenario - input'!$D131),\"\")","v":""}]
[{"$f":"IFERROR('Combined scenario - input'!A132,\"\")","v":""},{"$f":"IFERROR('Combined scenario - input'!B132,\"\")","v":""},{"$f":"IFERROR('Combined scenario - input'!C132,\"\")","v":""},{"$f":"IFERROR(repcalc('Combined scenario - input'!$CV132:$GH132,'Combined scenario - input'!$G132,'Combined scenario - input'!$E132,'Combined scenario - input'!$F132,20,TRUE,TRUE),\"\")","v":""},"","","","","","","","","","","","","","","","","","","",{"$f":"IFERROR(IF(OR(D147=\"\",'Combined scenario - input'!$D132=\"\"),\"\",D147/'Combined scenario - input'!$D132),\"\")","v":""},{"$f":"IFERROR(IF(OR(E147=\"\",'Combined scenario - input'!$D132=\"\"),\"\",E147/'Combined scenario - input'!$D132),\"\")","v":""},{"$f":"IFERROR(IF(OR(F147=\"\",'Combined scenario - input'!$D132=\"\"),\"\",F147/'Combined scenario - input'!$D132),\"\")","v":""},{"$f":"IFERROR(IF(OR(G147=\"\",'Combined scenario - input'!$D132=\"\"),\"\",G147/'Combined scenario - input'!$D132),\"\")","v":""},{"$f":"IFERROR(IF(OR(H147=\"\",'Combined scenario - input'!$D132=\"\"),\"\",H147/'Combined scenario - input'!$D132),\"\")","v":""},{"$f":"IFERROR(IF(OR(I147=\"\",'Combined scenario - input'!$D132=\"\"),\"\",I147/'Combined scenario - input'!$D132),\"\")","v":""},{"$f":"IFERROR(IF(OR(J147=\"\",'Combined scenario - input'!$D132=\"\"),\"\",J147/'Combined scenario - input'!$D132),\"\")","v":""},{"$f":"IFERROR(IF(OR(K147=\"\",'Combined scenario - input'!$D132=\"\"),\"\",K147/'Combined scenario - input'!$D132),\"\")","v":""},{"$f":"IFERROR(IF(OR(L147=\"\",'Combined scenario - input'!$D132=\"\"),\"\",L147/'Combined scenario - input'!$D132),\"\")","v":""},{"$f":"IFERROR(IF(OR(M147=\"\",'Combined scenario - input'!$D132=\"\"),\"\",M147/'Combined scenario - input'!$D132),\"\")","v":""},{"$f":"IFERROR(IF(OR(N147=\"\",'Combined scenario - input'!$D132=\"\"),\"\",N147/'Combined scenario - input'!$D132),\"\")","v":""},{"$f":"IFERROR(IF(OR(O147=\"\",'Combined scenario - input'!$D132=\"\"),\"\",O147/'Combined scenario - input'!$D132),\"\")","v":""},{"$f":"IFERROR(IF(OR(P147=\"\",'Combined scenario - input'!$D132=\"\"),\"\",P147/'Combined scenario - input'!$D132),\"\")","v":""},{"$f":"IFERROR(IF(OR(Q147=\"\",'Combined scenario - input'!$D132=\"\"),\"\",Q147/'Combined scenario - input'!$D132),\"\")","v":""},{"$f":"IFERROR(IF(OR(R147=\"\",'Combined scenario - input'!$D132=\"\"),\"\",R147/'Combined scenario - input'!$D132),\"\")","v":""},{"$f":"IFERROR(IF(OR(S147=\"\",'Combined scenario - input'!$D132=\"\"),\"\",S147/'Combined scenario - input'!$D132),\"\")","v":""},{"$f":"IFERROR(IF(OR(T147=\"\",'Combined scenario - input'!$D132=\"\"),\"\",T147/'Combined scenario - input'!$D132),\"\")","v":""},{"$f":"IFERROR(IF(OR(U147=\"\",'Combined scenario - input'!$D132=\"\"),\"\",U147/'Combined scenario - input'!$D132),\"\")","v":""},{"$f":"IFERROR(IF(OR(V147=\"\",'Combined scenario - input'!$D132=\"\"),\"\",V147/'Combined scenario - input'!$D132),\"\")","v":""},{"$f":"IFERROR(IF(OR(W147=\"\",'Combined scenario - input'!$D132=\"\"),\"\",W147/'Combined scenario - input'!$D132),\"\")","v":""}]
[{"$f":"IFERROR('Combined scenario - input'!A133,\"\")","v":""},{"$f":"IFERROR('Combined scenario - input'!B133,\"\")","v":""},{"$f":"IFERROR('Combined scenario - input'!C133,\"\")","v":""},{"$f":"IFERROR(repcalc('Combined scenario - input'!$CV133:$GH133,'Combined scenario - input'!$G133,'Combined scenario - input'!$E133,'Combined scenario - input'!$F133,20,TRUE,TRUE),\"\")","v":""},"","","","","","","","","","","","","","","","","","","",{"$f":"IFERROR(IF(OR(D148=\"\",'Combined scenario - input'!$D133=\"\"),\"\",D148/'Combined scenario - input'!$D133),\"\")","v":""},{"$f":"IFERROR(IF(OR(E148=\"\",'Combined scenario - input'!$D133=\"\"),\"\",E148/'Combined scenario - input'!$D133),\"\")","v":""},{"$f":"IFERROR(IF(OR(F148=\"\",'Combined scenario - input'!$D133=\"\"),\"\",F148/'Combined scenario - input'!$D133),\"\")","v":""},{"$f":"IFERROR(IF(OR(G148=\"\",'Combined scenario - input'!$D133=\"\"),\"\",G148/'Combined scenario - input'!$D133),\"\")","v":""},{"$f":"IFERROR(IF(OR(H148=\"\",'Combined scenario - input'!$D133=\"\"),\"\",H148/'Combined scenario - input'!$D133),\"\")","v":""},{"$f":"IFERROR(IF(OR(I148=\"\",'Combined scenario - input'!$D133=\"\"),\"\",I148/'Combined scenario - input'!$D133),\"\")","v":""},{"$f":"IFERROR(IF(OR(J148=\"\",'Combined scenario - input'!$D133=\"\"),\"\",J148/'Combined scenario - input'!$D133),\"\")","v":""},{"$f":"IFERROR(IF(OR(K148=\"\",'Combined scenario - input'!$D133=\"\"),\"\",K148/'Combined scenario - input'!$D133),\"\")","v":""},{"$f":"IFERROR(IF(OR(L148=\"\",'Combined scenario - input'!$D133=\"\"),\"\",L148/'Combined scenario - input'!$D133),\"\")","v":""},{"$f":"IFERROR(IF(OR(M148=\"\",'Combined scenario - input'!$D133=\"\"),\"\",M148/'Combined scenario - input'!$D133),\"\")","v":""},{"$f":"IFERROR(IF(OR(N148=\"\",'Combined scenario - input'!$D133=\"\"),\"\",N148/'Combined scenario - input'!$D133),\"\")","v":""},{"$f":"IFERROR(IF(OR(O148=\"\",'Combined scenario - input'!$D133=\"\"),\"\",O148/'Combined scenario - input'!$D133),\"\")","v":""},{"$f":"IFERROR(IF(OR(P148=\"\",'Combined scenario - input'!$D133=\"\"),\"\",P148/'Combined scenario - input'!$D133),\"\")","v":""},{"$f":"IFERROR(IF(OR(Q148=\"\",'Combined scenario - input'!$D133=\"\"),\"\",Q148/'Combined scenario - input'!$D133),\"\")","v":""},{"$f":"IFERROR(IF(OR(R148=\"\",'Combined scenario - input'!$D133=\"\"),\"\",R148/'Combined scenario - input'!$D133),\"\")","v":""},{"$f":"IFERROR(IF(OR(S148=\"\",'Combined scenario - input'!$D133=\"\"),\"\",S148/'Combined scenario - input'!$D133),\"\")","v":""},{"$f":"IFERROR(IF(OR(T148=\"\",'Combined scenario - input'!$D133=\"\"),\"\",T148/'Combined scenario - input'!$D133),\"\")","v":""},{"$f":"IFERROR(IF(OR(U148=\"\",'Combined scenario - input'!$D133=\"\"),\"\",U148/'Combined scenario - input'!$D133),\"\")","v":""},{"$f":"IFERROR(IF(OR(V148=\"\",'Combined scenario - input'!$D133=\"\"),\"\",V148/'Combined scenario - input'!$D133),\"\")","v":""},{"$f":"IFERROR(IF(OR(W148=\"\",'Combined scenario - input'!$D133=\"\"),\"\",W148/'Combined scenario - input'!$D133),\"\")","v":""}]
[{"$f":"IFERROR('Combined scenario - input'!A134,\"\")","v":""},{"$f":"IFERROR('Combined scenario - input'!B134,\"\")","v":""},{"$f":"IFERROR('Combined scenario - input'!C134,\"\")","v":""},{"$f":"IFERROR(repcalc('Combined scenario - input'!$CV134:$GH134,'Combined scenario - input'!$G134,'Combined scenario - input'!$E134,'Combined scenario - input'!$F134,20,TRUE,TRUE),\"\")","v":""},"","","","","","","","","","","","","","","","","","","",{"$f":"IFERROR(IF(OR(D149=\"\",'Combined scenario - input'!$D134=\"\"),\"\",D149/'Combined scenario - input'!$D134),\"\")","v":""},{"$f":"IFERROR(IF(OR(E149=\"\",'Combined scenario - input'!$D134=\"\"),\"\",E149/'Combined scenario - input'!$D134),\"\")","v":""},{"$f":"IFERROR(IF(OR(F149=\"\",'Combined scenario - input'!$D134=\"\"),\"\",F149/'Combined scenario - input'!$D134),\"\")","v":""},{"$f":"IFERROR(IF(OR(G149=\"\",'Combined scenario - input'!$D134=\"\"),\"\",G149/'Combined scenario - input'!$D134),\"\")","v":""},{"$f":"IFERROR(IF(OR(H149=\"\",'Combined scenario - input'!$D134=\"\"),\"\",H149/'Combined scenario - input'!$D134),\"\")","v":""},{"$f":"IFERROR(IF(OR(I149=\"\",'Combined scenario - input'!$D134=\"\"),\"\",I149/'Combined scenario - input'!$D134),\"\")","v":""},{"$f":"IFERROR(IF(OR(J149=\"\",'Combined scenario - input'!$D134=\"\"),\"\",J149/'Combined scenario - input'!$D134),\"\")","v":""},{"$f":"IFERROR(IF(OR(K149=\"\",'Combined scenario - input'!$D134=\"\"),\"\",K149/'Combined scenario - input'!$D134),\"\")","v":""},{"$f":"IFERROR(IF(OR(L149=\"\",'Combined scenario - input'!$D134=\"\"),\"\",L149/'Combined scenario - input'!$D134),\"\")","v":""},{"$f":"IFERROR(IF(OR(M149=\"\",'Combined scenario - input'!$D134=\"\"),\"\",M149/'Combined scenario - input'!$D134),\"\")","v":""},{"$f":"IFERROR(IF(OR(N149=\"\",'Combined scenario - input'!$D134=\"\"),\"\",N149/'Combined scenario - input'!$D134),\"\")","v":""},{"$f":"IFERROR(IF(OR(O149=\"\",'Combined scenario - input'!$D134=\"\"),\"\",O149/'Combined scenario - input'!$D134),\"\")","v":""},{"$f":"IFERROR(IF(OR(P149=\"\",'Combined scenario - input'!$D134=\"\"),\"\",P149/'Combined scenario - input'!$D134),\"\")","v":""},{"$f":"IFERROR(IF(OR(Q149=\"\",'Combined scenario - input'!$D134=\"\"),\"\",Q149/'Combined scenario - input'!$D134),\"\")","v":""},{"$f":"IFERROR(IF(OR(R149=\"\",'Combined scenario - input'!$D134=\"\"),\"\",R149/'Combined scenario - input'!$D134),\"\")","v":""},{"$f":"IFERROR(IF(OR(S149=\"\",'Combined scenario - input'!$D134=\"\"),\"\",S149/'Combined scenario - input'!$D134),\"\")","v":""},{"$f":"IFERROR(IF(OR(T149=\"\",'Combined scenario - input'!$D134=\"\"),\"\",T149/'Combined scenario - input'!$D134),\"\")","v":""},{"$f":"IFERROR(IF(OR(U149=\"\",'Combined scenario - input'!$D134=\"\"),\"\",U149/'Combined scenario - input'!$D134),\"\")","v":""},{"$f":"IFERROR(IF(OR(V149=\"\",'Combined scenario - input'!$D134=\"\"),\"\",V149/'Combined scenario - input'!$D134),\"\")","v":""},{"$f":"IFERROR(IF(OR(W149=\"\",'Combined scenario - input'!$D134=\"\"),\"\",W149/'Combined scenario - input'!$D134),\"\")","v":""}]
[{"$f":"IFERROR('Combined scenario - input'!A135,\"\")","v":""},{"$f":"IFERROR('Combined scenario - input'!B135,\"\")","v":""},{"$f":"IFERROR('Combined scenario - input'!C135,\"\")","v":""},{"$f":"IFERROR(repcalc('Combined scenario - input'!$CV135:$GH135,'Combined scenario - input'!$G135,'Combined scenario - input'!$E135,'Combined scenario - input'!$F135,20,TRUE,TRUE),\"\")","v":""},"","","","","","","","","","","","","","","","","","","",{"$f":"IFERROR(IF(OR(D150=\"\",'Combined scenario - input'!$D135=\"\"),\"\",D150/'Combined scenario - input'!$D135),\"\")","v":""},{"$f":"IFERROR(IF(OR(E150=\"\",'Combined scenario - input'!$D135=\"\"),\"\",E150/'Combined scenario - input'!$D135),\"\")","v":""},{"$f":"IFERROR(IF(OR(F150=\"\",'Combined scenario - input'!$D135=\"\"),\"\",F150/'Combined scenario - input'!$D135),\"\")","v":""},{"$f":"IFERROR(IF(OR(G150=\"\",'Combined scenario - input'!$D135=\"\"),\"\",G150/'Combined scenario - input'!$D135),\"\")","v":""},{"$f":"IFERROR(IF(OR(H150=\"\",'Combined scenario - input'!$D135=\"\"),\"\",H150/'Combined scenario - input'!$D135),\"\")","v":""},{"$f":"IFERROR(IF(OR(I150=\"\",'Combined scenario - input'!$D135=\"\"),\"\",I150/'Combined scenario - input'!$D135),\"\")","v":""},{"$f":"IFERROR(IF(OR(J150=\"\",'Combined scenario - input'!$D135=\"\"),\"\",J150/'Combined scenario - input'!$D135),\"\")","v":""},{"$f":"IFERROR(IF(OR(K150=\"\",'Combined scenario - input'!$D135=\"\"),\"\",K150/'Combined scenario - input'!$D135),\"\")","v":""},{"$f":"IFERROR(IF(OR(L150=\"\",'Combined scenario - input'!$D135=\"\"),\"\",L150/'Combined scenario - input'!$D135),\"\")","v":""},{"$f":"IFERROR(IF(OR(M150=\"\",'Combined scenario - input'!$D135=\"\"),\"\",M150/'Combined scenario - input'!$D135),\"\")","v":""},{"$f":"IFERROR(IF(OR(N150=\"\",'Combined scenario - input'!$D135=\"\"),\"\",N150/'Combined scenario - input'!$D135),\"\")","v":""},{"$f":"IFERROR(IF(OR(O150=\"\",'Combined scenario - input'!$D135=\"\"),\"\",O150/'Combined scenario - input'!$D135),\"\")","v":""},{"$f":"IFERROR(IF(OR(P150=\"\",'Combined scenario - input'!$D135=\"\"),\"\",P150/'Combined scenario - input'!$D135),\"\")","v":""},{"$f":"IFERROR(IF(OR(Q150=\"\",'Combined scenario - input'!$D135=\"\"),\"\",Q150/'Combined scenario - input'!$D135),\"\")","v":""},{"$f":"IFERROR(IF(OR(R150=\"\",'Combined scenario - input'!$D135=\"\"),\"\",R150/'Combined scenario - input'!$D135),\"\")","v":""},{"$f":"IFERROR(IF(OR(S150=\"\",'Combined scenario - input'!$D135=\"\"),\"\",S150/'Combined scenario - input'!$D135),\"\")","v":""},{"$f":"IFERROR(IF(OR(T150=\"\",'Combined scenario - input'!$D135=\"\"),\"\",T150/'Combined scenario - input'!$D135),\"\")","v":""},{"$f":"IFERROR(IF(OR(U150=\"\",'Combined scenario - input'!$D135=\"\"),\"\",U150/'Combined scenario - input'!$D135),\"\")","v":""},{"$f":"IFERROR(IF(OR(V150=\"\",'Combined scenario - input'!$D135=\"\"),\"\",V150/'Combined scenario - input'!$D135),\"\")","v":""},{"$f":"IFERROR(IF(OR(W150=\"\",'Combined scenario - input'!$D135=\"\"),\"\",W150/'Combined scenario - input'!$D135),\"\")","v":""}]
[{"$f":"IFERROR('Combined scenario - input'!A136,\"\")","v":""},{"$f":"IFERROR('Combined scenario - input'!B136,\"\")","v":""},{"$f":"IFERROR('Combined scenario - input'!C136,\"\")","v":""},{"$f":"IFERROR(repcalc('Combined scenario - input'!$CV136:$GH136,'Combined scenario - input'!$G136,'Combined scenario - input'!$E136,'Combined scenario - input'!$F136,20,TRUE,TRUE),\"\")","v":""},"","","","","","","","","","","","","","","","","","","",{"$f":"IFERROR(IF(OR(D151=\"\",'Combined scenario - input'!$D136=\"\"),\"\",D151/'Combined scenario - input'!$D136),\"\")","v":""},{"$f":"IFERROR(IF(OR(E151=\"\",'Combined scenario - input'!$D136=\"\"),\"\",E151/'Combined scenario - input'!$D136),\"\")","v":""},{"$f":"IFERROR(IF(OR(F151=\"\",'Combined scenario - input'!$D136=\"\"),\"\",F151/'Combined scenario - input'!$D136),\"\")","v":""},{"$f":"IFERROR(IF(OR(G151=\"\",'Combined scenario - input'!$D136=\"\"),\"\",G151/'Combined scenario - input'!$D136),\"\")","v":""},{"$f":"IFERROR(IF(OR(H151=\"\",'Combined scenario - input'!$D136=\"\"),\"\",H151/'Combined scenario - input'!$D136),\"\")","v":""},{"$f":"IFERROR(IF(OR(I151=\"\",'Combined scenario - input'!$D136=\"\"),\"\",I151/'Combined scenario - input'!$D136),\"\")","v":""},{"$f":"IFERROR(IF(OR(J151=\"\",'Combined scenario - input'!$D136=\"\"),\"\",J151/'Combined scenario - input'!$D136),\"\")","v":""},{"$f":"IFERROR(IF(OR(K151=\"\",'Combined scenario - input'!$D136=\"\"),\"\",K151/'Combined scenario - input'!$D136),\"\")","v":""},{"$f":"IFERROR(IF(OR(L151=\"\",'Combined scenario - input'!$D136=\"\"),\"\",L151/'Combined scenario - input'!$D136),\"\")","v":""},{"$f":"IFERROR(IF(OR(M151=\"\",'Combined scenario - input'!$D136=\"\"),\"\",M151/'Combined scenario - input'!$D136),\"\")","v":""},{"$f":"IFERROR(IF(OR(N151=\"\",'Combined scenario - input'!$D136=\"\"),\"\",N151/'Combined scenario - input'!$D136),\"\")","v":""},{"$f":"IFERROR(IF(OR(O151=\"\",'Combined scenario - input'!$D136=\"\"),\"\",O151/'Combined scenario - input'!$D136),\"\")","v":""},{"$f":"IFERROR(IF(OR(P151=\"\",'Combined scenario - input'!$D136=\"\"),\"\",P151/'Combined scenario - input'!$D136),\"\")","v":""},{"$f":"IFERROR(IF(OR(Q151=\"\",'Combined scenario - input'!$D136=\"\"),\"\",Q151/'Combined scenario - input'!$D136),\"\")","v":""},{"$f":"IFERROR(IF(OR(R151=\"\",'Combined scenario - input'!$D136=\"\"),\"\",R151/'Combined scenario - input'!$D136),\"\")","v":""},{"$f":"IFERROR(IF(OR(S151=\"\",'Combined scenario - input'!$D136=\"\"),\"\",S151/'Combined scenario - input'!$D136),\"\")","v":""},{"$f":"IFERROR(IF(OR(T151=\"\",'Combined scenario - input'!$D136=\"\"),\"\",T151/'Combined scenario - input'!$D136),\"\")","v":""},{"$f":"IFERROR(IF(OR(U151=\"\",'Combined scenario - input'!$D136=\"\"),\"\",U151/'Combined scenario - input'!$D136),\"\")","v":""},{"$f":"IFERROR(IF(OR(V151=\"\",'Combined scenario - input'!$D136=\"\"),\"\",V151/'Combined scenario - input'!$D136),\"\")","v":""},{"$f":"IFERROR(IF(OR(W151=\"\",'Combined scenario - input'!$D136=\"\"),\"\",W151/'Combined scenario - input'!$D136),\"\")","v":""}]
[{"$f":"IFERROR('Combined scenario - input'!A137,\"\")","v":""},{"$f":"IFERROR('Combined scenario - input'!B137,\"\")","v":""},{"$f":"IFERROR('Combined scenario - input'!C137,\"\")","v":""},{"$f":"IFERROR(repcalc('Combined scenario - input'!$CV137:$GH137,'Combined scenario - input'!$G137,'Combined scenario - input'!$E137,'Combined scenario - input'!$F137,20,TRUE,TRUE),\"\")","v":""},"","","","","","","","","","","","","","","","","","","",{"$f":"IFERROR(IF(OR(D152=\"\",'Combined scenario - input'!$D137=\"\"),\"\",D152/'Combined scenario - input'!$D137),\"\")","v":""},{"$f":"IFERROR(IF(OR(E152=\"\",'Combined scenario - input'!$D137=\"\"),\"\",E152/'Combined scenario - input'!$D137),\"\")","v":""},{"$f":"IFERROR(IF(OR(F152=\"\",'Combined scenario - input'!$D137=\"\"),\"\",F152/'Combined scenario - input'!$D137),\"\")","v":""},{"$f":"IFERROR(IF(OR(G152=\"\",'Combined scenario - input'!$D137=\"\"),\"\",G152/'Combined scenario - input'!$D137),\"\")","v":""},{"$f":"IFERROR(IF(OR(H152=\"\",'Combined scenario - input'!$D137=\"\"),\"\",H152/'Combined scenario - input'!$D137),\"\")","v":""},{"$f":"IFERROR(IF(OR(I152=\"\",'Combined scenario - input'!$D137=\"\"),\"\",I152/'Combined scenario - input'!$D137),\"\")","v":""},{"$f":"IFERROR(IF(OR(J152=\"\",'Combined scenario - input'!$D137=\"\"),\"\",J152/'Combined scenario - input'!$D137),\"\")","v":""},{"$f":"IFERROR(IF(OR(K152=\"\",'Combined scenario - input'!$D137=\"\"),\"\",K152/'Combined scenario - input'!$D137),\"\")","v":""},{"$f":"IFERROR(IF(OR(L152=\"\",'Combined scenario - input'!$D137=\"\"),\"\",L152/'Combined scenario - input'!$D137),\"\")","v":""},{"$f":"IFERROR(IF(OR(M152=\"\",'Combined scenario - input'!$D137=\"\"),\"\",M152/'Combined scenario - input'!$D137),\"\")","v":""},{"$f":"IFERROR(IF(OR(N152=\"\",'Combined scenario - input'!$D137=\"\"),\"\",N152/'Combined scenario - input'!$D137),\"\")","v":""},{"$f":"IFERROR(IF(OR(O152=\"\",'Combined scenario - input'!$D137=\"\"),\"\",O152/'Combined scenario - input'!$D137),\"\")","v":""},{"$f":"IFERROR(IF(OR(P152=\"\",'Combined scenario - input'!$D137=\"\"),\"\",P152/'Combined scenario - input'!$D137),\"\")","v":""},{"$f":"IFERROR(IF(OR(Q152=\"\",'Combined scenario - input'!$D137=\"\"),\"\",Q152/'Combined scenario - input'!$D137),\"\")","v":""},{"$f":"IFERROR(IF(OR(R152=\"\",'Combined scenario - input'!$D137=\"\"),\"\",R152/'Combined scenario - input'!$D137),\"\")","v":""},{"$f":"IFERROR(IF(OR(S152=\"\",'Combined scenario - input'!$D137=\"\"),\"\",S152/'Combined scenario - input'!$D137),\"\")","v":""},{"$f":"IFERROR(IF(OR(T152=\"\",'Combined scenario - input'!$D137=\"\"),\"\",T152/'Combined scenario - input'!$D137),\"\")","v":""},{"$f":"IFERROR(IF(OR(U152=\"\",'Combined scenario - input'!$D137=\"\"),\"\",U152/'Combined scenario - input'!$D137),\"\")","v":""},{"$f":"IFERROR(IF(OR(V152=\"\",'Combined scenario - input'!$D137=\"\"),\"\",V152/'Combined scenario - input'!$D137),\"\")","v":""},{"$f":"IFERROR(IF(OR(W152=\"\",'Combined scenario - input'!$D137=\"\"),\"\",W152/'Combined scenario - input'!$D137),\"\")","v":""}]
[{"$f":"IFERROR('Combined scenario - input'!A138,\"\")","v":""},{"$f":"IFERROR('Combined scenario - input'!B138,\"\")","v":""},{"$f":"IFERROR('Combined scenario - input'!C138,\"\")","v":""},{"$f":"IFERROR(repcalc('Combined scenario - input'!$CV138:$GH138,'Combined scenario - input'!$G138,'Combined scenario - input'!$E138,'Combined scenario - input'!$F138,20,TRUE,TRUE),\"\")","v":""},"","","","","","","","","","","","","","","","","","","",{"$f":"IFERROR(IF(OR(D153=\"\",'Combined scenario - input'!$D138=\"\"),\"\",D153/'Combined scenario - input'!$D138),\"\")","v":""},{"$f":"IFERROR(IF(OR(E153=\"\",'Combined scenario - input'!$D138=\"\"),\"\",E153/'Combined scenario - input'!$D138),\"\")","v":""},{"$f":"IFERROR(IF(OR(F153=\"\",'Combined scenario - input'!$D138=\"\"),\"\",F153/'Combined scenario - input'!$D138),\"\")","v":""},{"$f":"IFERROR(IF(OR(G153=\"\",'Combined scenario - input'!$D138=\"\"),\"\",G153/'Combined scenario - input'!$D138),\"\")","v":""},{"$f":"IFERROR(IF(OR(H153=\"\",'Combined scenario - input'!$D138=\"\"),\"\",H153/'Combined scenario - input'!$D138),\"\")","v":""},{"$f":"IFERROR(IF(OR(I153=\"\",'Combined scenario - input'!$D138=\"\"),\"\",I153/'Combined scenario - input'!$D138),\"\")","v":""},{"$f":"IFERROR(IF(OR(J153=\"\",'Combined scenario - input'!$D138=\"\"),\"\",J153/'Combined scenario - input'!$D138),\"\")","v":""},{"$f":"IFERROR(IF(OR(K153=\"\",'Combined scenario - input'!$D138=\"\"),\"\",K153/'Combined scenario - input'!$D138),\"\")","v":""},{"$f":"IFERROR(IF(OR(L153=\"\",'Combined scenario - input'!$D138=\"\"),\"\",L153/'Combined scenario - input'!$D138),\"\")","v":""},{"$f":"IFERROR(IF(OR(M153=\"\",'Combined scenario - input'!$D138=\"\"),\"\",M153/'Combined scenario - input'!$D138),\"\")","v":""},{"$f":"IFERROR(IF(OR(N153=\"\",'Combined scenario - input'!$D138=\"\"),\"\",N153/'Combined scenario - input'!$D138),\"\")","v":""},{"$f":"IFERROR(IF(OR(O153=\"\",'Combined scenario - input'!$D138=\"\"),\"\",O153/'Combined scenario - input'!$D138),\"\")","v":""},{"$f":"IFERROR(IF(OR(P153=\"\",'Combined scenario - input'!$D138=\"\"),\"\",P153/'Combined scenario - input'!$D138),\"\")","v":""},{"$f":"IFERROR(IF(OR(Q153=\"\",'Combined scenario - input'!$D138=\"\"),\"\",Q153/'Combined scenario - input'!$D138),\"\")","v":""},{"$f":"IFERROR(IF(OR(R153=\"\",'Combined scenario - input'!$D138=\"\"),\"\",R153/'Combined scenario - input'!$D138),\"\")","v":""},{"$f":"IFERROR(IF(OR(S153=\"\",'Combined scenario - input'!$D138=\"\"),\"\",S153/'Combined scenario - input'!$D138),\"\")","v":""},{"$f":"IFERROR(IF(OR(T153=\"\",'Combined scenario - input'!$D138=\"\"),\"\",T153/'Combined scenario - input'!$D138),\"\")","v":""},{"$f":"IFERROR(IF(OR(U153=\"\",'Combined scenario - input'!$D138=\"\"),\"\",U153/'Combined scenario - input'!$D138),\"\")","v":""},{"$f":"IFERROR(IF(OR(V153=\"\",'Combined scenario - input'!$D138=\"\"),\"\",V153/'Combined scenario - input'!$D138),\"\")","v":""},{"$f":"IFERROR(IF(OR(W153=\"\",'Combined scenario - input'!$D138=\"\"),\"\",W153/'Combined scenario - input'!$D138),\"\")","v":""}]
[{"$f":"IFERROR('Combined scenario - input'!A139,\"\")","v":""},{"$f":"IFERROR('Combined scenario - input'!B139,\"\")","v":""},{"$f":"IFERROR('Combined scenario - input'!C139,\"\")","v":""},{"$f":"IFERROR(repcalc('Combined scenario - input'!$CV139:$GH139,'Combined scenario - input'!$G139,'Combined scenario - input'!$E139,'Combined scenario - input'!$F139,20,TRUE,TRUE),\"\")","v":""},"","","","","","","","","","","","","","","","","","","",{"$f":"IFERROR(IF(OR(D154=\"\",'Combined scenario - input'!$D139=\"\"),\"\",D154/'Combined scenario - input'!$D139),\"\")","v":""},{"$f":"IFERROR(IF(OR(E154=\"\",'Combined scenario - input'!$D139=\"\"),\"\",E154/'Combined scenario - input'!$D139),\"\")","v":""},{"$f":"IFERROR(IF(OR(F154=\"\",'Combined scenario - input'!$D139=\"\"),\"\",F154/'Combined scenario - input'!$D139),\"\")","v":""},{"$f":"IFERROR(IF(OR(G154=\"\",'Combined scenario - input'!$D139=\"\"),\"\",G154/'Combined scenario - input'!$D139),\"\")","v":""},{"$f":"IFERROR(IF(OR(H154=\"\",'Combined scenario - input'!$D139=\"\"),\"\",H154/'Combined scenario - input'!$D139),\"\")","v":""},{"$f":"IFERROR(IF(OR(I154=\"\",'Combined scenario - input'!$D139=\"\"),\"\",I154/'Combined scenario - input'!$D139),\"\")","v":""},{"$f":"IFERROR(IF(OR(J154=\"\",'Combined scenario - input'!$D139=\"\"),\"\",J154/'Combined scenario - input'!$D139),\"\")","v":""},{"$f":"IFERROR(IF(OR(K154=\"\",'Combined scenario - input'!$D139=\"\"),\"\",K154/'Combined scenario - input'!$D139),\"\")","v":""},{"$f":"IFERROR(IF(OR(L154=\"\",'Combined scenario - input'!$D139=\"\"),\"\",L154/'Combined scenario - input'!$D139),\"\")","v":""},{"$f":"IFERROR(IF(OR(M154=\"\",'Combined scenario - input'!$D139=\"\"),\"\",M154/'Combined scenario - input'!$D139),\"\")","v":""},{"$f":"IFERROR(IF(OR(N154=\"\",'Combined scenario - input'!$D139=\"\"),\"\",N154/'Combined scenario - input'!$D139),\"\")","v":""},{"$f":"IFERROR(IF(OR(O154=\"\",'Combined scenario - input'!$D139=\"\"),\"\",O154/'Combined scenario - input'!$D139),\"\")","v":""},{"$f":"IFERROR(IF(OR(P154=\"\",'Combined scenario - input'!$D139=\"\"),\"\",P154/'Combined scenario - input'!$D139),\"\")","v":""},{"$f":"IFERROR(IF(OR(Q154=\"\",'Combined scenario - input'!$D139=\"\"),\"\",Q154/'Combined scenario - input'!$D139),\"\")","v":""},{"$f":"IFERROR(IF(OR(R154=\"\",'Combined scenario - input'!$D139=\"\"),\"\",R154/'Combined scenario - input'!$D139),\"\")","v":""},{"$f":"IFERROR(IF(OR(S154=\"\",'Combined scenario - input'!$D139=\"\"),\"\",S154/'Combined scenario - input'!$D139),\"\")","v":""},{"$f":"IFERROR(IF(OR(T154=\"\",'Combined scenario - input'!$D139=\"\"),\"\",T154/'Combined scenario - input'!$D139),\"\")","v":""},{"$f":"IFERROR(IF(OR(U154=\"\",'Combined scenario - input'!$D139=\"\"),\"\",U154/'Combined scenario - input'!$D139),\"\")","v":""},{"$f":"IFERROR(IF(OR(V154=\"\",'Combined scenario - input'!$D139=\"\"),\"\",V154/'Combined scenario - input'!$D139),\"\")","v":""},{"$f":"IFERROR(IF(OR(W154=\"\",'Combined scenario - input'!$D139=\"\"),\"\",W154/'Combined scenario - input'!$D139),\"\")","v":""}]
[{"$f":"IFERROR('Combined scenario - input'!A140,\"\")","v":""},{"$f":"IFERROR('Combined scenario - input'!B140,\"\")","v":""},{"$f":"IFERROR('Combined scenario - input'!C140,\"\")","v":""},{"$f":"IFERROR(repcalc('Combined scenario - input'!$CV140:$GH140,'Combined scenario - input'!$G140,'Combined scenario - input'!$E140,'Combined scenario - input'!$F140,20,TRUE,TRUE),\"\")","v":""},"","","","","","","","","","","","","","","","","","","",{"$f":"IFERROR(IF(OR(D155=\"\",'Combined scenario - input'!$D140=\"\"),\"\",D155/'Combined scenario - input'!$D140),\"\")","v":""},{"$f":"IFERROR(IF(OR(E155=\"\",'Combined scenario - input'!$D140=\"\"),\"\",E155/'Combined scenario - input'!$D140),\"\")","v":""},{"$f":"IFERROR(IF(OR(F155=\"\",'Combined scenario - input'!$D140=\"\"),\"\",F155/'Combined scenario - input'!$D140),\"\")","v":""},{"$f":"IFERROR(IF(OR(G155=\"\",'Combined scenario - input'!$D140=\"\"),\"\",G155/'Combined scenario - input'!$D140),\"\")","v":""},{"$f":"IFERROR(IF(OR(H155=\"\",'Combined scenario - input'!$D140=\"\"),\"\",H155/'Combined scenario - input'!$D140),\"\")","v":""},{"$f":"IFERROR(IF(OR(I155=\"\",'Combined scenario - input'!$D140=\"\"),\"\",I155/'Combined scenario - input'!$D140),\"\")","v":""},{"$f":"IFERROR(IF(OR(J155=\"\",'Combined scenario - input'!$D140=\"\"),\"\",J155/'Combined scenario - input'!$D140),\"\")","v":""},{"$f":"IFERROR(IF(OR(K155=\"\",'Combined scenario - input'!$D140=\"\"),\"\",K155/'Combined scenario - input'!$D140),\"\")","v":""},{"$f":"IFERROR(IF(OR(L155=\"\",'Combined scenario - input'!$D140=\"\"),\"\",L155/'Combined scenario - input'!$D140),\"\")","v":""},{"$f":"IFERROR(IF(OR(M155=\"\",'Combined scenario - input'!$D140=\"\"),\"\",M155/'Combined scenario - input'!$D140),\"\")","v":""},{"$f":"IFERROR(IF(OR(N155=\"\",'Combined scenario - input'!$D140=\"\"),\"\",N155/'Combined scenario - input'!$D140),\"\")","v":""},{"$f":"IFERROR(IF(OR(O155=\"\",'Combined scenario - input'!$D140=\"\"),\"\",O155/'Combined scenario - input'!$D140),\"\")","v":""},{"$f":"IFERROR(IF(OR(P155=\"\",'Combined scenario - input'!$D140=\"\"),\"\",P155/'Combined scenario - input'!$D140),\"\")","v":""},{"$f":"IFERROR(IF(OR(Q155=\"\",'Combined scenario - input'!$D140=\"\"),\"\",Q155/'Combined scenario - input'!$D140),\"\")","v":""},{"$f":"IFERROR(IF(OR(R155=\"\",'Combined scenario - input'!$D140=\"\"),\"\",R155/'Combined scenario - input'!$D140),\"\")","v":""},{"$f":"IFERROR(IF(OR(S155=\"\",'Combined scenario - input'!$D140=\"\"),\"\",S155/'Combined scenario - input'!$D140),\"\")","v":""},{"$f":"IFERROR(IF(OR(T155=\"\",'Combined scenario - input'!$D140=\"\"),\"\",T155/'Combined scenario - input'!$D140),\"\")","v":""},{"$f":"IFERROR(IF(OR(U155=\"\",'Combined scenario - input'!$D140=\"\"),\"\",U155/'Combined scenario - input'!$D140),\"\")","v":""},{"$f":"IFERROR(IF(OR(V155=\"\",'Combined scenario - input'!$D140=\"\"),\"\",V155/'Combined scenario - input'!$D140),\"\")","v":""},{"$f":"IFERROR(IF(OR(W155=\"\",'Combined scenario - input'!$D140=\"\"),\"\",W155/'Combined scenario - input'!$D140),\"\")","v":""}]
[{"$f":"IFERROR('Combined scenario - input'!A141,\"\")","v":""},{"$f":"IFERROR('Combined scenario - input'!B141,\"\")","v":""},{"$f":"IFERROR('Combined scenario - input'!C141,\"\")","v":""},{"$f":"IFERROR(repcalc('Combined scenario - input'!$CV141:$GH141,'Combined scenario - input'!$G141,'Combined scenario - input'!$E141,'Combined scenario - input'!$F141,20,TRUE,TRUE),\"\")","v":""},"","","","","","","","","","","","","","","","","","","",{"$f":"IFERROR(IF(OR(D156=\"\",'Combined scenario - input'!$D141=\"\"),\"\",D156/'Combined scenario - input'!$D141),\"\")","v":""},{"$f":"IFERROR(IF(OR(E156=\"\",'Combined scenario - input'!$D141=\"\"),\"\",E156/'Combined scenario - input'!$D141),\"\")","v":""},{"$f":"IFERROR(IF(OR(F156=\"\",'Combined scenario - input'!$D141=\"\"),\"\",F156/'Combined scenario - input'!$D141),\"\")","v":""},{"$f":"IFERROR(IF(OR(G156=\"\",'Combined scenario - input'!$D141=\"\"),\"\",G156/'Combined scenario - input'!$D141),\"\")","v":""},{"$f":"IFERROR(IF(OR(H156=\"\",'Combined scenario - input'!$D141=\"\"),\"\",H156/'Combined scenario - input'!$D141),\"\")","v":""},{"$f":"IFERROR(IF(OR(I156=\"\",'Combined scenario - input'!$D141=\"\"),\"\",I156/'Combined scenario - input'!$D141),\"\")","v":""},{"$f":"IFERROR(IF(OR(J156=\"\",'Combined scenario - input'!$D141=\"\"),\"\",J156/'Combined scenario - input'!$D141),\"\")","v":""},{"$f":"IFERROR(IF(OR(K156=\"\",'Combined scenario - input'!$D141=\"\"),\"\",K156/'Combined scenario - input'!$D141),\"\")","v":""},{"$f":"IFERROR(IF(OR(L156=\"\",'Combined scenario - input'!$D141=\"\"),\"\",L156/'Combined scenario - input'!$D141),\"\")","v":""},{"$f":"IFERROR(IF(OR(M156=\"\",'Combined scenario - input'!$D141=\"\"),\"\",M156/'Combined scenario - input'!$D141),\"\")","v":""},{"$f":"IFERROR(IF(OR(N156=\"\",'Combined scenario - input'!$D141=\"\"),\"\",N156/'Combined scenario - input'!$D141),\"\")","v":""},{"$f":"IFERROR(IF(OR(O156=\"\",'Combined scenario - input'!$D141=\"\"),\"\",O156/'Combined scenario - input'!$D141),\"\")","v":""},{"$f":"IFERROR(IF(OR(P156=\"\",'Combined scenario - input'!$D141=\"\"),\"\",P156/'Combined scenario - input'!$D141),\"\")","v":""},{"$f":"IFERROR(IF(OR(Q156=\"\",'Combined scenario - input'!$D141=\"\"),\"\",Q156/'Combined scenario - input'!$D141),\"\")","v":""},{"$f":"IFERROR(IF(OR(R156=\"\",'Combined scenario - input'!$D141=\"\"),\"\",R156/'Combined scenario - input'!$D141),\"\")","v":""},{"$f":"IFERROR(IF(OR(S156=\"\",'Combined scenario - input'!$D141=\"\"),\"\",S156/'Combined scenario - input'!$D141),\"\")","v":""},{"$f":"IFERROR(IF(OR(T156=\"\",'Combined scenario - input'!$D141=\"\"),\"\",T156/'Combined scenario - input'!$D141),\"\")","v":""},{"$f":"IFERROR(IF(OR(U156=\"\",'Combined scenario - input'!$D141=\"\"),\"\",U156/'Combined scenario - input'!$D141),\"\")","v":""},{"$f":"IFERROR(IF(OR(V156=\"\",'Combined scenario - input'!$D141=\"\"),\"\",V156/'Combined scenario - input'!$D141),\"\")","v":""},{"$f":"IFERROR(IF(OR(W156=\"\",'Combined scenario - input'!$D141=\"\"),\"\",W156/'Combined scenario - input'!$D141),\"\")","v":""}]
[{"$f":"IFERROR('Combined scenario - input'!A142,\"\")","v":""},{"$f":"IFERROR('Combined scenario - input'!B142,\"\")","v":""},{"$f":"IFERROR('Combined scenario - input'!C142,\"\")","v":""},{"$f":"IFERROR(repcalc('Combined scenario - input'!$CV142:$GH142,'Combined scenario - input'!$G142,'Combined scenario - input'!$E142,'Combined scenario - input'!$F142,20,TRUE,TRUE),\"\")","v":""},"","","","","","","","","","","","","","","","","","","",{"$f":"IFERROR(IF(OR(D157=\"\",'Combined scenario - input'!$D142=\"\"),\"\",D157/'Combined scenario - input'!$D142),\"\")","v":""},{"$f":"IFERROR(IF(OR(E157=\"\",'Combined scenario - input'!$D142=\"\"),\"\",E157/'Combined scenario - input'!$D142),\"\")","v":""},{"$f":"IFERROR(IF(OR(F157=\"\",'Combined scenario - input'!$D142=\"\"),\"\",F157/'Combined scenario - input'!$D142),\"\")","v":""},{"$f":"IFERROR(IF(OR(G157=\"\",'Combined scenario - input'!$D142=\"\"),\"\",G157/'Combined scenario - input'!$D142),\"\")","v":""},{"$f":"IFERROR(IF(OR(H157=\"\",'Combined scenario - input'!$D142=\"\"),\"\",H157/'Combined scenario - input'!$D142),\"\")","v":""},{"$f":"IFERROR(IF(OR(I157=\"\",'Combined scenario - input'!$D142=\"\"),\"\",I157/'Combined scenario - input'!$D142),\"\")","v":""},{"$f":"IFERROR(IF(OR(J157=\"\",'Combined scenario - input'!$D142=\"\"),\"\",J157/'Combined scenario - input'!$D142),\"\")","v":""},{"$f":"IFERROR(IF(OR(K157=\"\",'Combined scenario - input'!$D142=\"\"),\"\",K157/'Combined scenario - input'!$D142),\"\")","v":""},{"$f":"IFERROR(IF(OR(L157=\"\",'Combined scenario - input'!$D142=\"\"),\"\",L157/'Combined scenario - input'!$D142),\"\")","v":""},{"$f":"IFERROR(IF(OR(M157=\"\",'Combined scenario - input'!$D142=\"\"),\"\",M157/'Combined scenario - input'!$D142),\"\")","v":""},{"$f":"IFERROR(IF(OR(N157=\"\",'Combined scenario - input'!$D142=\"\"),\"\",N157/'Combined scenario - input'!$D142),\"\")","v":""},{"$f":"IFERROR(IF(OR(O157=\"\",'Combined scenario - input'!$D142=\"\"),\"\",O157/'Combined scenario - input'!$D142),\"\")","v":""},{"$f":"IFERROR(IF(OR(P157=\"\",'Combined scenario - input'!$D142=\"\"),\"\",P157/'Combined scenario - input'!$D142),\"\")","v":""},{"$f":"IFERROR(IF(OR(Q157=\"\",'Combined scenario - input'!$D142=\"\"),\"\",Q157/'Combined scenario - input'!$D142),\"\")","v":""},{"$f":"IFERROR(IF(OR(R157=\"\",'Combined scenario - input'!$D142=\"\"),\"\",R157/'Combined scenario - input'!$D142),\"\")","v":""},{"$f":"IFERROR(IF(OR(S157=\"\",'Combined scenario - input'!$D142=\"\"),\"\",S157/'Combined scenario - input'!$D142),\"\")","v":""},{"$f":"IFERROR(IF(OR(T157=\"\",'Combined scenario - input'!$D142=\"\"),\"\",T157/'Combined scenario - input'!$D142),\"\")","v":""},{"$f":"IFERROR(IF(OR(U157=\"\",'Combined scenario - input'!$D142=\"\"),\"\",U157/'Combined scenario - input'!$D142),\"\")","v":""},{"$f":"IFERROR(IF(OR(V157=\"\",'Combined scenario - input'!$D142=\"\"),\"\",V157/'Combined scenario - input'!$D142),\"\")","v":""},{"$f":"IFERROR(IF(OR(W157=\"\",'Combined scenario - input'!$D142=\"\"),\"\",W157/'Combined scenario - input'!$D142),\"\")","v":""}]
[{"$f":"IFERROR('Combined scenario - input'!A143,\"\")","v":""},{"$f":"IFERROR('Combined scenario - input'!B143,\"\")","v":""},{"$f":"IFERROR('Combined scenario - input'!C143,\"\")","v":""},{"$f":"IFERROR(repcalc('Combined scenario - input'!$CV143:$GH143,'Combined scenario - input'!$G143,'Combined scenario - input'!$E143,'Combined scenario - input'!$F143,20,TRUE,TRUE),\"\")","v":""},"","","","","","","","","","","","","","","","","","","",{"$f":"IFERROR(IF(OR(D158=\"\",'Combined scenario - input'!$D143=\"\"),\"\",D158/'Combined scenario - input'!$D143),\"\")","v":""},{"$f":"IFERROR(IF(OR(E158=\"\",'Combined scenario - input'!$D143=\"\"),\"\",E158/'Combined scenario - input'!$D143),\"\")","v":""},{"$f":"IFERROR(IF(OR(F158=\"\",'Combined scenario - input'!$D143=\"\"),\"\",F158/'Combined scenario - input'!$D143),\"\")","v":""},{"$f":"IFERROR(IF(OR(G158=\"\",'Combined scenario - input'!$D143=\"\"),\"\",G158/'Combined scenario - input'!$D143),\"\")","v":""},{"$f":"IFERROR(IF(OR(H158=\"\",'Combined scenario - input'!$D143=\"\"),\"\",H158/'Combined scenario - input'!$D143),\"\")","v":""},{"$f":"IFERROR(IF(OR(I158=\"\",'Combined scenario - input'!$D143=\"\"),\"\",I158/'Combined scenario - input'!$D143),\"\")","v":""},{"$f":"IFERROR(IF(OR(J158=\"\",'Combined scenario - input'!$D143=\"\"),\"\",J158/'Combined scenario - input'!$D143),\"\")","v":""},{"$f":"IFERROR(IF(OR(K158=\"\",'Combined scenario - input'!$D143=\"\"),\"\",K158/'Combined scenario - input'!$D143),\"\")","v":""},{"$f":"IFERROR(IF(OR(L158=\"\",'Combined scenario - input'!$D143=\"\"),\"\",L158/'Combined scenario - input'!$D143),\"\")","v":""},{"$f":"IFERROR(IF(OR(M158=\"\",'Combined scenario - input'!$D143=\"\"),\"\",M158/'Combined scenario - input'!$D143),\"\")","v":""},{"$f":"IFERROR(IF(OR(N158=\"\",'Combined scenario - input'!$D143=\"\"),\"\",N158/'Combined scenario - input'!$D143),\"\")","v":""},{"$f":"IFERROR(IF(OR(O158=\"\",'Combined scenario - input'!$D143=\"\"),\"\",O158/'Combined scenario - input'!$D143),\"\")","v":""},{"$f":"IFERROR(IF(OR(P158=\"\",'Combined scenario - input'!$D143=\"\"),\"\",P158/'Combined scenario - input'!$D143),\"\")","v":""},{"$f":"IFERROR(IF(OR(Q158=\"\",'Combined scenario - input'!$D143=\"\"),\"\",Q158/'Combined scenario - input'!$D143),\"\")","v":""},{"$f":"IFERROR(IF(OR(R158=\"\",'Combined scenario - input'!$D143=\"\"),\"\",R158/'Combined scenario - input'!$D143),\"\")","v":""},{"$f":"IFERROR(IF(OR(S158=\"\",'Combined scenario - input'!$D143=\"\"),\"\",S158/'Combined scenario - input'!$D143),\"\")","v":""},{"$f":"IFERROR(IF(OR(T158=\"\",'Combined scenario - input'!$D143=\"\"),\"\",T158/'Combined scenario - input'!$D143),\"\")","v":""},{"$f":"IFERROR(IF(OR(U158=\"\",'Combined scenario - input'!$D143=\"\"),\"\",U158/'Combined scenario - input'!$D143),\"\")","v":""},{"$f":"IFERROR(IF(OR(V158=\"\",'Combined scenario - input'!$D143=\"\"),\"\",V158/'Combined scenario - input'!$D143),\"\")","v":""},{"$f":"IFERROR(IF(OR(W158=\"\",'Combined scenario - input'!$D143=\"\"),\"\",W158/'Combined scenario - input'!$D143),\"\")","v":""}]
[{"$f":"IFERROR('Combined scenario - input'!A144,\"\")","v":""},{"$f":"IFERROR('Combined scenario - input'!B144,\"\")","v":""},{"$f":"IFERROR('Combined scenario - input'!C144,\"\")","v":""},{"$f":"IFERROR(repcalc('Combined scenario - input'!$CV144:$GH144,'Combined scenario - input'!$G144,'Combined scenario - input'!$E144,'Combined scenario - input'!$F144,20,TRUE,TRUE),\"\")","v":""},"","","","","","","","","","","","","","","","","","","",{"$f":"IFERROR(IF(OR(D159=\"\",'Combined scenario - input'!$D144=\"\"),\"\",D159/'Combined scenario - input'!$D144),\"\")","v":""},{"$f":"IFERROR(IF(OR(E159=\"\",'Combined scenario - input'!$D144=\"\"),\"\",E159/'Combined scenario - input'!$D144),\"\")","v":""},{"$f":"IFERROR(IF(OR(F159=\"\",'Combined scenario - input'!$D144=\"\"),\"\",F159/'Combined scenario - input'!$D144),\"\")","v":""},{"$f":"IFERROR(IF(OR(G159=\"\",'Combined scenario - input'!$D144=\"\"),\"\",G159/'Combined scenario - input'!$D144),\"\")","v":""},{"$f":"IFERROR(IF(OR(H159=\"\",'Combined scenario - input'!$D144=\"\"),\"\",H159/'Combined scenario - input'!$D144),\"\")","v":""},{"$f":"IFERROR(IF(OR(I159=\"\",'Combined scenario - input'!$D144=\"\"),\"\",I159/'Combined scenario - input'!$D144),\"\")","v":""},{"$f":"IFERROR(IF(OR(J159=\"\",'Combined scenario - input'!$D144=\"\"),\"\",J159/'Combined scenario - input'!$D144),\"\")","v":""},{"$f":"IFERROR(IF(OR(K159=\"\",'Combined scenario - input'!$D144=\"\"),\"\",K159/'Combined scenario - input'!$D144),\"\")","v":""},{"$f":"IFERROR(IF(OR(L159=\"\",'Combined scenario - input'!$D144=\"\"),\"\",L159/'Combined scenario - input'!$D144),\"\")","v":""},{"$f":"IFERROR(IF(OR(M159=\"\",'Combined scenario - input'!$D144=\"\"),\"\",M159/'Combined scenario - input'!$D144),\"\")","v":""},{"$f":"IFERROR(IF(OR(N159=\"\",'Combined scenario - input'!$D144=\"\"),\"\",N159/'Combined scenario - input'!$D144),\"\")","v":""},{"$f":"IFERROR(IF(OR(O159=\"\",'Combined scenario - input'!$D144=\"\"),\"\",O159/'Combined scenario - input'!$D144),\"\")","v":""},{"$f":"IFERROR(IF(OR(P159=\"\",'Combined scenario - input'!$D144=\"\"),\"\",P159/'Combined scenario - input'!$D144),\"\")","v":""},{"$f":"IFERROR(IF(OR(Q159=\"\",'Combined scenario - input'!$D144=\"\"),\"\",Q159/'Combined scenario - input'!$D144),\"\")","v":""},{"$f":"IFERROR(IF(OR(R159=\"\",'Combined scenario - input'!$D144=\"\"),\"\",R159/'Combined scenario - input'!$D144),\"\")","v":""},{"$f":"IFERROR(IF(OR(S159=\"\",'Combined scenario - input'!$D144=\"\"),\"\",S159/'Combined scenario - input'!$D144),\"\")","v":""},{"$f":"IFERROR(IF(OR(T159=\"\",'Combined scenario - input'!$D144=\"\"),\"\",T159/'Combined scenario - input'!$D144),\"\")","v":""},{"$f":"IFERROR(IF(OR(U159=\"\",'Combined scenario - input'!$D144=\"\"),\"\",U159/'Combined scenario - input'!$D144),\"\")","v":""},{"$f":"IFERROR(IF(OR(V159=\"\",'Combined scenario - input'!$D144=\"\"),\"\",V159/'Combined scenario - input'!$D144),\"\")","v":""},{"$f":"IFERROR(IF(OR(W159=\"\",'Combined scenario - input'!$D144=\"\"),\"\",W159/'Combined scenario - input'!$D144),\"\")","v":""}]
[{"$f":"IFERROR('Combined scenario - input'!A145,\"\")","v":""},{"$f":"IFERROR('Combined scenario - input'!B145,\"\")","v":""},{"$f":"IFERROR('Combined scenario - input'!C145,\"\")","v":""},{"$f":"IFERROR(repcalc('Combined scenario - input'!$CV145:$GH145,'Combined scenario - input'!$G145,'Combined scenario - input'!$E145,'Combined scenario - input'!$F145,20,TRUE,TRUE),\"\")","v":""},"","","","","","","","","","","","","","","","","","","",{"$f":"IFERROR(IF(OR(D160=\"\",'Combined scenario - input'!$D145=\"\"),\"\",D160/'Combined scenario - input'!$D145),\"\")","v":""},{"$f":"IFERROR(IF(OR(E160=\"\",'Combined scenario - input'!$D145=\"\"),\"\",E160/'Combined scenario - input'!$D145),\"\")","v":""},{"$f":"IFERROR(IF(OR(F160=\"\",'Combined scenario - input'!$D145=\"\"),\"\",F160/'Combined scenario - input'!$D145),\"\")","v":""},{"$f":"IFERROR(IF(OR(G160=\"\",'Combined scenario - input'!$D145=\"\"),\"\",G160/'Combined scenario - input'!$D145),\"\")","v":""},{"$f":"IFERROR(IF(OR(H160=\"\",'Combined scenario - input'!$D145=\"\"),\"\",H160/'Combined scenario - input'!$D145),\"\")","v":""},{"$f":"IFERROR(IF(OR(I160=\"\",'Combined scenario - input'!$D145=\"\"),\"\",I160/'Combined scenario - input'!$D145),\"\")","v":""},{"$f":"IFERROR(IF(OR(J160=\"\",'Combined scenario - input'!$D145=\"\"),\"\",J160/'Combined scenario - input'!$D145),\"\")","v":""},{"$f":"IFERROR(IF(OR(K160=\"\",'Combined scenario - input'!$D145=\"\"),\"\",K160/'Combined scenario - input'!$D145),\"\")","v":""},{"$f":"IFERROR(IF(OR(L160=\"\",'Combined scenario - input'!$D145=\"\"),\"\",L160/'Combined scenario - input'!$D145),\"\")","v":""},{"$f":"IFERROR(IF(OR(M160=\"\",'Combined scenario - input'!$D145=\"\"),\"\",M160/'Combined scenario - input'!$D145),\"\")","v":""},{"$f":"IFERROR(IF(OR(N160=\"\",'Combined scenario - input'!$D145=\"\"),\"\",N160/'Combined scenario - input'!$D145),\"\")","v":""},{"$f":"IFERROR(IF(OR(O160=\"\",'Combined scenario - input'!$D145=\"\"),\"\",O160/'Combined scenario - input'!$D145),\"\")","v":""},{"$f":"IFERROR(IF(OR(P160=\"\",'Combined scenario - input'!$D145=\"\"),\"\",P160/'Combined scenario - input'!$D145),\"\")","v":""},{"$f":"IFERROR(IF(OR(Q160=\"\",'Combined scenario - input'!$D145=\"\"),\"\",Q160/'Combined scenario - input'!$D145),\"\")","v":""},{"$f":"IFERROR(IF(OR(R160=\"\",'Combined scenario - input'!$D145=\"\"),\"\",R160/'Combined scenario - input'!$D145),\"\")","v":""},{"$f":"IFERROR(IF(OR(S160=\"\",'Combined scenario - input'!$D145=\"\"),\"\",S160/'Combined scenario - input'!$D145),\"\")","v":""},{"$f":"IFERROR(IF(OR(T160=\"\",'Combined scenario - input'!$D145=\"\"),\"\",T160/'Combined scenario - input'!$D145),\"\")","v":""},{"$f":"IFERROR(IF(OR(U160=\"\",'Combined scenario - input'!$D145=\"\"),\"\",U160/'Combined scenario - input'!$D145),\"\")","v":""},{"$f":"IFERROR(IF(OR(V160=\"\",'Combined scenario - input'!$D145=\"\"),\"\",V160/'Combined scenario - input'!$D145),\"\")","v":""},{"$f":"IFERROR(IF(OR(W160=\"\",'Combined scenario - input'!$D145=\"\"),\"\",W160/'Combined scenario - input'!$D145),\"\")","v":""}]
[{"$f":"IFERROR('Combined scenario - input'!A146,\"\")","v":""},{"$f":"IFERROR('Combined scenario - input'!B146,\"\")","v":""},{"$f":"IFERROR('Combined scenario - input'!C146,\"\")","v":""},{"$f":"IFERROR(repcalc('Combined scenario - input'!$CV146:$GH146,'Combined scenario - input'!$G146,'Combined scenario - input'!$E146,'Combined scenario - input'!$F146,20,TRUE,TRUE),\"\")","v":""},"","","","","","","","","","","","","","","","","","","",{"$f":"IFERROR(IF(OR(D161=\"\",'Combined scenario - input'!$D146=\"\"),\"\",D161/'Combined scenario - input'!$D146),\"\")","v":""},{"$f":"IFERROR(IF(OR(E161=\"\",'Combined scenario - input'!$D146=\"\"),\"\",E161/'Combined scenario - input'!$D146),\"\")","v":""},{"$f":"IFERROR(IF(OR(F161=\"\",'Combined scenario - input'!$D146=\"\"),\"\",F161/'Combined scenario - input'!$D146),\"\")","v":""},{"$f":"IFERROR(IF(OR(G161=\"\",'Combined scenario - input'!$D146=\"\"),\"\",G161/'Combined scenario - input'!$D146),\"\")","v":""},{"$f":"IFERROR(IF(OR(H161=\"\",'Combined scenario - input'!$D146=\"\"),\"\",H161/'Combined scenario - input'!$D146),\"\")","v":""},{"$f":"IFERROR(IF(OR(I161=\"\",'Combined scenario - input'!$D146=\"\"),\"\",I161/'Combined scenario - input'!$D146),\"\")","v":""},{"$f":"IFERROR(IF(OR(J161=\"\",'Combined scenario - input'!$D146=\"\"),\"\",J161/'Combined scenario - input'!$D146),\"\")","v":""},{"$f":"IFERROR(IF(OR(K161=\"\",'Combined scenario - input'!$D146=\"\"),\"\",K161/'Combined scenario - input'!$D146),\"\")","v":""},{"$f":"IFERROR(IF(OR(L161=\"\",'Combined scenario - input'!$D146=\"\"),\"\",L161/'Combined scenario - input'!$D146),\"\")","v":""},{"$f":"IFERROR(IF(OR(M161=\"\",'Combined scenario - input'!$D146=\"\"),\"\",M161/'Combined scenario - input'!$D146),\"\")","v":""},{"$f":"IFERROR(IF(OR(N161=\"\",'Combined scenario - input'!$D146=\"\"),\"\",N161/'Combined scenario - input'!$D146),\"\")","v":""},{"$f":"IFERROR(IF(OR(O161=\"\",'Combined scenario - input'!$D146=\"\"),\"\",O161/'Combined scenario - input'!$D146),\"\")","v":""},{"$f":"IFERROR(IF(OR(P161=\"\",'Combined scenario - input'!$D146=\"\"),\"\",P161/'Combined scenario - input'!$D146),\"\")","v":""},{"$f":"IFERROR(IF(OR(Q161=\"\",'Combined scenario - input'!$D146=\"\"),\"\",Q161/'Combined scenario - input'!$D146),\"\")","v":""},{"$f":"IFERROR(IF(OR(R161=\"\",'Combined scenario - input'!$D146=\"\"),\"\",R161/'Combined scenario - input'!$D146),\"\")","v":""},{"$f":"IFERROR(IF(OR(S161=\"\",'Combined scenario - input'!$D146=\"\"),\"\",S161/'Combined scenario - input'!$D146),\"\")","v":""},{"$f":"IFERROR(IF(OR(T161=\"\",'Combined scenario - input'!$D146=\"\"),\"\",T161/'Combined scenario - input'!$D146),\"\")","v":""},{"$f":"IFERROR(IF(OR(U161=\"\",'Combined scenario - input'!$D146=\"\"),\"\",U161/'Combined scenario - input'!$D146),\"\")","v":""},{"$f":"IFERROR(IF(OR(V161=\"\",'Combined scenario - input'!$D146=\"\"),\"\",V161/'Combined scenario - input'!$D146),\"\")","v":""},{"$f":"IFERROR(IF(OR(W161=\"\",'Combined scenario - input'!$D146=\"\"),\"\",W161/'Combined scenario - input'!$D146),\"\")","v":""}]
[{"$f":"IFERROR('Combined scenario - input'!A147,\"\")","v":""},{"$f":"IFERROR('Combined scenario - input'!B147,\"\")","v":""},{"$f":"IFERROR('Combined scenario - input'!C147,\"\")","v":""},{"$f":"IFERROR(repcalc('Combined scenario - input'!$CV147:$GH147,'Combined scenario - input'!$G147,'Combined scenario - input'!$E147,'Combined scenario - input'!$F147,20,TRUE,TRUE),\"\")","v":""},"","","","","","","","","","","","","","","","","","","",{"$f":"IFERROR(IF(OR(D162=\"\",'Combined scenario - input'!$D147=\"\"),\"\",D162/'Combined scenario - input'!$D147),\"\")","v":""},{"$f":"IFERROR(IF(OR(E162=\"\",'Combined scenario - input'!$D147=\"\"),\"\",E162/'Combined scenario - input'!$D147),\"\")","v":""},{"$f":"IFERROR(IF(OR(F162=\"\",'Combined scenario - input'!$D147=\"\"),\"\",F162/'Combined scenario - input'!$D147),\"\")","v":""},{"$f":"IFERROR(IF(OR(G162=\"\",'Combined scenario - input'!$D147=\"\"),\"\",G162/'Combined scenario - input'!$D147),\"\")","v":""},{"$f":"IFERROR(IF(OR(H162=\"\",'Combined scenario - input'!$D147=\"\"),\"\",H162/'Combined scenario - input'!$D147),\"\")","v":""},{"$f":"IFERROR(IF(OR(I162=\"\",'Combined scenario - input'!$D147=\"\"),\"\",I162/'Combined scenario - input'!$D147),\"\")","v":""},{"$f":"IFERROR(IF(OR(J162=\"\",'Combined scenario - input'!$D147=\"\"),\"\",J162/'Combined scenario - input'!$D147),\"\")","v":""},{"$f":"IFERROR(IF(OR(K162=\"\",'Combined scenario - input'!$D147=\"\"),\"\",K162/'Combined scenario - input'!$D147),\"\")","v":""},{"$f":"IFERROR(IF(OR(L162=\"\",'Combined scenario - input'!$D147=\"\"),\"\",L162/'Combined scenario - input'!$D147),\"\")","v":""},{"$f":"IFERROR(IF(OR(M162=\"\",'Combined scenario - input'!$D147=\"\"),\"\",M162/'Combined scenario - input'!$D147),\"\")","v":""},{"$f":"IFERROR(IF(OR(N162=\"\",'Combined scenario - input'!$D147=\"\"),\"\",N162/'Combined scenario - input'!$D147),\"\")","v":""},{"$f":"IFERROR(IF(OR(O162=\"\",'Combined scenario - input'!$D147=\"\"),\"\",O162/'Combined scenario - input'!$D147),\"\")","v":""},{"$f":"IFERROR(IF(OR(P162=\"\",'Combined scenario - input'!$D147=\"\"),\"\",P162/'Combined scenario - input'!$D147),\"\")","v":""},{"$f":"IFERROR(IF(OR(Q162=\"\",'Combined scenario - input'!$D147=\"\"),\"\",Q162/'Combined scenario - input'!$D147),\"\")","v":""},{"$f":"IFERROR(IF(OR(R162=\"\",'Combined scenario - input'!$D147=\"\"),\"\",R162/'Combined scenario - input'!$D147),\"\")","v":""},{"$f":"IFERROR(IF(OR(S162=\"\",'Combined scenario - input'!$D147=\"\"),\"\",S162/'Combined scenario - input'!$D147),\"\")","v":""},{"$f":"IFERROR(IF(OR(T162=\"\",'Combined scenario - input'!$D147=\"\"),\"\",T162/'Combined scenario - input'!$D147),\"\")","v":""},{"$f":"IFERROR(IF(OR(U162=\"\",'Combined scenario - input'!$D147=\"\"),\"\",U162/'Combined scenario - input'!$D147),\"\")","v":""},{"$f":"IFERROR(IF(OR(V162=\"\",'Combined scenario - input'!$D147=\"\"),\"\",V162/'Combined scenario - input'!$D147),\"\")","v":""},{"$f":"IFERROR(IF(OR(W162=\"\",'Combined scenario - input'!$D147=\"\"),\"\",W162/'Combined scenario - input'!$D147),\"\")","v":""}]
[{"$f":"IFERROR('Combined scenario - input'!A148,\"\")","v":""},{"$f":"IFERROR('Combined scenario - input'!B148,\"\")","v":""},{"$f":"IFERROR('Combined scenario - input'!C148,\"\")","v":""},{"$f":"IFERROR(repcalc('Combined scenario - input'!$CV148:$GH148,'Combined scenario - input'!$G148,'Combined scenario - input'!$E148,'Combined scenario - input'!$F148,20,TRUE,TRUE),\"\")","v":""},"","","","","","","","","","","","","","","","","","","",{"$f":"IFERROR(IF(OR(D163=\"\",'Combined scenario - input'!$D148=\"\"),\"\",D163/'Combined scenario - input'!$D148),\"\")","v":""},{"$f":"IFERROR(IF(OR(E163=\"\",'Combined scenario - input'!$D148=\"\"),\"\",E163/'Combined scenario - input'!$D148),\"\")","v":""},{"$f":"IFERROR(IF(OR(F163=\"\",'Combined scenario - input'!$D148=\"\"),\"\",F163/'Combined scenario - input'!$D148),\"\")","v":""},{"$f":"IFERROR(IF(OR(G163=\"\",'Combined scenario - input'!$D148=\"\"),\"\",G163/'Combined scenario - input'!$D148),\"\")","v":""},{"$f":"IFERROR(IF(OR(H163=\"\",'Combined scenario - input'!$D148=\"\"),\"\",H163/'Combined scenario - input'!$D148),\"\")","v":""},{"$f":"IFERROR(IF(OR(I163=\"\",'Combined scenario - input'!$D148=\"\"),\"\",I163/'Combined scenario - input'!$D148),\"\")","v":""},{"$f":"IFERROR(IF(OR(J163=\"\",'Combined scenario - input'!$D148=\"\"),\"\",J163/'Combined scenario - input'!$D148),\"\")","v":""},{"$f":"IFERROR(IF(OR(K163=\"\",'Combined scenario - input'!$D148=\"\"),\"\",K163/'Combined scenario - input'!$D148),\"\")","v":""},{"$f":"IFERROR(IF(OR(L163=\"\",'Combined scenario - input'!$D148=\"\"),\"\",L163/'Combined scenario - input'!$D148),\"\")","v":""},{"$f":"IFERROR(IF(OR(M163=\"\",'Combined scenario - input'!$D148=\"\"),\"\",M163/'Combined scenario - input'!$D148),\"\")","v":""},{"$f":"IFERROR(IF(OR(N163=\"\",'Combined scenario - input'!$D148=\"\"),\"\",N163/'Combined scenario - input'!$D148),\"\")","v":""},{"$f":"IFERROR(IF(OR(O163=\"\",'Combined scenario - input'!$D148=\"\"),\"\",O163/'Combined scenario - input'!$D148),\"\")","v":""},{"$f":"IFERROR(IF(OR(P163=\"\",'Combined scenario - input'!$D148=\"\"),\"\",P163/'Combined scenario - input'!$D148),\"\")","v":""},{"$f":"IFERROR(IF(OR(Q163=\"\",'Combined scenario - input'!$D148=\"\"),\"\",Q163/'Combined scenario - input'!$D148),\"\")","v":""},{"$f":"IFERROR(IF(OR(R163=\"\",'Combined scenario - input'!$D148=\"\"),\"\",R163/'Combined scenario - input'!$D148),\"\")","v":""},{"$f":"IFERROR(IF(OR(S163=\"\",'Combined scenario - input'!$D148=\"\"),\"\",S163/'Combined scenario - input'!$D148),\"\")","v":""},{"$f":"IFERROR(IF(OR(T163=\"\",'Combined scenario - input'!$D148=\"\"),\"\",T163/'Combined scenario - input'!$D148),\"\")","v":""},{"$f":"IFERROR(IF(OR(U163=\"\",'Combined scenario - input'!$D148=\"\"),\"\",U163/'Combined scenario - input'!$D148),\"\")","v":""},{"$f":"IFERROR(IF(OR(V163=\"\",'Combined scenario - input'!$D148=\"\"),\"\",V163/'Combined scenario - input'!$D148),\"\")","v":""},{"$f":"IFERROR(IF(OR(W163=\"\",'Combined scenario - input'!$D148=\"\"),\"\",W163/'Combined scenario - input'!$D148),\"\")","v":""}]
[{"$f":"IFERROR('Combined scenario - input'!A149,\"\")","v":""},{"$f":"IFERROR('Combined scenario - input'!B149,\"\")","v":""},{"$f":"IFERROR('Combined scenario - input'!C149,\"\")","v":""},{"$f":"IFERROR(repcalc('Combined scenario - input'!$CV149:$GH149,'Combined scenario - input'!$G149,'Combined scenario - input'!$E149,'Combined scenario - input'!$F149,20,TRUE,TRUE),\"\")","v":""},"","","","","","","","","","","","","","","","","","","",{"$f":"IFERROR(IF(OR(D164=\"\",'Combined scenario - input'!$D149=\"\"),\"\",D164/'Combined scenario - input'!$D149),\"\")","v":""},{"$f":"IFERROR(IF(OR(E164=\"\",'Combined scenario - input'!$D149=\"\"),\"\",E164/'Combined scenario - input'!$D149),\"\")","v":""},{"$f":"IFERROR(IF(OR(F164=\"\",'Combined scenario - input'!$D149=\"\"),\"\",F164/'Combined scenario - input'!$D149),\"\")","v":""},{"$f":"IFERROR(IF(OR(G164=\"\",'Combined scenario - input'!$D149=\"\"),\"\",G164/'Combined scenario - input'!$D149),\"\")","v":""},{"$f":"IFERROR(IF(OR(H164=\"\",'Combined scenario - input'!$D149=\"\"),\"\",H164/'Combined scenario - input'!$D149),\"\")","v":""},{"$f":"IFERROR(IF(OR(I164=\"\",'Combined scenario - input'!$D149=\"\"),\"\",I164/'Combined scenario - input'!$D149),\"\")","v":""},{"$f":"IFERROR(IF(OR(J164=\"\",'Combined scenario - input'!$D149=\"\"),\"\",J164/'Combined scenario - input'!$D149),\"\")","v":""},{"$f":"IFERROR(IF(OR(K164=\"\",'Combined scenario - input'!$D149=\"\"),\"\",K164/'Combined scenario - input'!$D149),\"\")","v":""},{"$f":"IFERROR(IF(OR(L164=\"\",'Combined scenario - input'!$D149=\"\"),\"\",L164/'Combined scenario - input'!$D149),\"\")","v":""},{"$f":"IFERROR(IF(OR(M164=\"\",'Combined scenario - input'!$D149=\"\"),\"\",M164/'Combined scenario - input'!$D149),\"\")","v":""},{"$f":"IFERROR(IF(OR(N164=\"\",'Combined scenario - input'!$D149=\"\"),\"\",N164/'Combined scenario - input'!$D149),\"\")","v":""},{"$f":"IFERROR(IF(OR(O164=\"\",'Combined scenario - input'!$D149=\"\"),\"\",O164/'Combined scenario - input'!$D149),\"\")","v":""},{"$f":"IFERROR(IF(OR(P164=\"\",'Combined scenario - input'!$D149=\"\"),\"\",P164/'Combined scenario - input'!$D149),\"\")","v":""},{"$f":"IFERROR(IF(OR(Q164=\"\",'Combined scenario - input'!$D149=\"\"),\"\",Q164/'Combined scenario - input'!$D149),\"\")","v":""},{"$f":"IFERROR(IF(OR(R164=\"\",'Combined scenario - input'!$D149=\"\"),\"\",R164/'Combined scenario - input'!$D149),\"\")","v":""},{"$f":"IFERROR(IF(OR(S164=\"\",'Combined scenario - input'!$D149=\"\"),\"\",S164/'Combined scenario - input'!$D149),\"\")","v":""},{"$f":"IFERROR(IF(OR(T164=\"\",'Combined scenario - input'!$D149=\"\"),\"\",T164/'Combined scenario - input'!$D149),\"\")","v":""},{"$f":"IFERROR(IF(OR(U164=\"\",'Combined scenario - input'!$D149=\"\"),\"\",U164/'Combined scenario - input'!$D149),\"\")","v":""},{"$f":"IFERROR(IF(OR(V164=\"\",'Combined scenario - input'!$D149=\"\"),\"\",V164/'Combined scenario - input'!$D149),\"\")","v":""},{"$f":"IFERROR(IF(OR(W164=\"\",'Combined scenario - input'!$D149=\"\"),\"\",W164/'Combined scenario - input'!$D149),\"\")","v":""}]
[{"$f":"IFERROR('Combined scenario - input'!A150,\"\")","v":""},{"$f":"IFERROR('Combined scenario - input'!B150,\"\")","v":""},{"$f":"IFERROR('Combined scenario - input'!C150,\"\")","v":""},{"$f":"IFERROR(repcalc('Combined scenario - input'!$CV150:$GH150,'Combined scenario - input'!$G150,'Combined scenario - input'!$E150,'Combined scenario - input'!$F150,20,TRUE,TRUE),\"\")","v":""},"","","","","","","","","","","","","","","","","","","",{"$f":"IFERROR(IF(OR(D165=\"\",'Combined scenario - input'!$D150=\"\"),\"\",D165/'Combined scenario - input'!$D150),\"\")","v":""},{"$f":"IFERROR(IF(OR(E165=\"\",'Combined scenario - input'!$D150=\"\"),\"\",E165/'Combined scenario - input'!$D150),\"\")","v":""},{"$f":"IFERROR(IF(OR(F165=\"\",'Combined scenario - input'!$D150=\"\"),\"\",F165/'Combined scenario - input'!$D150),\"\")","v":""},{"$f":"IFERROR(IF(OR(G165=\"\",'Combined scenario - input'!$D150=\"\"),\"\",G165/'Combined scenario - input'!$D150),\"\")","v":""},{"$f":"IFERROR(IF(OR(H165=\"\",'Combined scenario - input'!$D150=\"\"),\"\",H165/'Combined scenario - input'!$D150),\"\")","v":""},{"$f":"IFERROR(IF(OR(I165=\"\",'Combined scenario - input'!$D150=\"\"),\"\",I165/'Combined scenario - input'!$D150),\"\")","v":""},{"$f":"IFERROR(IF(OR(J165=\"\",'Combined scenario - input'!$D150=\"\"),\"\",J165/'Combined scenario - input'!$D150),\"\")","v":""},{"$f":"IFERROR(IF(OR(K165=\"\",'Combined scenario - input'!$D150=\"\"),\"\",K165/'Combined scenario - input'!$D150),\"\")","v":""},{"$f":"IFERROR(IF(OR(L165=\"\",'Combined scenario - input'!$D150=\"\"),\"\",L165/'Combined scenario - input'!$D150),\"\")","v":""},{"$f":"IFERROR(IF(OR(M165=\"\",'Combined scenario - input'!$D150=\"\"),\"\",M165/'Combined scenario - input'!$D150),\"\")","v":""},{"$f":"IFERROR(IF(OR(N165=\"\",'Combined scenario - input'!$D150=\"\"),\"\",N165/'Combined scenario - input'!$D150),\"\")","v":""},{"$f":"IFERROR(IF(OR(O165=\"\",'Combined scenario - input'!$D150=\"\"),\"\",O165/'Combined scenario - input'!$D150),\"\")","v":""},{"$f":"IFERROR(IF(OR(P165=\"\",'Combined scenario - input'!$D150=\"\"),\"\",P165/'Combined scenario - input'!$D150),\"\")","v":""},{"$f":"IFERROR(IF(OR(Q165=\"\",'Combined scenario - input'!$D150=\"\"),\"\",Q165/'Combined scenario - input'!$D150),\"\")","v":""},{"$f":"IFERROR(IF(OR(R165=\"\",'Combined scenario - input'!$D150=\"\"),\"\",R165/'Combined scenario - input'!$D150),\"\")","v":""},{"$f":"IFERROR(IF(OR(S165=\"\",'Combined scenario - input'!$D150=\"\"),\"\",S165/'Combined scenario - input'!$D150),\"\")","v":""},{"$f":"IFERROR(IF(OR(T165=\"\",'Combined scenario - input'!$D150=\"\"),\"\",T165/'Combined scenario - input'!$D150),\"\")","v":""},{"$f":"IFERROR(IF(OR(U165=\"\",'Combined scenario - input'!$D150=\"\"),\"\",U165/'Combined scenario - input'!$D150),\"\")","v":""},{"$f":"IFERROR(IF(OR(V165=\"\",'Combined scenario - input'!$D150=\"\"),\"\",V165/'Combined scenario - input'!$D150),\"\")","v":""},{"$f":"IFERROR(IF(OR(W165=\"\",'Combined scenario - input'!$D150=\"\"),\"\",W165/'Combined scenario - input'!$D150),\"\")","v":""}]
[{"$f":"IFERROR('Combined scenario - input'!A151,\"\")","v":""},{"$f":"IFERROR('Combined scenario - input'!B151,\"\")","v":""},{"$f":"IFERROR('Combined scenario - input'!C151,\"\")","v":""},{"$f":"IFERROR(repcalc('Combined scenario - input'!$CV151:$GH151,'Combined scenario - input'!$G151,'Combined scenario - input'!$E151,'Combined scenario - input'!$F151,20,TRUE,TRUE),\"\")","v":""},"","","","","","","","","","","","","","","","","","","",{"$f":"IFERROR(IF(OR(D166=\"\",'Combined scenario - input'!$D151=\"\"),\"\",D166/'Combined scenario - input'!$D151),\"\")","v":""},{"$f":"IFERROR(IF(OR(E166=\"\",'Combined scenario - input'!$D151=\"\"),\"\",E166/'Combined scenario - input'!$D151),\"\")","v":""},{"$f":"IFERROR(IF(OR(F166=\"\",'Combined scenario - input'!$D151=\"\"),\"\",F166/'Combined scenario - input'!$D151),\"\")","v":""},{"$f":"IFERROR(IF(OR(G166=\"\",'Combined scenario - input'!$D151=\"\"),\"\",G166/'Combined scenario - input'!$D151),\"\")","v":""},{"$f":"IFERROR(IF(OR(H166=\"\",'Combined scenario - input'!$D151=\"\"),\"\",H166/'Combined scenario - input'!$D151),\"\")","v":""},{"$f":"IFERROR(IF(OR(I166=\"\",'Combined scenario - input'!$D151=\"\"),\"\",I166/'Combined scenario - input'!$D151),\"\")","v":""},{"$f":"IFERROR(IF(OR(J166=\"\",'Combined scenario - input'!$D151=\"\"),\"\",J166/'Combined scenario - input'!$D151),\"\")","v":""},{"$f":"IFERROR(IF(OR(K166=\"\",'Combined scenario - input'!$D151=\"\"),\"\",K166/'Combined scenario - input'!$D151),\"\")","v":""},{"$f":"IFERROR(IF(OR(L166=\"\",'Combined scenario - input'!$D151=\"\"),\"\",L166/'Combined scenario - input'!$D151),\"\")","v":""},{"$f":"IFERROR(IF(OR(M166=\"\",'Combined scenario - input'!$D151=\"\"),\"\",M166/'Combined scenario - input'!$D151),\"\")","v":""},{"$f":"IFERROR(IF(OR(N166=\"\",'Combined scenario - input'!$D151=\"\"),\"\",N166/'Combined scenario - input'!$D151),\"\")","v":""},{"$f":"IFERROR(IF(OR(O166=\"\",'Combined scenario - input'!$D151=\"\"),\"\",O166/'Combined scenario - input'!$D151),\"\")","v":""},{"$f":"IFERROR(IF(OR(P166=\"\",'Combined scenario - input'!$D151=\"\"),\"\",P166/'Combined scenario - input'!$D151),\"\")","v":""},{"$f":"IFERROR(IF(OR(Q166=\"\",'Combined scenario - input'!$D151=\"\"),\"\",Q166/'Combined scenario - input'!$D151),\"\")","v":""},{"$f":"IFERROR(IF(OR(R166=\"\",'Combined scenario - input'!$D151=\"\"),\"\",R166/'Combined scenario - input'!$D151),\"\")","v":""},{"$f":"IFERROR(IF(OR(S166=\"\",'Combined scenario - input'!$D151=\"\"),\"\",S166/'Combined scenario - input'!$D151),\"\")","v":""},{"$f":"IFERROR(IF(OR(T166=\"\",'Combined scenario - input'!$D151=\"\"),\"\",T166/'Combined scenario - input'!$D151),\"\")","v":""},{"$f":"IFERROR(IF(OR(U166=\"\",'Combined scenario - input'!$D151=\"\"),\"\",U166/'Combined scenario - input'!$D151),\"\")","v":""},{"$f":"IFERROR(IF(OR(V166=\"\",'Combined scenario - input'!$D151=\"\"),\"\",V166/'Combined scenario - input'!$D151),\"\")","v":""},{"$f":"IFERROR(IF(OR(W166=\"\",'Combined scenario - input'!$D151=\"\"),\"\",W166/'Combined scenario - input'!$D151),\"\")","v":""}]
[{"$f":"IFERROR('Combined scenario - input'!A152,\"\")","v":""},{"$f":"IFERROR('Combined scenario - input'!B152,\"\")","v":""},{"$f":"IFERROR('Combined scenario - input'!C152,\"\")","v":""},{"$f":"IFERROR(repcalc('Combined scenario - input'!$CV152:$GH152,'Combined scenario - input'!$G152,'Combined scenario - input'!$E152,'Combined scenario - input'!$F152,20,TRUE,TRUE),\"\")","v":""},"","","","","","","","","","","","","","","","","","","",{"$f":"IFERROR(IF(OR(D167=\"\",'Combined scenario - input'!$D152=\"\"),\"\",D167/'Combined scenario - input'!$D152),\"\")","v":""},{"$f":"IFERROR(IF(OR(E167=\"\",'Combined scenario - input'!$D152=\"\"),\"\",E167/'Combined scenario - input'!$D152),\"\")","v":""},{"$f":"IFERROR(IF(OR(F167=\"\",'Combined scenario - input'!$D152=\"\"),\"\",F167/'Combined scenario - input'!$D152),\"\")","v":""},{"$f":"IFERROR(IF(OR(G167=\"\",'Combined scenario - input'!$D152=\"\"),\"\",G167/'Combined scenario - input'!$D152),\"\")","v":""},{"$f":"IFERROR(IF(OR(H167=\"\",'Combined scenario - input'!$D152=\"\"),\"\",H167/'Combined scenario - input'!$D152),\"\")","v":""},{"$f":"IFERROR(IF(OR(I167=\"\",'Combined scenario - input'!$D152=\"\"),\"\",I167/'Combined scenario - input'!$D152),\"\")","v":""},{"$f":"IFERROR(IF(OR(J167=\"\",'Combined scenario - input'!$D152=\"\"),\"\",J167/'Combined scenario - input'!$D152),\"\")","v":""},{"$f":"IFERROR(IF(OR(K167=\"\",'Combined scenario - input'!$D152=\"\"),\"\",K167/'Combined scenario - input'!$D152),\"\")","v":""},{"$f":"IFERROR(IF(OR(L167=\"\",'Combined scenario - input'!$D152=\"\"),\"\",L167/'Combined scenario - input'!$D152),\"\")","v":""},{"$f":"IFERROR(IF(OR(M167=\"\",'Combined scenario - input'!$D152=\"\"),\"\",M167/'Combined scenario - input'!$D152),\"\")","v":""},{"$f":"IFERROR(IF(OR(N167=\"\",'Combined scenario - input'!$D152=\"\"),\"\",N167/'Combined scenario - input'!$D152),\"\")","v":""},{"$f":"IFERROR(IF(OR(O167=\"\",'Combined scenario - input'!$D152=\"\"),\"\",O167/'Combined scenario - input'!$D152),\"\")","v":""},{"$f":"IFERROR(IF(OR(P167=\"\",'Combined scenario - input'!$D152=\"\"),\"\",P167/'Combined scenario - input'!$D152),\"\")","v":""},{"$f":"IFERROR(IF(OR(Q167=\"\",'Combined scenario - input'!$D152=\"\"),\"\",Q167/'Combined scenario - input'!$D152),\"\")","v":""},{"$f":"IFERROR(IF(OR(R167=\"\",'Combined scenario - input'!$D152=\"\"),\"\",R167/'Combined scenario - input'!$D152),\"\")","v":""},{"$f":"IFERROR(IF(OR(S167=\"\",'Combined scenario - input'!$D152=\"\"),\"\",S167/'Combined scenario - input'!$D152),\"\")","v":""},{"$f":"IFERROR(IF(OR(T167=\"\",'Combined scenario - input'!$D152=\"\"),\"\",T167/'Combined scenario - input'!$D152),\"\")","v":""},{"$f":"IFERROR(IF(OR(U167=\"\",'Combined scenario - input'!$D152=\"\"),\"\",U167/'Combined scenario - input'!$D152),\"\")","v":""},{"$f":"IFERROR(IF(OR(V167=\"\",'Combined scenario - input'!$D152=\"\"),\"\",V167/'Combined scenario - input'!$D152),\"\")","v":""},{"$f":"IFERROR(IF(OR(W167=\"\",'Combined scenario - input'!$D152=\"\"),\"\",W167/'Combined scenario - input'!$D152),\"\")","v":""}]
[{"$f":"IFERROR('Combined scenario - input'!A153,\"\")","v":""},{"$f":"IFERROR('Combined scenario - input'!B153,\"\")","v":""},{"$f":"IFERROR('Combined scenario - input'!C153,\"\")","v":""},{"$f":"IFERROR(repcalc('Combined scenario - input'!$CV153:$GH153,'Combined scenario - input'!$G153,'Combined scenario - input'!$E153,'Combined scenario - input'!$F153,20,TRUE,TRUE),\"\")","v":""},"","","","","","","","","","","","","","","","","","","",{"$f":"IFERROR(IF(OR(D168=\"\",'Combined scenario - input'!$D153=\"\"),\"\",D168/'Combined scenario - input'!$D153),\"\")","v":""},{"$f":"IFERROR(IF(OR(E168=\"\",'Combined scenario - input'!$D153=\"\"),\"\",E168/'Combined scenario - input'!$D153),\"\")","v":""},{"$f":"IFERROR(IF(OR(F168=\"\",'Combined scenario - input'!$D153=\"\"),\"\",F168/'Combined scenario - input'!$D153),\"\")","v":""},{"$f":"IFERROR(IF(OR(G168=\"\",'Combined scenario - input'!$D153=\"\"),\"\",G168/'Combined scenario - input'!$D153),\"\")","v":""},{"$f":"IFERROR(IF(OR(H168=\"\",'Combined scenario - input'!$D153=\"\"),\"\",H168/'Combined scenario - input'!$D153),\"\")","v":""},{"$f":"IFERROR(IF(OR(I168=\"\",'Combined scenario - input'!$D153=\"\"),\"\",I168/'Combined scenario - input'!$D153),\"\")","v":""},{"$f":"IFERROR(IF(OR(J168=\"\",'Combined scenario - input'!$D153=\"\"),\"\",J168/'Combined scenario - input'!$D153),\"\")","v":""},{"$f":"IFERROR(IF(OR(K168=\"\",'Combined scenario - input'!$D153=\"\"),\"\",K168/'Combined scenario - input'!$D153),\"\")","v":""},{"$f":"IFERROR(IF(OR(L168=\"\",'Combined scenario - input'!$D153=\"\"),\"\",L168/'Combined scenario - input'!$D153),\"\")","v":""},{"$f":"IFERROR(IF(OR(M168=\"\",'Combined scenario - input'!$D153=\"\"),\"\",M168/'Combined scenario - input'!$D153),\"\")","v":""},{"$f":"IFERROR(IF(OR(N168=\"\",'Combined scenario - input'!$D153=\"\"),\"\",N168/'Combined scenario - input'!$D153),\"\")","v":""},{"$f":"IFERROR(IF(OR(O168=\"\",'Combined scenario - input'!$D153=\"\"),\"\",O168/'Combined scenario - input'!$D153),\"\")","v":""},{"$f":"IFERROR(IF(OR(P168=\"\",'Combined scenario - input'!$D153=\"\"),\"\",P168/'Combined scenario - input'!$D153),\"\")","v":""},{"$f":"IFERROR(IF(OR(Q168=\"\",'Combined scenario - input'!$D153=\"\"),\"\",Q168/'Combined scenario - input'!$D153),\"\")","v":""},{"$f":"IFERROR(IF(OR(R168=\"\",'Combined scenario - input'!$D153=\"\"),\"\",R168/'Combined scenario - input'!$D153),\"\")","v":""},{"$f":"IFERROR(IF(OR(S168=\"\",'Combined scenario - input'!$D153=\"\"),\"\",S168/'Combined scenario - input'!$D153),\"\")","v":""},{"$f":"IFERROR(IF(OR(T168=\"\",'Combined scenario - input'!$D153=\"\"),\"\",T168/'Combined scenario - input'!$D153),\"\")","v":""},{"$f":"IFERROR(IF(OR(U168=\"\",'Combined scenario - input'!$D153=\"\"),\"\",U168/'Combined scenario - input'!$D153),\"\")","v":""},{"$f":"IFERROR(IF(OR(V168=\"\",'Combined scenario - input'!$D153=\"\"),\"\",V168/'Combined scenario - input'!$D153),\"\")","v":""},{"$f":"IFERROR(IF(OR(W168=\"\",'Combined scenario - input'!$D153=\"\"),\"\",W168/'Combined scenario - input'!$D153),\"\")","v":""}]
[{"$f":"IFERROR('Combined scenario - input'!A154,\"\")","v":""},{"$f":"IFERROR('Combined scenario - input'!B154,\"\")","v":""},{"$f":"IFERROR('Combined scenario - input'!C154,\"\")","v":""},{"$f":"IFERROR(repcalc('Combined scenario - input'!$CV154:$GH154,'Combined scenario - input'!$G154,'Combined scenario - input'!$E154,'Combined scenario - input'!$F154,20,TRUE,TRUE),\"\")","v":""},"","","","","","","","","","","","","","","","","","","",{"$f":"IFERROR(IF(OR(D169=\"\",'Combined scenario - input'!$D154=\"\"),\"\",D169/'Combined scenario - input'!$D154),\"\")","v":""},{"$f":"IFERROR(IF(OR(E169=\"\",'Combined scenario - input'!$D154=\"\"),\"\",E169/'Combined scenario - input'!$D154),\"\")","v":""},{"$f":"IFERROR(IF(OR(F169=\"\",'Combined scenario - input'!$D154=\"\"),\"\",F169/'Combined scenario - input'!$D154),\"\")","v":""},{"$f":"IFERROR(IF(OR(G169=\"\",'Combined scenario - input'!$D154=\"\"),\"\",G169/'Combined scenario - input'!$D154),\"\")","v":""},{"$f":"IFERROR(IF(OR(H169=\"\",'Combined scenario - input'!$D154=\"\"),\"\",H169/'Combined scenario - input'!$D154),\"\")","v":""},{"$f":"IFERROR(IF(OR(I169=\"\",'Combined scenario - input'!$D154=\"\"),\"\",I169/'Combined scenario - input'!$D154),\"\")","v":""},{"$f":"IFERROR(IF(OR(J169=\"\",'Combined scenario - input'!$D154=\"\"),\"\",J169/'Combined scenario - input'!$D154),\"\")","v":""},{"$f":"IFERROR(IF(OR(K169=\"\",'Combined scenario - input'!$D154=\"\"),\"\",K169/'Combined scenario - input'!$D154),\"\")","v":""},{"$f":"IFERROR(IF(OR(L169=\"\",'Combined scenario - input'!$D154=\"\"),\"\",L169/'Combined scenario - input'!$D154),\"\")","v":""},{"$f":"IFERROR(IF(OR(M169=\"\",'Combined scenario - input'!$D154=\"\"),\"\",M169/'Combined scenario - input'!$D154),\"\")","v":""},{"$f":"IFERROR(IF(OR(N169=\"\",'Combined scenario - input'!$D154=\"\"),\"\",N169/'Combined scenario - input'!$D154),\"\")","v":""},{"$f":"IFERROR(IF(OR(O169=\"\",'Combined scenario - input'!$D154=\"\"),\"\",O169/'Combined scenario - input'!$D154),\"\")","v":""},{"$f":"IFERROR(IF(OR(P169=\"\",'Combined scenario - input'!$D154=\"\"),\"\",P169/'Combined scenario - input'!$D154),\"\")","v":""},{"$f":"IFERROR(IF(OR(Q169=\"\",'Combined scenario - input'!$D154=\"\"),\"\",Q169/'Combined scenario - input'!$D154),\"\")","v":""},{"$f":"IFERROR(IF(OR(R169=\"\",'Combined scenario - input'!$D154=\"\"),\"\",R169/'Combined scenario - input'!$D154),\"\")","v":""},{"$f":"IFERROR(IF(OR(S169=\"\",'Combined scenario - input'!$D154=\"\"),\"\",S169/'Combined scenario - input'!$D154),\"\")","v":""},{"$f":"IFERROR(IF(OR(T169=\"\",'Combined scenario - input'!$D154=\"\"),\"\",T169/'Combined scenario - input'!$D154),\"\")","v":""},{"$f":"IFERROR(IF(OR(U169=\"\",'Combined scenario - input'!$D154=\"\"),\"\",U169/'Combined scenario - input'!$D154),\"\")","v":""},{"$f":"IFERROR(IF(OR(V169=\"\",'Combined scenario - input'!$D154=\"\"),\"\",V169/'Combined scenario - input'!$D154),\"\")","v":""},{"$f":"IFERROR(IF(OR(W169=\"\",'Combined scenario - input'!$D154=\"\"),\"\",W169/'Combined scenario - input'!$D154),\"\")","v":""}]
[{"$f":"IFERROR('Combined scenario - input'!A155,\"\")","v":""},{"$f":"IFERROR('Combined scenario - input'!B155,\"\")","v":""},{"$f":"IFERROR('Combined scenario - input'!C155,\"\")","v":""},{"$f":"IFERROR(repcalc('Combined scenario - input'!$CV155:$GH155,'Combined scenario - input'!$G155,'Combined scenario - input'!$E155,'Combined scenario - input'!$F155,20,TRUE,TRUE),\"\")","v":""},"","","","","","","","","","","","","","","","","","","",{"$f":"IFERROR(IF(OR(D170=\"\",'Combined scenario - input'!$D155=\"\"),\"\",D170/'Combined scenario - input'!$D155),\"\")","v":""},{"$f":"IFERROR(IF(OR(E170=\"\",'Combined scenario - input'!$D155=\"\"),\"\",E170/'Combined scenario - input'!$D155),\"\")","v":""},{"$f":"IFERROR(IF(OR(F170=\"\",'Combined scenario - input'!$D155=\"\"),\"\",F170/'Combined scenario - input'!$D155),\"\")","v":""},{"$f":"IFERROR(IF(OR(G170=\"\",'Combined scenario - input'!$D155=\"\"),\"\",G170/'Combined scenario - input'!$D155),\"\")","v":""},{"$f":"IFERROR(IF(OR(H170=\"\",'Combined scenario - input'!$D155=\"\"),\"\",H170/'Combined scenario - input'!$D155),\"\")","v":""},{"$f":"IFERROR(IF(OR(I170=\"\",'Combined scenario - input'!$D155=\"\"),\"\",I170/'Combined scenario - input'!$D155),\"\")","v":""},{"$f":"IFERROR(IF(OR(J170=\"\",'Combined scenario - input'!$D155=\"\"),\"\",J170/'Combined scenario - input'!$D155),\"\")","v":""},{"$f":"IFERROR(IF(OR(K170=\"\",'Combined scenario - input'!$D155=\"\"),\"\",K170/'Combined scenario - input'!$D155),\"\")","v":""},{"$f":"IFERROR(IF(OR(L170=\"\",'Combined scenario - input'!$D155=\"\"),\"\",L170/'Combined scenario - input'!$D155),\"\")","v":""},{"$f":"IFERROR(IF(OR(M170=\"\",'Combined scenario - input'!$D155=\"\"),\"\",M170/'Combined scenario - input'!$D155),\"\")","v":""},{"$f":"IFERROR(IF(OR(N170=\"\",'Combined scenario - input'!$D155=\"\"),\"\",N170/'Combined scenario - input'!$D155),\"\")","v":""},{"$f":"IFERROR(IF(OR(O170=\"\",'Combined scenario - input'!$D155=\"\"),\"\",O170/'Combined scenario - input'!$D155),\"\")","v":""},{"$f":"IFERROR(IF(OR(P170=\"\",'Combined scenario - input'!$D155=\"\"),\"\",P170/'Combined scenario - input'!$D155),\"\")","v":""},{"$f":"IFERROR(IF(OR(Q170=\"\",'Combined scenario - input'!$D155=\"\"),\"\",Q170/'Combined scenario - input'!$D155),\"\")","v":""},{"$f":"IFERROR(IF(OR(R170=\"\",'Combined scenario - input'!$D155=\"\"),\"\",R170/'Combined scenario - input'!$D155),\"\")","v":""},{"$f":"IFERROR(IF(OR(S170=\"\",'Combined scenario - input'!$D155=\"\"),\"\",S170/'Combined scenario - input'!$D155),\"\")","v":""},{"$f":"IFERROR(IF(OR(T170=\"\",'Combined scenario - input'!$D155=\"\"),\"\",T170/'Combined scenario - input'!$D155),\"\")","v":""},{"$f":"IFERROR(IF(OR(U170=\"\",'Combined scenario - input'!$D155=\"\"),\"\",U170/'Combined scenario - input'!$D155),\"\")","v":""},{"$f":"IFERROR(IF(OR(V170=\"\",'Combined scenario - input'!$D155=\"\"),\"\",V170/'Combined scenario - input'!$D155),\"\")","v":""},{"$f":"IFERROR(IF(OR(W170=\"\",'Combined scenario - input'!$D155=\"\"),\"\",W170/'Combined scenario - input'!$D155),\"\")","v":""}]
[{"$f":"IFERROR('Combined scenario - input'!A156,\"\")","v":""},{"$f":"IFERROR('Combined scenario - input'!B156,\"\")","v":""},{"$f":"IFERROR('Combined scenario - input'!C156,\"\")","v":""},{"$f":"IFERROR(repcalc('Combined scenario - input'!$CV156:$GH156,'Combined scenario - input'!$G156,'Combined scenario - input'!$E156,'Combined scenario - input'!$F156,20,TRUE,TRUE),\"\")","v":""},"","","","","","","","","","","","","","","","","","","",{"$f":"IFERROR(IF(OR(D171=\"\",'Combined scenario - input'!$D156=\"\"),\"\",D171/'Combined scenario - input'!$D156),\"\")","v":""},{"$f":"IFERROR(IF(OR(E171=\"\",'Combined scenario - input'!$D156=\"\"),\"\",E171/'Combined scenario - input'!$D156),\"\")","v":""},{"$f":"IFERROR(IF(OR(F171=\"\",'Combined scenario - input'!$D156=\"\"),\"\",F171/'Combined scenario - input'!$D156),\"\")","v":""},{"$f":"IFERROR(IF(OR(G171=\"\",'Combined scenario - input'!$D156=\"\"),\"\",G171/'Combined scenario - input'!$D156),\"\")","v":""},{"$f":"IFERROR(IF(OR(H171=\"\",'Combined scenario - input'!$D156=\"\"),\"\",H171/'Combined scenario - input'!$D156),\"\")","v":""},{"$f":"IFERROR(IF(OR(I171=\"\",'Combined scenario - input'!$D156=\"\"),\"\",I171/'Combined scenario - input'!$D156),\"\")","v":""},{"$f":"IFERROR(IF(OR(J171=\"\",'Combined scenario - input'!$D156=\"\"),\"\",J171/'Combined scenario - input'!$D156),\"\")","v":""},{"$f":"IFERROR(IF(OR(K171=\"\",'Combined scenario - input'!$D156=\"\"),\"\",K171/'Combined scenario - input'!$D156),\"\")","v":""},{"$f":"IFERROR(IF(OR(L171=\"\",'Combined scenario - input'!$D156=\"\"),\"\",L171/'Combined scenario - input'!$D156),\"\")","v":""},{"$f":"IFERROR(IF(OR(M171=\"\",'Combined scenario - input'!$D156=\"\"),\"\",M171/'Combined scenario - input'!$D156),\"\")","v":""},{"$f":"IFERROR(IF(OR(N171=\"\",'Combined scenario - input'!$D156=\"\"),\"\",N171/'Combined scenario - input'!$D156),\"\")","v":""},{"$f":"IFERROR(IF(OR(O171=\"\",'Combined scenario - input'!$D156=\"\"),\"\",O171/'Combined scenario - input'!$D156),\"\")","v":""},{"$f":"IFERROR(IF(OR(P171=\"\",'Combined scenario - input'!$D156=\"\"),\"\",P171/'Combined scenario - input'!$D156),\"\")","v":""},{"$f":"IFERROR(IF(OR(Q171=\"\",'Combined scenario - input'!$D156=\"\"),\"\",Q171/'Combined scenario - input'!$D156),\"\")","v":""},{"$f":"IFERROR(IF(OR(R171=\"\",'Combined scenario - input'!$D156=\"\"),\"\",R171/'Combined scenario - input'!$D156),\"\")","v":""},{"$f":"IFERROR(IF(OR(S171=\"\",'Combined scenario - input'!$D156=\"\"),\"\",S171/'Combined scenario - input'!$D156),\"\")","v":""},{"$f":"IFERROR(IF(OR(T171=\"\",'Combined scenario - input'!$D156=\"\"),\"\",T171/'Combined scenario - input'!$D156),\"\")","v":""},{"$f":"IFERROR(IF(OR(U171=\"\",'Combined scenario - input'!$D156=\"\"),\"\",U171/'Combined scenario - input'!$D156),\"\")","v":""},{"$f":"IFERROR(IF(OR(V171=\"\",'Combined scenario - input'!$D156=\"\"),\"\",V171/'Combined scenario - input'!$D156),\"\")","v":""},{"$f":"IFERROR(IF(OR(W171=\"\",'Combined scenario - input'!$D156=\"\"),\"\",W171/'Combined scenario - input'!$D156),\"\")","v":""}]
[{"$f":"IFERROR('Combined scenario - input'!A157,\"\")","v":""},{"$f":"IFERROR('Combined scenario - input'!B157,\"\")","v":""},{"$f":"IFERROR('Combined scenario - input'!C157,\"\")","v":""},{"$f":"IFERROR(repcalc('Combined scenario - input'!$CV157:$GH157,'Combined scenario - input'!$G157,'Combined scenario - input'!$E157,'Combined scenario - input'!$F157,20,TRUE,TRUE),\"\")","v":""},"","","","","","","","","","","","","","","","","","","",{"$f":"IFERROR(IF(OR(D172=\"\",'Combined scenario - input'!$D157=\"\"),\"\",D172/'Combined scenario - input'!$D157),\"\")","v":""},{"$f":"IFERROR(IF(OR(E172=\"\",'Combined scenario - input'!$D157=\"\"),\"\",E172/'Combined scenario - input'!$D157),\"\")","v":""},{"$f":"IFERROR(IF(OR(F172=\"\",'Combined scenario - input'!$D157=\"\"),\"\",F172/'Combined scenario - input'!$D157),\"\")","v":""},{"$f":"IFERROR(IF(OR(G172=\"\",'Combined scenario - input'!$D157=\"\"),\"\",G172/'Combined scenario - input'!$D157),\"\")","v":""},{"$f":"IFERROR(IF(OR(H172=\"\",'Combined scenario - input'!$D157=\"\"),\"\",H172/'Combined scenario - input'!$D157),\"\")","v":""},{"$f":"IFERROR(IF(OR(I172=\"\",'Combined scenario - input'!$D157=\"\"),\"\",I172/'Combined scenario - input'!$D157),\"\")","v":""},{"$f":"IFERROR(IF(OR(J172=\"\",'Combined scenario - input'!$D157=\"\"),\"\",J172/'Combined scenario - input'!$D157),\"\")","v":""},{"$f":"IFERROR(IF(OR(K172=\"\",'Combined scenario - input'!$D157=\"\"),\"\",K172/'Combined scenario - input'!$D157),\"\")","v":""},{"$f":"IFERROR(IF(OR(L172=\"\",'Combined scenario - input'!$D157=\"\"),\"\",L172/'Combined scenario - input'!$D157),\"\")","v":""},{"$f":"IFERROR(IF(OR(M172=\"\",'Combined scenario - input'!$D157=\"\"),\"\",M172/'Combined scenario - input'!$D157),\"\")","v":""},{"$f":"IFERROR(IF(OR(N172=\"\",'Combined scenario - input'!$D157=\"\"),\"\",N172/'Combined scenario - input'!$D157),\"\")","v":""},{"$f":"IFERROR(IF(OR(O172=\"\",'Combined scenario - input'!$D157=\"\"),\"\",O172/'Combined scenario - input'!$D157),\"\")","v":""},{"$f":"IFERROR(IF(OR(P172=\"\",'Combined scenario - input'!$D157=\"\"),\"\",P172/'Combined scenario - input'!$D157),\"\")","v":""},{"$f":"IFERROR(IF(OR(Q172=\"\",'Combined scenario - input'!$D157=\"\"),\"\",Q172/'Combined scenario - input'!$D157),\"\")","v":""},{"$f":"IFERROR(IF(OR(R172=\"\",'Combined scenario - input'!$D157=\"\"),\"\",R172/'Combined scenario - input'!$D157),\"\")","v":""},{"$f":"IFERROR(IF(OR(S172=\"\",'Combined scenario - input'!$D157=\"\"),\"\",S172/'Combined scenario - input'!$D157),\"\")","v":""},{"$f":"IFERROR(IF(OR(T172=\"\",'Combined scenario - input'!$D157=\"\"),\"\",T172/'Combined scenario - input'!$D157),\"\")","v":""},{"$f":"IFERROR(IF(OR(U172=\"\",'Combined scenario - input'!$D157=\"\"),\"\",U172/'Combined scenario - input'!$D157),\"\")","v":""},{"$f":"IFERROR(IF(OR(V172=\"\",'Combined scenario - input'!$D157=\"\"),\"\",V172/'Combined scenario - input'!$D157),\"\")","v":""},{"$f":"IFERROR(IF(OR(W172=\"\",'Combined scenario - input'!$D157=\"\"),\"\",W172/'Combined scenario - input'!$D157),\"\")","v":""}]
[{"$f":"IFERROR('Combined scenario - input'!A158,\"\")","v":""},{"$f":"IFERROR('Combined scenario - input'!B158,\"\")","v":""},{"$f":"IFERROR('Combined scenario - input'!C158,\"\")","v":""},{"$f":"IFERROR(repcalc('Combined scenario - input'!$CV158:$GH158,'Combined scenario - input'!$G158,'Combined scenario - input'!$E158,'Combined scenario - input'!$F158,20,TRUE,TRUE),\"\")","v":""},"","","","","","","","","","","","","","","","","","","",{"$f":"IFERROR(IF(OR(D173=\"\",'Combined scenario - input'!$D158=\"\"),\"\",D173/'Combined scenario - input'!$D158),\"\")","v":""},{"$f":"IFERROR(IF(OR(E173=\"\",'Combined scenario - input'!$D158=\"\"),\"\",E173/'Combined scenario - input'!$D158),\"\")","v":""},{"$f":"IFERROR(IF(OR(F173=\"\",'Combined scenario - input'!$D158=\"\"),\"\",F173/'Combined scenario - input'!$D158),\"\")","v":""},{"$f":"IFERROR(IF(OR(G173=\"\",'Combined scenario - input'!$D158=\"\"),\"\",G173/'Combined scenario - input'!$D158),\"\")","v":""},{"$f":"IFERROR(IF(OR(H173=\"\",'Combined scenario - input'!$D158=\"\"),\"\",H173/'Combined scenario - input'!$D158),\"\")","v":""},{"$f":"IFERROR(IF(OR(I173=\"\",'Combined scenario - input'!$D158=\"\"),\"\",I173/'Combined scenario - input'!$D158),\"\")","v":""},{"$f":"IFERROR(IF(OR(J173=\"\",'Combined scenario - input'!$D158=\"\"),\"\",J173/'Combined scenario - input'!$D158),\"\")","v":""},{"$f":"IFERROR(IF(OR(K173=\"\",'Combined scenario - input'!$D158=\"\"),\"\",K173/'Combined scenario - input'!$D158),\"\")","v":""},{"$f":"IFERROR(IF(OR(L173=\"\",'Combined scenario - input'!$D158=\"\"),\"\",L173/'Combined scenario - input'!$D158),\"\")","v":""},{"$f":"IFERROR(IF(OR(M173=\"\",'Combined scenario - input'!$D158=\"\"),\"\",M173/'Combined scenario - input'!$D158),\"\")","v":""},{"$f":"IFERROR(IF(OR(N173=\"\",'Combined scenario - input'!$D158=\"\"),\"\",N173/'Combined scenario - input'!$D158),\"\")","v":""},{"$f":"IFERROR(IF(OR(O173=\"\",'Combined scenario - input'!$D158=\"\"),\"\",O173/'Combined scenario - input'!$D158),\"\")","v":""},{"$f":"IFERROR(IF(OR(P173=\"\",'Combined scenario - input'!$D158=\"\"),\"\",P173/'Combined scenario - input'!$D158),\"\")","v":""},{"$f":"IFERROR(IF(OR(Q173=\"\",'Combined scenario - input'!$D158=\"\"),\"\",Q173/'Combined scenario - input'!$D158),\"\")","v":""},{"$f":"IFERROR(IF(OR(R173=\"\",'Combined scenario - input'!$D158=\"\"),\"\",R173/'Combined scenario - input'!$D158),\"\")","v":""},{"$f":"IFERROR(IF(OR(S173=\"\",'Combined scenario - input'!$D158=\"\"),\"\",S173/'Combined scenario - input'!$D158),\"\")","v":""},{"$f":"IFERROR(IF(OR(T173=\"\",'Combined scenario - input'!$D158=\"\"),\"\",T173/'Combined scenario - input'!$D158),\"\")","v":""},{"$f":"IFERROR(IF(OR(U173=\"\",'Combined scenario - input'!$D158=\"\"),\"\",U173/'Combined scenario - input'!$D158),\"\")","v":""},{"$f":"IFERROR(IF(OR(V173=\"\",'Combined scenario - input'!$D158=\"\"),\"\",V173/'Combined scenario - input'!$D158),\"\")","v":""},{"$f":"IFERROR(IF(OR(W173=\"\",'Combined scenario - input'!$D158=\"\"),\"\",W173/'Combined scenario - input'!$D158),\"\")","v":""}]
[{"$f":"IFERROR('Combined scenario - input'!A159,\"\")","v":""},{"$f":"IFERROR('Combined scenario - input'!B159,\"\")","v":""},{"$f":"IFERROR('Combined scenario - input'!C159,\"\")","v":""},{"$f":"IFERROR(repcalc('Combined scenario - input'!$CV159:$GH159,'Combined scenario - input'!$G159,'Combined scenario - input'!$E159,'Combined scenario - input'!$F159,20,TRUE,TRUE),\"\")","v":""},"","","","","","","","","","","","","","","","","","","",{"$f":"IFERROR(IF(OR(D174=\"\",'Combined scenario - input'!$D159=\"\"),\"\",D174/'Combined scenario - input'!$D159),\"\")","v":""},{"$f":"IFERROR(IF(OR(E174=\"\",'Combined scenario - input'!$D159=\"\"),\"\",E174/'Combined scenario - input'!$D159),\"\")","v":""},{"$f":"IFERROR(IF(OR(F174=\"\",'Combined scenario - input'!$D159=\"\"),\"\",F174/'Combined scenario - input'!$D159),\"\")","v":""},{"$f":"IFERROR(IF(OR(G174=\"\",'Combined scenario - input'!$D159=\"\"),\"\",G174/'Combined scenario - input'!$D159),\"\")","v":""},{"$f":"IFERROR(IF(OR(H174=\"\",'Combined scenario - input'!$D159=\"\"),\"\",H174/'Combined scenario - input'!$D159),\"\")","v":""},{"$f":"IFERROR(IF(OR(I174=\"\",'Combined scenario - input'!$D159=\"\"),\"\",I174/'Combined scenario - input'!$D159),\"\")","v":""},{"$f":"IFERROR(IF(OR(J174=\"\",'Combined scenario - input'!$D159=\"\"),\"\",J174/'Combined scenario - input'!$D159),\"\")","v":""},{"$f":"IFERROR(IF(OR(K174=\"\",'Combined scenario - input'!$D159=\"\"),\"\",K174/'Combined scenario - input'!$D159),\"\")","v":""},{"$f":"IFERROR(IF(OR(L174=\"\",'Combined scenario - input'!$D159=\"\"),\"\",L174/'Combined scenario - input'!$D159),\"\")","v":""},{"$f":"IFERROR(IF(OR(M174=\"\",'Combined scenario - input'!$D159=\"\"),\"\",M174/'Combined scenario - input'!$D159),\"\")","v":""},{"$f":"IFERROR(IF(OR(N174=\"\",'Combined scenario - input'!$D159=\"\"),\"\",N174/'Combined scenario - input'!$D159),\"\")","v":""},{"$f":"IFERROR(IF(OR(O174=\"\",'Combined scenario - input'!$D159=\"\"),\"\",O174/'Combined scenario - input'!$D159),\"\")","v":""},{"$f":"IFERROR(IF(OR(P174=\"\",'Combined scenario - input'!$D159=\"\"),\"\",P174/'Combined scenario - input'!$D159),\"\")","v":""},{"$f":"IFERROR(IF(OR(Q174=\"\",'Combined scenario - input'!$D159=\"\"),\"\",Q174/'Combined scenario - input'!$D159),\"\")","v":""},{"$f":"IFERROR(IF(OR(R174=\"\",'Combined scenario - input'!$D159=\"\"),\"\",R174/'Combined scenario - input'!$D159),\"\")","v":""},{"$f":"IFERROR(IF(OR(S174=\"\",'Combined scenario - input'!$D159=\"\"),\"\",S174/'Combined scenario - input'!$D159),\"\")","v":""},{"$f":"IFERROR(IF(OR(T174=\"\",'Combined scenario - input'!$D159=\"\"),\"\",T174/'Combined scenario - input'!$D159),\"\")","v":""},{"$f":"IFERROR(IF(OR(U174=\"\",'Combined scenario - input'!$D159=\"\"),\"\",U174/'Combined scenario - input'!$D159),\"\")","v":""},{"$f":"IFERROR(IF(OR(V174=\"\",'Combined scenario - input'!$D159=\"\"),\"\",V174/'Combined scenario - input'!$D159),\"\")","v":""},{"$f":"IFERROR(IF(OR(W174=\"\",'Combined scenario - input'!$D159=\"\"),\"\",W174/'Combined scenario - input'!$D159),\"\")","v":""}]
[{"$f":"IFERROR('Combined scenario - input'!A160,\"\")","v":""},{"$f":"IFERROR('Combined scenario - input'!B160,\"\")","v":""},{"$f":"IFERROR('Combined scenario - input'!C160,\"\")","v":""},{"$f":"IFERROR(repcalc('Combined scenario - input'!$CV160:$GH160,'Combined scenario - input'!$G160,'Combined scenario - input'!$E160,'Combined scenario - input'!$F160,20,TRUE,TRUE),\"\")","v":""},"","","","","","","","","","","","","","","","","","","",{"$f":"IFERROR(IF(OR(D175=\"\",'Combined scenario - input'!$D160=\"\"),\"\",D175/'Combined scenario - input'!$D160),\"\")","v":""},{"$f":"IFERROR(IF(OR(E175=\"\",'Combined scenario - input'!$D160=\"\"),\"\",E175/'Combined scenario - input'!$D160),\"\")","v":""},{"$f":"IFERROR(IF(OR(F175=\"\",'Combined scenario - input'!$D160=\"\"),\"\",F175/'Combined scenario - input'!$D160),\"\")","v":""},{"$f":"IFERROR(IF(OR(G175=\"\",'Combined scenario - input'!$D160=\"\"),\"\",G175/'Combined scenario - input'!$D160),\"\")","v":""},{"$f":"IFERROR(IF(OR(H175=\"\",'Combined scenario - input'!$D160=\"\"),\"\",H175/'Combined scenario - input'!$D160),\"\")","v":""},{"$f":"IFERROR(IF(OR(I175=\"\",'Combined scenario - input'!$D160=\"\"),\"\",I175/'Combined scenario - input'!$D160),\"\")","v":""},{"$f":"IFERROR(IF(OR(J175=\"\",'Combined scenario - input'!$D160=\"\"),\"\",J175/'Combined scenario - input'!$D160),\"\")","v":""},{"$f":"IFERROR(IF(OR(K175=\"\",'Combined scenario - input'!$D160=\"\"),\"\",K175/'Combined scenario - input'!$D160),\"\")","v":""},{"$f":"IFERROR(IF(OR(L175=\"\",'Combined scenario - input'!$D160=\"\"),\"\",L175/'Combined scenario - input'!$D160),\"\")","v":""},{"$f":"IFERROR(IF(OR(M175=\"\",'Combined scenario - input'!$D160=\"\"),\"\",M175/'Combined scenario - input'!$D160),\"\")","v":""},{"$f":"IFERROR(IF(OR(N175=\"\",'Combined scenario - input'!$D160=\"\"),\"\",N175/'Combined scenario - input'!$D160),\"\")","v":""},{"$f":"IFERROR(IF(OR(O175=\"\",'Combined scenario - input'!$D160=\"\"),\"\",O175/'Combined scenario - input'!$D160),\"\")","v":""},{"$f":"IFERROR(IF(OR(P175=\"\",'Combined scenario - input'!$D160=\"\"),\"\",P175/'Combined scenario - input'!$D160),\"\")","v":""},{"$f":"IFERROR(IF(OR(Q175=\"\",'Combined scenario - input'!$D160=\"\"),\"\",Q175/'Combined scenario - input'!$D160),\"\")","v":""},{"$f":"IFERROR(IF(OR(R175=\"\",'Combined scenario - input'!$D160=\"\"),\"\",R175/'Combined scenario - input'!$D160),\"\")","v":""},{"$f":"IFERROR(IF(OR(S175=\"\",'Combined scenario - input'!$D160=\"\"),\"\",S175/'Combined scenario - input'!$D160),\"\")","v":""},{"$f":"IFERROR(IF(OR(T175=\"\",'Combined scenario - input'!$D160=\"\"),\"\",T175/'Combined scenario - input'!$D160),\"\")","v":""},{"$f":"IFERROR(IF(OR(U175=\"\",'Combined scenario - input'!$D160=\"\"),\"\",U175/'Combined scenario - input'!$D160),\"\")","v":""},{"$f":"IFERROR(IF(OR(V175=\"\",'Combined scenario - input'!$D160=\"\"),\"\",V175/'Combined scenario - input'!$D160),\"\")","v":""},{"$f":"IFERROR(IF(OR(W175=\"\",'Combined scenario - input'!$D160=\"\"),\"\",W175/'Combined scenario - input'!$D160),\"\")","v":""}]