## AER changes and input
AER draft decision - changes to Evoenergy-Ancillary services cost build up model-January 2018_Public
AER methodology
The following worksheets have been copied at the same time so that the interlinkages are maintained between them: 19.20 prices; Misc works estimation; Labour rates; Labour and plant escalation
These worksheets have been renamed to have 'AER' at the start and highlighted in orange
The AER's draft decision changes are only being made to calculate 2019-20 prices.
Updating of Evoenergy's cost-reflective prices for ongoing services (19.20 prices)
1. Marsden Jacob maximum recommended labour rates have been compared to Evoenergy's labour rates per the table below. This only compares labour rates that are being used in the '19.20 prices' worksheet. Labour rates with overheads are also calculated.
Comparison of Marsden Jacob recommended labour rates and Evoenergy for ongoing services
MJ labour category | Evoenergy labour category (per MJ table 17) | Evoenergy labour category (AER allocation) | MJ max labour rate escalated to 2019-20 (by CPI only) - MJ table 5 | EvoEnergy rate (with overheads) - 2019-20 | MJ max labour rate less overheads (MJ and Evoenergy overhead of 61% are the same) | Labour rate adjustment required (Evo > AER)?
Admin | Office support service delivery |  | 111.025 | 143.9697 | 68.9596 | Yes - This rate will be adjusted by the AER
Technician | Line Worker |  | 156.7484 | 176.556 | 97.3593 | Yes - this rate will be adjusted by the AER.
Engineer |  |  | 195.9355 |  | 121.6991
Field Worker | Trade Assistant/labour |  | 151.1137 | 136.6715 | 81.4371 | This rate will not be adjusted by the AER
Senior Engineer | Management ( Senior Project Engineer - SPE) |  | 215.524 | 236.5632 | 133.8658 | Yes - This rate will be adjusted by the AER
0
2. As Evoenergy's labour rates are higher than MJ's recommended maximums for all labour categories except for Trade Assistant/labour, the labour rates have been adjusted in 'AER-19.20 prices'.
3. Per Marsden Jacob's recommendations in table 10 and 11 and reference table in Appendix 4, we are applying the field worker labour rate to Special Meter Read. This cost-reflective prices have been hard-coded in and inflated by CPI.
4. Changes to labour time - Marsden Jacob has not recommended any changes to labour times for Evoenergy
5. The prices for underground service change and overhead service change have not been changed per Marsden Jacob's benchmarking in Table 11.
Checking note: Numbers match MJ Table 11 (escalated for inflation)
Updating of Evoenergy's prices for 'Misc works estimation' services
1. Marsden Jacob maximum labour rates have been compared to Evoenergy's per the table below. This only compares labour rates that are being used in the 'Misc Works estimation' worksheet
EvoEnergy labour rates have been generated by reference to Evoenergy's calculations in 'Misc works estimation'
Evoenergy labour category | MJ Labour category (AER allocation) | EvoEnergy rate (with overheads) - normal hours - 2019-20 | Notes | MJ max labour rate escalated to 2019-20 (by CPI only) | Labour rate adjustment required (Evo rate > MJ max recommended rate)? | MJ Max labour rate less overhead (MJ and Evoenergy overhead % are the same)
Office Labour
Connection Engineer | Engineer | 128.3746 | Office Labour Overheads of 10% applied by Evo | 195.9355 | No
Management | Senior Engineer | 161.627 | Office Labour Overheads of 10% applied by Evo | 215.524 | No
GIS Officer | Technician | 115.7104 | Office Labour Overheads of 10% applied by Evo | 156.7484 | No
Field Services
Site Lead/Scheduler ( SL) | Technician | 176.556 | Field Labour and Corporate overheads of 61% applied by Evo | 156.7484 | Yes | 97.3593
Electrical Fitter (EF) | Technician | 176.556 | Field Labour and Corporate overheads of 61% applied by Evo | 156.7484 | Yes | 97.3593
Electrical Operator (EO) | Technician | 176.556 | Field Labour and Corporate overheads of 61% applied by Evo | 156.7484 | Yes | 97.3593
Plant Operator (PO) | Technician | 176.556 | Field Labour and Corporate overheads of 61% applied by Evo | 156.7484 | Yes | 97.3593
Line Worker (LW) | Technician | 176.556 | Field Labour and Corporate overheads of 61% applied by Evo | 156.7484 | Yes | 97.3593
Trade Assistant/Labour (TA) | Field Worker | 136.6715 | Field Labour and Corporate overheads of 61% applied by Evo | 151.1137 | No
2. As Evoenergy's labour rates are higher than MJ's recommended maximums for most of the field services, the labour rates have been adjusted in 'AER Labour and plant escalation' - these will then flow through to 'AER - Misc works estimation' and recalculate the prices for 2019-20.
No adjustments made to material or equipment
Comparison of prices
Evoenergy's workbook - 'Price cost comparison' has then been copied and the AER maximum prices compared to Evoenergy's proposed prices (columns Y - AA), where Evoenergy's proposed price (rather than cost reflective price) is > than the AER's maximum, we have reduced the proposed charge
Quoted Service labour rates - per Evoenergy proposal - Attachment 14: Alternative control services
Evoenergy labour category | MJ Labour category (AER allocation) | Evoenergy base labour rate | MJ max labour rate inflated to 2019-20 and with OH of 61 per cent removed | Approved base labour rate (lower of MJ and Evo) | Approved total labour rate (including overheads of 61%)
Office support service delivery | Admin | 89.4221 | 68.9596 | 68.9596 | 111.025
Electrical apprentice | Field Worker | 87.443 | 81.4371 | 81.4371 | 151.1137
Electrical worker | Technician | 109.6602 | 97.3593 | 97.3593 | 156.7484
Electrical worker - labourer | Field Worker | 80.4097 | 81.4371 | 80.4097 | 149.4596
Project officer design section | Engineer | 116.7042 | 121.6991 | 116.7042 | 187.8938
Senior technical officer/engineer design section | Senior Engineer | 146.9337 | 133.8658 | 133.8658 | 215.524
Field worker rates include an extra $20 vehicle allowance per MJ's recommendations.
AER CPI for 2019-20 | 2.45%
Note on E12: AER: Linked to Evo source sheets so they are not affected by AER changes
Note on F16: AER: Note that Field Worker has also been adjusted by $20 to reflect the additional vehicle allowance applied by MJ as an overhead
Note on C30: AER: Linked to Evo source sheets so they are not affected by AER changes
Note on B37: AER: Evoenergy's labour rates for all of these labour categories are the same $ value so have allocated all as technical specialists

## AER - 19.20 prices
2019-20 Alternative Control Services Cost Build Up - nominal dollars - fully cost reflective
| 2019/20 unit rate for labour |  | o/t loading | Crews, normal rates | [5 empty] | Crews, overtime rates | [6 empty] | Hours labour list
| Normal | Overtime |  |  | Line Worker (LW) | Trade Assistant/ Labour (TA) | Admin | Per hour crew rate |  |  | Line Worker (LW) | Trade Assistant/ Labour (TA) | Admin | Per hour crew rate |  | O/T Factor | 0.25
Direct overhead | 37% | 37% |  | F Crew Meter | 1 |  |  | 97.3593 |  | F Crew Meter | 1.4 |  |  | 136.303 |  | 140% | 0.5
Office support service delivery | 68.9596 | 96.5435 | 140% | G Crew | 2 | 1 |  | 279.6077 |  | G Crew | 2.8 | 1.4 |  | 391.4507 |  | 140% | 0.75
Connection/Project Engineer (PE) | 116.7042 | 163.3859 | 140% | Meter crew | 2 |  |  | 194.7185 |  | Meter crew | 2.8 |  |  | 272.606 |  | 140% | 1
Management ( Senior Project Engineer - SPE) | 133.8658 | 187.4121 | 140% | OH Crew | 2 |  |  | 194.7185 |  | OH Crew | 2.8 | 0 |  | 272.606 |  | 140% | 1.5
GIS Officer (GO) | 105.1913 | 147.2678 | 140% | Switcher | 1 |  |  | 97.3593 |  | Switcher | 1.4 |  |  | 136.303 |  | 140% | 2
Site Lead/Scheduler ( SL) | 97.3593 | 136.303 | 140% | UG Crew | 3 |  |  | 292.0778 |  | UG Crew | 4.2 | 0 |  | 408.9089 |  | 140% | 2.5
Electrical Fitter (EF) | 97.3593 | 136.303 | 140% | Admin | 0 | 0 | 1 | 68.9596 |  | Admin |  |  | 1.4 | 96.5435 |  | 140% | 3
Electrical Operator (EO) | 97.3593 | 136.303 | 140% | Two fitter crew | 2 |  |  | 194.7185 |  | Two fitter crew | 2.8 |  |  | 272.606 |  | 140% | 3.5
Plant Operator (PO) | 97.3593 | 136.303 | 140% | [13 empty] | 4
Line Worker (LW) | 97.3593 | 136.303 | 140% | [13 empty] | 4.5
Trade Assistant/Labour (TA) | 84.8891 | 118.8448 | 140% | [5 empty] | CPI | 1.025 | [6 empty] | 5
Corporate overhead | 24% | 24% | [14 empty] | 5.5
6
6.5
7
Code | Service | Service Description / Scope | Current Prices 2017/18 | GST Inclusive | Appointment Time Hours | Normal/Over | Crew | Crew rate | Crew O/T Rate | Labour | Direct Overhead | Contract Payments | Plant Costs | Material Costs | Corporate Overheads | Total Expenditure | 7.5
Premise Re-energisation – Existing Network Connection | [16 empty] | 8
501 | Re-energise premises – Business Hours | Re-energisation of a premises that is already connected to the network during business hours | 69.524 | 76.4764 | 0.5 | Normal | F Crew Meter | 97.3593 | 136.303 | 48.6796 | 18.0115 |  |  |  | 11.6831 | 78.3742
502 | Re-energise premises – After Hours | Re-energisation of a premises that is already connected to the network during after-hours periods | 88.1301 | 96.9431 | 0.5 | Overtime | F Crew Meter | 97.3593 | 136.303 | 68.1515 | 18.0115 |  |  |  | 11.6831 | 97.8461
Premise De-energisation – Existing Network Connection | Service | Service Description / Scope | Current Prices 2017/18 | GST Inclusive | Appointment Time Hours | Normal/Over | Crew | Crew rate | Crew O/T Rate | Labour | Direct Overhead | Contract Payments | Plant Costs | Material Costs | Corporate Overheads | Total Expenditure
503 | De-energise premises – Business Hours | De-energisation of a premises that is already connected to the network during business hours; excluding where the de-energisation is for debt non-payment | 69.524 | 76.4764 | 0.5 | Normal | F Crew Meter | 97.3593 | 136.303 | 48.6796 | 18.0115 |  |  |  | 11.6831 | 78.3742
505 | De-energise premises for debt non-payment | De-energisation of a premises that is already connected to the network where the de-energisation is for debt non-payment – Anytime | 139.0583 | 152.9641 | 0.5 | Normal | Meter crew | 194.7185 | 272.606 | 97.3593 | 36.0229 |  |  |  | 23.3662 | 156.7484
Meter Investigations | Service | Service Description / Scope | Current Prices 2017/18 | GST Inclusive | Appointment Time Hours | Normal/Over | Crew | Crew rate | Crew O/T Rate | Labour | Direct Overhead | Contract Payments | Plant Costs | Material Costs | Corporate Overheads | Total Expenditure
504 | Meter Test (Whole Current) – Business Hours | Meter test for whole current Type 5 – 7 meters only during business hours. Fee is refunded if the meter is proven to be faulty | 278.1166 | 305.9283 | 1 | Normal | Meter crew | 194.7185 | 272.606 | 194.7185 | 72.0459 |  |  |  | 46.7324 | 313.4969
510 | Meter Test (CT/VT) – Business Hours | Meter test for meters utilising a CT or VT during business hours. Fee is refunded if the meter installation is proven to be faulty | 322.0945 | 354.3039 | 0.25 | Normal | Admin | 68.9596 | 96.5435 | 17.2399 | 6.3788 | 355.47 |  |  | 89.4504 | 468.5391
Special meters Services | Service | Service Description / Scope | Current Prices 2017/18 | GST Inclusive | Appointment Time Hours | Normal/Over | Crew | Crew rate | Crew O/T Rate | Labour | Direct Overhead | Contract Payments | Plant Costs | Material Costs | Corporate Overheads | Total Expenditure
506 | Special Meter Read | Out of cycle meter read during business hours Use for the following: • Customer Initiated Check Read, • Data validation initiated Check Read - prior to billing, • Data validation Check Read - post billing • Customer initiated additional out-of cycle read for billing purposes • Final read Fee associated with a Check Read is refunded if the original reading is proven to be incorrect | 32.1582 | 35.374 | 0.25 | Normal | Admin | 68.9596 | 96.5435 | 17.2399 | 6.3788 | 6.5344 |  |  | 5.7058 | 33.9622
Power of Choice services | Service | Service Description / Scope | Current Prices 2017/18 | GST Inclusive | Appointment Time Hours | Normal/Over | Crew | Crew rate | Crew O/T Rate | Labour | Direct Overhead | Contract Payments | Plant Costs | Material Costs | Corporate Overheads | Total Expenditure
515 | Move, remove, inspect or reconfigure meter | Customer initiated change to an Evoenergy metered site that requires a site visit to move, reseal, reprogram or inspect, but does not require a new meter | na | na | 1 | Normal | F Crew Meter | 97.3593 | 136.303 | 97.3593 | 36.0229 |  |  |  | 23.3662 | 156.7484
516 | Establish supply | Energisation of a premise that is connected to the network for the first time | na | na | 0.75 | Normal | F Crew Meter | 97.3593 | 136.303 | 73.0195 | 27.0172 |  |  |  | 17.5247 | 117.5613
517 | Faults investigation (meter malfunction) | Customer call to Evoenergy Faults and Emergencies where a subsequent site visit ascertains a non-Evoenergy meter has failed, cannot be safely bypassed, and customer is/remains off supply | na | na | 0.75 | Normal | F Crew Meter | 97.3593 | 136.303 | 73.0195 | 27.0172 |  |  |  | 17.5247 | 117.5613
518 | Faults investigation (meter bypassed) | Customer call to Evoenergy Faults and Emergencies where a subsequent site visit ascertains a non-Evoenergy meter has failed and has been bypassed so that the customer is back on supply | na | na | 1 | Normal | F Crew Meter | 97.3593 | 136.303 | 97.3593 | 36.0229 |  |  |  | 23.3662 | 156.7484
519 | Faults investigation (customer's side of network boundary) | Customer call to Evoenergy Faults and Emergencies where a subsequent site visit ascertains a failure on the customers side of the network | na | na | 0.5 | Normal | F Crew Meter | 97.3593 | 136.303 | 48.6796 | 18.0115 |  |  |  | 11.6831 | 78.3742
Temporary Network Connections | Service | Service Description / Scope | Current Prices 2017/18 | GST Inclusive | Appointment Time Hours | Normal/Over | Crew | Crew rate | Crew O/T Rate | Labour | Direct Overhead | Contract Payments | Plant Costs | Material Costs | Corporate Overheads | Total Expenditure
520 | Temporary Builders’ Supply – Overhead (Business Hours) | Installation of a new temporary overhead supply connection not including associated metering during business hours; where the service connection complies with the following: • Load is <= 100 Amps/Phase • Single or multi-phase • Meter location <= 25m from source network pole • Point of Attachment/Builders Pole supplied and installed by the customer Includes situations where the service connection point of attachment (POA) and meter are in the permanent location | 624.9269 | 687.4196 | 1.5 | Normal | OH Crew | 194.7185 | 272.606 | 292.0778 | 108.0688 |  |  | 31.5144 | 77.6621 | 509.3231
522 | Temporary Builders’ Supply – Underground (Business Hours) | Installation of a new temporary underground supply connection not including associated metering during business hours; where the service connection complies with the following: • Load is <= 100 Amps/Phase • Single or multi-phase • Meter location <= 15m from source network pole / pillar / pit / cable end • Conduit between meter location and network connection point supplied and installed by the customer Includes situations where the service connection point of entry (POE) and/or meter are in the permanent location | 1364.2578 | 1500.6836 | 2 | Normal | UG Crew | 292.0778 | 408.9089 | 584.1556 | 216.1376 |  |  | 31.5144 | 147.7608 | 979.5684
New Network Connections | Service | Service Description / Scope | Current Prices 2017/18 | GST Inclusive | Appointment Time Hours | Normal/Over | Crew | Crew rate | Crew O/T Rate | Labour | Direct Overhead | Contract Payments | Plant Costs | Material Costs | Corporate Overheads | Total Expenditure
523 | New Underground Service Connection – Greenfield | Installation of a new underground service connection, not including associated metering, during business hours where the service connection complies with the following: • Service connection is the first / initial connection to that block/premise • Load is <= 100 Amps/Phase • Single or multi-phase • Network connection point is located in the street frontage verge • Cable length within block <= 15m • Conduit between the POE/meter location (as applicable) and the property boundary is supplied and installed by the customer • Complete service connection including associated metering can be undertaken in a single visit | 0 | 0 | 1.5 | Normal | G Crew | 279.6077 | 391.4507 | 419.4115 | 155.1823 |  |  |  | 100.6588 | 734.6753
526 | New Overhead Service Connection – Brownfield (Business Hours) | Installation of a new overhead service connection, not including associated metering, during business hours; where the service connection complies with the following: • Service connection is not the first / initial connection to that block/premise • Load is <= 100 Amps/Phase • Single or multi-phase • Service connection is continuous with a length <= 2 spans &/or 25m from source network pole Typically use in redevelopment scenario only where an underground service connection cannot be achieved. | 820.7771 | 902.8549 | 2 | Normal | OH Crew | 194.7185 | 272.606 | 389.4371 | 144.0917 |  |  | 31.5144 | 101.0283 | 745.302
527 | New Underground Service Connection – Brownfield from Front | Installation of an underground service connection, not including associated metering, during business hours where the service connection complies with the following: • Service connection is not the first / initial connection to that block/premise • Load is <= 100 Amps/Phase • Single or multi-phase • Service connection is continuous with a length <= 25m from network connection point • Network connection point is a pole, pillar or pit located in the street frontage verge • Conduit between the POE/meter location (as applicable) and the network connection point or property boundary is supplied and installed by the customer Where the service connection extends outside the customer property and Evoenergy is required to undertake additional civil works, additional unit rate based fees may also be applied for the additional work beyond the scope of this item Typically use in redevelopment scenarios such as knockdown/rebuilds and/or dual occupancy premises. | 1364.2578 | 1500.6836 | 2.5 | Normal | UG Crew | 292.0778 | 408.9089 | 730.1945 | 270.172 |  |  | 31.5144 | 182.8101 | 1214.691
528 | New Underground Service Connection – Brownfield from Rear | Installation of an underground service connection, not including associated metering, during business hours where the service connection complies with the following: • Service connection is not the first / initial connection to that block/premise • Load is <= 100 Amps/Phase • Single or multi-phase • Service connection is continuous with a length <= 25m from network connection point • Network connection point is a pole located in the section backspine • Conduit between the POE/meter location (as applicable) and the network connection point or property boundary is supplied and installed by the customer Where the service connection extends outside the customer property and Evoenergy is required to undertake additional civil works, additional unit rate based fees may also be applied for the additional work beyond the scope of this item Typically use in redevelopment scenarios such as knockdown/rebuilds and/or dual occupancy premises. | 1364.2578 | 1500.6836 | 2.5 | Normal | UG Crew | 292.0778 | 408.9089 | 730.1945 | 270.172 |  |  | 31.5144 | 182.8101 | 1214.691
Network Connection Alterations and Additions | Service | Service Description / Scope | Current Prices 2017/18 | GST Inclusive | Appointment Time Hours | Normal/Over | Crew | Crew rate | Crew O/T Rate | Labour | Direct Overhead | Contract Payments | Plant Costs | Material Costs | Corporate Overheads | Total Expenditure
541 | Overhead Service Relocation – Single Visit (Business Hours) | Relocation of an overhead service connection in a single site visit during business hours where the service connection complies with the following: • Load <= 100 Amps/Phase • Single or multi-phase • Service connection is no more than two spans &/or 25m in length Scope involves: • De-energisation, physical disconnection / dismantling then re-attachment, connection and re-energisation • Replacement of overhead service cable if required | 783.3908 | 861.7299 | 2 | Normal | OH Crew | 194.7185 | 272.606 | 389.4371 | 144.0917 |  |  |  | 93.4649 | 626.9937
542 | Overhead Service Relocation – Two Visits (Business Hours) | Relocation of an overhead service connection in two site visits during business hours where the service connection complies with the following: • Load <= 100 Amps/Phase • Single or multi-phase • Service connection is no more than two spans &/or 25m in length Scope involves: • De-energisation, physical disconnection / dismantling in first site visit • Re-attachment, connection and re-energisation in second visit • Replacement of overhead service cable if required | 1566.7714 | 1723.4485 | 4 | Normal | OH Crew | 194.7185 | 272.606 | 778.8742 | 288.1834 |  |  |  | 186.9298 | 1253.9874
543 | Overhead Service Upgrade – Service Cable Replacement Not Required | Upgrade of an existing overhead service connection from single to multi-phase where the installed cable does not require replacement and the service connection complies with the following: • Load <= 100 Amps/Phase • Existing cable is physically able to be connected multi-phase without joints | 783.3908 | 861.7299 | 2 | Normal | OH Crew | 194.7185 | 272.606 | 389.4371 | 144.0917 |  |  |  | 93.4649 | 626.9937
544 | Overhead Service Upgrade – Service Cable Replacement Required | Upgrade of an existing overhead service connection where the installed cable does not meet the increased load requirements (multi-phase or capacity/rating) and the service connection complies with the following: • Load <= 100 Amps/Phase • Service connection is no more than two spans &/or 25m in length Use for single to multi-phase and capacity upgrades | 820.7771 | 902.8549 | 2 | Normal | OH Crew | 194.7185 | 272.606 | 389.4371 | 144.0917 |  |  | 31.5144 | 101.0283 | 666.0715
545 | Underground Service Upgrade – Service Cable Replacement Not Required | Upgrade of an existing underground service connection from single to multi-phase where the installed cable does not require replacement and the service connection complies with the following: • Load <= 100 Amps/Phase • Existing cable is physically able to be connected multi-phase without joints | 1326.8817 | 1459.5699 | 1.5 | Normal | Two fitter crew | 194.7185 | 272.606 | 292.0778 | 108.0688 |  |  |  | 70.0987 | 470.2453
546 | Underground Service Upgrade – Service Cable Replacement Required | Upgrade of an existing underground service connection where the existing cable does not meet the increased load requirements (multi-phase or capacity/rating) and the service connection complies with the following: • Load <= 100 Amps/Phase • Service connection is no more than 25m in length • Conduit between the meter location and the network connection point or property boundary is supplied and installed by the customer Where the service connection extends outside the customer property and Evoenergy is required to undertake additional civil works, additional unit rate based fees may also be applied for the additional work outside the scope of this item | 1364.2578 | 1500.6836 | 2.5 | Normal | UG Crew | 292.0778 | 408.9089 | 730.1945 | 270.172 |  |  | 31.5144 | 182.8101 | 1214.691
547 | Underground Service Relocation – Single Visit (Business Hours) | Relocation of an underground service connection, or part thereof, in a single site visit during business hours where the service connection complies with the following: • Load <= 100 Amps/Phase • Single or multi-phase • Service connection is no more than 25m in length Scope involves: • De-energisation, physical disconnection/cutting away, installation of new service cable section, jointing and then termination, connection and re-energisation Where the service connection extends outside the customer property and Evoenergy is required to undertake additional civil works, additional unit rate based fees may also be applied for the additional work outside the scope of this item | 1364.2578 | 1500.6836 | 2.5 | Normal | UG Crew | 292.0778 | 408.9089 | 730.1945 | 270.172 |  |  | 31.5144 | 182.8101 | 1214.691
548 | Install surface mounted point of entry (POE) box | Installation of a surface mounted point of entry box and conduit to ground level on the customer’s structure to facilitate installation of a new or relocated underground service connection; where the service connection complies with the following: • Load <= 100 Amps/Phase • Single or multi-phase Scope involves: • Supply and installation of POE box, conduit and associated fixings Applicable where a recessed POE box cannot be provided by the customer Only use in conjunction with Item 526 New Underground Service – Brownfield and Item 547 Underground Service Relocation | 630.9341 | 694.0275 | 1 | Normal | UG Crew | 292.0778 | 408.9089 | 292.0778 | 108.0688 |  |  | 84.445 | 90.3655 | 574.9571
549 | Overhead Service Temporary Disconnect Reconnect same day (Business Hours) | A temporary disconnect and reconnect of an existing overhead service connection to a residential dwelling. | n/a | n/a | 3 | Normal | OH Crew | 194.7185 | 272.606 | 584.1556 | 216.1376 |  |  |  | 140.1973 | 940.4906
Temporary De-energisation | Service | Service Description / Scope | Current Prices 2017/18 | GST Inclusive | Appointment Time Hours | Normal/Over | Crew | Crew rate | Crew O/T Rate | Labour | Direct Overhead | Contract Payments | Plant Costs | Material Costs | Corporate Overheads | Total Expenditure
560 | Temporary de-energisation – LV (Business Hours) | Temporary de-energisation and re-energisation of LV network infrastructure in business hours to allow safe customer / contractor approach and work in close proximity Scope does not include dismantling of lines or network infrastructure Use for tree pruning, mobile plant operation, oversize loads, construction activities | 417.1749 | 458.8924 | 4 | Normal | Switcher | 97.3593 | 136.303 | 389.4371 | 144.0917 |  |  |  | 93.4649 | 626.9937
561 | Temporary de-energisation – HV (Business Hours) | Temporary de-energisation and re-energisation of HV network infrastructure in business hours to allow safe customer / contractor approach and work in close proximity Scope does not include dismantling of lines or network infrastructure Use for tree pruning, mobile plant operation, oversize loads, construction activities | 417.1749 | 458.8924 | 4 | Normal | Switcher | 97.3593 | 136.303 | 389.4371 | 144.0917 |  |  |  | 93.4649 | 626.9937
Supply Abolishment / Removal | Service | Service Description / Scope | Current Prices 2017/18 | GST Inclusive | Appointment Time Hours | Normal/Over | Crew | Crew rate | Crew O/T Rate | Labour | Direct Overhead | Contract Payments | Plant Costs | Material Costs | Corporate Overheads | Total Expenditure
562 | Supply Abolishment / Removal – Overhead (Business Hours) | Decommissioning and removal of an overhead service connection and associated metering during business hours for service connections that comply with the following: • Load <= 100 Amps/Phase • Single or multi-phase • Service connection is no more than two spans &/or 25m in length • Removal of the service connection does not result in a consequential requirement to remove a network pole Use where a property is to be demolished, supply is no longer required, an alternative connection point is to be established / used, or a redundant supply is to be removed. | 587.5508 | 646.3059 | 1.5 | Normal | OH Crew | 194.7185 | 272.606 | 292.0778 | 108.0688 |  |  |  | 70.0987 | 470.2453
563 | Supply Abolishment / Removal - Underground (Business Hours) | Decommissioning and removal of an underground service connection and associated metering during business hours for service connections which comply with the following: • Load <= 100 Amps/Phase • Single or multi-phase • Removal of the service connection does not result in a consequential requirement to remove redundant network mains infrastructure such as a pole, pillar, pit Use where a property is to be demolished, supply is no longer required, an alternative connection point is to be established / used, or a redundant supply is to be removed. | 1061.5074 | 1167.6582 | 2.5 | Normal | UG Crew | 292.0778 | 408.9089 | 730.1945 | 270.172 |  |  |  | 175.2467 | 1175.6132
Miscellaneous Customer Initiated Services | Service | Service Description / Scope | Current Prices 2017/18 | GST Inclusive | Appointment Time Hours | Normal/Over | Crew | Crew rate | Crew O/T Rate | Labour | Direct Overhead | Contract Payments | Plant Costs | Material Costs | Corporate Overheads | Total Expenditure
564 | Install & Remove Tiger Tails – Establishment (Business Hours) | Installation and removal of “Tiger Tail” covers on overhead lines including service lines, LV & HV during business hours – Establishment fee per site Use in conjunction with Item 565 to determine total service charge | 1379.7372 | 1517.7109 | 3 | Normal | OH Crew | 194.7185 | 272.606 | 584.1556 | 216.1376 |  | 188.19 |  | 185.3629 | 1173.8462
565 | Install & Remove Tiger Tails - Per Span (Business Hours) | Installation and removal of “Tiger Tail” covers on overhead lines including service lines, LV & HV during business hours – Length based fee Use in conjunction with Item 564 to determine total service charge | 694.5739 | 764.0313 | 3 | Normal | OH Crew | 194.7185 | 272.606 | 584.1556 | 216.1376 |  |  | 697 | 307.4773 | 1804.7706
566 | Install & Remove Warning Flags – Installation (Business Hours) | Installation and removal of Warning Flags on overhead lines including service lines, LV & HV during business hours – Establishment fee per site Use in conjunction with Item 567 to determine total service charge | 1175.0811 | 1292.5892 | 3 | Normal | OH Crew | 194.7185 | 272.606 | 584.1556 | 216.1376 |  | 188.19 |  | 185.3629 | 1173.8462
567 | Install & Remove Tiger Tails - Per Span (Business Hours) | Installation and removal of Warning Flags on overhead lines including service lines, LV & HV – Lengths based fee Use in conjunction with Item 566 to determine total service charge | 595.3418 | 654.8759 | 3 | Normal | OH Crew | 194.7185 | 272.606 | 584.1556 | 216.1376 |  |  | 501.84 | 260.6389 | 1562.7722
Operational & Maintenance Fees - Export Only Embedded Generation Installations up to 5MW | Service | Service Description / Scope | Current Prices 2017/18 | GST Inclusive | Appointment Time Hours | Normal/Over | Crew | Crew rate | Crew O/T Rate | Labour | Direct Overhead | Contract Payments | Plant Costs | Material Costs | Corporate Overheads | Total Expenditure
568 | Embedded Generation OPEX Fees - Connection Assets | Annual operational and maintenance charges for the dedicated connections assets of Export Only Embedded Generation | 2% of value of connection assets per annum | 0 | 0 | 0 | 0
569 | Embedded Generation OPEX Fees - Shared Network Asset | Annual operational and maintenance charges for the shared network assets associated with Export Only Embedded Generation | 2% of value of shared assets allocated to the generator per annum (if applicable) | 0 | 0 | 0 | 0
Connection Enquiry Processing - Embedded Generation Installations* | Service | Service Description / Scope | Current Prices 2017/18 | GST Inclusive | Appointment Time Hours | Normal/Over | Crew | Crew rate | Crew O/T Rate | Labour | Direct Overhead | Contract Payments | Plant Costs | Material Costs | Corporate Overheads | Total Expenditure
570 | Embedded Generation Connection Enquiry – Class 1 (Commercial) | Receipt, registration, processing and responding to a connection enquiry for Class 1 (Commercial) Embedded Generation | 0 | 0 | 2 | Normal | Management ( Senior Project Engineer - SPE) | 133.8658 | 187.4121 | 267.7316 | 99.0607 |  |  |  | 64.2556 | 431.0479
596 | Embedded Generation Connection Enquiry – Class 2 | Receipt, registration, processing and responding to a connection enquiry with Preliminary Network Advice for Class 2 Embedded Generation | 571.2 | 628.32 | 2.5 | Normal | Management ( Senior Project Engineer - SPE) | 133.8658 | 187.4121 | 334.6645 | 123.8259 |  |  |  | 80.3195 | 538.8099
597 | Embedded Generation Connection Enquiry – Class 3 | Receipt, registration, processing and responding to a connection enquiry with Preliminary Network Advice for Class 3 Embedded Generation | 571.2 | 628.32 | 3 | Normal | Management ( Senior Project Engineer - SPE) | 133.8658 | 187.4121 | 401.5974 | 148.5911 |  |  |  | 96.3834 | 646.5719
598 | Embedded Generation Connection Enquiry – Class 4 | Receipt, registration, processing and responding to a connection enquiry with Preliminary Network Advice for Class 4 Embedded Generation | 571.2 | 628.32 | 3.5 | Normal | Management ( Senior Project Engineer - SPE) | 133.8658 | 187.4121 | 468.5304 | 173.3562 |  |  |  | 112.4473 | 754.3339
599 | Embedded Generation Connection Enquiry – Class 5 | Receipt, registration, processing and responding to a connection enquiry with Preliminary Network Advice for Class 5 Embedded Generation | 571.2 | 628.32 | 4 | Normal | Management ( Senior Project Engineer - SPE) | 133.8658 | 187.4121 | 535.4633 | 198.1214 |  |  |  | 128.5112 | 862.0958
600 | Embedded Generation Connection Enquiry – Class 6 | Receipt, registration, processing and responding to a connection enquiry with Preliminary Network Advice for Class 6 Embedded Generation | 1142.41 | 1256.64 | 4.5 | Normal | Management ( Senior Project Engineer - SPE) | 133.8658 | 187.4121 | 602.3962 | 222.8866 |  |  |  | 144.5751 | 969.8578
Network Design & Investigation / Analysis Services - Embedded Generation Installations† | Service | Service Description / Scope | Current Prices 2017/18 | GST Inclusive | Appointment Time Hours | Normal/Over | Crew | Crew rate | Crew O/T Rate | Labour | Direct Overhead | Contract Payments | Plant Costs | Material Costs | Corporate Overheads | Total Expenditure
574 | Embedded Generation Network Technical Study - Class 1 (Commercial) | Technical assessment of Network Capability for connecting Class 1 (Commercial) Export Embedded Generation | 0 | 0 | 8 | Normal | Management ( Senior Project Engineer - SPE) | 133.8658 | 187.4121 | 1070.9265 | 396.2428 |  |  |  | 257.0224 | 1724.1917
575 | Embedded Generation Network Technical Study - Class 2 | Technical assessment of Network Capability for connecting Class 2 Export Embedded Generation | 3808.0447 | 4188.8492 | 16 | Normal | Management ( Senior Project Engineer - SPE) | 133.8658 | 187.4121 | 2141.853 | 792.4856 |  |  |  | 514.0447 | 3448.3834
576 | Embedded Generation Network Technical Study - Class 3 | Technical assessment of Network Capability for connecting Class 3 Export Embedded Generation | 5712.0517 | 6283.2568 | 32 | Normal | Management ( Senior Project Engineer - SPE) | 133.8658 | 187.4121 | 4283.7061 | 1584.9713 |  |  |  | 1028.0895 | 6896.7668
577 | Embedded Generation Network Technical Study - Class 4 | Technical assessment of Network Capability for connecting Class 4 Export Embedded Generation | 7616.0791 | 8377.6871 | 48 | Normal | Management ( Senior Project Engineer - SPE) | 133.8658 | 187.4121 | 6425.5591 | 2377.4569 |  |  |  | 1542.1342 | 10345.1502
578 | Embedded Generation Network Technical Study - Class 5 | Technical assessment of Network Capability for connecting Class 5 Export Embedded Generation | 11424.1238 | 12566.5362 | 64 | Normal | Management ( Senior Project Engineer - SPE) | 133.8658 | 187.4121 | 8567.4122 | 3169.9425 |  |  |  | 2056.1789 | 13793.5336
579 | Embeddded Generation - Embedded Generator Network Technical Study - Class 6 | Technical assessment of Network Capability for connecting Class 6 Embedded Generation where Evoenergy provides the requisite network data and the Embedded Generator undertakes the Network Technical Study. | 14280.1446 | 15708.159 | 80 | Normal | Management ( Senior Project Engineer - SPE) | 133.8658 | 187.4121 | 10709.2652 | 3962.4281 |  |  |  | 2570.2236 | 17241.917
Contract Administration, Commissioning and Testing - Embedded Generation Installations up to 5MW | Service | Service Description / Scope | Current Prices 2017/18 | GST Inclusive | Appointment Time Hours | Normal/Over | Crew | Crew rate | Crew O/T Rate | Labour | Direct Overhead | Contract Payments | Plant Costs | Material Costs | Corporate Overheads | Total Expenditure
601 | Embedded Generation - Connection Contract Establishment - Class 1 (Commercial) to Class 6 | Preparation of Non-Standard Connection Agreement and on site attendance of Evoenergy to witness commissioning of the embedded generation where Evoenergy is not required to make any network alterations or additions. | na | na | 16 | Normal | Management ( Senior Project Engineer - SPE) | 133.8658 | 187.4121 | 2141.853 | 792.4856 |  |  |  | 514.0447 | 3448.3834
Provision of Data for Network Technical Study - Embedded Generation Installations over 5MW | Service | Service Description / Scope | Current Prices 2017/18 | GST Inclusive | Appointment Time Hours | Normal/Over | Crew | Crew rate | Crew O/T Rate | Labour | Direct Overhead | Contract Payments | Plant Costs | Material Costs | Corporate Overheads | Total Expenditure
602 | Embedded Generator Network Technical Study - Embedded Generation over 5MW | The provision of network data for and an analysis of the results of the Embedded Generator Network Technical Study. | 11424.12 | 12566.54 | 80 | Normal | Management ( Senior Project Engineer - SPE) | 133.8658 | 187.4121 | 10709.2652 | 3962.4281 |  |  |  | 2570.2236 | 17241.917
Residential Estate Subdivision Services (per block) | Service | Service Description / Scope | Current Prices 2017/18 | GST Inclusive | Appointment Time Hours | Normal/Over | Crew | Crew rate | Crew O/T Rate | Labour | Direct Overhead | Contract Payments | Plant Costs | Material Costs | Corporate Overheads | Total Expenditure
580 | Subdivision Electricity Distribution Network Reticulation - Multi Unit Blocks | Connection of multi-unit residential blocks to the LV reticulation network | 0 | 0 | 0 | 0 | 0
581 | Subdivision Electricity Distribution Network Reticulation - Blocks <= 650 M2 | Connection of residential blocks less than or equal to 650 square meters, to the LV reticulation network | 1700.39 | 1870.429 | 0 | 0 | 0
582 | Subdivision Electricity Distribution Network Reticulation - Blocks 650 - 1100m2 with average linear frontage of 22-25 metres | Connection of residential blocks less than or equal to 1100 square meters but greater than 650 square meters, with average linear frontage of 22-25 meters, to the LV reticulation network | 2227.78 | 2450.558 | 0 | 0 | 0
Upstream augmentation (per kVA of capacity) | Service | Service Description / Scope | Current Prices 2017/18 | GST Inclusive | Appointment Time Hours | Normal/Over | Crew | Crew rate | Crew O/T Rate | Labour | Direct Overhead | Contract Payments | Plant Costs | Material Costs | Corporate Overheads | Total Expenditure
585 | HV feeder | A $/kVA charge for the installation of new HV feeders | 36.83 | 40.513 | 0 | 0 | 0
586 | Distribution substation | A $/kVA charge for the installation of new distribution substations | 21.33 | 23.463 | 0 | 0 | 0
Rescheduled Site Visits | Service | Service Description / Scope | Current Prices 2017/18 | GST Inclusive | Appointment Time Hours | Normal/Over | Crew | Crew rate | Crew O/T Rate | Labour | Direct Overhead | Contract Payments | Plant Costs | Material Costs | Corporate Overheads | Total Expenditure
590 | Rescheduled Site Visit – One Person | Wasted site visit for a one person team where the service was not able to be completed on attendance. Includes customer cancellations before the work is completed, Officer unable to access site to complete service on arrival, site not ready for service requested on arrival, site unsafe &/or installation defect prevents service being undertaken or completed including non-compliance with Evoenergy Standards and/or Service & installation Rules | 139.0583 | 152.9641 | 1 | Normal | F Crew Meter | 97.3593 | 136.303 | 97.3593 | 36.0229 |  |  |  | 23.3662 | 156.7484
591 | Rescheduled Site Visit – Service Team | Wasted site visit for a Services Team where the service was not able to be completed on attendance. Includes customer cancellations before the work is completed, Team unable to access site to complete service on arrival, site not ready for service requested on arrival, site unsafe &/or installation defect prevents service being undertaken or completed including non-compliance with Evoenergy Standards and/or Service & installation Rules | 587.5508 | 646.3059 | 1.5 | Normal | G Crew | 279.6077 | 391.4507 | 419.4115 | 155.1823 |  |  |  | 100.6588 | 675.2525
Trenching charges | Service | Service Description / Scope | Current Prices 2017/18 | GST Inclusive | Appointment Time Hours | Normal/Over | Crew | Crew rate | Crew O/T Rate | Labour | Direct Overhead | Contract Payments | Plant Costs | Material Costs | Corporate Overheads | Total Expenditure
592 | Trenching - first 2 meters | First two meters of trenching service | 533.3319 | 586.6651 | na | Normal | [5 empty] | 449.565 |  |  | 107.8956 | 557.4606
593 | Trenching - subsequent meters | Subsequent two meters of trenching service | 124.03 | 136.433 | na | Normal | [5 empty] | 104.55 |  |  | 25.092 | 129.642
Boring charges | Service | Service Description / Scope | Current Prices 2017/18 | GST Inclusive | Appointment Time Hours | Normal/Over | Crew | Crew rate | Crew O/T Rate | Labour | Direct Overhead | Contract Payments | Plant Costs | Material Costs | Corporate Overheads | Total Expenditure
594 | Under footpath | Under footpath boring charge | 967.4419 | 1064.1861 | na | Normal | [5 empty] | 815.49 |  |  | 195.7176 | 1011.2076
595 | Under driveway | Under driveway boring charge | 1153.4919 | 1268.8411 | na | Normal | [5 empty] | 972.315 |  |  | 233.3556 | 1205.6706
Note on F29: Mifsud, Clay: Mick Lloyd
Note on H51: Mifsud, Clay: only 2 fitters reqd.
Note on F57: Mifsud, Clay: andrew constable

## AER - Misc works estimation
Misc. Electrical Works - Cost Estimation -2017-2018 - Normal Hours Calculations |  | AER changes are only to generate new 2019-20 prices | [143 empty] | 1.025 | 1 | 2 | 3 | 4 | 5 | 6
| 603 | [7 empty] | 605 | 605 | [6 empty] | 607 | 607 | [6 empty] | 609 | 609 | [6 empty] | 611 | 611 | [6 empty] | 613 | 613 | [6 empty] | 615 | 615 | [6 empty] | 617 | 617 | [6 empty] | 619 | 619 | [6 empty] | 621 | 621 | [6 empty] | 623 | 623 | [6 empty] | 625 | 625 | [6 empty] | 627 | 627 | [6 empty] | 629 | 629 | [6 empty] | 631 | 631 | [6 empty] | 633 | 633 | [6 empty] | 635 | 635 | [6 empty] | 637 | 637 | [6 empty] | 639 | 1.025: 639 | 641 | 641 | [6 empty] | 643 | 643 | [6 empty] | 645 | 645 | [6 empty] | 647 | 647 | [6 empty] | 649 | 649 | [6 empty] | 651 | 651 | [6 empty] | 653 | 653 | [6 empty] | 655 | 655 | [6 empty] | 657 | 657 | [6 empty] | 659 | 659 | [6 empty] | 661 | 661 | [6 empty] | 663 | 663 | [6 empty] | 665 | 665 | [6 empty] | 667 | 667
| Spiking/Cable Testing | [7 empty] | Substation HV/LV Earthing/Soil Resistivity Testing | [7 empty] | 20003386-Termination of Consumer Mains - up to 50mm² Cu or Al - 1 Set * Includes disconnection of temp. consumer mains if any | [7 empty] | 20003387-Termination of Consumer Mains - Above 50mm² Al or Cu - 1 Set * Includes disconnection of temp. consumer mains if any | [7 empty] | 20003388-Termination of Consumer Mains - Above 50mm² Al or Cu -2 Set * Includes disconnection of temp. consumer mains if any | [7 empty] | Termination of Consumer Mains - Above 50mm² Al or Cu - 3 Set * Includes disconnection of temp. consumer mains if any | [7 empty] | Termination of Consumer Mains - Above 50mm² Al or Cu - 4 Set * Includes disconnection of temp. consumer mains if any | [7 empty] | LV Underground Disconnection & Capping/Abandoning | [7 empty] | Permanent Disconnection of Underground Consumer Mains at AAD Network Asset such as Point of Entry or Substation | [7 empty] | Substation Supervised Access - 1- 4 hours | [7 empty] | Substation Supervised Access - 4-8 hours | [7 empty] | Temporary De-energisation/Isolation of Overhead LV network | [7 empty] | Temporary De-energisation/Isolation of Overhead HV network | [7 empty] | Temporary De-energisation/Isolation of Overhead & Underground SLCC supply | [7 empty] | Temporary De-energisation/Isolation of Underground LV or HV network | [7 empty] | Temporary De-energisation/Isolation of Underground HV network - If HV Cable Insulation Test is required - Isolation for more than 7 days | [7 empty] | Temporary Pole Support - Using Plant such as Lifter/Borer | [7 empty] | Temporary Pole Support - Using Concrete Blocks -including installation and removal | [7 empty] | Pole Stay Replacement with Standard Stay | [7 empty] | Pole Stay Replacement with Side Walk Stay | [7 empty] | LVABC Replacement - 1 Span | [7 empty] | LVABC Replacement - 2 Span | [7 empty] | LVABC Replacement - 3 Span | [7 empty] | Cut & Shackle for LVABC Replacement - Per Crossarm One Direction | [7 empty] | Installation of Fuse Switch Disconnector for LVABC Replacement | [7 empty] | Installation of LV Termination Cross-Arm for LVABC Replacement | [7 empty] | Installation of LV Double Strain Cross-Arm for LVABC Replacement | [7 empty] | 1 Way 630A Weber Fuse Switch Disconnector Installation for consumer mains termination work | [7 empty] | 1 Way 1000A Weber Fuse Switch Disconnector Installation for consumer mains termination work | [7 empty] | 1250A Jean Muller Installation for consumer mains termination work | [7 empty] | 1 Way Weber POE Kit Installation for consumer mains termination work | [7 empty] | 3 Way Weber POE Kit Installation for Termination of Consumer Mains | [7 empty] | Holec Fuse Kit Installation for Termination of Consumer Mains
Office Labour | Hours | Indicative 2017/18 | Indicative 2018/19 | 2019/20 | 2020/21 | 2021/22 | 2022/23 | 2023/24 | Hours | Indicative 2017/18 | Indicative 2018/19 | 2019/20 | 2020/21 | 2021/22 | 2022/23 | 2023/24 | Hours | Indicative 2017/18 | Indicative 2018/19 | 2019/20 | 2020/21 | 2021/22 | 2022/23 | 2023/24 | Hours | Indicative 2017/18 | Indicative 2018/19 | 2019/20 | 2020/21 | 2021/22 | 2022/23 | 2023/24 | Hours | Indicative 2017/18 | Indicative 2018/19 | 2019/20 | 2020/21 | 2021/22 | 2022/23 | 2023/24 | Hours | Indicative 2017/18 | Indicative 2018/19 | 2019/20 | 2020/21 | 2021/22 | 2022/23 | 2023/24 | Hours | Indicative 2017/18 | Indicative 2018/19 | 2019/20 | 2020/21 | 2021/22 | 2022/23 | 2023/24 | Hours | Indicative 2017/18 | Indicative 2018/19 | 2019/20 | 2020/21 | 2021/22 | 2022/23 | 2023/24 | Hours | Indicative 2017/18 | Indicative 2018/19 | 2019/20 | 2020/21 | 2021/22 | 2022/23 | 2023/24 | Hours | Indicative 2017/18 | Indicative 2018/19 | 2019/20 | 2020/21 | 2021/22 | 2022/23 | 2023/24 | Hours | Indicative 2017/18 | Indicative 2018/19 | 2019/20 | 2020/21 | 2021/22 | 2022/23 | 2023/24 | Hours | Indicative 2017/18 | Indicative 2018/19 | 2019/20 | 2020/21 | 2021/22 | 2022/23 | 2023/24 | Hours | Indicative 2017/18 | Indicative 2018/19 | 2019/20 | 2020/21 | 2021/22 | 2022/23 | 2023/24 | Hours | Indicative 2017/18 | Indicative 2018/19 | 2019/20 | 2020/21 | 2021/22 | 2022/23 | 2023/24 | Hours | Indicative 2017/18 | Indicative 2018/19 | 2019/20 | 2020/21 | 2021/22 | 2022/23 | 2023/24 | Hours | Indicative 2017/18 | Indicative 2018/19 | 2019/20 | 2020/21 | 2021/22 | 2022/23 | 2023/24 | Hours | Indicative 2017/18 | Indicative 2018/19 | 2019/20 | 2020/21 | 2021/22 | 2022/23 | 2023/24 | Hours | Indicative 2017/18 | Indicative 2018/19 | 2019/20 | 2020/21 | 2021/22 | 2022/23 | 2023/24 | Hours | Indicative 2017/18 | Indicative 2018/19 | 2019/20 | 2020/21 | 2021/22 | 2022/23 | 2023/24 | Hours | Indicative 2017/18 | Indicative 2018/19 | 2019/20 | 2020/21 | 2021/22 | 2022/23 | 2023/24 | Hours | Indicative 2017/18 | Indicative 2018/19 | 2019/20 | 2020/21 | 2021/22 | 2022/23 | 2023/24 | Hours | Indicative 2017/18 | Indicative 2018/19 | 2019/20 | 2020/21 | 2021/22 | 2022/23 | 2023/24 | Hours | Indicative 2017/18 | Indicative 2018/19 | 2019/20 | 2020/21 | 2021/22 | 2022/23 | 2023/24 | Hours | Indicative 2017/18 | Indicative 2018/19 | 2019/20 | 2020/21 | 2021/22 | 2022/23 | 2023/24 | Hours | Indicative 2017/18 | Indicative 2018/19 | 2019/20 | 2020/21 | 2021/22 | 2022/23 | 2023/24 | Hours | Indicative 2017/18 | Indicative 2018/19 | 2019/20 | 2020/21 | 2021/22 | 2022/23 | 2023/24 | Hours | Indicative 2017/18 | Indicative 2018/19 | 2019/20 | 2020/21 | 2021/22 | 2022/23 | 2023/24 | Hours | Indicative 2017/18 | Indicative 2018/19 | 2019/20 | 2020/21 | 2021/22 | 2022/23 | 2023/24 | Hours | Indicative 2017/18 | Indicative 2018/19 | 2019/20 | 2020/21 | 2021/22 | 2022/23 | 2023/24 | Hours | Indicative 2017/18 | Indicative 2018/19 | 2019/20 | 2020/21 | 2021/22 | 2022/23 | 2023/24 | Hours | Indicative 2017/18 | Indicative 2018/19 | 2019/20 | 2020/21 | 2021/22 | 2022/23 | 2023/24 | Hours | Indicative 2017/18 | Indicative 2018/19 | 2019/20 | 2020/21 | 2021/22 | 2022/23 | 2023/24 | Hours | Indicative 2017/18 | Indicative 2018/19 | 2019/20 | 2020/21 | 2021/22 | 2022/23 | 2023/24
Connection Engineer | 1.5 | 180.972 | na | 192.5619 | 199.5195 | 207.5963 | 215.8846 | 223.9782 | 1.5 | 180.972 | na | 192.5619 | 199.5195 | 207.5963 | 215.8846 | 223.9782 | 3 | 361.944 | na | 385.1239 | 399.039 | 415.1927 | 431.7691 | 447.9564 | 3 | 361.944 | na | 385.1239 | 399.039 | 415.1927 | 431.7691 | 447.9564 | 3 | 361.944 | na | 385.1239 | 399.039 | 415.1927 | 431.7691 | 447.9564 | 3 | 361.944 | na | 385.1239 | 399.039 | 415.1927 | 431.7691 | 447.9564 | 3 | 361.944 | na | 385.1239 | 399.039 | 415.1927 | 431.7691 | 447.9564 | 3 | 361.944 | na | 385.1239 | 399.039 | 415.1927 | 431.7691 | 447.9564 | 3 | 361.944 | na | 385.1239 | 399.039 | 415.1927 | 431.7691 | 447.9564 | 2 | 241.296 | na | 256.7492 | 266.026 | 276.7951 | 287.8461 | 298.6376 | 2 | 241.296 | na | 256.7492 | 266.026 | 276.7951 | 287.8461 | 298.6376 | 3 | 361.944 | na | 385.1239 | 399.039 | 415.1927 | 431.7691 | 447.9564 | 3 | 361.944 | na | 385.1239 | 399.039 | 415.1927 | 431.7691 | 447.9564 | 2 | 241.296 | na | 256.7492 | 266.026 | 276.7951 | 287.8461 | 298.6376 | 3 | 361.944 | na | 385.1239 | 399.039 | 415.1927 | 431.7691 | 447.9564 | 3 | 361.944 | na | 385.1239 | 399.039 | 415.1927 | 431.7691 | 447.9564 | 3 | 361.944 | na | 385.1239 | 399.039 | 415.1927 | 431.7691 | 447.9564 | 3 | 361.944 | na | 385.1239 | 399.039 | 415.1927 | 431.7691 | 447.9564 | 3 | 361.944 | na | 385.1239 | 399.039 | 415.1927 | 431.7691 | 447.9564 | 3 | 361.944 | na | 385.1239 | 399.039 | 415.1927 | 431.7691 | 447.9564 | 6 | 723.888 | na | 770.2477 | 798.078 | 830.3853 | 863.5382 | 895.9128 | 6 | 723.888 | na | 770.2477 | 798.078 | 830.3853 | 863.5382 | 895.9128 | 6 | 723.888 | na | 770.2477 | 798.078 | 830.3853 | 863.5382 | 895.9128 | 1 | 120.648 | na | 128.3746 | 133.013 | 138.3976 | 143.923 | 149.3188 | 1 | 120.648 | na | 128.3746 | 133.013 | 138.3976 | 143.923 | 149.3188 | 1 | 120.648 | na | 128.3746 | 133.013 | 138.3976 | 143.923 | 149.3188 | 1 | 120.648 | na | 128.3746 | 133.013 | 138.3976 | 143.923 | 149.3188 | 0 | 0 | na | 0 | 0 | 0 | 0 | 0 | 0 | 0 | na | 0 | 0 | 0 | 0 | 0 | 0 | 0 | na | 0 | 0 | 0 | 0 | 0 | 0 | 0 | na | 0 | 0 | 0 | 0 | 0 | 0 | 0 | na | 0 | 0 | 0 | 0 | 0 | 0 | 0 | na | 0 | 0 | 0 | 0 | 0
Management | 0.25 | 37.9748 | na | 40.4068 | 41.8667 | 43.5615 | 45.3007 | 46.9991 | 0.25 | 37.9748 | na | 40.4068 | 41.8667 | 43.5615 | 45.3007 | 46.9991 | 0.25 | 37.9748 | na | 40.4068 | 41.8667 | 43.5615 | 45.3007 | 46.9991 | 0.25 | 37.9748 | na | 40.4068 | 41.8667 | 43.5615 | 45.3007 | 46.9991 | 0.25 | 37.9748 | na | 40.4068 | 41.8667 | 43.5615 | 45.3007 | 46.9991 | 0.25 | 37.9748 | na | 40.4068 | 41.8667 | 43.5615 | 45.3007 | 46.9991 | 0.25 | 37.9748 | na | 40.4068 | 41.8667 | 43.5615 | 45.3007 | 46.9991 | 0.25 | 37.9748 | na | 40.4068 | 41.8667 | 43.5615 | 45.3007 | 46.9991 | 0.25 | 37.9748 | na | 40.4068 | 41.8667 | 43.5615 | 45.3007 | 46.9991 | 0.25 | 37.9748 | na | 40.4068 | 41.8667 | 43.5615 | 45.3007 | 46.9991 | 0.25 | 37.9748 | na | 40.4068 | 41.8667 | 43.5615 | 45.3007 | 46.9991 | 0.25 | 37.9748 | na | 40.4068 | 41.8667 | 43.5615 | 45.3007 | 46.9991 | 0.25 | 37.9748 | na | 40.4068 | 41.8667 | 43.5615 | 45.3007 | 46.9991 | 0.25 | 37.9748 | na | 40.4068 | 41.8667 | 43.5615 | 45.3007 | 46.9991 | 0.25 | 37.9748 | na | 40.4068 | 41.8667 | 43.5615 | 45.3007 | 46.9991 | 0.25 | 37.9748 | na | 40.4068 | 41.8667 | 43.5615 | 45.3007 | 46.9991 | 0.25 | 37.9748 | na | 40.4068 | 41.8667 | 43.5615 | 45.3007 | 46.9991 | 0.25 | 37.9748 | na | 40.4068 | 41.8667 | 43.5615 | 45.3007 | 46.9991 | 0.25 | 37.9748 | na | 40.4068 | 41.8667 | 43.5615 | 45.3007 | 46.9991 | 0.25 | 37.9748 | na | 40.4068 | 41.8667 | 43.5615 | 45.3007 | 46.9991 | 0.25 | 37.9748 | na | 40.4068 | 41.8667 | 43.5615 | 45.3007 | 46.9991 | 0.25 | 37.9748 | na | 40.4068 | 41.8667 | 43.5615 | 45.3007 | 46.9991 | 0.25 | 37.9748 | na | 40.4068 | 41.8667 | 43.5615 | 45.3007 | 46.9991 | 0 | 0 | na | 0 | 0 | 0 | 0 | 0 | 0 | 0 | na | 0 | 0 | 0 | 0 | 0 | 0 | 0 | na | 0 | 0 | 0 | 0 | 0 | 0 | 0 | na | 0 | 0 | 0 | 0 | 0 | 0 | 0 | na | 0 | 0 | 0 | 0 | 0 | 0 | 0 | na | 0 | 0 | 0 | 0 | 0 | 0 | 0 | na | 0 | 0 | 0 | 0 | 0 | 0 | 0 | na | 0 | 0 | 0 | 0 | 0 | 0 | 0 | na | 0 | 0 | 0 | 0 | 0 | 0 | 0 | na | 0 | 0 | 0 | 0 | 0
GIS Officer | 0.25 | 27.1865 | na | 28.9276 | 29.9728 | 31.1861 | 32.4312 | 33.6471 | 0.25 | 27.1865 | na | 28.9276 | 29.9728 | 31.1861 | 32.4312 | 33.6471 | 0.25 | 27.1865 | na | 28.9276 | 29.9728 | 31.1861 | 32.4312 | 33.6471 | 0.25 | 27.1865 | na | 28.9276 | 29.9728 | 31.1861 | 32.4312 | 33.6471 | 0.25 | 27.1865 | na | 28.9276 | 29.9728 | 31.1861 | 32.4312 | 33.6471 | 0.25 | 27.1865 | na | 28.9276 | 29.9728 | 31.1861 | 32.4312 | 33.6471 | 0.25 | 27.1865 | na | 28.9276 | 29.9728 | 31.1861 | 32.4312 | 33.6471 | 0.25 | 27.1865 | na | 28.9276 | 29.9728 | 31.1861 | 32.4312 | 33.6471 | 0.25 | 27.1865 | na | 28.9276 | 29.9728 | 31.1861 | 32.4312 | 33.6471 | 0 | 0 | na | 0 | 0 | 0 | 0 | 0 | 0 | 0 | na | 0 | 0 | 0 | 0 | 0 | 0 | 0 | na | 0 | 0 | 0 | 0 | 0 | 0 | 0 | na | 0 | 0 | 0 | 0 | 0 | 0 | 0 | na | 0 | 0 | 0 | 0 | 0 | 0 | 0 | na | 0 | 0 | 0 | 0 | 0 | 0 | 0 | na | 0 | 0 | 0 | 0 | 0 | 0 | 0 | na | 0 | 0 | 0 | 0 | 0 | 0 | 0 | na | 0 | 0 | 0 | 0 | 0 | 0.25 | 27.1865 | na | 28.9276 | 29.9728 | 31.1861 | 32.4312 | 33.6471 | 0.25 | 27.1865 | na | 28.9276 | 29.9728 | 31.1861 | 32.4312 | 33.6471 | 0.25 | 27.1865 | na | 28.9276 | 29.9728 | 31.1861 | 32.4312 | 33.6471 | 0.25 | 27.1865 | na | 28.9276 | 29.9728 | 31.1861 | 32.4312 | 33.6471 | 0.25 | 27.1865 | na | 28.9276 | 29.9728 | 31.1861 | 32.4312 | 33.6471 | 0 | 0 | na | 0 | 0 | 0 | 0 | 0 | 0 | 0 | na | 0 | 0 | 0 | 0 | 0 | 0 | 0 | na | 0 | 0 | 0 | 0 | 0 | 0 | 0 | na | 0 | 0 | 0 | 0 | 0 | 0 | 0 | na | 0 | 0 | 0 | 0 | 0 | 0 | 0 | na | 0 | 0 | 0 | 0 | 0 | 0 | 0 | na | 0 | 0 | 0 | 0 | 0 | 0 | 0 | na | 0 | 0 | 0 | 0 | 0 | 0 | 0 | na | 0 | 0 | 0 | 0 | 0 | 0 | 0 | na | 0 | 0 | 0 | 0 | 0
Field Services
Site Lead/Scheduler ( SL) | 1 | 156.83 | na | 165.3939 | 171.3699 | 178.3072 | 185.426 | 192.3778 | 1 | 156.83 | na | 165.3939 | 171.3699 | 178.3072 | 185.426 | 192.3778 | 1 | 156.83 | na | 165.3939 | 171.3699 | 178.3072 | 185.426 | 192.3778 | 1 | 156.83 | na | 165.3939 | 171.3699 | 178.3072 | 185.426 | 192.3778 | 1 | 156.83 | na | 165.3939 | 171.3699 | 178.3072 | 185.426 | 192.3778 | 1 | 156.83 | na | 165.3939 | 171.3699 | 178.3072 | 185.426 | 192.3778 | 1 | 156.83 | na | 165.3939 | 171.3699 | 178.3072 | 185.426 | 192.3778 | 2 | 313.66 | na | 330.7879 | 342.7397 | 356.6143 | 370.8521 | 384.7555 | 2 | 313.66 | na | 330.7879 | 342.7397 | 356.6143 | 370.8521 | 384.7555 | 0 | 0 | na | 0 | 0 | 0 | 0 | 0 | 0 | 0 | na | 0 | 0 | 0 | 0 | 0 | 3 | 470.49 | na | 496.1818 | 514.1096 | 534.9215 | 556.2781 | 577.1333 | 3 | 470.49 | na | 496.1818 | 514.1096 | 534.9215 | 556.2781 | 577.1333 | 0 | 0 | na | 0 | 0 | 0 | 0 | 0 | 2 | 313.66 | na | 330.7879 | 342.7397 | 356.6143 | 370.8521 | 384.7555 | 2 | 313.66 | na | 330.7879 | 342.7397 | 356.6143 | 370.8521 | 384.7555 | 2 | 313.66 | na | 330.7879 | 342.7397 | 356.6143 | 370.8521 | 384.7555 | 2 | 313.66 | na | 330.7879 | 342.7397 | 356.6143 | 370.8521 | 384.7555 | 2 | 313.66 | na | 330.7879 | 342.7397 | 356.6143 | 370.8521 | 384.7555 | 2 | 313.66 | na | 330.7879 | 342.7397 | 356.6143 | 370.8521 | 384.7555 | 2 | 313.66 | na | 330.7879 | 342.7397 | 356.6143 | 370.8521 | 384.7555 | 3 | 470.49 | na | 496.1818 | 514.1096 | 534.9215 | 556.2781 | 577.1333 | 3 | 470.49 | na | 496.1818 | 514.1096 | 534.9215 | 556.2781 | 577.1333 | 0 | 0 | na | 0 | 0 | 0 | 0 | 0 | 0 | 0 | na | 0 | 0 | 0 | 0 | 0 | 0 | 0 | na | 0 | 0 | 0 | 0 | 0 | 0 | 0 | na | 0 | 0 | 0 | 0 | 0 | 0 | 0 | na | 0 | 0 | 0 | 0 | 0 | 0 | 0 | na | 0 | 0 | 0 | 0 | 0 | 0 | 0 | na | 0 | 0 | 0 | 0 | 0 | 0 | 0 | na | 0 | 0 | 0 | 0 | 0 | 0 | 0 | na | 0 | 0 | 0 | 0 | 0 | 0 | 0 | na | 0 | 0 | 0 | 0 | 0
Electrical Fitter (EF) | 3 | 470.49 | na | 496.1818 | 514.1096 | 534.9215 | 556.2781 | 577.1333 | 4 | 627.32 | na | 661.5757 | 685.4795 | 713.2287 | 741.7041 | 769.511 | 4 | 627.32 | na | 661.5757 | 685.4795 | 713.2287 | 741.7041 | 769.511 | 4 | 627.32 | na | 661.5757 | 685.4795 | 713.2287 | 741.7041 | 769.511 | 6 | 940.98 | na | 992.3636 | 1028.2192 | 1069.843 | 1112.5562 | 1154.2666 | 8 | 1254.64 | na | 1323.1514 | 1370.9589 | 1426.4573 | 1483.4083 | 1539.0221 | 9 | 1411.47 | na | 1488.5454 | 1542.3288 | 1604.7645 | 1668.8343 | 1731.3999 | 4 | 627.32 | na | 661.5757 | 685.4795 | 713.2287 | 741.7041 | 769.511 | 4 | 627.32 | na | 661.5757 | 685.4795 | 713.2287 | 741.7041 | 769.511 | 5 | 784.15 | na | 826.9696 | 856.8493 | 891.5358 | 927.1302 | 961.8888 | 9 | 1411.47 | na | 1488.5454 | 1542.3288 | 1604.7645 | 1668.8343 | 1731.3999 | 0 | 0 | na | 0 | 0 | 0 | 0 | 0 | 0 | 0 | na | 0 | 0 | 0 | 0 | 0 | 0 | 0 | na | 0 | 0 | 0 | 0 | 0 | 0 | 0 | na | 0 | 0 | 0 | 0 | 0 | 3 | 470.49 | na | 496.1818 | 514.1096 | 534.9215 | 556.2781 | 577.1333 | 0 | 0 | na | 0 | 0 | 0 | 0 | 0 | 0 | 0 | na | 0 | 0 | 0 | 0 | 0 | 0 | 0 | na | 0 | 0 | 0 | 0 | 0 | 0 | 0 | na | 0 | 0 | 0 | 0 | 0 | 0 | 0 | na | 0 | 0 | 0 | 0 | 0 | 0 | 0 | na | 0 | 0 | 0 | 0 | 0 | 0 | 0 | na | 0 | 0 | 0 | 0 | 0 | 0 | 0 | na | 0 | 0 | 0 | 0 | 0 | 0 | 0 | na | 0 | 0 | 0 | 0 | 0 | 0 | 0 | na | 0 | 0 | 0 | 0 | 0 | 0 | 0 | na | 0 | 0 | 0 | 0 | 0 | 1 | 156.83 | na | 165.3939 | 171.3699 | 178.3072 | 185.426 | 192.3778 | 1 | 156.83 | na | 165.3939 | 171.3699 | 178.3072 | 185.426 | 192.3778 | 1.5 | 235.245 | na | 248.0909 | 257.0548 | 267.4608 | 278.1391 | 288.5666 | 1 | 156.83 | na | 165.3939 | 171.3699 | 178.3072 | 185.426 | 192.3778 | 1 | 156.83 | na | 165.3939 | 171.3699 | 178.3072 | 185.426 | 192.3778 | 1 | 156.83 | na | 165.3939 | 171.3699 | 178.3072 | 185.426 | 192.3778
Electrical Operator (EO) | 0 | 0 | na | 0 | 0 | 0 | 0 | 0 | 0 | 0 | na | 0 | 0 | 0 | 0 | 0 | 0 | 0 | na | 0 | 0 | 0 | 0 | 0 | 2 | 313.66 | na | 330.7879 | 342.7397 | 356.6143 | 370.8521 | 384.7555 | 2 | 313.66 | na | 330.7879 | 342.7397 | 356.6143 | 370.8521 | 384.7555 | 2 | 313.66 | na | 330.7879 | 342.7397 | 356.6143 | 370.8521 | 384.7555 | 2 | 313.66 | na | 330.7879 | 342.7397 | 356.6143 | 370.8521 | 384.7555 | 2 | 313.66 | na | 330.7879 | 342.7397 | 356.6143 | 370.8521 | 384.7555 | 2 | 313.66 | na | 330.7879 | 342.7397 | 356.6143 | 370.8521 | 384.7555 | 0 | 0 | na | 0 | 0 | 0 | 0 | 0 | 0 | 0 | na | 0 | 0 | 0 | 0 | 0 | 3 | 470.49 | na | 496.1818 | 514.1096 | 534.9215 | 556.2781 | 577.1333 | 3 | 470.49 | na | 496.1818 | 514.1096 | 534.9215 | 556.2781 | 577.1333 | 2 | 313.66 | na | 330.7879 | 342.7397 | 356.6143 | 370.8521 | 384.7555 | 3 | 470.49 | na | 496.1818 | 514.1096 | 534.9215 | 556.2781 | 577.1333 | 3 | 470.49 | na | 496.1818 | 514.1096 | 534.9215 | 556.2781 | 577.1333 | 0 | 0 | na | 0 | 0 | 0 | 0 | 0 | 0 | 0 | na | 0 | 0 | 0 | 0 | 0 | 0 | 0 | na | 0 | 0 | 0 | 0 | 0 | 0 | 0 | na | 0 | 0 | 0 | 0 | 0 | 4 | 627.32 | na | 661.5757 | 685.4795 | 713.2287 | 741.7041 | 769.511 | 4 | 627.32 | na | 661.5757 | 685.4795 | 713.2287 | 741.7041 | 769.511 | 4 | 627.32 | na | 661.5757 | 685.4795 | 713.2287 | 741.7041 | 769.511 | 0 | 0 | na | 0 | 0 | 0 | 0 | 0 | 0 | 0 | na | 0 | 0 | 0 | 0 | 0 | 0 | 0 | na | 0 | 0 | 0 | 0 | 0 | 0 | 0 | na | 0 | 0 | 0 | 0 | 0 | 0 | 0 | na | 0 | 0 | 0 | 0 | 0 | 0 | 0 | na | 0 | 0 | 0 | 0 | 0 | 0 | 0 | na | 0 | 0 | 0 | 0 | 0 | 0 | 0 | na | 0 | 0 | 0 | 0 | 0 | 0 | 0 | na | 0 | 0 | 0 | 0 | 0 | 0 | 0 | na | 0 | 0 | 0 | 0 | 0
Plant Operator (PO) | 0 | 0 | na | 0 | 0 | 0 | 0 | 0 | 0 | 0 | na | 0 | 0 | 0 | 0 | 0 | 0 | 0 | na | 0 | 0 | 0 | 0 | 0 | 0 | 0 | na | 0 | 0 | 0 | 0 | 0 | 0 | 0 | na | 0 | 0 | 0 | 0 | 0 | 0 | 0 | na | 0 | 0 | 0 | 0 | 0 | 0 | 0 | na | 0 | 0 | 0 | 0 | 0 | 0 | 0 | na | 0 | 0 | 0 | 0 | 0 | 0 | 0 | na | 0 | 0 | 0 | 0 | 0 | 0 | 0 | na | 0 | 0 | 0 | 0 | 0 | 0 | 0 | na | 0 | 0 | 0 | 0 | 0 | 0 | 0 | na | 0 | 0 | 0 | 0 | 0 | 4 | 627.32 | na | 661.5757 | 685.4795 | 713.2287 | 741.7041 | 769.511 | 0 | 0 | na | 0 | 0 | 0 | 0 | 0 | 0 | 0 | na | 0 | 0 | 0 | 0 | 0 | 0 | 0 | na | 0 | 0 | 0 | 0 | 0 | 9 | 1411.47 | na | 1488.5454 | 1542.3288 | 1604.7645 | 1668.8343 | 1731.3999 | 6 | 940.98 | na | 992.3636 | 1028.2192 | 1069.843 | 1112.5562 | 1154.2666 | 3 | 470.49 | na | 496.1818 | 514.1096 | 534.9215 | 556.2781 | 577.1333 | 3 | 470.49 | na | 496.1818 | 514.1096 | 534.9215 | 556.2781 | 577.1333 | 6 | 940.98 | na | 992.3636 | 1028.2192 | 1069.843 | 1112.5562 | 1154.2666 | 8 | 1254.64 | na | 1323.1514 | 1370.9589 | 1426.4573 | 1483.4083 | 1539.0221 | 12 | 1881.96 | na | 1984.7271 | 2056.4384 | 2139.686 | 2225.1124 | 2308.5331 | 0 | 0 | na | 0 | 0 | 0 | 0 | 0 | 0 | 0 | na | 0 | 0 | 0 | 0 | 0 | 0 | 0 | na | 0 | 0 | 0 | 0 | 0 | 0 | 0 | na | 0 | 0 | 0 | 0 | 0 | 0 | 0 | na | 0 | 0 | 0 | 0 | 0 | 0 | 0 | na | 0 | 0 | 0 | 0 | 0 | 0 | 0 | na | 0 | 0 | 0 | 0 | 0 | 0 | 0 | na | 0 | 0 | 0 | 0 | 0 | 0 | 0 | na | 0 | 0 | 0 | 0 | 0 | 0 | 0 | na | 0 | 0 | 0 | 0 | 0
Line Worker (LW) | 0 | 0 | na | 0 | 0 | 0 | 0 | 0 | 0 | 0 | na | 0 | 0 | 0 | 0 | 0 | 0 | 0 | na | 0 | 0 | 0 | 0 | 0 | 0 | 0 | na | 0 | 0 | 0 | 0 | 0 | 0 | 0 | na | 0 | 0 | 0 | 0 | 0 | 0 | 0 | na | 0 | 0 | 0 | 0 | 0 | 0 | 0 | na | 0 | 0 | 0 | 0 | 0 | 0 | 0 | na | 0 | 0 | 0 | 0 | 0 | 0 | 0 | na | 0 | 0 | 0 | 0 | 0 | 0 | 0 | na | 0 | 0 | 0 | 0 | 0 | 0 | 0 | na | 0 | 0 | 0 | 0 | 0 | 0 | 0 | na | 0 | 0 | 0 | 0 | 0 | 0 | 0 | na | 0 | 0 | 0 | 0 | 0 | 0 | 0 | na | 0 | 0 | 0 | 0 | 0 | 0 | 0 | na | 0 | 0 | 0 | 0 | 0 | 0 | 0 | na | 0 | 0 | 0 | 0 | 0 | 0 | 0 | na | 0 | 0 | 0 | 0 | 0 | 0 | 0 | na | 0 | 0 | 0 | 0 | 0 | 6 | 940.98 | na | 992.3636 | 1028.2192 | 1069.843 | 1112.5562 | 1154.2666 | 7.5 | 1176.225 | na | 1240.4545 | 1285.274 | 1337.3038 | 1390.6953 | 1442.8332 | 28 | 4391.24 | na | 4631.03 | 4798.3562 | 4992.6007 | 5191.929 | 5386.5773 | 42 | 6586.86 | na | 6946.545 | 7197.5343 | 7488.9011 | 7787.8935 | 8079.866 | 54 | 8468.82 | na | 8931.2721 | 9253.9727 | 9628.5871 | 10013.0059 | 10388.3991 | 3 | 470.49 | na | 496.1818 | 514.1096 | 534.9215 | 556.2781 | 577.1333 | 3 | 470.49 | na | 496.1818 | 514.1096 | 534.9215 | 556.2781 | 577.1333 | 5.5 | 862.565 | na | 909.6666 | 942.5343 | 980.6894 | 1019.8432 | 1058.0777 | 6.5 | 1019.395 | na | 1075.0605 | 1113.9041 | 1158.9966 | 1205.2692 | 1250.4554 | 0 | 0 | na | 0 | 0 | 0 | 0 | 0 | 0 | 0 | na | 0 | 0 | 0 | 0 | 0 | 0 | 0 | na | 0 | 0 | 0 | 0 | 0 | 0 | 0 | na | 0 | 0 | 0 | 0 | 0 | 0 | 0 | na | 0 | 0 | 0 | 0 | 0 | 0 | 0 | na | 0 | 0 | 0 | 0 | 0
Trade Assistant/Labour (TA) | 0 | 0 | na | 0 | 0 | 0 | 0 | 0 | 0 | 0 | na | 0 | 0 | 0 | 0 | 0 | 0 | 0 | na | 0 | 0 | 0 | 0 | 0 | 0 | 0 | na | 0 | 0 | 0 | 0 | 0 | 0 | 0 | na | 0 | 0 | 0 | 0 | 0 | 0 | 0 | na | 0 | 0 | 0 | 0 | 0 | 0 | 0 | na | 0 | 0 | 0 | 0 | 0 | 0 | 0 | na | 0 | 0 | 0 | 0 | 0 | 0 | 0 | na | 0 | 0 | 0 | 0 | 0 | 0 | 0 | na | 0 | 0 | 0 | 0 | 0 | 0 | 0 | na | 0 | 0 | 0 | 0 | 0 | 0 | 0 | na | 0 | 0 | 0 | 0 | 0 | 0 | 0 | na | 0 | 0 | 0 | 0 | 0 | 0 | 0 | na | 0 | 0 | 0 | 0 | 0 | 0 | 0 | na | 0 | 0 | 0 | 0 | 0 | 0 | 0 | na | 0 | 0 | 0 | 0 | 0 | 0 | 0 | na | 0 | 0 | 0 | 0 | 0 | 0 | 0 | na | 0 | 0 | 0 | 0 | 0 | 4 | 486.64 | na | 576.8385 | 597.6806 | 621.8756 | 646.7038 | 670.9491 | 2 | 243.32 | na | 288.4193 | 298.8403 | 310.9378 | 323.3519 | 335.4745 | 0 | 0 | na | 0 | 0 | 0 | 0 | 0 | 0 | 0 | na | 0 | 0 | 0 | 0 | 0 | 0 | 0 | na | 0 | 0 | 0 | 0 | 0 | 0 | 0 | na | 0 | 0 | 0 | 0 | 0 | 0 | 0 | na | 0 | 0 | 0 | 0 | 0 | 0 | 0 | na | 0 | 0 | 0 | 0 | 0 | 0 | 0 | na | 0 | 0 | 0 | 0 | 0 | 0 | 0 | na | 0 | 0 | 0 | 0 | 0 | 0 | 0 | na | 0 | 0 | 0 | 0 | 0 | 0 | 0 | na | 0 | 0 | 0 | 0 | 0 | 0 | 0 | na | 0 | 0 | 0 | 0 | 0 | 0 | 0 | na | 0 | 0 | 0 | 0 | 0 | 0 | 0 | na | 0 | 0 | 0 | 0 | 0
Equipment
EWP -General Duty | 0 | 0 | na | 0 | 0 | 0 | 0 | 0 | 0 | 0 | na | 0 | 0 | 0 | 0 | 0 | 0 | 0 | na | 0 | 0 | 0 | 0 | 0 | 0 | 0 | na | 0 | 0 | 0 | 0 | 0 | 0 | 0 | na | 0 | 0 | 0 | 0 | 0 | 0 | 0 | na | 0 | 0 | 0 | 0 | 0 | 0 | 0 | na | 0 | 0 | 0 | 0 | 0 | 0 | 0 | na | 0 | 0 | 0 | 0 | 0 | 0 | 0 | na | 0 | 0 | 0 | 0 | 0 | 0 | 0 | na | 0 | 0 | 0 | 0 | 0 | 0 | 0 | na | 0 | 0 | 0 | 0 | 0 | 0 | 0 | na | 0 | 0 | 0 | 0 | 0 | 4 | 446.4 | na | 474.9886 | 492.1507 | 512.0737 | 532.5181 | 552.4825 | 0 | 0 | na | 0 | 0 | 0 | 0 | 0 | 0 | 0 | na | 0 | 0 | 0 | 0 | 0 | 0 | 0 | na | 0 | 0 | 0 | 0 | 0 | 0 | 0 | na | 0 | 0 | 0 | 0 | 0 | 0 | 0 | na | 0 | 0 | 0 | 0 | 0 | 3 | 334.8 | na | 356.2415 | 369.113 | 384.0553 | 399.3886 | 414.3619 | 3 | 334.8 | na | 356.2415 | 369.113 | 384.0553 | 399.3886 | 414.3619 | 6 | 669.6 | na | 712.483 | 738.2261 | 768.1105 | 798.7772 | 828.7238 | 12 | 1339.2 | na | 1424.9659 | 1476.4521 | 1536.2211 | 1597.5543 | 1657.4475 | 18 | 2008.8 | na | 2137.4489 | 2214.6782 | 2304.3316 | 2396.3315 | 2486.1713 | 2 | 223.2 | na | 237.4943 | 246.0754 | 256.0368 | 266.2591 | 276.2413 | 1 | 111.6 | na | 118.7472 | 123.0377 | 128.0184 | 133.1295 | 138.1206 | 0 | 0 | na | 0 | 0 | 0 | 0 | 0 | 0 | 0 | na | 0 | 0 | 0 | 0 | 0 | 0 | 0 | na | 0 | 0 | 0 | 0 | 0 | 0 | 0 | na | 0 | 0 | 0 | 0 | 0 | 0 | 0 | na | 0 | 0 | 0 | 0 | 0 | 0 | 0 | na | 0 | 0 | 0 | 0 | 0 | 0 | 0 | na | 0 | 0 | 0 | 0 | 0 | 0 | 0 | na | 0 | 0 | 0 | 0 | 0
Liftter-Borer ( incl. pole jinker) (LB) | 0 | 0 | na | 0 | 0 | 0 | 0 | 0 | 0 | 0 | na | 0 | 0 | 0 | 0 | 0 | 0 | 0 | na | 0 | 0 | 0 | 0 | 0 | 0 | 0 | na | 0 | 0 | 0 | 0 | 0 | 0 | 0 | na | 0 | 0 | 0 | 0 | 0 | 0 | 0 | na | 0 | 0 | 0 | 0 | 0 | 0 | 0 | na | 0 | 0 | 0 | 0 | 0 | 0 | 0 | na | 0 | 0 | 0 | 0 | 0 | 0 | 0 | na | 0 | 0 | 0 | 0 | 0 | 0 | 0 | na | 0 | 0 | 0 | 0 | 0 | 0 | 0 | na | 0 | 0 | 0 | 0 | 0 | 0 | 0 | na | 0 | 0 | 0 | 0 | 0 | 0 | 0 | na | 0 | 0 | 0 | 0 | 0 | 0 | 0 | na | 0 | 0 | 0 | 0 | 0 | 0 | 0 | na | 0 | 0 | 0 | 0 | 0 | 0 | 0 | na | 0 | 0 | 0 | 0 | 0 | 8 | 1289.6 | na | 1372.1894 | 1421.7687 | 1479.324 | 1538.3856 | 1596.0606 | 6 | 967.2 | na | 1029.1421 | 1066.3266 | 1109.493 | 1153.7892 | 1197.0454 | 3 | 483.6 | na | 514.571 | 533.1633 | 554.7465 | 576.8946 | 598.5227 | 3 | 483.6 | na | 514.571 | 533.1633 | 554.7465 | 576.8946 | 598.5227 | 0 | 0 | na | 0 | 0 | 0 | 0 | 0 | 0 | 0 | na | 0 | 0 | 0 | 0 | 0 | 0 | 0 | na | 0 | 0 | 0 | 0 | 0 | 0 | 0 | na | 0 | 0 | 0 | 0 | 0 | 0 | 0 | na | 0 | 0 | 0 | 0 | 0 | 0 | 0 | na | 0 | 0 | 0 | 0 | 0 | 0 | 0 | na | 0 | 0 | 0 | 0 | 0 | 0 | 0 | na | 0 | 0 | 0 | 0 | 0 | 0 | 0 | na | 0 | 0 | 0 | 0 | 0 | 0 | 0 | na | 0 | 0 | 0 | 0 | 0 | 0 | 0 | na | 0 | 0 | 0 | 0 | 0 | 0 | 0 | na | 0 | 0 | 0 | 0 | 0 | 0 | 0 | na | 0 | 0 | 0 | 0 | 0
SCAT- Mini Excavator ( & truck) | 0 | 0 | na | 0 | 0 | 0 | 0 | 0 | 0 | 0 | na | 0 | 0 | 0 | 0 | 0 | 0 | 0 | na | 0 | 0 | 0 | 0 | 0 | 0 | 0 | na | 0 | 0 | 0 | 0 | 0 | 0 | 0 | na | 0 | 0 | 0 | 0 | 0 | 0 | 0 | na | 0 | 0 | 0 | 0 | 0 | 0 | 0 | na | 0 | 0 | 0 | 0 | 0 | 0 | 0 | na | 0 | 0 | 0 | 0 | 0 | 0 | 0 | na | 0 | 0 | 0 | 0 | 0 | 0 | 0 | na | 0 | 0 | 0 | 0 | 0 | 0 | 0 | na | 0 | 0 | 0 | 0 | 0 | 0 | 0 | na | 0 | 0 | 0 | 0 | 0 | 0 | 0 | na | 0 | 0 | 0 | 0 | 0 | 0 | 0 | na | 0 | 0 | 0 | 0 | 0 | 0 | 0 | na | 0 | 0 | 0 | 0 | 0 | 0 | 0 | na | 0 | 0 | 0 | 0 | 0 | 0 | 0 | na | 0 | 0 | 0 | 0 | 0 | 0 | 0 | na | 0 | 0 | 0 | 0 | 0 | 2 | 49.6 | na | 52.7765 | 54.6834 | 56.8971 | 59.1687 | 61.3869 | 2 | 49.6 | na | 52.7765 | 54.6834 | 56.8971 | 59.1687 | 61.3869 | 2 | 49.6 | na | 52.7765 | 54.6834 | 56.8971 | 59.1687 | 61.3869 | 4 | 99.2 | na | 105.553 | 109.3668 | 113.7942 | 118.3374 | 122.7739 | 6 | 148.8 | na | 158.3295 | 164.0502 | 170.6912 | 177.506 | 184.1608 | 0 | 0 | na | 0 | 0 | 0 | 0 | 0 | 0 | 0 | na | 0 | 0 | 0 | 0 | 0 | 0 | 0 | na | 0 | 0 | 0 | 0 | 0 | 0 | 0 | na | 0 | 0 | 0 | 0 | 0 | 0 | 0 | na | 0 | 0 | 0 | 0 | 0 | 0 | 0 | na | 0 | 0 | 0 | 0 | 0 | 0 | 0 | na | 0 | 0 | 0 | 0 | 0 | 0 | 0 | na | 0 | 0 | 0 | 0 | 0 | 0 | 0 | na | 0 | 0 | 0 | 0 | 0 | 0 | 0 | na | 0 | 0 | 0 | 0 | 0
Cable Jinker | 0 | 0 | na | 0 | 0 | 0 | 0 | 0 | 0 | 0 | na | 0 | 0 | 0 | 0 | 0 | 0 | 0 | na | 0 | 0 | 0 | 0 | 0 | 0 | 0 | na | 0 | 0 | 0 | 0 | 0 | 0 | 0 | na | 0 | 0 | 0 | 0 | 0 | 0 | 0 | na | 0 | 0 | 0 | 0 | 0 | 0 | 0 | na | 0 | 0 | 0 | 0 | 0 | 0 | 0 | na | 0 | 0 | 0 | 0 | 0 | 0 | 0 | na | 0 | 0 | 0 | 0 | 0 | 0 | 0 | na | 0 | 0 | 0 | 0 | 0 | 0 | 0 | na | 0 | 0 | 0 | 0 | 0 | 0 | 0 | na | 0 | 0 | 0 | 0 | 0 | 0 | 0 | na | 0 | 0 | 0 | 0 | 0 | 0 | 0 | na | 0 | 0 | 0 | 0 | 0 | 0 | 0 | na | 0 | 0 | 0 | 0 | 0 | 0 | 0 | na | 0 | 0 | 0 | 0 | 0 | 0 | 0 | na | 0 | 0 | 0 | 0 | 0 | 0 | 0 | na | 0 | 0 | 0 | 0 | 0 | 0 | 0 | na | 0 | 0 | 0 | 0 | 0 | 0 | 0 | na | 0 | 0 | 0 | 0 | 0 | 6 | 111.6 | na | 118.7472 | 123.0377 | 128.0184 | 133.1295 | 138.1206 | 6 | 111.6 | na | 118.7472 | 123.0377 | 128.0184 | 133.1295 | 138.1206 | 8 | 148.8 | na | 158.3295 | 164.0502 | 170.6912 | 177.506 | 184.1608 | 0 | 0 | na | 0 | 0 | 0 | 0 | 0 | 0 | 0 | na | 0 | 0 | 0 | 0 | 0 | 0 | 0 | na | 0 | 0 | 0 | 0 | 0 | 0 | 0 | na | 0 | 0 | 0 | 0 | 0 | 0 | 0 | na | 0 | 0 | 0 | 0 | 0 | 0 | 0 | na | 0 | 0 | 0 | 0 | 0 | 0 | 0 | na | 0 | 0 | 0 | 0 | 0 | 0 | 0 | na | 0 | 0 | 0 | 0 | 0 | 0 | 0 | na | 0 | 0 | 0 | 0 | 0 | 0 | 0 | na | 0 | 0 | 0 | 0 | 0
C
Material | 0 | 0 | na | 0 | 0 | 0 | 0 | 0 | 0 | 0 | na | 0 | 0 | 0 | 0 | 0 | 0 | 0 | na | 0 | 0 | 0 | 0 | 0 | 0 | 0 | na | 0 | 0 | 0 | 0 | 0 | 0 | 0 | na | 0 | 0 | 0 | 0 | 0 | 0 | 0 | na | 0 | 0 | 0 | 0 | 0 | 0 | 0 | na | 0 | 0 | 0 | 0 | 0 | 0 | 0 | na | 0 | 0 | 0 | 0 | 0 | 0 | 0 | na | 0 | 0 | 0 | 0 | 0 | 0 | 0 | na | 0 | 0 | 0 | 0 | 0 | 0 | 0 | na | 0 | 0 | 0 | 0 | 0 | 0 | 0 | na | 0 | 0 | 0 | 0 | 0 | 0 | 0 | na | 0 | 0 | 0 | 0 | 0 | 0 | 0 | na | 0 | 0 | 0 | 0 | 0 | 0 | 0 | na | 0 | 0 | 0 | 0 | 0 | 0 | 0 | na | 0 | 0 | 0 | 0 | 0 | 0 | 0 | na | 0 | 0 | 0 | 0 | 0 | 0 | 0 | na | 0 | 0 | 0 | 0 | 0 | 166 | 235.72 | na | 247.6533 | 253.8447 | 260.1908 | 266.6955 | 273.3629 | 672.88 | 955.4896 | na | 1003.8613 | 1028.9578 | 1054.6817 | 1081.0488 | 1108.075 | 650.57 | 923.8094 | na | 970.5773 | 994.8417 | 1019.7127 | 1045.2055 | 1071.3357 | 1301.14 | 1847.6188 | na | 1941.1545 | 1989.6834 | 2039.4254 | 2090.4111 | 2142.6714 | 1951.71 | 2771.4282 | na | 2911.7318 | 2984.525 | 3059.1382 | 3135.6166 | 3214.007 | 258.57 | 367.1694 | na | 385.7574 | 395.4013 | 405.2863 | 415.4185 | 425.8039 | 463.21 | 657.7582 | na | 691.0572 | 708.3336 | 726.042 | 744.193 | 762.7979 | 276.26 | 392.2892 | na | 412.1488 | 422.4526 | 433.0139 | 443.8392 | 454.9352 | 308.26 | 437.7292 | na | 459.8892 | 471.3865 | 483.1711 | 495.2504 | 507.6317 | 401.43 | 570.0306 | na | 598.8884 | 613.8606 | 629.2071 | 644.9373 | 661.0607 | 475.2 | 674.784 | na | 708.9449 | 726.6686 | 744.8353 | 763.4562 | 782.5426 | 2583.17 | 3668.1014 | na | 3853.799 | 3950.144 | 4048.8976 | 4150.12 | 4253.8731 | 1562 | 2218.04 | na | 2330.3283 | 2388.5865 | 2448.3011 | 2509.5087 | 2572.2464 | 2072 | 2942.24 | na | 3091.1909 | 3168.4707 | 3247.6824 | 3328.8745 | 3412.0964 | 83.88 | 119.1096 | na | 125.1395 | 128.268 | 131.4747 | 134.7616 | 138.1306
Total |  | 873.4533 | na | 923.472 | 956.8385 | 995.5727 | 1035.3207 | 1074.1354 |  | 1030.2832 | na | 1088.8659 | 1128.2083 | 1173.8798 | 1220.7467 | 1266.5132 |  | 1211.2553 | na | 1281.4279 | 1327.7278 | 1381.4762 | 1436.6312 | 1490.4914 |  | 1524.9153 | na | 1612.2157 | 1670.4675 | 1738.0905 | 1807.4833 | 1875.2469 |  | 1838.5753 | na | 1943.0036 | 2013.2073 | 2094.7048 | 2178.3354 | 2260.0024 |  | 2152.2353 | na | 2273.7914 | 2355.947 | 2451.3192 | 2549.1875 | 2644.7579 |  | 2309.0653 | na | 2439.1854 | 2527.3169 | 2629.6263 | 2734.6135 | 2837.1357 |  | 1681.7453 | na | 1777.6096 | 1841.8374 | 1916.3977 | 1992.9093 | 2067.6246 |  | 1681.7453 | na | 1777.6096 | 1841.8374 | 1916.3977 | 1992.9093 | 2067.6246 |  | 1063.4208 | na | 1124.1256 | 1164.742 | 1211.8925 | 1260.277 | 1307.5255 |  | 1690.7407 | na | 1785.7013 | 1850.2215 | 1925.1212 | 2001.9811 | 2077.0365 |  | 1340.8988 | na | 1417.8942 | 1469.1249 | 1528.5972 | 1589.626 | 1649.222 |  | 2414.6188 | na | 2554.4585 | 2646.7551 | 2753.8996 | 2863.8483 | 2971.2156 |  | 592.9307 | na | 627.9439 | 650.6324 | 676.971 | 703.9989 | 730.3922 |  | 1184.0688 | na | 1252.5003 | 1297.755 | 1350.29 | 1404.2 | 1456.8443 |  | 1654.5588 | na | 1748.682 | 1811.8646 | 1885.2115 | 1960.4781 | 2033.9775 |  | 3414.6487 | na | 3617.0533 | 3747.7429 | 3899.4571 | 4055.1419 | 4207.1714 |  | 2621.7587 | na | 2777.8241 | 2878.1912 | 2994.7045 | 3114.2673 | 3231.023 |  | 3742.5952 | na | 4021.8723 | 4164.432 | 4329.0844 | 4498.0387 | 4663.3415 |  | 4454.2899 | na | 4737.7519 | 4897.7596 | 5080.0983 | 5267.1791 | 5451.1457 |  | 8816.8587 | na | 9309.9231 | 9635.5009 | 10010.1585 | 10394.5925 | 10771.2364 |  | 13125.9781 | na | 13857.4566 | 14336.5398 | 14886.1007 | 15449.9864 | 16003.1047 |  | 17315.4675 | na | 18279.1786 | 18907.2214 | 19626.4085 | 20364.3309 | 21088.6355 |  | 1181.5074 | na | 1247.8081 | 1288.5992 | 1334.6422 | 1381.8787 | 1428.4973 |  | 1360.4962 | na | 1434.3608 | 1478.4939 | 1527.3795 | 1577.5237 | 1627.3706 |  | 1375.5022 | na | 1450.1901 | 1497.9998 | 1552.1009 | 1607.6055 | 1662.3317 |  | 1577.7722 | na | 1663.3244 | 1718.3036 | 1780.5653 | 1844.4427 | 1907.4059 |  | 726.8606 | na | 764.2823 | 785.2305 | 807.5143 | 830.3633 | 853.4385 |  | 831.614 | na | 874.3389 | 898.0384 | 923.1424 | 948.8822 | 974.9203 |  | 3903.3464 | na | 4101.8899 | 4207.1988 | 4316.3584 | 4428.2591 | 4542.4397 |  | 2374.87 | na | 2495.7222 | 2559.9563 | 2626.6083 | 2694.9347 | 2764.6242 |  | 3099.07 | na | 3256.5848 | 3339.8405 | 3425.9896 | 3514.3005 | 3604.4741 |  | 275.9396 | na | 290.5335 | 299.6379 | 309.7819 | 320.1876 | 330.5084
Contingency | NO | 0 | 0 | 0 | 0 | 0 | 0 | 0 | NO | 0 | 0 | 0 | 0 | 0 | 0 | 0 | NO | 0 | 0 | 0 | 0 | 0 | 0 | 0 | NO | 0 | 0 | 0 | 0 | 0 | 0 | 0 | NO | 0 | 0 | 0 | 0 | 0 | 0 | 0 | NO | 0 | 0 | 0 | 0 | 0 | 0 | 0 | NO | 0 | 0 | 0 | 0 | 0 | 0 | 0 | NO | 0 | 0 | 0 | 0 | 0 | 0 | 0 | NO | 0 | 0 | 0 | 0 | 0 | 0 | 0 | NO | 0 | 0 | 0 | 0 | 0 | 0 | 0 | NO | 0 | 0 | 0 | 0 | 0 | 0 | 0 | NO | 0 | 0 | 0 | 0 | 0 | 0 | 0 | NO | 0 | 0 | 0 | 0 | 0 | 0 | 0 | NO | 0 | 0 | 0 | 0 | 0 | 0 | 0 | NO | 0 | 0 | 0 | 0 | 0 | 0 | 0 | NO | 0 | 0 | 0 | 0 | 0 | 0 | 0 | NO | 0 | 0 | 0 | 0 | 0 | 0 | 0 | NO | 0 | 0 | 0 | 0 | 0 | 0 | 0 | NO | 0 | 0 | 0 | 0 | 0 | 0 | 0 | NO | 0 | 0 | 0 | 0 | 0 | 0 | 0 | NO | 0 | 0 | 0 | 0 | 0 | 0 | 0 | NO | 0 | 0 | 0 | 0 | 0 | 0 | 0 | NO | 0 | 0 | 0 | 0 | 0 | 0 | 0 | NO | 0 | 0 | 0 | 0 | 0 | 0 | 0 | NO | 0 | 0 | 0 | 0 | 0 | 0 | 0 | NO | 0 | 0 | 0 | 0 | 0 | 0 | 0 | NO | 0 | 0 | 0 | 0 | 0 | 0 | 0 | NO | 0 | 0 | 0 | 0 | 0 | 0 | 0 | NO | 0 | 0 | 0 | 0 | 0 | 0 | 0 | NO | 0 | 0 | 0 | 0 | 0 | 0 | 0 | NO | 0 | 0 | 0 | 0 | 0 | 0 | 0 | NO | 0 | 0 | 0 | 0 | 0 | 0 | 0 | NO | 0 | 0 | 0 | 0 | 0 | 0 | 0
Margin | NO | 0 | 0 | 0 | 0 | 0 | 0 | 0 | NO | 0 | 0 | 0 | 0 | 0 | 0 | 0 | NO | 0 | 0 | 0 | 0 | 0 | 0 | 0 | NO | 0 | 0 | 0 | 0 | 0 | 0 | 0 | NO | 0 | 0 | 0 | 0 | 0 | 0 | 0 | NO | 0 | 0 | 0 | 0 | 0 | 0 | 0 | NO | 0 | 0 | 0 | 0 | 0 | 0 | 0 | NO | 0 | 0 | 0 | 0 | 0 | 0 | 0 | NO | 0 | 0 | 0 | 0 | 0 | 0 | 0 | NO | 0 | 0 | 0 | 0 | 0 | 0 | 0 | NO | 0 | 0 | 0 | 0 | 0 | 0 | 0 | NO | 0 | 0 | 0 | 0 | 0 | 0 | 0 | NO | 0 | 0 | 0 | 0 | 0 | 0 | 0 | NO | 0 | 0 | 0 | 0 | 0 | 0 | 0 | NO | 0 | 0 | 0 | 0 | 0 | 0 | 0 | NO | 0 | 0 | 0 | 0 | 0 | 0 | 0 | NO | 0 | 0 | 0 | 0 | 0 | 0 | 0 | NO | 0 | 0 | 0 | 0 | 0 | 0 | 0 | NO | 0 | 0 | 0 | 0 | 0 | 0 | 0 | NO | 0 | 0 | 0 | 0 | 0 | 0 | 0 | NO | 0 | 0 | 0 | 0 | 0 | 0 | 0 | NO | 0 | 0 | 0 | 0 | 0 | 0 | 0 | NO | 0 | 0 | 0 | 0 | 0 | 0 | 0 | NO | 0 | 0 | 0 | 0 | 0 | 0 | 0 | NO | 0 | 0 | 0 | 0 | 0 | 0 | 0 | NO | 0 | 0 | 0 | 0 | 0 | 0 | 0 | NO | 0 | 0 | 0 | 0 | 0 | 0 | 0 | NO | 0 | 0 | 0 | 0 | 0 | 0 | 0 | NO | 0 | 0 | 0 | 0 | 0 | 0 | 0 | NO | 0 | 0 | 0 | 0 | 0 | 0 | 0 | NO | 0 | 0 | 0 | 0 | 0 | 0 | 0 | NO | 0 | 0 | 0 | 0 | 0 | 0 | 0 | NO | 0 | 0 | 0 | 0 | 0 | 0 | 0
Total |  | 873.4533 | na | 923.472 | 956.8385 | 995.5727 | 1035.3207 | 1074.1354 |  | 1030.2832 | na | 1088.8659 | 1128.2083 | 1173.8798 | 1220.7467 | 1266.5132 |  | 1211.2553 | na | 1281.4279 | 1327.7278 | 1381.4762 | 1436.6312 | 1490.4914 |  | 1524.9153 | na | 1612.2157 | 1670.4675 | 1738.0905 | 1807.4833 | 1875.2469 |  | 1838.5753 | na | 1943.0036 | 2013.2073 | 2094.7048 | 2178.3354 | 2260.0024 |  | 2152.2353 | na | 2273.7914 | 2355.947 | 2451.3192 | 2549.1875 | 2644.7579 |  | 2309.0653 | na | 2439.1854 | 2527.3169 | 2629.6263 | 2734.6135 | 2837.1357 |  | 1681.7453 | na | 1777.6096 | 1841.8374 | 1916.3977 | 1992.9093 | 2067.6246 |  | 1681.7453 | na | 1777.6096 | 1841.8374 | 1916.3977 | 1992.9093 | 2067.6246 |  | 1063.4208 | na | 1124.1256 | 1164.742 | 1211.8925 | 1260.277 | 1307.5255 |  | 1690.7407 | na | 1785.7013 | 1850.2215 | 1925.1212 | 2001.9811 | 2077.0365 |  | 1340.8988 | na | 1417.8942 | 1469.1249 | 1528.5972 | 1589.626 | 1649.222 |  | 2414.6188 | na | 2554.4585 | 2646.7551 | 2753.8996 | 2863.8483 | 2971.2156 |  | 592.9307 | na | 627.9439 | 650.6324 | 676.971 | 703.9989 | 730.3922 |  | 1184.0688 | na | 1252.5003 | 1297.755 | 1350.29 | 1404.2 | 1456.8443 |  | 1654.5588 | na | 1748.682 | 1811.8646 | 1885.2115 | 1960.4781 | 2033.9775 |  | 3414.6487 | na | 3617.0533 | 3747.7429 | 3899.4571 | 4055.1419 | 4207.1714 |  | 2621.7587 | na | 2777.8241 | 2878.1912 | 2994.7045 | 3114.2673 | 3231.023 |  | 3742.5952 | na | 4021.8723 | 4164.432 | 4329.0844 | 4498.0387 | 4663.3415 |  | 4454.2899 | na | 4737.7519 | 4897.7596 | 5080.0983 | 5267.1791 | 5451.1457 |  | 8816.8587 | na | 9309.9231 | 9635.5009 | 10010.1585 | 10394.5925 | 10771.2364 |  | 13125.9781 | na | 13857.4566 | 14336.5398 | 14886.1007 | 15449.9864 | 16003.1047 |  | 17315.4675 | na | 18279.1786 | 18907.2214 | 19626.4085 | 20364.3309 | 21088.6355 |  | 1181.5074 | na | 1247.8081 | 1288.5992 | 1334.6422 | 1381.8787 | 1428.4973 |  | 1360.4962 | na | 1434.3608 | 1478.4939 | 1527.3795 | 1577.5237 | 1627.3706 |  | 1375.5022 | na | 1450.1901 | 1497.9998 | 1552.1009 | 1607.6055 | 1662.3317 |  | 1577.7722 | na | 1663.3244 | 1718.3036 | 1780.5653 | 1844.4427 | 1907.4059 |  | 726.8606 | na | 764.2823 | 785.2305 | 807.5143 | 830.3633 | 853.4385 |  | 831.614 | na | 874.3389 | 898.0384 | 923.1424 | 948.8822 | 974.9203 |  | 3903.3464 | na | 4101.8899 | 4207.1988 | 4316.3584 | 4428.2591 | 4542.4397 |  | 2374.87 | na | 2495.7222 | 2559.9563 | 2626.6083 | 2694.9347 | 2764.6242 |  | 3099.07 | na | 3256.5848 | 3339.8405 | 3425.9896 | 3514.3005 | 3604.4741 |  | 275.9396 | na | 290.5335 | 299.6379 | 309.7819 | 320.1876 | 330.5084
[5 empty] | 3.613% | 4.048% | 3.992% | 3.749% |  |  |  |  | 3.613% | 4.048% | 3.992% | 3.749% |  |  |  |  | 3.613% | 4.048% | 3.992% | 3.749% |  |  |  |  | 3.613% | 4.048% | 3.992% | 3.749% |  |  |  |  | 3.613% | 4.048% | 3.992% | 3.749% |  |  |  |  | 3.613% | 4.048% | 3.992% | 3.749% |  |  |  |  | 3.613% | 4.048% | 3.992% | 3.749% |  |  |  |  | 3.613% | 4.048% | 3.992% | 3.749% |  |  |  |  | 3.613% | 4.048% | 3.992% | 3.749% |  |  |  |  | 3.613% | 4.048% | 3.992% | 3.749% |  |  |  |  | 3.613% | 4.048% | 3.992% | 3.749% |  |  |  |  | 3.613% | 4.048% | 3.992% | 3.749% |  |  |  |  | 3.613% | 4.048% | 3.992% | 3.749% |  |  |  |  | 3.613% | 4.048% | 3.992% | 3.749% |  |  |  |  | 3.613% | 4.048% | 3.992% | 3.749% |  |  |  |  | 3.613% | 4.048% | 3.992% | 3.749% |  |  |  |  | 3.613% | 4.048% | 3.992% | 3.749% |  |  |  |  | 3.613% | 4.048% | 3.992% | 3.749% |  | 3: 3.545%; 4: 3.954%; 5: 3.903%; 6: 3.675% |  |  |  |  | 3.377% | 3.723% | 3.683% | 3.493% |  |  |  |  | 3.497% | 3.888% | 3.84% | 3.623% |  |  |  |  | 3.457% | 3.833% | 3.788% | 3.58% |  |  |  |  | 3.436% | 3.804% | 3.76% | 3.557% |  |  |  |  | 3.269% | 3.573% | 3.539% | 3.374% |  |  |  |  | 3.077% | 3.306% | 3.283% | 3.16% |  |  |  |  | 3.297% | 3.612% | 3.576% | 3.404% |  |  |  |  | 3.305% | 3.623% | 3.587% | 3.414% |  |  |  |  | 2.741% | 2.838% | 2.83% | 2.779% |  |  |  |  | 2.711% | 2.795% | 2.788% | 2.744% |  |  |  |  | 2.567% | 2.595% | 2.592% | 2.578% |  |  |  |  | 2.574% | 2.604% | 2.601% | 2.586% |  |  |  |  | 2.557% | 2.579% | 2.578% | 2.566% |  |  |  |  | 3.134% | 3.385% | 3.359% | 3.223%
Misc. Electrical Works - Cost Estimation -2017-2018 - After Hours Calculations
| 604 | [7 empty] | 606 | 606 | [6 empty] | 608 | 608 | [6 empty] | 610 | 610 | [6 empty] | 612 | 612 | [6 empty] | 614 | 614 | [6 empty] | 616 | 616 | [6 empty] | 618 | 618 | [6 empty] | 620 | 620 | [6 empty] | 622 | 622 | [6 empty] | 624 | 624 | [6 empty] | 626 | 626 | [6 empty] | 628 | 628 | [6 empty] | 630 | 630 | [6 empty] | 632 | 632 | [6 empty] | 634 | 634 | [6 empty] | 636 | 636 | [6 empty] | 638 | 638 | [6 empty] | 640 | 1.025: 640 | 642 | 642 | [6 empty] | 644 | 644 | [6 empty] | 646 | 646 | [6 empty] | 648 | 648 | [6 empty] | 650 | 650 | [6 empty] | 652 | 652 | [6 empty] | 654 | 654 | [6 empty] | 656 | 656 | [6 empty] | 658 | 658 | [6 empty] | 660 | 660 | [6 empty] | 662 | 662 | [6 empty] | 664 | 664 | [6 empty] | 666 | 666 | [6 empty] | 668 | 668
| Spiking/Cable Testing | [7 empty] | Substation HV/LV Earthing/Soil Resistivity Testing | [7 empty] | 20003386-Termination of Consumer Mains - up to 50mm² Cu or Al - 1 Set * Includes disconnection of temp. consumer mains if any | [7 empty] | 20003387-Termination of Consumer Mains - Above 50mm² Al or Cu - 1 Set * Includes disconnection of temp. consumer mains if any | [7 empty] | 20003388-Termination of Consumer Mains - Above 50mm² Al or Cu -2 Set * Includes disconnection of temp. consumer mains if any | [7 empty] | Termination of Consumer Mains - Above 50mm² Al or Cu - 3 Set * Includes disconnection of temp. consumer mains if any | [7 empty] | Termination of Consumer Mains - Above 50mm² Al or Cu - 4 Set * Includes disconnection of temp. consumer mains if any | [7 empty] | LV Underground Disconnection & Capping/Abandoning | [7 empty] | Permanent Disconnection of Underground Consumer Mains at AAD Network Asset such as Point of Entry or Substation | [7 empty] | Substation Supervised Access - 1- 4 hours | [7 empty] | Substation Supervised Access - 4-8 hours | [7 empty] | Temporary De-energisation/Isolation of Overhead LV network | [7 empty] | Temporary De-energisation/Isolation of Overhead HV network | [7 empty] | Temporary De-energisation/Isolation of Overhead or Underground SLCC supply | [7 empty] | Temporary De-energisation/Isolation of Underground LV or HV network | [7 empty] | Temporary De-energisation/Isolation of Underground HV network - If HV Cable Insulation Test is required - Isolation for more than 7 days | [7 empty] | Temporary Pole Support - Using Plant such as Lifter/Borer | [7 empty] | Temporary Pole Support - Using Concrete Blocks -including installation and removal | [7 empty] | Pole Stay Replacement with Standard Stay | [7 empty] | Pole Stay Replacement with Side Walk Stay | [7 empty] | LVABC Replacement - 1 Span | [7 empty] | LVABC Replacement - 2 Span | [7 empty] | LVABC Replacement - 3 Span | [7 empty] | Cut & Shackle for LVABC Replacement - Per Crossarm One Direction | [7 empty] | Installation of Fuse Switch Disconnector for LVABC Replacement | [7 empty] | Installation of LV Termination Cross-Arm for LVABC Replacement | [7 empty] | Installation of LV Double Strain Cross-Arm for LVABC Replacement | [7 empty] | 1 Way 630A Weber Fuse Switch Disconnector Installation for consumer mains termination work | [7 empty] | 1 Way 1000A Weber Fuse Switch Disconnector Installation for consumer mains termination work | [7 empty] | 1250A Jean Muller Installation for consumer mains termination work | [7 empty] | 1 Way Weber POE Kit Installation for consumer mains termination work | [7 empty] | 3 Way Weber POE Kit Installation for Termination of Consumer Mains | [7 empty] | Holec Fuse Kit Installation for Termination of Consumer Mains
Office Labour | Hours | Indicative 2017/18 | Indicative 2018/19 | 2019/20 | 2020/21 | 2021/22 | 2022/23 | 2023/24 | Hours | Indicative 2017/18 | Indicative 2018/19 | 2019/20 | 2020/21 | 2021/22 | 2022/23 | 2023/24 | Hours | Indicative 2017/18 | Indicative 2018/19 | 2019/20 | 2020/21 | 2021/22 | 2022/23 | 2023/24 | Hours | Indicative 2017/18 | Indicative 2018/19 | 2019/20 | 2020/21 | 2021/22 | 2022/23 | 2023/24 | Hours | Indicative 2017/18 | Indicative 2018/19 | 2019/20 | 2020/21 | 2021/22 | 2022/23 | 2023/24 | Hours | Indicative 2017/18 | Indicative 2018/19 | 2019/20 | 2020/21 | 2021/22 | 2022/23 | 2023/24 | Hours | Indicative 2017/18 | Indicative 2018/19 | 2019/20 | 2020/21 | 2021/22 | 2022/23 | 2023/24 | Hours | Indicative 2017/18 | Indicative 2018/19 | 2019/20 | 2020/21 | 2021/22 | 2022/23 | 2023/24 | Hours | Indicative 2017/18 | Indicative 2018/19 | 2019/20 | 2020/21 | 2021/22 | 2022/23 | 2023/24 | Hours | Indicative 2017/18 | Indicative 2018/19 | 2019/20 | 2020/21 | 2021/22 | 2022/23 | 2023/24 | Hours | Indicative 2017/18 | Indicative 2018/19 | 2019/20 | 2020/21 | 2021/22 | 2022/23 | 2023/24 | Hours | Indicative 2017/18 | Indicative 2018/19 | 2019/20 | 2020/21 | 2021/22 | 2022/23 | 2023/24 | Hours | Indicative 2017/18 | Indicative 2018/19 | 2019/20 | 2020/21 | 2021/22 | 2022/23 | 2023/24 | Hours | Indicative 2017/18 | Indicative 2018/19 | 2019/20 | 2020/21 | 2021/22 | 2022/23 | 2023/24 | Hours | Indicative 2017/18 | Indicative 2018/19 | 2019/20 | 2020/21 | 2021/22 | 2022/23 | 2023/24 | Hours | Indicative 2017/18 | Indicative 2018/19 | 2019/20 | 2020/21 | 2021/22 | 2022/23 | 2023/24 | Hours | Indicative 2017/18 | Indicative 2018/19 | 2019/20 | 2020/21 | 2021/22 | 2022/23 | 2023/24 | Hours | Indicative 2017/18 | Indicative 2018/19 | 2019/20 | 2020/21 | 2021/22 | 2022/23 | 2023/24 | Hours | Indicative 2017/18 | Indicative 2018/19 | 2019/20 | 2020/21 | 2021/22 | 2022/23 | 2023/24 | Hours | Indicative 2017/18 | Indicative 2018/19 | 2019/20 | 2020/21 | 2021/22 | 2022/23 | 2023/24 | Hours | Indicative 2017/18 | Indicative 2018/19 | 2019/20 | 2020/21 | 2021/22 | 2022/23 | 2023/24 | Hours | Indicative 2017/18 | Indicative 2018/19 | 2019/20 | 2020/21 | 2021/22 | 2022/23 | 2023/24 | Hours | Indicative 2017/18 | Indicative 2018/19 | 2019/20 | 2020/21 | 2021/22 | 2022/23 | 2023/24 | Hours | Indicative 2017/18 | Indicative 2018/19 | 2019/20 | 2020/21 | 2021/22 | 2022/23 | 2023/24 | Hours | Indicative 2017/18 | Indicative 2018/19 | 2019/20 | 2020/21 | 2021/22 | 2022/23 | 2023/24 | Hours | Indicative 2017/18 | Indicative 2018/19 | 2019/20 | 2020/21 | 2021/22 | 2022/23 | 2023/24 | Hours | Indicative 2017/18 | Indicative 2018/19 | 2019/20 | 2020/21 | 2021/22 | 2022/23 | 2023/24 | Hours | Indicative 2017/18 | Indicative 2018/19 | 2019/20 | 2020/21 | 2021/22 | 2022/23 | 2023/24 | Hours | Indicative 2017/18 | Indicative 2018/19 | 2019/20 | 2020/21 | 2021/22 | 2022/23 | 2023/24 | Hours | Indicative 2017/18 | Indicative 2018/19 | 2019/20 | 2020/21 | 2021/22 | 2022/23 | 2023/24 | Hours | Indicative 2017/18 | Indicative 2018/19 | 2019/20 | 2020/21 | 2021/22 | 2022/23 | 2023/24 | Hours | Indicative 2017/18 | Indicative 2018/19 | 2019/20 | 2020/21 | 2021/22 | 2022/23 | 2023/24 | Hours | Indicative 2017/18 | Indicative 2018/19 | 2019/20 | 2020/21 | 2021/22 | 2022/23 | 2023/24
Connection Engineer | 1.5 | 180.972 | na | 192.5619 | 199.5195 | 207.5963 | 215.8846 | 223.9782 | 1.5 | 180.972 | na | 192.5619 | 199.5195 | 207.5963 | 215.8846 | 223.9782 | 3 | 361.944 | na | 385.1239 | 399.039 | 415.1927 | 431.7691 | 447.9564 | 3 | 361.944 | na | 385.1239 | 399.039 | 415.1927 | 431.7691 | 447.9564 | 3 | 361.944 | na | 385.1239 | 399.039 | 415.1927 | 431.7691 | 447.9564 | 3 | 361.944 | na | 385.1239 | 399.039 | 415.1927 | 431.7691 | 447.9564 | 3 | 361.944 | na | 385.1239 | 399.039 | 415.1927 | 431.7691 | 447.9564 | 3 | 361.944 | na | 385.1239 | 399.039 | 415.1927 | 431.7691 | 447.9564 | 3 | 361.944 | na | 385.1239 | 399.039 | 415.1927 | 431.7691 | 447.9564 | 2 | 241.296 | na | 256.7492 | 266.026 | 276.7951 | 287.8461 | 298.6376 | 2 | 241.296 | na | 256.7492 | 266.026 | 276.7951 | 287.8461 | 298.6376 | 3 | 361.944 | na | 385.1239 | 399.039 | 415.1927 | 431.7691 | 447.9564 | 3 | 361.944 | na | 385.1239 | 399.039 | 415.1927 | 431.7691 | 447.9564 | 2 | 241.296 | na | 256.7492 | 266.026 | 276.7951 | 287.8461 | 298.6376 | 3 | 361.944 | na | 385.1239 | 399.039 | 415.1927 | 431.7691 | 447.9564 | 3 | 361.944 | na | 385.1239 | 399.039 | 415.1927 | 431.7691 | 447.9564 | 2 | 241.296 | na | 256.7492 | 266.026 | 276.7951 | 287.8461 | 298.6376 | 2 | 241.296 | na | 256.7492 | 266.026 | 276.7951 | 287.8461 | 298.6376 | 3 | 361.944 | na | 385.1239 | 399.039 | 415.1927 | 431.7691 | 447.9564 | 3 | 361.944 | na | 385.1239 | 399.039 | 415.1927 | 431.7691 | 447.9564 | 6 | 723.888 | na | 770.2477 | 798.078 | 830.3853 | 863.5382 | 895.9128 | 6 | 723.888 | na | 770.2477 | 798.078 | 830.3853 | 863.5382 | 895.9128 | 6 | 723.888 | na | 770.2477 | 798.078 | 830.3853 | 863.5382 | 895.9128 | 2 | 241.296 | na | 256.7492 | 266.026 | 276.7951 | 287.8461 | 298.6376 | 2 | 241.296 | na | 256.7492 | 266.026 | 276.7951 | 287.8461 | 298.6376 | 1 | 120.648 | na | 128.3746 | 133.013 | 138.3976 | 143.923 | 149.3188 | 2 | 241.296 | na | 256.7492 | 266.026 | 276.7951 | 287.8461 | 298.6376 | 0 | 0 | na | 0 | 0 | 0 | 0 | 0 | 0 | 0 | na | 0 | 0 | 0 | 0 | 0 | 0 | 0 | na | 0 | 0 | 0 | 0 | 0 | 0 | 0 | na | 0 | 0 | 0 | 0 | 0 | 0 | 0 | na | 0 | 0 | 0 | 0 | 0 | 0 | 0 | na | 0 | 0 | 0 | 0 | 0
Management | 0.25 | 37.9748 | na | 40.4068 | 41.8667 | 43.5615 | 45.3007 | 46.9991 | 0.25 | 37.9748 | na | 40.4068 | 41.8667 | 43.5615 | 45.3007 | 46.9991 | 0.25 | 37.9748 | na | 40.4068 | 41.8667 | 43.5615 | 45.3007 | 46.9991 | 0.25 | 37.9748 | na | 40.4068 | 41.8667 | 43.5615 | 45.3007 | 46.9991 | 0.25 | 37.9748 | na | 40.4068 | 41.8667 | 43.5615 | 45.3007 | 46.9991 | 0.25 | 37.9748 | na | 40.4068 | 41.8667 | 43.5615 | 45.3007 | 46.9991 | 0.25 | 37.9748 | na | 40.4068 | 41.8667 | 43.5615 | 45.3007 | 46.9991 | 0.25 | 37.9748 | na | 40.4068 | 41.8667 | 43.5615 | 45.3007 | 46.9991 | 0.25 | 37.9748 | na | 40.4068 | 41.8667 | 43.5615 | 45.3007 | 46.9991 | 0.25 | 37.9748 | na | 40.4068 | 41.8667 | 43.5615 | 45.3007 | 46.9991 | 0.25 | 37.9748 | na | 40.4068 | 41.8667 | 43.5615 | 45.3007 | 46.9991 | 0.25 | 37.9748 | na | 40.4068 | 41.8667 | 43.5615 | 45.3007 | 46.9991 | 0.25 | 37.9748 | na | 40.4068 | 41.8667 | 43.5615 | 45.3007 | 46.9991 | 0.25 | 37.9748 | na | 40.4068 | 41.8667 | 43.5615 | 45.3007 | 46.9991 | 0.25 | 37.9748 | na | 40.4068 | 41.8667 | 43.5615 | 45.3007 | 46.9991 | 0.25 | 37.9748 | na | 40.4068 | 41.8667 | 43.5615 | 45.3007 | 46.9991 | 0.25 | 37.9748 | na | 40.4068 | 41.8667 | 43.5615 | 45.3007 | 46.9991 | 0.25 | 37.9748 | na | 40.4068 | 41.8667 | 43.5615 | 45.3007 | 46.9991 | 0.25 | 37.9748 | na | 40.4068 | 41.8667 | 43.5615 | 45.3007 | 46.9991 | 0.25 | 37.9748 | na | 40.4068 | 41.8667 | 43.5615 | 45.3007 | 46.9991 | 0.25 | 37.9748 | na | 40.4068 | 41.8667 | 43.5615 | 45.3007 | 46.9991 | 0.25 | 37.9748 | na | 40.4068 | 41.8667 | 43.5615 | 45.3007 | 46.9991 | 0.25 | 37.9748 | na | 40.4068 | 41.8667 | 43.5615 | 45.3007 | 46.9991 | 0 | 0 | na | 0 | 0 | 0 | 0 | 0 | 0 | 0 | na | 0 | 0 | 0 | 0 | 0 | 0 | 0 | na | 0 | 0 | 0 | 0 | 0 | 0 | 0 | na | 0 | 0 | 0 | 0 | 0 | 0 | 0 | na | 0 | 0 | 0 | 0 | 0 | 0 | 0 | na | 0 | 0 | 0 | 0 | 0 | 0 | 0 | na | 0 | 0 | 0 | 0 | 0 | 0 | 0 | na | 0 | 0 | 0 | 0 | 0 | 0 | 0 | na | 0 | 0 | 0 | 0 | 0 | 0 | 0 | na | 0 | 0 | 0 | 0 | 0
GIS Officer | 0.25 | 27.1865 | na | 28.9276 | 29.9728 | 31.1861 | 32.4312 | 33.6471 | 0.25 | 27.1865 | na | 28.9276 | 29.9728 | 31.1861 | 32.4312 | 33.6471 | 0.25 | 27.1865 | na | 28.9276 | 29.9728 | 31.1861 | 32.4312 | 33.6471 | 0.25 | 27.1865 | na | 28.9276 | 29.9728 | 31.1861 | 32.4312 | 33.6471 | 0.25 | 27.1865 | na | 28.9276 | 29.9728 | 31.1861 | 32.4312 | 33.6471 | 0.25 | 27.1865 | na | 28.9276 | 29.9728 | 31.1861 | 32.4312 | 33.6471 | 0.25 | 27.1865 | na | 28.9276 | 29.9728 | 31.1861 | 32.4312 | 33.6471 | 0.25 | 27.1865 | na | 28.9276 | 29.9728 | 31.1861 | 32.4312 | 33.6471 | 0.25 | 27.1865 | na | 28.9276 | 29.9728 | 31.1861 | 32.4312 | 33.6471 | 0 | 0 | na | 0 | 0 | 0 | 0 | 0 | 0 | 0 | na | 0 | 0 | 0 | 0 | 0 | 0 | 0 | na | 0 | 0 | 0 | 0 | 0 | 0 | 0 | na | 0 | 0 | 0 | 0 | 0 | 0 | 0 | na | 0 | 0 | 0 | 0 | 0 | 0 | 0 | na | 0 | 0 | 0 | 0 | 0 | 0 | 0 | na | 0 | 0 | 0 | 0 | 0 | 0 | 0 | na | 0 | 0 | 0 | 0 | 0 | 0 | 0 | na | 0 | 0 | 0 | 0 | 0 | 0 | 0 | na | 0 | 0 | 0 | 0 | 0 | 0.25 | 27.1865 | na | 28.9276 | 29.9728 | 31.1861 | 32.4312 | 33.6471 | 0.25 | 27.1865 | na | 28.9276 | 29.9728 | 31.1861 | 32.4312 | 33.6471 | 0.25 | 27.1865 | na | 28.9276 | 29.9728 | 31.1861 | 32.4312 | 33.6471 | 0.25 | 27.1865 | na | 28.9276 | 29.9728 | 31.1861 | 32.4312 | 33.6471 | 0 | 0 | na | 0 | 0 | 0 | 0 | 0 | 0 | 0 | na | 0 | 0 | 0 | 0 | 0 | 0 | 0 | na | 0 | 0 | 0 | 0 | 0 | 0 | 0 | na | 0 | 0 | 0 | 0 | 0 | 0 | 0 | na | 0 | 0 | 0 | 0 | 0 | 0 | 0 | na | 0 | 0 | 0 | 0 | 0 | 0 | 0 | na | 0 | 0 | 0 | 0 | 0 | 0 | 0 | na | 0 | 0 | 0 | 0 | 0 | 0 | 0 | na | 0 | 0 | 0 | 0 | 0 | 0 | 0 | na | 0 | 0 | 0 | 0 | 0
Field Services
Site Lead/Scheduler ( SL) | 1 | 195.79 | na | 231.5515 | 239.9178 | 249.63 | 259.5964 | 269.3289 | 1 | 195.79 | na | 231.5515 | 239.9178 | 249.63 | 259.5964 | 269.3289 | 1 | 195.79 | na | 231.5515 | 239.9178 | 249.63 | 259.5964 | 269.3289 | 1 | 195.79 | na | 231.5515 | 239.9178 | 249.63 | 259.5964 | 269.3289 | 1 | 195.79 | na | 231.5515 | 239.9178 | 249.63 | 259.5964 | 269.3289 | 1 | 195.79 | na | 231.5515 | 239.9178 | 249.63 | 259.5964 | 269.3289 | 1 | 195.79 | na | 231.5515 | 239.9178 | 249.63 | 259.5964 | 269.3289 | 2 | 391.58 | na | 463.103 | 479.8356 | 499.2601 | 519.1929 | 538.6577 | 2 | 391.58 | na | 463.103 | 479.8356 | 499.2601 | 519.1929 | 538.6577 | 0 | 0 | na | 0 | 0 | 0 | 0 | 0 | 0 | 0 | na | 0 | 0 | 0 | 0 | 0 | 3 | 587.37 | na | 694.6545 | 719.7534 | 748.8901 | 778.7893 | 807.9866 | 3 | 587.37 | na | 694.6545 | 719.7534 | 748.8901 | 778.7893 | 807.9866 | 0 | 0 | na | 0 | 0 | 0 | 0 | 0 | 2 | 391.58 | na | 463.103 | 479.8356 | 499.2601 | 519.1929 | 538.6577 | 2 | 391.58 | na | 463.103 | 479.8356 | 499.2601 | 519.1929 | 538.6577 | 2 | 391.58 | na | 463.103 | 479.8356 | 499.2601 | 519.1929 | 538.6577 | 2 | 391.58 | na | 463.103 | 479.8356 | 499.2601 | 519.1929 | 538.6577 | 2 | 391.58 | na | 463.103 | 479.8356 | 499.2601 | 519.1929 | 538.6577 | 2 | 391.58 | na | 463.103 | 479.8356 | 499.2601 | 519.1929 | 538.6577 | 2 | 391.58 | na | 463.103 | 479.8356 | 499.2601 | 519.1929 | 538.6577 | 3 | 587.37 | na | 694.6545 | 719.7534 | 748.8901 | 778.7893 | 807.9866 | 3 | 587.37 | na | 694.6545 | 719.7534 | 748.8901 | 778.7893 | 807.9866 | 0 | 0 | na | 0 | 0 | 0 | 0 | 0 | 0 | 0 | na | 0 | 0 | 0 | 0 | 0 | 0 | 0 | na | 0 | 0 | 0 | 0 | 0 | 0 | 0 | na | 0 | 0 | 0 | 0 | 0 | 0 | 0 | na | 0 | 0 | 0 | 0 | 0 | 0 | 0 | na | 0 | 0 | 0 | 0 | 0 | 0 | 0 | na | 0 | 0 | 0 | 0 | 0 | 0 | 0 | na | 0 | 0 | 0 | 0 | 0 | 0 | 0 | na | 0 | 0 | 0 | 0 | 0 | 0 | 0 | na | 0 | 0 | 0 | 0 | 0
Electrical Fitter (EF) | 3 | 587.37 | na | 694.6545 | 719.7534 | 748.8901 | 778.7893 | 807.9866 | 4 | 783.16 | na | 926.206 | 959.6712 | 998.5201 | 1038.3858 | 1077.3155 | 4 | 783.16 | na | 926.206 | 959.6712 | 998.5201 | 1038.3858 | 1077.3155 | 4 | 783.16 | na | 926.206 | 959.6712 | 998.5201 | 1038.3858 | 1077.3155 | 6 | 1174.74 | na | 1389.309 | 1439.5069 | 1497.7802 | 1557.5787 | 1615.9732 | 8 | 1566.32 | na | 1852.412 | 1919.3425 | 1997.0403 | 2076.7716 | 2154.6309 | 9 | 1762.11 | na | 2083.9635 | 2159.2603 | 2246.6703 | 2336.368 | 2423.9598 | 4 | 783.16 | na | 926.206 | 959.6712 | 998.5201 | 1038.3858 | 1077.3155 | 4 | 783.16 | na | 926.206 | 959.6712 | 998.5201 | 1038.3858 | 1077.3155 | 5 | 978.95 | na | 1157.7575 | 1199.5891 | 1248.1502 | 1297.9822 | 1346.6443 | 9 | 1762.11 | na | 2083.9635 | 2159.2603 | 2246.6703 | 2336.368 | 2423.9598 | 0 | 0 | na | 0 | 0 | 0 | 0 | 0 | 0 | 0 | na | 0 | 0 | 0 | 0 | 0 | 0 | 0 | na | 0 | 0 | 0 | 0 | 0 | 0 | 0 | na | 0 | 0 | 0 | 0 | 0 | 3 | 587.37 | na | 694.6545 | 719.7534 | 748.8901 | 778.7893 | 807.9866 | 0 | 0 | na | 0 | 0 | 0 | 0 | 0 | 0 | 0 | na | 0 | 0 | 0 | 0 | 0 | 0 | 0 | na | 0 | 0 | 0 | 0 | 0 | 0 | 0 | na | 0 | 0 | 0 | 0 | 0 | 0 | 0 | na | 0 | 0 | 0 | 0 | 0 | 0 | 0 | na | 0 | 0 | 0 | 0 | 0 | 0 | 0 | na | 0 | 0 | 0 | 0 | 0 | 0 | 0 | na | 0 | 0 | 0 | 0 | 0 | 0 | 0 | na | 0 | 0 | 0 | 0 | 0 | 0 | 0 | na | 0 | 0 | 0 | 0 | 0 | 0 | 0 | na | 0 | 0 | 0 | 0 | 0 | 1 | 195.79 | na | 231.5515 | 239.9178 | 249.63 | 259.5964 | 269.3289 | 1 | 195.79 | na | 231.5515 | 239.9178 | 249.63 | 259.5964 | 269.3289 | 1.5 | 293.685 | na | 347.3272 | 359.8767 | 374.4451 | 389.3947 | 403.9933 | 1 | 195.79 | na | 231.5515 | 239.9178 | 249.63 | 259.5964 | 269.3289 | 1 | 195.79 | na | 231.5515 | 239.9178 | 249.63 | 259.5964 | 269.3289 | 1 | 195.79 | na | 231.5515 | 239.9178 | 249.63 | 259.5964 | 269.3289
Electrical Operator (EO) | 0 | 0 | na | 0 | 0 | 0 | 0 | 0 | 0 | 0 | na | 0 | 0 | 0 | 0 | 0 | 0 | 0 | na | 0 | 0 | 0 | 0 | 0 | 2 | 391.58 | na | 463.103 | 479.8356 | 499.2601 | 519.1929 | 538.6577 | 2 | 391.58 | na | 463.103 | 479.8356 | 499.2601 | 519.1929 | 538.6577 | 2 | 391.58 | na | 463.103 | 479.8356 | 499.2601 | 519.1929 | 538.6577 | 2 | 391.58 | na | 463.103 | 479.8356 | 499.2601 | 519.1929 | 538.6577 | 2 | 391.58 | na | 463.103 | 479.8356 | 499.2601 | 519.1929 | 538.6577 | 2 | 391.58 | na | 463.103 | 479.8356 | 499.2601 | 519.1929 | 538.6577 | 0 | 0 | na | 0 | 0 | 0 | 0 | 0 | 0 | 0 | na | 0 | 0 | 0 | 0 | 0 | 3 | 587.37 | na | 694.6545 | 719.7534 | 748.8901 | 778.7893 | 807.9866 | 3 | 587.37 | na | 694.6545 | 719.7534 | 748.8901 | 778.7893 | 807.9866 | 2 | 391.58 | na | 463.103 | 479.8356 | 499.2601 | 519.1929 | 538.6577 | 3 | 587.37 | na | 694.6545 | 719.7534 | 748.8901 | 778.7893 | 807.9866 | 3 | 587.37 | na | 694.6545 | 719.7534 | 748.8901 | 778.7893 | 807.9866 | 0 | 0 | na | 0 | 0 | 0 | 0 | 0 | 0 | 0 | na | 0 | 0 | 0 | 0 | 0 | 0 | 0 | na | 0 | 0 | 0 | 0 | 0 | 0 | 0 | na | 0 | 0 | 0 | 0 | 0 | 4 | 783.16 | na | 926.206 | 959.6712 | 998.5201 | 1038.3858 | 1077.3155 | 4 | 783.16 | na | 926.206 | 959.6712 | 998.5201 | 1038.3858 | 1077.3155 | 4 | 783.16 | na | 926.206 | 959.6712 | 998.5201 | 1038.3858 | 1077.3155 | 0 | 0 | na | 0 | 0 | 0 | 0 | 0 | 0 | 0 | na | 0 | 0 | 0 | 0 | 0 | 0 | 0 | na | 0 | 0 | 0 | 0 | 0 | 0 | 0 | na | 0 | 0 | 0 | 0 | 0 | 0 | 0 | na | 0 | 0 | 0 | 0 | 0 | 0 | 0 | na | 0 | 0 | 0 | 0 | 0 | 0 | 0 | na | 0 | 0 | 0 | 0 | 0 | 0 | 0 | na | 0 | 0 | 0 | 0 | 0 | 0 | 0 | na | 0 | 0 | 0 | 0 | 0 | 0 | 0 | na | 0 | 0 | 0 | 0 | 0
Plant Operator (PO) | 0 | 0 | na | 0 | 0 | 0 | 0 | 0 | 0 | 0 | na | 0 | 0 | 0 | 0 | 0 | 0 | 0 | na | 0 | 0 | 0 | 0 | 0 | 0 | 0 | na | 0 | 0 | 0 | 0 | 0 | 0 | 0 | na | 0 | 0 | 0 | 0 | 0 | 0 | 0 | na | 0 | 0 | 0 | 0 | 0 | 0 | 0 | na | 0 | 0 | 0 | 0 | 0 | 0 | 0 | na | 0 | 0 | 0 | 0 | 0 | 0 | 0 | na | 0 | 0 | 0 | 0 | 0 | 0 | 0 | na | 0 | 0 | 0 | 0 | 0 | 0 | 0 | na | 0 | 0 | 0 | 0 | 0 | 0 | 0 | na | 0 | 0 | 0 | 0 | 0 | 4 | 783.16 | na | 926.206 | 959.6712 | 998.5201 | 1038.3858 | 1077.3155 | 0 | 0 | na | 0 | 0 | 0 | 0 | 0 | 0 | 0 | na | 0 | 0 | 0 | 0 | 0 | 0 | 0 | na | 0 | 0 | 0 | 0 | 0 | 9 | 1762.11 | na | 2083.9635 | 2159.2603 | 2246.6703 | 2336.368 | 2423.9598 | 6 | 1174.74 | na | 1389.309 | 1439.5069 | 1497.7802 | 1557.5787 | 1615.9732 | 3 | 587.37 | na | 694.6545 | 719.7534 | 748.8901 | 778.7893 | 807.9866 | 3 | 587.37 | na | 694.6545 | 719.7534 | 748.8901 | 778.7893 | 807.9866 | 6 | 1174.74 | na | 1389.309 | 1439.5069 | 1497.7802 | 1557.5787 | 1615.9732 | 8 | 1566.32 | na | 1852.412 | 1919.3425 | 1997.0403 | 2076.7716 | 2154.6309 | 12 | 2349.48 | na | 2778.618 | 2879.0137 | 2995.5604 | 3115.1574 | 3231.9464 | 0 | 0 | na | 0 | 0 | 0 | 0 | 0 | 0 | 0 | na | 0 | 0 | 0 | 0 | 0 | 0 | 0 | na | 0 | 0 | 0 | 0 | 0 | 0 | 0 | na | 0 | 0 | 0 | 0 | 0 | 0 | 0 | na | 0 | 0 | 0 | 0 | 0 | 0 | 0 | na | 0 | 0 | 0 | 0 | 0 | 0 | 0 | na | 0 | 0 | 0 | 0 | 0 | 0 | 0 | na | 0 | 0 | 0 | 0 | 0 | 0 | 0 | na | 0 | 0 | 0 | 0 | 0 | 0 | 0 | na | 0 | 0 | 0 | 0 | 0
Line Worker (LW) | 0 | 0 | na | 0 | 0 | 0 | 0 | 0 | 0 | 0 | na | 0 | 0 | 0 | 0 | 0 | 0 | 0 | na | 0 | 0 | 0 | 0 | 0 | 0 | 0 | na | 0 | 0 | 0 | 0 | 0 | 0 | 0 | na | 0 | 0 | 0 | 0 | 0 | 0 | 0 | na | 0 | 0 | 0 | 0 | 0 | 0 | 0 | na | 0 | 0 | 0 | 0 | 0 | 0 | 0 | na | 0 | 0 | 0 | 0 | 0 | 0 | 0 | na | 0 | 0 | 0 | 0 | 0 | 0 | 0 | na | 0 | 0 | 0 | 0 | 0 | 0 | 0 | na | 0 | 0 | 0 | 0 | 0 | 0 | 0 | na | 0 | 0 | 0 | 0 | 0 | 0 | 0 | na | 0 | 0 | 0 | 0 | 0 | 0 | 0 | na | 0 | 0 | 0 | 0 | 0 | 0 | 0 | na | 0 | 0 | 0 | 0 | 0 | 0 | 0 | na | 0 | 0 | 0 | 0 | 0 | 0 | 0 | na | 0 | 0 | 0 | 0 | 0 | 0 | 0 | na | 0 | 0 | 0 | 0 | 0 | 6 | 1174.74 | na | 1389.309 | 1439.5069 | 1497.7802 | 1557.5787 | 1615.9732 | 7.5 | 1468.425 | na | 1736.6362 | 1799.3836 | 1872.2253 | 1946.9734 | 2019.9665 | 28 | 5482.12 | na | 6483.442 | 6717.6987 | 6989.641 | 7268.7006 | 7541.2082 | 42 | 8223.18 | na | 9725.163 | 10076.5481 | 10484.4615 | 10903.0508 | 11311.8124 | 54 | 10572.66 | na | 12503.781 | 12955.5618 | 13480.0219 | 14018.2082 | 14543.7588 | 3 | 587.37 | na | 694.6545 | 719.7534 | 748.8901 | 778.7893 | 807.9866 | 3 | 587.37 | na | 694.6545 | 719.7534 | 748.8901 | 778.7893 | 807.9866 | 5.5 | 1076.845 | na | 1273.5332 | 1319.548 | 1372.9652 | 1427.7805 | 1481.3088 | 6.5 | 1272.635 | na | 1505.0847 | 1559.4658 | 1622.5952 | 1687.3769 | 1750.6376 | 0 | 0 | na | 0 | 0 | 0 | 0 | 0 | 0 | 0 | na | 0 | 0 | 0 | 0 | 0 | 0 | 0 | na | 0 | 0 | 0 | 0 | 0 | 0 | 0 | na | 0 | 0 | 0 | 0 | 0 | 0 | 0 | na | 0 | 0 | 0 | 0 | 0 | 0 | 0 | na | 0 | 0 | 0 | 0 | 0
Trade Assistant/Labour (TA) | 0 | 0 | na | 0 | 0 | 0 | 0 | 0 | 0 | 0 | na | 0 | 0 | 0 | 0 | 0 | 0 | 0 | na | 0 | 0 | 0 | 0 | 0 | 0 | 0 | na | 0 | 0 | 0 | 0 | 0 | 0 | 0 | na | 0 | 0 | 0 | 0 | 0 | 0 | 0 | na | 0 | 0 | 0 | 0 | 0 | 0 | 0 | na | 0 | 0 | 0 | 0 | 0 | 0 | 0 | na | 0 | 0 | 0 | 0 | 0 | 0 | 0 | na | 0 | 0 | 0 | 0 | 0 | 0 | 0 | na | 0 | 0 | 0 | 0 | 0 | 0 | 0 | na | 0 | 0 | 0 | 0 | 0 | 0 | 0 | na | 0 | 0 | 0 | 0 | 0 | 0 | 0 | na | 0 | 0 | 0 | 0 | 0 | 0 | 0 | na | 0 | 0 | 0 | 0 | 0 | 0 | 0 | na | 0 | 0 | 0 | 0 | 0 | 0 | 0 | na | 0 | 0 | 0 | 0 | 0 | 0 | 0 | na | 0 | 0 | 0 | 0 | 0 | 0 | 0 | na | 0 | 0 | 0 | 0 | 0 | 4 | 607.56 | na | 807.5739 | 836.7528 | 870.6258 | 905.3853 | 939.3287 | 2 | 303.78 | na | 403.787 | 418.3764 | 435.3129 | 452.6927 | 469.6644 | 0 | 0 | na | 0 | 0 | 0 | 0 | 0 | 0 | 0 | na | 0 | 0 | 0 | 0 | 0 | 0 | 0 | na | 0 | 0 | 0 | 0 | 0 | 0 | 0 | na | 0 | 0 | 0 | 0 | 0 | 0 | 0 | na | 0 | 0 | 0 | 0 | 0 | 0 | 0 | na | 0 | 0 | 0 | 0 | 0 | 0 | 0 | na | 0 | 0 | 0 | 0 | 0 | 0 | 0 | na | 0 | 0 | 0 | 0 | 0 | 0 | 0 | na | 0 | 0 | 0 | 0 | 0 | 0 | 0 | na | 0 | 0 | 0 | 0 | 0 | 0 | 0 | na | 0 | 0 | 0 | 0 | 0 | 0 | 0 | na | 0 | 0 | 0 | 0 | 0 | 0 | 0 | na | 0 | 0 | 0 | 0 | 0
Equipment
EWP -General Duty | 0 | 0 | na | 0 | 0 | 0 | 0 | 0 | 0 | 0 | na | 0 | 0 | 0 | 0 | 0 | 0 | 0 | na | 0 | 0 | 0 | 0 | 0 | 0 | 0 | na | 0 | 0 | 0 | 0 | 0 | 0 | 0 | na | 0 | 0 | 0 | 0 | 0 | 0 | 0 | na | 0 | 0 | 0 | 0 | 0 | 0 | 0 | na | 0 | 0 | 0 | 0 | 0 | 0 | 0 | na | 0 | 0 | 0 | 0 | 0 | 0 | 0 | na | 0 | 0 | 0 | 0 | 0 | 0 | 0 | na | 0 | 0 | 0 | 0 | 0 | 0 | 0 | na | 0 | 0 | 0 | 0 | 0 | 0 | 0 | na | 0 | 0 | 0 | 0 | 0 | 4 | 446.4 | na | 474.9886 | 492.1507 | 512.0737 | 532.5181 | 552.4825 | 0 | 0 | na | 0 | 0 | 0 | 0 | 0 | 0 | 0 | na | 0 | 0 | 0 | 0 | 0 | 0 | 0 | na | 0 | 0 | 0 | 0 | 0 | 0 | 0 | na | 0 | 0 | 0 | 0 | 0 | 0 | 0 | na | 0 | 0 | 0 | 0 | 0 | 3 | 334.8 | na | 356.2415 | 369.113 | 384.0553 | 399.3886 | 414.3619 | 3 | 334.8 | na | 356.2415 | 369.113 | 384.0553 | 399.3886 | 414.3619 | 6 | 669.6 | na | 712.483 | 738.2261 | 768.1105 | 798.7772 | 828.7238 | 12 | 1339.2 | na | 1424.9659 | 1476.4521 | 1536.2211 | 1597.5543 | 1657.4475 | 18 | 2008.8 | na | 2137.4489 | 2214.6782 | 2304.3316 | 2396.3315 | 2486.1713 | 2 | 223.2 | na | 237.4943 | 246.0754 | 256.0368 | 266.2591 | 276.2413 | 1 | 111.6 | na | 118.7472 | 123.0377 | 128.0184 | 133.1295 | 138.1206 | 0 | 0 | na | 0 | 0 | 0 | 0 | 0 | 0 | 0 | na | 0 | 0 | 0 | 0 | 0 | 0 | 0 | na | 0 | 0 | 0 | 0 | 0 | 0 | 0 | na | 0 | 0 | 0 | 0 | 0 | 0 | 0 | na | 0 | 0 | 0 | 0 | 0 | 0 | 0 | na | 0 | 0 | 0 | 0 | 0 | 0 | 0 | na | 0 | 0 | 0 | 0 | 0 | 0 | 0 | na | 0 | 0 | 0 | 0 | 0
Liftter-Borer ( incl. pole jinker) (LB) | 0 | 0 | na | 0 | 0 | 0 | 0 | 0 | 0 | 0 | na | 0 | 0 | 0 | 0 | 0 | 0 | 0 | na | 0 | 0 | 0 | 0 | 0 | 0 | 0 | na | 0 | 0 | 0 | 0 | 0 | 0 | 0 | na | 0 | 0 | 0 | 0 | 0 | 0 | 0 | na | 0 | 0 | 0 | 0 | 0 | 0 | 0 | na | 0 | 0 | 0 | 0 | 0 | 0 | 0 | na | 0 | 0 | 0 | 0 | 0 | 0 | 0 | na | 0 | 0 | 0 | 0 | 0 | 0 | 0 | na | 0 | 0 | 0 | 0 | 0 | 0 | 0 | na | 0 | 0 | 0 | 0 | 0 | 0 | 0 | na | 0 | 0 | 0 | 0 | 0 | 0 | 0 | na | 0 | 0 | 0 | 0 | 0 | 0 | 0 | na | 0 | 0 | 0 | 0 | 0 | 0 | 0 | na | 0 | 0 | 0 | 0 | 0 | 0 | 0 | na | 0 | 0 | 0 | 0 | 0 | 8 | 1289.6 | na | 1372.1894 | 1421.7687 | 1479.324 | 1538.3856 | 1596.0606 | 6 | 967.2 | na | 1029.1421 | 1066.3266 | 1109.493 | 1153.7892 | 1197.0454 | 3 | 483.6 | na | 514.571 | 533.1633 | 554.7465 | 576.8946 | 598.5227 | 3 | 483.6 | na | 514.571 | 533.1633 | 554.7465 | 576.8946 | 598.5227 | 0 | 0 | na | 0 | 0 | 0 | 0 | 0 | 0 | 0 | na | 0 | 0 | 0 | 0 | 0 | 0 | 0 | na | 0 | 0 | 0 | 0 | 0 | 0 | 0 | na | 0 | 0 | 0 | 0 | 0 | 0 | 0 | na | 0 | 0 | 0 | 0 | 0 | 0 | 0 | na | 0 | 0 | 0 | 0 | 0 | 0 | 0 | na | 0 | 0 | 0 | 0 | 0 | 0 | 0 | na | 0 | 0 | 0 | 0 | 0 | 0 | 0 | na | 0 | 0 | 0 | 0 | 0 | 0 | 0 | na | 0 | 0 | 0 | 0 | 0 | 0 | 0 | na | 0 | 0 | 0 | 0 | 0 | 0 | 0 | na | 0 | 0 | 0 | 0 | 0 | 0 | 0 | na | 0 | 0 | 0 | 0 | 0
SCAT- Mini Excavator ( & truck) | 0 | 0 | na | 0 | 0 | 0 | 0 | 0 | 0 | 0 | na | 0 | 0 | 0 | 0 | 0 | 0 | 0 | na | 0 | 0 | 0 | 0 | 0 | 0 | 0 | na | 0 | 0 | 0 | 0 | 0 | 0 | 0 | na | 0 | 0 | 0 | 0 | 0 | 0 | 0 | na | 0 | 0 | 0 | 0 | 0 | 0 | 0 | na | 0 | 0 | 0 | 0 | 0 | 0 | 0 | na | 0 | 0 | 0 | 0 | 0 | 0 | 0 | na | 0 | 0 | 0 | 0 | 0 | 0 | 0 | na | 0 | 0 | 0 | 0 | 0 | 0 | 0 | na | 0 | 0 | 0 | 0 | 0 | 0 | 0 | na | 0 | 0 | 0 | 0 | 0 | 0 | 0 | na | 0 | 0 | 0 | 0 | 0 | 0 | 0 | na | 0 | 0 | 0 | 0 | 0 | 0 | 0 | na | 0 | 0 | 0 | 0 | 0 | 0 | 0 | na | 0 | 0 | 0 | 0 | 0 | 0 | 0 | na | 0 | 0 | 0 | 0 | 0 | 0 | 0 | na | 0 | 0 | 0 | 0 | 0 | 2 | 49.6 | na | 52.7765 | 54.6834 | 56.8971 | 59.1687 | 61.3869 | 2 | 49.6 | na | 52.7765 | 54.6834 | 56.8971 | 59.1687 | 61.3869 | 2 | 49.6 | na | 52.7765 | 54.6834 | 56.8971 | 59.1687 | 61.3869 | 4 | 99.2 | na | 105.553 | 109.3668 | 113.7942 | 118.3374 | 122.7739 | 6 | 148.8 | na | 158.3295 | 164.0502 | 170.6912 | 177.506 | 184.1608 | 0 | 0 | na | 0 | 0 | 0 | 0 | 0 | 0 | 0 | na | 0 | 0 | 0 | 0 | 0 | 0 | 0 | na | 0 | 0 | 0 | 0 | 0 | 0 | 0 | na | 0 | 0 | 0 | 0 | 0 | 0 | 0 | na | 0 | 0 | 0 | 0 | 0 | 0 | 0 | na | 0 | 0 | 0 | 0 | 0 | 0 | 0 | na | 0 | 0 | 0 | 0 | 0 | 0 | 0 | na | 0 | 0 | 0 | 0 | 0 | 0 | 0 | na | 0 | 0 | 0 | 0 | 0 | 0 | 0 | na | 0 | 0 | 0 | 0 | 0
Cable Jinker | 0 | 0 | na | 0 | 0 | 0 | 0 | 0 | 0 | 0 | na | 0 | 0 | 0 | 0 | 0 | 0 | 0 | na | 0 | 0 | 0 | 0 | 0 | 0 | 0 | na | 0 | 0 | 0 | 0 | 0 | 0 | 0 | na | 0 | 0 | 0 | 0 | 0 | 0 | 0 | na | 0 | 0 | 0 | 0 | 0 | 0 | 0 | na | 0 | 0 | 0 | 0 | 0 | 0 | 0 | na | 0 | 0 | 0 | 0 | 0 | 0 | 0 | na | 0 | 0 | 0 | 0 | 0 | 0 | 0 | na | 0 | 0 | 0 | 0 | 0 | 0 | 0 | na | 0 | 0 | 0 | 0 | 0 | 0 | 0 | na | 0 | 0 | 0 | 0 | 0 | 0 | 0 | na | 0 | 0 | 0 | 0 | 0 | 0 | 0 | na | 0 | 0 | 0 | 0 | 0 | 0 | 0 | na | 0 | 0 | 0 | 0 | 0 | 0 | 0 | na | 0 | 0 | 0 | 0 | 0 | 0 | 0 | na | 0 | 0 | 0 | 0 | 0 | 0 | 0 | na | 0 | 0 | 0 | 0 | 0 | 0 | 0 | na | 0 | 0 | 0 | 0 | 0 | 0 | 0 | na | 0 | 0 | 0 | 0 | 0 | 6 | 111.6 | na | 118.7472 | 123.0377 | 128.0184 | 133.1295 | 138.1206 | 6 | 111.6 | na | 118.7472 | 123.0377 | 128.0184 | 133.1295 | 138.1206 | 8 | 148.8 | na | 158.3295 | 164.0502 | 170.6912 | 177.506 | 184.1608 | 0 | 0 | na | 0 | 0 | 0 | 0 | 0 | 0 | 0 | na | 0 | 0 | 0 | 0 | 0 | 0 | 0 | na | 0 | 0 | 0 | 0 | 0 | 0 | 0 | na | 0 | 0 | 0 | 0 | 0 | 0 | 0 | na | 0 | 0 | 0 | 0 | 0 | 0 | 0 | na | 0 | 0 | 0 | 0 | 0 | 0 | 0 | na | 0 | 0 | 0 | 0 | 0 | 0 | 0 | na | 0 | 0 | 0 | 0 | 0 | 0 | 0 | na | 0 | 0 | 0 | 0 | 0 | 0 | 0 | na | 0 | 0 | 0 | 0 | 0
C
Material | 0 | 0 | na | 0 | 0 | 0 | 0 | 0 | 0 | 0 | na | 0 | 0 | 0 | 0 | 0 | 0 | 0 | na | 0 | 0 | 0 | 0 | 0 | 0 | 0 | na | 0 | 0 | 0 | 0 | 0 | 0 | 0 | na | 0 | 0 | 0 | 0 | 0 | 0 | 0 | na | 0 | 0 | 0 | 0 | 0 | 0 | 0 | na | 0 | 0 | 0 | 0 | 0 | 0 | 0 | na | 0 | 0 | 0 | 0 | 0 | 0 | 0 | na | 0 | 0 | 0 | 0 | 0 | 0 | 0 | na | 0 | 0 | 0 | 0 | 0 | 0 | 0 | na | 0 | 0 | 0 | 0 | 0 | 0 | 0 | na | 0 | 0 | 0 | 0 | 0 | 0 | 0 | na | 0 | 0 | 0 | 0 | 0 | 0 | 0 | na | 0 | 0 | 0 | 0 | 0 | 0 | 0 | na | 0 | 0 | 0 | 0 | 0 | 0 | 0 | na | 0 | 0 | 0 | 0 | 0 | 0 | 0 | na | 0 | 0 | 0 | 0 | 0 | 0 | 0 | na | 0 | 0 | 0 | 0 | 0 | 166 | 235.72 | na | 247.6533 | 253.8447 | 260.1908 | 266.6955 | 273.3629 | 672.88 | 955.4896 | na | 1003.8613 | 1028.9578 | 1054.6817 | 1081.0488 | 1108.075 | 650.57 | 923.8094 | na | 970.5773 | 994.8417 | 1019.7127 | 1045.2055 | 1071.3357 | 1301.14 | 1847.6188 | na | 1941.1545 | 1989.6834 | 2039.4254 | 2090.4111 | 2142.6714 | 1951.71 | 2771.4282 | na | 2911.7318 | 2984.525 | 3059.1382 | 3135.6166 | 3214.007 | 258.57 | 367.1694 | na | 385.7574 | 395.4013 | 405.2863 | 415.4185 | 425.8039 | 463.21 | 657.7582 | na | 691.0572 | 708.3336 | 726.042 | 744.193 | 762.7979 | 276.26 | 392.2892 | na | 412.1488 | 422.4526 | 433.0139 | 443.8392 | 454.9352 | 308.26 | 437.7292 | na | 459.8892 | 471.3865 | 483.1711 | 495.2504 | 507.6317 | 401.43 | 570.0306 | na | 598.8884 | 613.8606 | 629.2071 | 644.9373 | 661.0607 | 475.2 | 674.784 | na | 708.9449 | 726.6686 | 744.8353 | 763.4562 | 782.5426 | 2583.17 | 3668.1014 | na | 3853.799 | 3950.144 | 4048.8976 | 4150.12 | 4253.8731 | 1562 | 2218.04 | na | 2330.3283 | 2388.5865 | 2448.3011 | 2509.5087 | 2572.2464 | 2072 | 2942.24 | na | 3091.1909 | 3168.4707 | 3247.6824 | 3328.8745 | 3412.0964 | 83.88 | 119.1096 | na | 125.1395 | 128.268 | 131.4747 | 134.7616 | 138.1306
Total |  | 1029.2933 | na | 1188.1023 | 1231.0302 | 1280.8641 | 1332.0023 | 1381.9398 |  | 1225.0833 | na | 1419.6538 | 1470.9481 | 1530.4942 | 1591.5988 | 1651.2687 |  | 1406.0553 | na | 1612.2157 | 1670.4675 | 1738.0905 | 1807.4833 | 1875.2469 |  | 1797.6353 | na | 2075.3187 | 2150.3032 | 2237.3506 | 2326.6762 | 2413.9046 |  | 2189.2153 | na | 2538.4217 | 2630.1388 | 2736.6106 | 2845.8691 | 2952.5623 |  | 2580.7953 | na | 3001.5247 | 3109.9744 | 3235.8707 | 3365.062 | 3491.2201 |  | 2776.5853 | na | 3233.0762 | 3349.8922 | 3485.5008 | 3624.6585 | 3760.5489 |  | 1993.4253 | na | 2306.8702 | 2390.221 | 2486.9806 | 2586.2727 | 2683.2335 |  | 1993.4253 | na | 2306.8702 | 2390.221 | 2486.9806 | 2586.2727 | 2683.2335 |  | 1258.2207 | na | 1454.9135 | 1507.4818 | 1568.5068 | 1631.129 | 1692.281 |  | 2041.3807 | na | 2381.1195 | 2467.153 | 2567.027 | 2669.5148 | 2769.5965 |  | 1574.6588 | na | 1814.8396 | 1880.4126 | 1956.5344 | 2034.6485 | 2110.9286 |  | 2804.2188 | na | 3216.0343 | 3332.2345 | 3467.1282 | 3605.5524 | 3740.7266 |  | 670.8508 | na | 760.259 | 787.7283 | 819.6167 | 852.3397 | 884.2944 |  | 1378.8688 | na | 1583.2881 | 1640.4947 | 1706.9044 | 1775.0521 | 1841.5998 |  | 1966.2387 | na | 2277.9426 | 2360.2482 | 2455.7945 | 2553.8414 | 2649.5864 |  | 3722.5608 | na | 4216.4119 | 4368.7574 | 4545.611 | 4727.0934 | 4904.3148 |  | 2812.7908 | na | 3178.7101 | 3293.5617 | 3426.8899 | 3563.7076 | 3697.313 |  | 4264.8888 | na | 4951.4134 | 5127.5588 | 5331.2 | 5540.1635 | 5744.5362 |  | 5001.7499 | na | 5680.0892 | 5874.1451 | 6096.0093 | 6323.65 | 6547.2243 |  | 10375.2587 | na | 11956.226 | 12377.4188 | 12863.0732 | 13361.409 | 13849.2806 |  | 15346.6981 | na | 17628.4382 | 18243.7727 | 18951.5041 | 19677.7 | 20389.3177 |  | 20159.5474 | na | 23108.6813 | 23911.2214 | 24832.9778 | 25778.7711 | 26706.0662 |  | 1419.0354 | na | 1574.6554 | 1627.2561 | 1687.0084 | 1748.3129 | 1808.6694 |  | 1598.0242 | na | 1761.2081 | 1817.1507 | 1879.7456 | 1943.958 | 2007.5427 |  | 1589.7822 | na | 1814.0567 | 1875.0135 | 1944.3766 | 2015.5427 | 2085.5628 |  | 1951.6602 | na | 2221.7232 | 2296.8782 | 2382.5615 | 2470.4734 | 2556.9069 |  | 765.8206 | na | 830.4399 | 853.7784 | 878.8372 | 904.5338 | 930.3896 |  | 870.574 | na | 940.4964 | 966.5864 | 994.4653 | 1023.0526 | 1051.8714 |  | 3961.7864 | na | 4201.1263 | 4310.0207 | 4423.3427 | 4539.5147 | 4657.8663 |  | 2413.83 | na | 2561.8798 | 2628.5043 | 2697.9312 | 2769.1051 | 2841.5753 |  | 3138.03 | na | 3322.7424 | 3408.3885 | 3497.3125 | 3588.4709 | 3681.4252 |  | 314.8996 | na | 356.691 | 368.1858 | 381.1047 | 394.358 | 407.4595
Contingency | NO | 0 | 0 | [5 empty] | NO | 0 | 0 | 0 | 0 | 0 | 0 | 0 | NO | 0 | 0 | 0 | 0 | 0 | 0 | 0 | NO | 0 | 0 | 0 | 0 | 0 | 0 | 0 | NO | 0 | 0 | 0 | 0 | 0 | 0 | 0 | NO | 0 | 0 | 0 | 0 | 0 | 0 | 0 | NO | 0 | 0 | 0 | 0 | 0 | 0 | 0 | NO | 0 | 0 | 0 | 0 | 0 | 0 | 0 | NO | 0 | 0 | 0 | 0 | 0 | 0 | 0 | NO | 0 | 0 | 0 | 0 | 0 | 0 | 0 | NO | 0 | 0 | 0 | 0 | 0 | 0 | 0 | NO | 0 | 0 | 0 | 0 | 0 | 0 | 0 | NO | 0 | 0 | 0 | 0 | 0 | 0 | 0 | NO | 0 | 0 | 0 | 0 | 0 | 0 | 0 | NO | 0 | 0 | 0 | 0 | 0 | 0 | 0 | NO | 0 | 0 | 0 | 0 | 0 | 0 | 0 | NO | 0 | 0 | 0 | 0 | 0 | 0 | 0 | NO | 0 | 0 | 0 | 0 | 0 | 0 | 0 | NO | 0 | 0 | 0 | 0 | 0 | 0 | 0 | NO | 0 | 0 | 0 | 0 | 0 | 0 | 0 | NO | 0 | 0 | 0 | 0 | 0 | 0 | 0 | NO | 0 | 0 | 0 | 0 | 0 | 0 | 0 | NO | 0 | 0 | 0 | 0 | 0 | 0 | 0 | NO | 0 | 0 | 0 | 0 | 0 | 0 | 0 | NO | 0 | 0 | 0 | 0 | 0 | 0 | 0 | NO | 0 | 0 | 0 | 0 | 0 | 0 | 0 | NO | 0 | 0 | 0 | 0 | 0 | 0 | 0 | NO | 0 | 0 | 0 | 0 | 0 | 0 | 0 | NO | 0 | 0 | 0 | 0 | 0 | 0 | 0 | NO | 0 | 0 | 0 | 0 | 0 | 0 | 0 | NO | 0 | 0 | 0 | 0 | 0 | 0 | 0 | NO | 0 | 0 | 0 | 0 | 0 | 0 | 0 | NO | 0 | 0 | 0 | 0 | 0 | 0 | 0
Margin | NO | 0 | 0 | [5 empty] | NO | 0 | 0 | 0 | 0 | 0 | 0 | 0 | NO | 0 | 0 | 0 | 0 | 0 | 0 | 0 | NO | 0 | 0 | 0 | 0 | 0 | 0 | 0 | NO | 0 | 0 | 0 | 0 | 0 | 0 | 0 | NO | 0 | 0 | 0 | 0 | 0 | 0 | 0 | NO | 0 | 0 | 0 | 0 | 0 | 0 | 0 | NO | 0 | 0 | 0 | 0 | 0 | 0 | 0 | NO | 0 | 0 | 0 | 0 | 0 | 0 | 0 | NO | 0 | 0 | 0 | 0 | 0 | 0 | 0 | NO | 0 | 0 | 0 | 0 | 0 | 0 | 0 | NO | 0 | 0 | 0 | 0 | 0 | 0 | 0 | NO | 0 | 0 | 0 | 0 | 0 | 0 | 0 | NO | 0 | 0 | 0 | 0 | 0 | 0 | 0 | NO | 0 | 0 | 0 | 0 | 0 | 0 | 0 | NO | 0 | 0 | 0 | 0 | 0 | 0 | 0 | NO | 0 | 0 | 0 | 0 | 0 | 0 | 0 | NO | 0 | 0 | 0 | 0 | 0 | 0 | 0 | NO | 0 | 0 | 0 | 0 | 0 | 0 | 0 | NO | 0 | 0 | 0 | 0 | 0 | 0 | 0 | NO | 0 | 0 | 0 | 0 | 0 | 0 | 0 | NO | 0 | 0 | 0 | 0 | 0 | 0 | 0 | NO | 0 | 0 | 0 | 0 | 0 | 0 | 0 | NO | 0 | 0 | 0 | 0 | 0 | 0 | 0 | NO | 0 | 0 | 0 | 0 | 0 | 0 | 0 | NO | 0 | 0 | 0 | 0 | 0 | 0 | 0 | NO | 0 | 0 | 0 | 0 | 0 | 0 | 0 | NO | 0 | 0 | 0 | 0 | 0 | 0 | 0 | NO | 0 | 0 | 0 | 0 | 0 | 0 | 0 | NO | 0 | 0 | 0 | 0 | 0 | 0 | 0 | NO | 0 | 0 | 0 | 0 | 0 | 0 | 0 | NO | 0 | 0 | 0 | 0 | 0 | 0 | 0 | NO | 0 | 0 | 0 | 0 | 0 | 0 | 0
Total |  | 1029.2933 | na | 1188.1023 | 1231.0302 | 1280.8641 | 1332.0023 | 1381.9398 |  | 1225.0833 | na | 1419.6538 | 1470.9481 | 1530.4942 | 1591.5988 | 1651.2687 |  | 1406.0553 | na | 1612.2157 | 1670.4675 | 1738.0905 | 1807.4833 | 1875.2469 |  | 1797.6353 | na | 2075.3187 | 2150.3032 | 2237.3506 | 2326.6762 | 2413.9046 |  | 2189.2153 | na | 2538.4217 | 2630.1388 | 2736.6106 | 2845.8691 | 2952.5623 |  | 2580.7953 | na | 3001.5247 | 3109.9744 | 3235.8707 | 3365.062 | 3491.2201 |  | 2776.5853 | na | 3233.0762 | 3349.8922 | 3485.5008 | 3624.6585 | 3760.5489 |  | 1993.4253 | na | 2306.8702 | 2390.221 | 2486.9806 | 2586.2727 | 2683.2335 |  | 1993.4253 | na | 2306.8702 | 2390.221 | 2486.9806 | 2586.2727 | 2683.2335 |  | 1258.2207 | na | 1454.9135 | 1507.4818 | 1568.5068 | 1631.129 | 1692.281 |  | 2041.3807 | na | 2381.1195 | 2467.153 | 2567.027 | 2669.5148 | 2769.5965 |  | 1574.6588 | na | 1814.8396 | 1880.4126 | 1956.5344 | 2034.6485 | 2110.9286 |  | 2804.2188 | na | 3216.0343 | 3332.2345 | 3467.1282 | 3605.5524 | 3740.7266 |  | 670.8508 | na | 760.259 | 787.7283 | 819.6167 | 852.3397 | 884.2944 |  | 1378.8688 | na | 1583.2881 | 1640.4947 | 1706.9044 | 1775.0521 | 1841.5998 |  | 1966.2387 | na | 2277.9426 | 2360.2482 | 2455.7945 | 2553.8414 | 2649.5864 |  | 3722.5608 | na | 4216.4119 | 4368.7574 | 4545.611 | 4727.0934 | 4904.3148 |  | 2812.7908 | na | 3178.7101 | 3293.5617 | 3426.8899 | 3563.7076 | 3697.313 |  | 4264.8888 | na | 4951.4134 | 5127.5588 | 5331.2 | 5540.1635 | 5744.5362 |  | 5001.7499 | na | 5680.0892 | 5874.1451 | 6096.0093 | 6323.65 | 6547.2243 |  | 10375.2587 | na | 11956.226 | 12377.4188 | 12863.0732 | 13361.409 | 13849.2806 |  | 15346.6981 | na | 17628.4382 | 18243.7727 | 18951.5041 | 19677.7 | 20389.3177 |  | 20159.5474 | na | 23108.6813 | 23911.2214 | 24832.9778 | 25778.7711 | 26706.0662 |  | 1419.0354 | na | 1574.6554 | 1627.2561 | 1687.0084 | 1748.3129 | 1808.6694 |  | 1598.0242 | na | 1761.2081 | 1817.1507 | 1879.7456 | 1943.958 | 2007.5427 |  | 1589.7822 | na | 1814.0567 | 1875.0135 | 1944.3766 | 2015.5427 | 2085.5628 |  | 1951.6602 | na | 2221.7232 | 2296.8782 | 2382.5615 | 2470.4734 | 2556.9069 |  | 765.8206 | na | 830.4399 | 853.7784 | 878.8372 | 904.5338 | 930.3896 |  | 870.574 | na | 940.4964 | 966.5864 | 994.4653 | 1023.0526 | 1051.8714 |  | 3961.7864 | na | 4201.1263 | 4310.0207 | 4423.3427 | 4539.5147 | 4657.8663 |  | 2413.83 | na | 2561.8798 | 2628.5043 | 2697.9312 | 2769.1051 | 2841.5753 |  | 3138.03 | na | 3322.7424 | 3408.3885 | 3497.3125 | 3588.4709 | 3681.4252 |  | 314.8996 | na | 356.691 | 368.1858 | 381.1047 | 394.358 | 407.4595
[5 empty] | 3.613% | 4.048% | 3.992% | 3.749% |  |  |  |  | 3.613% | 4.048% | 3.992% | 3.749% |  |  |  |  | 3.613% | 4.048% | 3.992% | 3.749% |  |  |  |  | 3.613% | 4.048% | 3.992% | 3.749% |  |  |  |  | 3.613% | 4.048% | 3.992% | 3.749% |  |  |  |  | 3.613% | 4.048% | 3.992% | 3.749% |  |  |  |  | 3.613% | 4.048% | 3.992% | 3.749% |  |  |  |  | 3.613% | 4.048% | 3.992% | 3.749% |  |  |  |  | 3.613% | 4.048% | 3.992% | 3.749% |  |  |  |  | 3.613% | 4.048% | 3.992% | 3.749% |  |  |  |  | 3.613% | 4.048% | 3.992% | 3.749% |  |  |  |  | 3.613% | 4.048% | 3.992% | 3.749% |  |  |  |  | 3.613% | 4.048% | 3.992% | 3.749% |  |  |  |  | 3.613% | 4.048% | 3.992% | 3.749% |  |  |  |  | 3.613% | 4.048% | 3.992% | 3.749% |  |  |  |  | 3.613% | 4.048% | 3.992% | 3.749% |  |  |  |  | 3.613% | 4.048% | 3.992% | 3.749% |  |  |  |  | 3.613% | 4.048% | 3.992% | 3.749% |  | 3: 3.557%; 4: 3.972%; 5: 3.92%; 6: 3.689% |  |  |  |  | 3.416% | 3.777% | 3.734% | 3.536% |  |  |  |  | 3.523% | 3.924% | 3.874% | 3.651% |  |  |  |  | 3.491% | 3.879% | 3.832% | 3.616% |  |  |  |  | 3.473% | 3.855% | 3.809% | 3.597% |  |  |  |  | 3.34% | 3.672% | 3.634% | 3.452% |  |  |  |  | 3.176% | 3.445% | 3.416% | 3.271% |  |  |  |  | 3.36% | 3.699% | 3.66% | 3.474% |  |  |  |  | 3.383% | 3.73% | 3.69% | 3.499% |  |  |  |  | 2.81% | 2.935% | 2.924% | 2.858% |  |  |  |  | 2.774% | 2.884% | 2.875% | 2.817% |  |  |  |  | 2.592% | 2.629% | 2.626% | 2.607% |  |  |  |  | 2.601% | 2.641% | 2.638% | 2.617% |  |  |  |  | 2.578% | 2.609% | 2.607% | 2.59% |  |  |  |  | 3.223% | 3.509% | 3.478% | 3.322%
Note on EQ24: Vedanti, Kedar: D204-0018
Note on EY24: Vedanti, Kedar: D201-0013 & D108-0007
Note on FG24: Vedanti, Kedar: D102-003, D103-0063 & D202-0020
Note on FO24: Vedanti, Kedar: D102-003, D103-0063 & D202-0020 x 2 spans
Note on FW24: Vedanti, Kedar: D102-003, D103-0063 & D202-0020 x 3 spans
Note on GE24: Vedanti, Kedar: D202-0002 Ref. WO 248895
Note on GM24: Vedanti, Kedar: D202-0012 Ref. WO 297951
Note on GU24: Vedanti, Kedar: D202-0003 Ref. WO 306262
Note on HC24: Vedanti, Kedar: D202-0004 Ref. WO 287273
Note on HK24: Vedanti, Kedar: 1151952
Note on HS24: Vedanti, Kedar: 1166703
Note on IA24: Vedanti, Kedar: 1155593
Note on II24: Vedanti, Kedar: 1189545
Note on IQ24: Vedanti, Kedar: 1151964
Note on IY24: Vedanti, Kedar: 1112090
Note on FG52: Vedanti, Kedar: D102-003, D103-0063 & D202-0020
Note on FO52: Vedanti, Kedar: D102-003, D103-0063 & D202-0020 x 2 spans
Note on FW52: Vedanti, Kedar: D102-003, D103-0063 & D202-0020 x 3 spans
Note on GE52: Vedanti, Kedar: D202-0002 Ref. WO 248895
Note on GM52: Vedanti, Kedar: D202-0012 Ref. WO 297951
Note on GU52: Vedanti, Kedar: D202-0003 Ref. WO 306262
Note on HC52: Vedanti, Kedar: D202-0004 Ref. WO 287273
Note on HK52: Vedanti, Kedar: 1151952
Note on HS52: Vedanti, Kedar: 1166703
Note on IA52: Vedanti, Kedar: 1155593
Note on II52: Vedanti, Kedar: 1189545
Note on IQ52: Vedanti, Kedar: 1151964
Note on IY52: Vedanti, Kedar: 1151964

## AER - Labour rates
| Office Labour Overheads | Field Labour Overheads | Corporate Overheads
| 10% | 37% | 24%
| Rates W/O Overheads |  | Rates With Overheads
| Normal | Overtime | Normal | Overtime
Connection/Project Engineer (PE) | 109.68 | 153.552 | 120.648 | 164.52
Management ( Senior Project Engineer - SPE) | 138.09 | 193.326 | 151.899 | 207.135
GIS Officer (GO) | 98.86 | 138.404 | 108.746 | 148.29
Maximum Allowable Labour Rates 2017-2018
|  |  | Rates W/O Overheads |  | Rates With Overheads |  | Rates Fully Burdnened
| Normal Fully Burdened | Overtime | Normal | Overtime | Normal | Overtime | Normal | Overtime
Site Lead/Scheduler ( SL) | 156.83 | 195.79 | 103.0618 | 144.2865 | 141.1946 | 182.4194 | 165.9295 | 182.6594
Electrical Fitter (EF) | 156.83 | 195.79 | 103.0618 | 144.2865 | 141.1946 | 182.4194 | 165.9295 | 182.6594
Electrical Operator (EO) | 156.83 | 195.79 | 103.0618 | 144.2865 | 141.1946 | 182.4194 | 165.9295 | 182.6594
Plant Operator (PO) | 156.83 | 195.79 | 103.0618 | 144.2865 | 141.1946 | 182.4194 | 165.9295 | 182.6594
Line Worker (LW) | 156.83 | 195.79 | 103.0618 | 144.2865 | 141.1946 | 182.4194 | 165.9295 | 182.6594
Trade Assistant/Labour (TA) | 121.66 | 151.89 | 79.7798 | 111.6917 | 109.2983 | 141.2103 | 128.4455 | 141.4503
| Plant Overheads |  | 24%
| W/O Overheads | With Overheads
EWP -General Duty | 90 | 111.6
Liftter-Borer ( incl. pole jinker) (LB) | 130 | 161.2
SCAT- Mini Excavator ( & truck) | 20 | 24.8
Cable Jinker | 15 | 18.6
Material - Overheads | 42%

## AER Labour and plant escalation
Cost Category | Resource Type | Cost / Hourly Rate (Nominal$) 2017/18 | Cost / Hourly Rate (Nominal$) 2018/19 | Cost / Hourly Rate (Nominal$) 2019/20 | Cost / Hourly Rate (Nominal$) 2020/21 | Cost / Hourly Rate (Nominal$) 2021/22 | Cost / Hourly Rate (Nominal$) 2022/23 | Cost / Hourly Rate (Nominal$) 2023/24 | Cost / Hourly Rate (Nominal$) 2017/18 | Cost / Hourly Rate (Nominal$) 2018/19 | Cost / Hourly Rate (Nominal$) 2019/20 | Cost / Hourly Rate (Nominal$) 2020/21 | Cost / Hourly Rate (Nominal$) 2021/22 | Cost / Hourly Rate (Nominal$) 2022/23 | Cost / Hourly Rate (Nominal$) 2023/24
Evoenergy_Labour | Connection/Project Engineer (PE) | 109.68 | 113.2317 | 116.7042 | 120.9209 | 125.816 | 130.8391 | 135.7444 | 153.552 | 158.5244 | 163.3859 | 169.2893 | 176.1423 | 183.1748 | 190.0421
Evoenergy_Labour | Management ( Senior Project Engineer - SPE) | 138.09 | 142.5617 | 146.9337 | 152.2426 | 158.4056 | 164.7299 | 170.9057 | 193.326 | 199.5864 | 205.7071 | 213.1396 | 221.7678 | 230.6219 | 239.268
Evoenergy_Labour | GIS Officer (GO) | 98.86 | 102.0613 | 105.1913 | 108.992 | 113.4041 | 117.9318 | 122.3531 | 138.404 | 142.8858 | 147.2678 | 152.5888 | 158.7658 | 165.1045 | 171.2943
Evoenergy_Labour | Site Lead/Scheduler ( SL) | 103.0618 | 106.3992 | 97.3593 | 100.877 | 104.9607 | 109.1512 | 113.2433 | 144.2865 | 148.9588 | 136.303 | 141.2278 | 146.9449 | 152.8117 | 158.5407
Evoenergy_Labour | Electrical Fitter (EF) | 103.0618 | 106.3992 | 97.3593 | 100.877 | 104.9607 | 109.1512 | 113.2433 | 144.2865 | 148.9588 | 136.303 | 141.2278 | 146.9449 | 152.8117 | 158.5407
Evoenergy_Labour | Electrical Operator (EO) | 103.0618 | 106.3992 | 97.3593 | 100.877 | 104.9607 | 109.1512 | 113.2433 | 144.2865 | 148.9588 | 136.303 | 141.2278 | 146.9449 | 152.8117 | 158.5407
Evoenergy_Labour | Plant Operator (PO) | 103.0618 | 106.3992 | 97.3593 | 100.877 | 104.9607 | 109.1512 | 113.2433 | 144.2865 | 148.9588 | 136.303 | 141.2278 | 146.9449 | 152.8117 | 158.5407
Evoenergy_Labour | Line Worker (LW) | 103.0618 | 106.3992 | 97.3593 | 100.877 | 104.9607 | 109.1512 | 113.2433 | 144.2865 | 148.9588 | 136.303 | 141.2278 | 146.9449 | 152.8117 | 158.5407
Evoenergy_Labour | Trade Assistant/Labour (TA) | 79.7798 | 82.3633 | 84.8891 | 87.9563 | 91.5169 | 95.1707 | 98.7387 | 111.6917 | 115.3086 | 118.8448 | 123.1388 | 128.1236 | 133.239 | 138.2342
Evoenergy_Labour | Office support service delivery | 84.04 | 86.7614 | 89.4221 | 92.6531 | 96.4038 | 100.2527 | 104.0113 | 117.656 | 121.466 | 125.191 | 129.7143 | 134.9654 | 140.3538 | 145.6158
Evoenergy_Labour | Electrical apprentice | 82.18 | 84.8412 | 87.443 | 90.6025 | 94.2702 | 98.0339 | 101.7093 | 115.052 | 118.7777 | 122.4202 | 126.8435 | 131.9783 | 137.2475 | 142.393
Evoenergy_Labour | Electrical worker | 103.06 | 106.3973 | 109.6602 | 113.6224 | 118.222 | 122.942 | 127.5512 | 144.284 | 148.9563 | 153.5243 | 159.0714 | 165.5108 | 172.1188 | 178.5717
Evoenergy_Labour | Electrical worker - labourer | 75.57 | 78.0171 | 80.4097 | 83.315 | 86.6877 | 90.1487 | 93.5285 | 105.798 | 109.224 | 112.5736 | 116.641 | 121.3628 | 126.2082 | 130.9398
Evoenergy_Labour | Project officer design section | 109.68 | 113.2317 | 116.7042 | 120.9209 | 125.816 | 130.8391 | 135.7444 | 153.552 | 158.5244 | 163.3859 | 169.2893 | 176.1423 | 183.1748 | 190.0421
Evoenergy_Labour | Senior technical officer / Engineer design section | 138.09 | 142.5617 | 146.9337 | 152.2426 | 158.4056 | 164.7299 | 170.9057 | 193.326 | 199.5864 | 205.7071 | 213.1396 | 221.7678 | 230.6219 | 239.268
Evoenergy_Plant | EWP -General Duty | 90 | 92.9144 | 95.7638 | 99.2239 | 103.2407 | 107.3625 | 111.3876
Evoenergy_Plant | Liftter-Borer ( incl. pole jinker) (LB) | 130 | 134.2097 | 138.3255 | 143.3235 | 149.1254 | 155.0792 | 160.8932 |  |  | not applicable for plant
Evoenergy_Plant | SCAT- Mini Excavator ( & truck) | 20 | 20.6476 | 21.2809 | 22.0498 | 22.9424 | 23.8583 | 24.7528
Evoenergy_Plant | Cable Jinker | 15 | 15.4857 | 15.9606 | 16.5373 | 17.2068 | 17.8938 | 18.5646
|  | 2017-18 | 2018-19 | 2019-20 | 2020-21 | 2021-22 | 2022-23 | 2023-24
Input Costs | Source
General labour | BIS Oxford Economics |  | 0.7382% | 0.5667% | 1.113% | 1.548% | 1.492% | 1.249%
General labour - index |  | 100% | 100.7% | 101.3% | 102.4% | 104% | 105.6% | 106.9%
CPI | ABS | 2.5% | 2.5% | 2.5% | 2.5% | 2.5% | 2.5% | 2.5%
CPI- index |  | 100% | 102.5% | 105.1% | 107.7% | 110.4% | 113.1% | 116%
|  | 2017-18: Nominal, normal time rates |  | Crew rates (normal time, nominal)
|  | 2017/18 | 2018/19 | 2019/20 | 2020/21 | 2021/22 | 2022/23 | 2023/24 |  | 2017/18 | 2018/19 | 2019/20 | 2020/21 | 2021/22 | 2022/23 | 2023/24
Direct overhead | 37%
Office support service delivery |  | 84.04 | 86.7614 | 89.4221 | 92.6531 | 96.4038 | 100.2527 | 104.0113 | F Crew Meter | 103.0618 | 106.3992 | 97.3593 | 100.877 | 104.9607 | 109.1512 | 113.2433
Connection/Project Engineer (PE) |  | 109.68 | 113.2317 | 116.7042 | 120.9209 | 125.816 | 130.8391 | 135.7444 | G Crew | 285.9034 | 295.1616 | 279.6077 | 289.7103 | 301.4382 | 313.4731 | 325.2253
Management ( Senior Project Engineer - SPE) |  | 138.09 | 142.5617 | 146.9337 | 152.2426 | 158.4056 | 164.7299 | 170.9057 | Meter crew | 206.1236 | 212.7983 | 194.7185 | 201.754 | 209.9213 | 218.3024 | 226.4867
GIS Officer (GO) |  | 98.86 | 102.0613 | 105.1913 | 108.992 | 113.4041 | 117.9318 | 122.3531 | OH Crew | 206.1236 | 212.7983 | 194.7185 | 201.754 | 209.9213 | 218.3024 | 226.4867
Site Lead/Scheduler ( SL) |  | 103.0618 | 106.3992 | 97.3593 | 100.877 | 104.9607 | 109.1512 | 113.2433 | Switcher | 103.0618 | 106.3992 | 97.3593 | 100.877 | 104.9607 | 109.1512 | 113.2433
Electrical Fitter (EF) |  | 103.0618 | 106.3992 | 97.3593 | 100.877 | 104.9607 | 109.1512 | 113.2433 | UG Crew | 309.1854 | 319.1975 | 292.0778 | 302.631 | 314.882 | 327.4536 | 339.73
Electrical Operator (EO) |  | 103.0618 | 106.3992 | 97.3593 | 100.877 | 104.9607 | 109.1512 | 113.2433 | Admin | 84.04 | 86.7614 | 89.4221 | 92.6531 | 96.4038 | 100.2527 | 104.0113
Plant Operator (PO) |  | 103.0618 | 106.3992 | 97.3593 | 100.877 | 104.9607 | 109.1512 | 113.2433 | Two fitter crew | 206.1236 | 212.7983 | 194.7185 | 201.754 | 209.9213 | 218.3024 | 226.4867
Line Worker (LW) |  | 103.0618 | 106.3992 | 97.3593 | 100.877 | 104.9607 | 109.1512 | 113.2433
Trade Assistant/Labour (TA) |  | 79.7798 | 82.3633 | 84.8891 | 87.9563 | 91.5169 | 95.1707 | 98.7387
Corporate overhead | 24%

## AER Price cost comparison
[35 empty] | 19-24 | 1.025
Fee based ancillary services - comparison of prices and costs in 2017-18
[17 empty] | Services where Evoenergy may wish to consider a change to the price cap formula - generally where the AER is accepting Evoenergy's price but where Evoenergy considers it still has a long way to go to reach a cost reflective price | [12 empty] | nominal | [9 empty] | 18/19 $ for RIN Table 4.3
Code | Service |  | 17/18 price (excl GST) | 17/18 cost (excl GST) | Difference % | 0.02 | [30 empty] | 0.98039 | 1 | 1.025 | 1.0506 | 1.0769 | 1.1038 | 1.1314
|  |  | 2017/18 price charged to customers | Cost reflective 2017/18 price |  | Indicative 18/19 pricing | Cost reflective 2019/20 price | Cost reflective 2020/21 price | Cost reflective 2021/22 price | Cost reflective 2022/23 price | Cost reflective 2023/24 price | Proposed 2019/20 price | Proposed 2020/21 price | Proposed 2021/22 price | Proposed 2022/23 price | Proposed 2023/24 price | AER 2019-20 max price | Substitute AER price (Evo proposed price > AER max price)? | AER draft decision approved 19-20 price | % difference | Forecast quantity 2017/18 | Forecast quantity 2018/19 | Forecast quantity 2019/20 | Forecast quantity 2020/21 | Forecast quantity 2021/22 | Forecast quantity 2022/23 | Forecast quantity 2023/24 | Forecast revenue 2017/18 | Forecast revenue 2018/19 | Forecast revenue 2019/20 | Forecast revenue 2020/21 | Forecast revenue 2021/22 | Forecast revenue 2022/23 | Forecast revenue 2023/24 | Yearly change |  | Forecast revenue 2017/18 | Forecast revenue 2018/19 | Forecast revenue 2019/20 | Forecast revenue 2020/21 | Forecast revenue 2021/22 | Forecast revenue 2022/23 | Forecast revenue 2023/24
Premise Re-energisation – Existing Network Connection |  |  | 17/18 price (excl GST) | 17/18 cost (excl GST) | % diff. | 18/19 | 19/20 | 20/21 | 21/22 | 22/23 | 23/24 | 19/20 | 20/21 | 21/22 | 22/23 | 23/24 |  |  |  |  | 17/18 | 18/19 | 19/20 | 20/21 | 21/22 | 22/23 | 23/24 | 17/18 | 18/19 | 19/20 | 20/21 | 21/22 | 22/23 | 23/24
501 | Re-energise premises – Business Hours | per visit | 69.52 | 82.9647 | 19.34% | 70.9104 | 88.278 | 91.4676 | 95.1704 | 98.97 | 102.6805 | 77.2644 | 83.6184 | 89.9724 | 96.3265 | 102.6805 | 78.3742 | no | 77.2644 | 0% | 10556 | 10556 | 10556 | 10556 | 10556 | 10556 | 10556 | 733853.12 | 748530.1824 | 815603.1714 | 882676.1605 | 949749.1495 | 1016822.1385 | 1083895.1276 | 6.354 |  | 748530.1824 | 748530.1824 | 795710.4112 | 840143.8767 | 881936.5008 | 921190.6721 | 958005.3558
502 | Re-energise premises – After Hours | per visit | 88.13 | 103.5771 | 17.53% | 89.8926 | 110.2104 | 114.1925 | 118.8152 | 123.5589 | 128.1912 | 97.5523 | 105.212 | 112.8717 | 120.5314 | 128.1912 | 97.8461 | no | 97.5523 | 0% | 465 | 465 | 465 | 465 | 465 | 465 | 465 | 40980.45 | 41800.059 | 45361.8247 | 48923.5904 | 52485.3561 | 56047.1218 | 59608.8875 | 7.6597 |  | 41800.059 | 41800.059 | 44255.4387 | 46566.1777 | 48737.8708 | 50775.9262 | 52685.5708
Premise De-energisation – Existing Network Connection
503 | De-energise premises – Business Hours | per visit | 69.52 | 82.9647 | 19.34% | 70.9104 | 88.278 | 91.4676 | 95.1704 | 98.97 | 102.6805 | 77.2644 | 83.6184 | 89.9724 | 96.3265 | 102.6805 | 78.3742 | no | 77.2644 | 0% | 3643 | 3643 | 3643 | 3643 | 3643 | 3643 | 3643 | 253261.36 | 258326.5872 | 281474.2662 | 304621.9451 | 327769.6241 | 350917.303 | 374064.982 | 6.354 |  | 258326.5872 | 258326.5872 | 274609.0402 | 289943.5528 | 304366.6798 | 317913.7569 | 330618.9382
505 | De-energise premises for debt non-payment | per test | 139.06 | 165.9295 | 19.32% | 141.8412 | 176.556 | 182.9353 | 190.3408 | 197.9401 | 205.361 | 154.5452 | 167.2491 | 179.9531 | 192.657 | 205.361 | 156.7484 | no | 154.5452 | 0% | 589.5 | 589.5 | 589.5 | 589.5 | 589.5 | 589.5 | 589.5 | 81975.87 | 83615.3874 | 91104.3667 | 98593.3459 | 106082.3252 | 113571.3045 | 121060.2838 | 12.704 |  | 83615.3874 | 83615.3874 | 88882.3089 | 93842.566 | 98507.9847 | 102889.9965 | 106999.6509
Meter Investigations
504 | Meter Test (Whole Current) – Business Hours | per test | 278.12 | 331.8589 | 19.32% | 283.6824 | 353.1121 | 365.8706 | 380.6815 | 395.8801 | 410.7219 | 309.0903 | 334.4982 | 359.9061 | 385.314 | 410.7219 | 313.4969 | no | 309.0903 | 0% | 11.5 | 11.5 | 11.5 | 11.5 | 11.5 | 11.5 | 11.5 | 3198.38 | 3262.3476 | 3554.5385 | 3846.7294 | 4138.9202 | 4431.1111 | 4723.302 | 25.4079 |  | 3262.3476 | 3262.3476 | 3467.8424 | 3661.3724 | 3843.3989 | 4014.368 | 4174.7107
510 | Meter Test (CT/VT) – Business Hours | per test | 322.09 | 455.4261 | 41.4% | 328.5318 | 476.7752 | 489.0952 | 501.9 | 515.0266 | 528.4063 | 368.5067 | 408.4816 | 448.4565 | 488.4314 | 528.4063 | 468.5391 | no | 368.5067 | 0% | 0.5 | 0.5 | 0.5 | 0.5 | 0.5 | 0.5 | 0.5 | 161.045 | 164.2659 | 184.2533 | 204.2408 | 224.2282 | 244.2157 | 264.2031 | 39.9749 |  | 164.2659 | 164.2659 | 179.7594 | 194.3993 | 208.2182 | 221.2474 | 233.5171
Special meters Services
506 | Special Meter Read | per read | 32.16 | 41.5761 | 29.28% | 32.8032 | 44.095 | 45.5981 | 47.3154 | 49.0774 | 50.8083 | 36.4042 | 40.0052 | 43.6063 | 47.2073 | 50.8083 | 33.9622 | yes | 33.9622 | -6.708% | 33187 | 33187 | 33187 | 33187 | 33187 | 33187 | 33187 | 1067293.92 | 1088639.7984 | 1208146.964 | 1327654.1296 | 1447161.2952 | 1566668.4608 | 1686175.6264 | 3.601 |  | 1088639.7984 | 1088639.7984 | 1178679.9649 | 1263680.3137 | 1343833.1262 | 1419324.3023 | 1490333.5571
Power of Choice services
515 | Move, remove, inspect or reconfigure meter | Per movement, inspection or re-configure | na | 165.9295 | na | na | 176.556 | 182.9353 | 190.3408 | 197.9401 | 205.361 | 176.556 | 182.9353 | 190.3408 | 197.9401 | 205.361 | 156.7484 | yes | 156.7484 | -11.22% | 0 | 0 | 600 | 600 | 500 | 400 | 300 | 0 | 0 | 105933.6227 | 109761.1672 | 95170.3831 | 79176.0285 | 61608.2869 | na |  | 0 | 0 | 103349.8758 | 104472.2591 | 88375.1617 | 71729.5741 | 54452.7485
516 | Establish supply | Per establishment | na | 124.4471 | na | na | 132.417 | 137.2015 | 142.7556 | 148.4551 | 154.0207 | 132.417 | 137.2015 | 142.7556 | 148.4551 | 154.0207 | 117.5613 | yes | 117.5613 | -11.22% | 0 | 0 | 3233 | 3270 | 3266 | 3240 | 3208 | 0 | 0 | 428104.2526 | 448648.7708 | 466239.7069 | 480994.3733 | 494098.461 | na |  | 0 | 0 | 417662.6855 | 427030.3589 | 432949.9172 | 435757.1626 | 436711.0432
517 | Faults investigation (meter malfunction) | per investigation | na | 124.4471 | na | na | 132.417 | 137.2015 | 142.7556 | 148.4551 | 154.0207 | 132.417 | 137.2015 | 142.7556 | 148.4551 | 154.0207 | 117.5613 | yes | 117.5613 | -11.22% | 0 | 0 | 25 | 50 | 150 | 250 | 250 | 0 | 0 | 3310.4257 | 6860.0729 | 21413.3362 | 37113.7634 | 38505.1793 | na |  | 0 | 0 | 3229.6836 | 6529.5162 | 19884.4114 | 33623.2379 | 34032.9678
518 | Faults investigation (meter bypassed) | per investigation | na | 165.9295 | na | na | 176.556 | 182.9353 | 190.3408 | 197.9401 | 205.361 | 176.556 | 182.9353 | 190.3408 | 197.9401 | 205.361 | 156.7484 | yes | 156.7484 | -11.22% | 0 | 0 | 25 | 50 | 150 | 250 | 250 | 0 | 0 | 4413.9009 | 9146.7639 | 28551.1149 | 49485.0178 | 51340.2391 | na |  | 0 | 0 | 4306.2448 | 8706.0216 | 26512.5485 | 44830.9838 | 45377.2904
519 | Faults investigation (customer's side of network boundary) | per investigation | na | 82.9647 | na | na | 88.278 | 91.4676 | 95.1704 | 98.97 | 102.6805 | 88.278 | 91.4676 | 95.1704 | 98.97 | 102.6805 | 78.3742 | yes | 78.3742 | -11.22% | 0 | 0 | 950 | 1000 | 1000 | 1000 | 1000 | 0 | 0 | 83864.118 | 91467.6393 | 95170.3831 | 98970.0357 | 102680.4782 | na |  | 0 | 0 | 81818.6517 | 87060.2159 | 88375.1617 | 89661.9676 | 90754.5809
Temporary Network Connections
520 | Temporary Builders’ Supply – Overhead (Business Hours) | per installation | 624.93 | 535.1656 | -14.36% | 637.4286 | 568.7459 | 588.8606 | 612.0784 | 635.9027 | 659.2175 | 568.7459 | 588.8606 | 612.0784 | 635.9027 | 659.2175 | 509.3231 | yes | 509.3231 | -10.45% | 161.5 | 161.5 | 161.5 | 161.5 | 161.5 | 161.5 | 161.5 | 100926.195 | 102944.7189 | 91852.4655 | 95100.9843 | 98850.6641 | 102698.2915 | 106463.6184 | 4.3578 |  | 102944.7189 | 102944.7189 | 89612.1614 | 90518.4859 | 91792.6684 | 93039.5834 | 94098.3256
522 | Temporary Builders’ Supply – Underground (Business Hours) | per installation | 1364.26 | 1032.954 | -24.28% | 1391.5452 | 1098.414 | 1137.6664 | 1183.1007 | 1229.7229 | 1275.3003 | 1098.414 | 1137.6664 | 1183.1007 | 1229.7229 | 1275.3003 | 979.5684 | yes | 979.5684 | -10.82% | 37.5 | 37.5 | 37.5 | 37.5 | 37.5 | 37.5 | 37.5 | 51159.75 | 52182.945 | 41190.5261 | 42662.4907 | 44366.2768 | 46114.6105 | 47823.762 | -23.249 |  | 52182.945 | 52182.945 | 40185.8791 | 40606.7729 | 41198.4985 | 41777.5611 | 42269.2371
New Network Connections
523 | New Underground Service Connection – Greenfield | per installation | 0 | 690.4566 | na | 0 | 734.6753 | 761.2203 | 792.0356 | 823.6574 | 854.5368 | 734.6753 | 761.2203 | 792.0356 | 823.6574 | 854.5368 | 734.6753 | no | 734.6753 | 0% | [7 empty] | 0 | 0 | 0 | 0 | 0 | 0 | 0 | 170.9074 |  | 0 | 0 | 0 | 0 | 0 | 0 | 0 | bar: 17/18 to 23/24
526 | New Overhead Service Connection – Brownfield (Business Hours) | per installation | 820.78 | 701.095 | -14.58% | 837.1956 | 745.302 | 771.7959 | 802.4192 | 833.8428 | 864.5784 | 745.302 | 771.7959 | 802.4192 | 833.8428 | 864.5784 | 745.302 | no | 745.302 | 0% | 36.5 | 36.5 | 36.5 | 36.5 | 36.5 | 36.5 | 36.5 | 29958.47 | 30557.6394 | 27203.5213 | 28170.549 | 29288.3001 | 30435.2624 | 31557.1119 | 5.4766 |  | 30557.6394 | 30557.6394 | 26540.0208 | 26813.1341 | 27197.0982 | 27572.8456 | 27891.8886
527 | New Underground Service Connection – Brownfield from Front | per installation | 1364.26 | 1281.8482 | -6.041% | 1391.5452 | 1363.2481 | 1412.0693 | 1468.6119 | 1526.6331 | 1583.3418 | 1363.2481 | 1412.0693 | 1468.6119 | 1526.6331 | 1583.3418 | 1214.691 | yes | 1214.691 | -10.9% | 137 | 137 | 137 | 137 | 137 | 137 | 137 | 186903.62 | 190641.6924 | 186764.9878 | 193453.4993 | 201199.8253 | 209148.7284 | 216917.8205 | 38.3593 |  | 190641.6924 | 190641.6924 | 182209.7442 | 184131.8256 | 186834.0392 | 189478.4254 | 191723.7457
528 | New Underground Service Connection – Brownfield from Rear | per installation | 1364.26 | 1281.8482 | -6.041% | 1391.5452 | 1363.2481 | 1412.0693 | 1468.6119 | 1526.6331 | 1583.3418 | 1363.2481 | 1412.0693 | 1468.6119 | 1526.6331 | 1583.3418 | 1214.691 | yes | 1214.691 | -10.9% | 265 | 265 | 265 | 265 | 265 | 265 | 265 | 361528.9 | 368759.478 | 361260.7429 | 374198.3745 | 389182.1438 | 404557.7594 | 419585.5651 | 38.3593 |  | 368759.478 | 368759.478 | 352449.5052 | 356167.3999 | 361394.3095 | 366509.363 | 370852.5007
Network Connection Alterations and Additions
541 | Overhead Service Relocation – Single Visit (Business Hours) | per installation | 783.39 | 663.7179 | -15.28% | 799.0578 | 706.2242 | 731.7411 | 761.3631 | 791.7603 | 821.4438 | 706.2242 | 731.7411 | 761.3631 | 791.7603 | 821.4438 | 626.9937 | yes | 626.9937 | -11.22% | 139 | 139 | 139 | 139 | 139 | 139 | 139 | 108891.21 | 111069.0342 | 98165.157 | 101712.0149 | 105829.466 | 110054.6796 | 114180.6917 | 4.4772 |  | 111069.0342 | 111069.0342 | 95770.8849 | 96810.9601 | 98273.1798 | 99704.108 | 100919.0939
542 | Overhead Service Relocation – Two Visits (Business Hours) | per installation | 1566.77 | 1327.4358 | -15.28% | 1598.1054 | 1412.4483 | 1463.4822 | 1522.7261 | 1583.5206 | 1642.8877 | 1412.4483 | 1463.4822 | 1522.7261 | 1583.5206 | 1642.8877 | 1253.9874 | yes | 1253.9874 | -11.22% | 9 | 9 | 9 | 9 | 9 | 9 | 9 | 14100.93 | 14382.9486 | 12712.0347 | 13171.3401 | 13704.5352 | 14251.6851 | 14785.9889 | 8.9565 |  | 14382.9486 | 14382.9486 | 12401.9851 | 12536.6711 | 12726.0233 | 12911.3233 | 13068.6596
543 | Overhead Service Upgrade – Service Cable Replacement Not Required | per installation | 783.39 | 663.7179 | -15.28% | 799.0578 | 706.2242 | 731.7411 | 761.3631 | 791.7603 | 821.4438 | 706.2242 | 731.7411 | 761.3631 | 791.7603 | 821.4438 | 626.9937 | yes | 626.9937 | -11.22% | 10 | 10 | 10 | 10 | 10 | 10 | 10 | 7833.9 | 7990.578 | 7062.2415 | 7317.4111 | 7613.6306 | 7917.6029 | 8214.4383 | 4.4772 |  | 7990.578 | 7990.578 | 6889.9917 | 6964.8173 | 7070.0129 | 7172.9574 | 7260.3665
544 | Overhead Service Upgrade – Service Cable Replacement Required | per installation | 820.78 | 701.095 | -14.58% | 837.1956 | 745.302 | 771.7959 | 802.4192 | 833.8428 | 864.5784 | 745.302 | 771.7959 | 802.4192 | 833.8428 | 864.5784 | 666.0715 | yes | 666.0715 | -10.63% | 32.5 | 32.5 | 32.5 | 32.5 | 32.5 | 32.5 | 32.5 | 26675.35 | 27208.857 | 24222.3135 | 25083.3655 | 26078.6234 | 27099.8912 | 28098.7983 | 5.4766 |  | 27208.857 | 27208.857 | 23631.5254 | 23874.7084 | 24216.5943 | 24551.1639 | 24835.2433
545 | Underground Service Upgrade – Service Cable Replacement Not Required | per installation | 1326.88 | 497.7884 | -62.48% | 1353.4176 | 529.6681 | 548.8058 | 571.0223 | 593.8202 | 616.0829 | 529.6681 | 548.8058 | 571.0223 | 593.8202 | 616.0829 | 470.2453 | yes | 470.2453 | -11.22% | 5 | 5 | 5 | 5 | 5 | 5 | 5 | 6634.4 | 6767.088 | 2648.3406 | 2744.0292 | 2855.1115 | 2969.1011 | 3080.4143 | -147.4669 |  | 6767.088 | 6767.088 | 2583.7469 | 2611.8065 | 2651.2549 | 2689.859 | 2722.6374
546 | Underground Service Upgrade – Service Cable Replacement Required | per installation | 1364.26 | 1281.8482 | -6.041% | 1391.5452 | 1363.2481 | 1412.0693 | 1468.6119 | 1526.6331 | 1583.3418 | 1363.2481 | 1412.0693 | 1468.6119 | 1526.6331 | 1583.3418 | 1214.691 | yes | 1214.691 | -10.9% | 22.5 | 22.5 | 22.5 | 22.5 | 22.5 | 22.5 | 22.5 | 30695.85 | 31309.767 | 30673.0819 | 31771.5601 | 33043.7669 | 34349.2437 | 35625.1895 | 38.3593 |  | 31309.767 | 31309.767 | 29924.958 | 30240.6283 | 30684.4225 | 31118.7195 | 31487.4765
547 | Underground Service Relocation – Single Visit (Business Hours) | per installation | 1364.26 | 1281.8482 | -6.041% | 1391.5452 | 1363.2481 | 1412.0693 | 1468.6119 | 1526.6331 | 1583.3418 | 1363.2481 | 1412.0693 | 1468.6119 | 1526.6331 | 1583.3418 | 1214.691 | yes | 1214.691 | -10.9% | 13 | 13 | 13 | 13 | 13 | 13 | 13 | 17735.38 | 18090.0876 | 17722.2251 | 18356.9014 | 19091.9542 | 19846.2297 | 20583.4428 | 38.3593 |  | 18090.0876 | 18090.0876 | 17289.9757 | 17472.363 | 17728.7774 | 17979.7046 | 18192.7642
548 | Install surface mounted point of entry (POE) box | per installation | 630.93 | 597.9432 | -5.228% | 643.5486 | 634.38 | 656.1355 | 681.0352 | 706.5834 | 731.6652 | 634.38 | 656.1355 | 681.0352 | 706.5834 | 731.6652 | 574.9571 | yes | 574.9571 | -9.367% | 113 | 113 | 113 | 113 | 113 | 113 | 113 | 71295.09 | 72720.9918 | 71684.9351 | 74143.3087 | 76956.9752 | 79843.9261 | 82678.1621 | 17.6233 |  | 72720.9918 | 72720.9918 | 69936.5221 | 70570.6686 | 71462.2019 | 72334.6563 | 73075.4481
549 | Overhead Service Temporary Disconnect Reconnect same day (Business Hours) | per installation | na | 995.5768 | na | na | 1059.3362 | 1097.6117 | 1142.0446 | 1187.6404 | 1232.1657 | 1059.3362 | 1097.6117 | 1142.0446 | 1187.6404 | 1232.1657 | 940.4906 | yes | 940.4906 | -11.22% | 0 | 0 | 10 | 10 | 10 | 10 | 10 | 0 | 0 | 10593.3623 | 10976.1167 | 11420.446 | 11876.4043 | 12321.6574 | na |  | 0 | 0 | 10334.9876 | 10447.2259 | 10605.0194 | 10759.4361 | 10890.5497
Temporary De-energisation
560 | Temporary de-energisation – LV (Business Hours) | per occurrence | 417.17 | 663.7179 | 59.1% | 425.5134 | 706.2242 | 731.7411 | 761.3631 | 791.7603 | 821.4438 | 504.6995 | 583.8856 | 663.0717 | 742.2577 | 821.4438 | 626.9937 | no | 504.6995 | 0% | 3.5 | 3.5 | 3.5 | 3.5 | 3.5 | 3.5 | 3.5 | 1460.095 | 1489.2969 | 1766.4482 | 2043.5995 | 2320.7508 | 2597.9021 | 2875.0534 | 79.1861 |  | 1489.2969 | 1489.2969 | 1723.3641 | 1945.1274 | 2155.0478 | 2353.5711 | 2541.1283
561 | Temporary de-energisation – HV (Business Hours) | per occurrence | 417.17 | 663.7179 | 59.1% | 425.5134 | 706.2242 | 731.7411 | 761.3631 | 791.7603 | 821.4438 | 504.6995 | 583.8856 | 663.0717 | 742.2577 | 821.4438 | 626.9937 | no | 504.6995 | 0% | 0.5 | 0.5 | 0.5 | 0.5 | 0.5 | 0.5 | 0.5 | 208.585 | 212.7567 | 252.3497 | 291.9428 | 331.5358 | 371.1289 | 410.7219 | 79.1861 |  | 212.7567 | 212.7567 | 246.1949 | 277.8753 | 307.864 | 336.2244 | 363.0183
Supply Abolishment / Removal
562 | Supply Abolishment / Removal – Overhead (Business Hours) | per site visit | 587.55 | 497.7884 | -15.28% | 599.301 | 529.6681 | 548.8058 | 571.0223 | 593.8202 | 616.0829 | 529.6681 | 548.8058 | 571.0223 | 593.8202 | 616.0829 | 470.2453 | yes | 470.2453 | -11.22% | 81 | 81 | 81 | 81 | 81 | 81 | 81 | 47591.55 | 48543.381 | 42903.1172 | 44453.2727 | 46252.8062 | 48099.4373 | 49902.7124 | 3.3564 |  | 48543.381 | 48543.381 | 41856.6997 | 42311.2649 | 42950.3286 | 43575.7163 | 44106.7263
563 | Supply Abolishment / Removal - Underground (Business Hours) | per site visit | 1061.51 | 1244.471 | 17.24% | 1082.7402 | 1324.1703 | 1372.0146 | 1427.5557 | 1484.5505 | 1540.2072 | 1174.2336 | 1265.727 | 1357.2204 | 1448.7138 | 1540.2072 | 1175.6132 | no | 1174.2336 | 0% | 38.5 | 38.5 | 38.5 | 38.5 | 38.5 | 38.5 | 38.5 | 40868.135 | 41685.4977 | 45207.9934 | 48730.4891 | 52252.9848 | 55775.4805 | 59297.9761 | 91.4934 |  | 41685.4977 | 41685.4977 | 44105.3594 | 46382.381 | 48522.0909 | 50529.8325 | 52410.7705
Miscellaneous Customer Initiated Services
564 | Install & Remove Tiger Tails – Establishment (Business Hours) | per installation | 1379.74 | 1218.7768 | -11.67% | 1407.3348 | 1292.6918 | 1336.8012 | 1387.2138 | 1438.9389 | 1489.7467 | 1292.6918 | 1336.8012 | 1387.2138 | 1438.9389 | 1489.7467 | 1173.8462 | yes | 1173.8462 | -9.194% | 35.5 | 35.5 | 35.5 | 35.5 | 35.5 | 35.5 | 35.5 | 48980.77 | 49960.3854 | 45890.5599 | 47456.4412 | 49246.0908 | 51082.3304 | 52886.0063 | 16.4824 |  | 49960.3854 | 49960.3854 | 44771.2779 | 45169.724 | 45729.8909 | 46278.0702 | 46743.5235
565 | Install & Remove Tiger Tails - Per Span (Business Hours) | per installation | 694.57 | 1822.2435 | 162.4% | 708.4614 | 1923.6162 | 1983.4987 | 2050.0788 | 2118.3755 | 2186.1691 | 1004.0029 | 1299.5445 | 1595.086 | 1890.6276 | 2186.1691 | 1804.7706 | no | 1004.0029 | 0% | 0 | 0 | 0 | 0 | 0 | 0 | 0 | 0 | 0 | 0 | 0 | 0 | 0 | 0 | 295.5415 |  | 0 | 0 | 0 | 0 | 0 | 0 | 0
566 | Install & Remove Warning Flags – Installation (Business Hours) | per installation | 1175.08 | 1218.7768 | 3.719% | 1198.5816 | 1292.6918 | 1336.8012 | 1387.2138 | 1438.9389 | 1489.7467 | 1256.8146 | 1315.0476 | 1373.2806 | 1431.5136 | 1489.7467 | 1173.8462 | yes | 1173.8462 | -6.601% | 0 | 0 | 0 | 0 | 0 | 0 | 0 | 0 | 0 | 0 | 0 | 0 | 0 | 0 | 58.233 |  | 0 | 0 | 0 | 0 | 0 | 0 | 0
567 | Install & Remove Tiger Tails - Per Span (Business Hours) | per installation | 595.34 | 1590.7768 | 167.2% | 607.2468 | 1681.6178 | 1735.4503 | 1795.8292 | 1857.7696 | 1919.0482 | 869.6071 | 1131.9674 | 1394.3276 | 1656.6879 | 1919.0482 | 1562.7722 | no | 869.6071 | 0% | 0 | 0 | 0 | 0 | 0 | 0 | 0 | 0 | 0 | 0 | 0 | 0 | 0 | 0 | 262.3603 |  | 0 | 0 | 0 | 0 | 0 | 0 | 0
Operational & Maintenance Fees - Export Only Embedded Generation Installations up to 5MW
568 | Embedded Generation OPEX Fees - Connection Assets | per annum | 2% | 2% | na |  | 0.02 | 0.02 | 0.02 | 0.02 | 0.02 | 0.02 | 0.02 | 0.02 | 0.02 | 0.02 | 0 | [10 empty] | 0 | 0 | 0 | 0 | 0 | 0 | 0 | 0.004 |  | 0 | 0 | 0 | 0 | 0 | 0 | 0 | bar: 17/18 to 23/24
569 | Embedded Generation OPEX Fees - Shared Network Asset | per annum | 2% | 2% | na |  | 0.02 | 0.02 | 0.02 | 0.02 | 0.02 | 0.02 | 0.02 | 0.02 | 0.02 | 0.02 | 0 | [10 empty] | 0 | 0 | 0 | 0 | 0 | 0 | 0 | 0.004 |  | 0 | 0 | 0 | 0 | 0 | 0 | 0 | bar: 17/18 to 23/24
Connection Enquiry Processing - Embedded Generation Installations*
570 | Embedded Generation Connection Enquiry – Class 1 (Commercial) | per installation | 0 | 444.6498 | na | 0 | 473.1264 | 490.2211 | 510.066 | 530.4303 | 550.3164 | 473.1264 | 490.2211 | 510.066 | 530.4303 | 550.3164 | 431.0479 | yes | 431.0479 | -8.894% | 27 | 27 | 27 | 27 | 27 | 27 | 27 | 0 | 0 | 12774.4117 | 13235.9708 | 13771.7823 | 14321.6171 | 14858.5426 | 110.0633 |  | 0 | 0 | 12462.8407 | 12598.1876 | 12788.4689 | 12974.6782 | 13132.7866
596 | Embedded Generation Connection Enquiry – Class 2 | per installation | 571.2 | 555.8123 | -2.694% | 582.624 | 591.4079 | 612.7764 | 637.5825 | 663.0378 | 687.8955 | 591.4079 | 612.7764 | 637.5825 | 663.0378 | 687.8955 | 538.8099 | yes | 538.8099 | -8.894% | [7 empty] | 0 | 0 | 0 | 0 | 0 | 0 | 0 | 21.0543 |  | 0 | 0 | 0 | 0 | 0 | 0 | 0 | bar: 17/18 to 23/24
597 | Embedded Generation Connection Enquiry – Class 3 | per installation | 571.2 | 666.9747 | 16.77% | 582.624 | 709.6895 | 735.3317 | 765.099 | 795.6454 | 825.4746 | 631.1941 | 679.7642 | 728.3344 | 776.9045 | 825.4746 | 646.5719 | no | 631.1941 | 0% | [7 empty] | 0 | 0 | 0 | 0 | 0 | 0 | 0 | 48.5701 |  | 0 | 0 | 0 | 0 | 0 | 0 | 0 | bar: 17/18 to 23/24
598 | Embedded Generation Connection Enquiry – Class 4 | per installation | 571.2 | 778.1372 | 36.23% | 582.624 | 827.9711 | 857.887 | 892.6155 | 928.253 | 963.0537 | 658.7099 | 734.7959 | 810.8818 | 886.9677 | 963.0537 | 754.3339 | no | 658.7099 | 0% | [7 empty] | 0 | 0 | 0 | 0 | 0 | 0 | 0 | 76.0859 |  | 0 | 0 | 0 | 0 | 0 | 0 | 0 | bar: 17/18 to 23/24
599 | Embedded Generation Connection Enquiry – Class 5 | per installation | 571.2 | 889.2996 | 55.69% | 582.624 | 946.2527 | 980.4423 | 1020.132 | 1060.8605 | 1100.6328 | 686.2258 | 789.8275 | 893.4293 | 997.031 | 1100.6328 | 862.0958 | no | 686.2258 | 0% | [7 empty] | 0 | 0 | 0 | 0 | 0 | 0 | 0 | 103.6018 |  | 0 | 0 | 0 | 0 | 0 | 0 | 0 | bar: 17/18 to 23/24
600 | Embedded Generation Connection Enquiry – Class 6 | per installation | 1142.41 | 1000.462 | -12.43% | 1165.2582 | 1064.5343 | 1102.9976 | 1147.6485 | 1193.4681 | 1238.2119 | 1064.5343 | 1102.9976 | 1147.6485 | 1193.4681 | 1238.2119 | 969.8578 | yes | 969.8578 | -8.894% | [7 empty] | 0 | 0 | 0 | 0 | 0 | 0 | 0 | 14.5907 |  | 0 | 0 | 0 | 0 | 0 | 0 | 0 | bar: 17/18 to 23/24
Network Design & Investigation / Analysis Services - Embedded Generation Installations†
574 | Embedded Generation Network Technical Study - Class 1 (Commercial) | per installation | 0 | 1778.5992 | na | 0 | 1892.5054 | 1960.8846 | 2040.264 | 2121.721 | 2201.2656 | 1892.5054 | 1960.8846 | 2040.264 | 2121.721 | 2201.2656 | 1724.1917 | yes | 1724.1917 | -8.894% | 4.5 | 4.5 | 4.5 | 4.5 | 4.5 | 4.5 | 4.5 | 0 | 0 | 8516.2745 | 8823.9805 | 9181.1882 | 9547.7447 | 9905.695 | 440.2531 |  | 0 | 0 | 8308.5605 | 8398.7917 | 8525.6459 | 8649.7855 | 8755.191
575 | Embedded Generation Network Technical Study - Class 2 | per installation | 3808.04 | 3557.1984 | -6.587% | 3884.2008 | 3785.0109 | 3921.7691 | 4080.5281 | 4243.4421 | 4402.5311 | 3785.0109 | 3921.7691 | 4080.5281 | 4243.4421 | 4402.5311 | 3448.3834 | yes | 3448.3834 | -8.894% | 0 | 0 | 0 | 0 | 0 | 0 | 0 | 0 | 0 | 0 | 0 | 0 | 0 | 0 | 103.6661 |  | 0 | 0 | 0 | 0 | 0 | 0 | 0
576 | Embedded Generation Network Technical Study - Class 3 | per installation | 5712.05 | 7114.3968 | 24.55% | 5826.291 | 7570.0217 | 7843.5383 | 8161.0562 | 8486.8842 | 8805.0623 | 6422.0453 | 7017.7995 | 7613.5538 | 8209.308 | 8805.0623 | 6896.7668 | no | 6422.0453 | 0% | 0 | 0 | 0 | 0 | 0 | 0 | 0 | 0 | 0 | 0 | 0 | 0 | 0 | 0 | 595.7543 |  | 0 | 0 | 0 | 0 | 0 | 0 | 0
577 | Embedded Generation Network Technical Study - Class 4 | per installation | 7616.08 | 10671.5952 | 40.12% | 7768.4016 | 11355.0326 | 11765.3074 | 12241.5842 | 12730.3263 | 13207.5934 | 8856.24 | 9944.0783 | 11031.9167 | 12119.755 | 13207.5934 | 10345.1502 | no | 8856.24 | 0% | 0 | 0 | 0 | 0 | 0 | 0 | 0 | 0 | 0 | 0 | 0 | 0 | 0 | 0 | 1087.8384 |  | 0 | 0 | 0 | 0 | 0 | 0 | 0
578 | Embedded Generation Network Technical Study - Class 5 | per installation | 11424.12 | 14228.7936 | 24.55% | 11652.6024 | 15140.0435 | 15687.0765 | 16322.1123 | 16973.7684 | 17610.1245 | 12844.1068 | 14035.6112 | 15227.1157 | 16418.6201 | 17610.1245 | 13793.5336 | no | 12844.1068 | 0% | 0.5 | 0.5 | 0.5 | 0.5 | 0.5 | 0.5 | 0.5 | 5712.06 | 5826.3012 | 6422.0534 | 7017.8056 | 7613.5578 | 8209.31 | 8805.0623 | 1191.5044 |  | 5826.3012 | 5826.3012 | 6265.418 | 6679.6484 | 7069.9453 | 7437.2297 | 7782.392
579 | Embeddded Generation - Embedded Generator Network Technical Study - Class 6 | per installation | 14280.14 | 17785.992 | 24.55% | 14565.7428 | 18925.0544 | 19608.8456 | 20402.6404 | 21217.2105 | 22012.6557 | 16055.1254 | 17544.5079 | 19033.8905 | 20523.2731 | 22012.6557 | 17241.917 | no | 16055.1254 | 0% | 0 | 0 | 0 | 0 | 0 | 0 | 0 | 0 | 0 | 0 | 0 | 0 | 0 | 0 | 1489.3826 |  | 0 | 0 | 0 | 0 | 0 | 0 | 0
Contract Administration, Commissioning and Testing - Embedded Generation Installations up to 5MW
601 | Embedded Generation - Connection Contract Establishment - Class 1 (Commercial) to Class 6 | per establishment | na | 3557.1984 | na | na | 3785.0109 | 3921.7691 | 4080.5281 | 4243.4421 | 4402.5311 | 3785.0109 | 3921.7691 | 4080.5281 | 4243.4421 | 4402.5311 | 3448.3834 | yes | 3448.3834 | -8.894% | [7 empty] | 0 | 0 | 0 | 0 | 0 | 0 | 0 | na |  | 0 | 0 | 0 | 0 | 0 | 0 | 0 | bar: 17/18 to 23/24
Provision of Data for Network Technical Study - Embedded Generation Installations over 5MW
602 | Embedded Generator Network Technical Study - Embedded Generation over 5MW | per provision | na | 17785.992 | na | na | 18925.0544 | 19608.8456 | 20402.6404 | 21217.2105 | 22012.6557 | 18925.0544 | 19608.8456 | 20402.6404 | 21217.2105 | 22012.6557 | 17241.917 | yes | 17241.917 | -8.894% | [7 empty] | 0 | 0 | 0 | 0 | 0 | 0 | 0 | na |  | 0 | 0 | 0 | 0 | 0 | 0 | 0 | bar: 17/18 to 23/24
Residential Estate Subdivision Services (per block)
580 | Subdivision Electricity Distribution Network Reticulation - Multi Unit Blocks | per block | 0 | na | na | 0 | 0 | 0 | 0 | 0 | 0 | 0 | 0 | 0 | 0 | 0 |  |  |  |  | 0 | 0 | 0 | 0 | 0 | 0 | 0 | 0 | 0 | 0 | 0 | 0 | 0 | 0 | 0 |  | 0 | 0 | 0 | 0 | 0 | 0 | 0
581 | Subdivision Electricity Distribution Network Reticulation - Blocks <= 650 M2 | per block | 1700.39 | na | na | 1734.3978 | 1769.0858 | 1804.4675 | 1840.5568 | 1877.368 | 1914.9153 | 1769.0858 | 1804.4675 | 1840.5568 | 1877.368 | 1914.9153 | 1769.0858 | no | 1769.0858 | 0% | 0 | 0 | 0 | 0 | 0 | 0 | 0 | 0 | 0 | 0 | 0 | 0 | 0 | 0 | 36.1035 |  | 0 | 0 | 0 | 0 | 0 | 0 | 0
582 | Subdivision Electricity Distribution Network Reticulation - Blocks 650 - 1100m2 with average linear frontage of 22-25 metres | per block | 2227.78 | na | na | 2272.3356 | 2317.7823 | 2364.138 | 2411.4207 | 2459.6491 | 2508.8421 | 2317.7823 | 2364.138 | 2411.4207 | 2459.6491 | 2508.8421 | 2317.7823 | no | 2317.7823 | 0% | 0 | 0 | 0 | 0 | 0 | 0 | 0 | 0 | 0 | 0 | 0 | 0 | 0 | 0 | 47.3013 |  | 0 | 0 | 0 | 0 | 0 | 0 | 0
Upstream augmentation (per kVA of capacity)
585 | HV feeder | $/kva | 36.83 | na | na | 37.5666 | 38.3179 | 39.0843 | 39.866 | 40.6633 | 41.4766 | 38.3179 | 39.0843 | 39.866 | 40.6633 | 41.4766 | 38.3179 | no | 38.3179 | 0% | 0 | 0 | 0 | 0 | 0 | 0 | 0 | 0 | 0 | 0 | 0 | 0 | 0 | 0 | 0.78199 |  | 0 | 0 | 0 | 0 | 0 | 0 | 0
586 | Distribution substation | $/kva | 21.33 | na | na | 21.7566 | 22.1917 | 22.6356 | 23.0883 | 23.55 | 24.021 | 22.1917 | 22.6356 | 23.0883 | 23.55 | 24.021 | 22.1917 | no | 22.1917 | 0% | 0 | 0 | 0 | 0 | 0 | 0 | 0 | 0 | 0 | 0 | 0 | 0 | 0 | 0 | 0.45289 |  | 0 | 0 | 0 | 0 | 0 | 0 | 0
Rescheduled Site Visits
590 | Rescheduled Site Visit – One Person | per site visit | 139.06 | 165.9295 | 19.32% | 141.8412 | 176.556 | 182.9353 | 190.3408 | 197.9401 | 205.361 | 154.5452 | 167.2491 | 179.9531 | 192.657 | 205.361 | 156.7484 | no | 154.5452 | 0% | 426.5 | 426.5 | 426.5 | 426.5 | 426.5 | 426.5 | 426.5 | 59309.09 | 60495.2718 | 65913.507 | 71331.7422 | 76749.9774 | 82168.2127 | 87586.4479 | 12.704 |  | 60495.2718 | 60495.2718 | 64305.8605 | 67894.5792 | 71269.9838 | 74440.3452 | 77413.6575
591 | Rescheduled Site Visit – Service Team | per site visit | 587.55 | 690.4566 | 17.51% | 599.301 | 734.6753 | 761.2203 | 792.0356 | 823.6574 | 854.5368 | 650.3482 | 701.3953 | 752.4425 | 803.4896 | 854.5368 | 675.2525 | no | 650.3482 | 0% | 60.5 | 60.5 | 60.5 | 60.5 | 60.5 | 60.5 | 60.5 | 35546.775 | 36257.7105 | 39346.0635 | 42434.4165 | 45522.7695 | 48611.1225 | 51699.4755 | 51.0472 |  | 36257.7105 | 36257.7105 | 38386.4034 | 40389.6885 | 42272.4169 | 44039.2778 | 45694.8031
Trenching charges
592 | Trenching - first 2 meters | per visit | 533.33 | 533.2 | -0.02438% | 543.9966 | 557.4606 | 571.3971 | 585.682 | 600.3241 | 615.3322 | 557.4606 | 571.3971 | 585.682 | 600.3241 | 615.3322 | 557.4606 | no | 557.4606 | 0% | 34.5 | 34.5 | 34.5 | 34.5 | 34.5 | 34.5 | 34.5 | 18399.885 | 18767.8827 | 19232.3907 | 19713.2005 | 20206.0305 | 20711.1812 | 21228.9608 | 14.2671 |  | 18767.8827 | 18767.8827 | 18763.308 | 18763.308 | 18763.308 | 18763.308 | 18763.308
593 | Trenching - subsequent meters | per meter | 124.03 | 124 | -0.02419% | 126.5106 | 129.642 | 132.883 | 136.2051 | 139.6103 | 143.1005 | 129.642 | 132.883 | 136.2051 | 139.6103 | 143.1005 | 129.642 | no | 129.642 | 0% | 25 | 25 | 25 | 25 | 25 | 25 | 25 | 3100.75 | 3162.765 | 3241.05 | 3322.0763 | 3405.1282 | 3490.2564 | 3577.5128 | 3.318 |  | 3162.765 | 3162.765 | 3162 | 3162 | 3162 | 3162 | 3162
Boring charges
594 | Under footpath | per occurrence | 967.44 | 967.2 | -0.02481% | 986.7888 | 1011.2076 | 1036.4878 | 1062.4 | 1088.96 | 1116.184 | 1011.2076 | 1036.4878 | 1062.4 | 1088.96 | 1116.184 | 1011.2076 | no | 1011.2076 | 0% | 3.5 | 3.5 | 3.5 | 3.5 | 3.5 | 3.5 | 3.5 | 3386.04 | 3453.7608 | 3539.2266 | 3627.7073 | 3718.3999 | 3811.3599 | 3906.6439 | 25.879 |  | 3453.7608 | 3453.7608 | 3452.904 | 3452.904 | 3452.904 | 3452.904 | 3452.904
595 | Under driveway | per occurrence | 1153.49 | 1153.2 | -0.02514% | 1176.5598 | 1205.6706 | 1235.8124 | 1266.7077 | 1298.3754 | 1330.8348 | 1205.6706 | 1235.8124 | 1266.7077 | 1298.3754 | 1330.8348 | 1205.6706 | no | 1205.6706 | 0% | [7 empty] | 1153.49 | 1176.5598 | 1205.6706 | 1235.8124 | 1266.7077 | 1298.3754 | 1330.8348 | 30.855 |  | 1176.5598 | 1176.5598 | 1176.264 | 1176.264 | 1176.264 | 1176.264 | 1176.264 | bar: 17/18 to 23/24
Cable Testing
603 | Spiking/Cable Testing (Business Hours) - Evoenergy network cables only | per test | na | 873.4533 | na | na | 1007.0724 | 1043.4595 | 1085.7003 | 1129.0466 | 1171.3752 | 1007.0724 | 1043.4595 | 1085.7003 | 1129.0466 | 1171.3752 | 923.472 | yes | 923.472 | -8.301% | 0 | 0 | 10 | 10 | 10 | 10 | 10 | 0 | 0 | 10070.7242 | 10434.5949 | 10857.0026 | 11290.4656 | 11713.7515 |  |  | 0 | 0 | 9825.0968 | 9931.7977 | 10081.8062 | 10228.6046 | 10353.2495
604 | Spiking/Cable Testing (After Hours) - Evoenergy network cables only | per test | na | 1029.2933 | na | na | 1305.1429 | 1352.2997 | 1407.0428 | 1463.2186 | 1518.0755 | 1305.1429 | 1352.2997 | 1407.0428 | 1463.2186 | 1518.0755 | 1188.1023 | yes | 1188.1023 | -8.968% | 0 | 0 | 5 | 5 | 5 | 5 | 5 | 0 | 0 | 6525.7144 | 6761.4985 | 7035.2138 | 7316.0929 | 7590.3773 |  |  | 0 | 0 | 6366.5506 | 6435.6916 | 6532.8954 | 6628.0191 | 6708.7876
Testing of Substation HV/LV Earthing or Soil Resistivity
605 | Substation HV/LV Earthing/Soil Resistivity Testing (Business Hours) | per test | na | 1030.2832 | na | na | 1193.3665 | 1236.4846 | 1286.5393 | 1337.9041 | 1388.0628 | 1193.3665 | 1236.4846 | 1286.5393 | 1337.9041 | 1388.0628 | 1088.8659 | yes | 1088.8659 | -8.757% | 0 | 0 | 10 | 10 | 10 | 10 | 10 | 0 | 0 | 11933.6646 | 12364.8462 | 12865.3933 | 13379.0407 | 13880.6285 |  |  | 0 | 0 | 11642.5996 | 11769.0386 | 11946.7966 | 12120.7505 | 12268.453
606 | Substation HV/LV Earthing/Soil Resistivity Testing (After Hours) | per test | na | 1225.0833 | na | na | 1565.9545 | 1622.5349 | 1688.2175 | 1755.6191 | 1821.4382 | 1565.9545 | 1622.5349 | 1688.2175 | 1755.6191 | 1821.4382 | 1419.6538 | yes | 1419.6538 | -9.343% | 0 | 0 | 5 | 5 | 5 | 5 | 5 | 0 | 0 | 7829.7726 | 8112.6744 | 8441.0873 | 8778.0955 | 9107.1912 |  |  | 0 | 0 | 7638.8026 | 7721.7602 | 7838.3887 | 7952.5212 | 8049.43
Termination of Consumer Mains - up to 50mm² Al or Cu - Note 1
607 | 1x 4 Core Or 4x 1 Core (1 Set) Consumer Mains (Business Hours) | per temination | na | 1211.2553 | na | na | 1385.9284 | 1436.0041 | 1494.1357 | 1553.7886 | 1612.041 | 1385.9284 | 1436.0041 | 1494.1357 | 1553.7886 | 1612.041 | 1281.4279 | yes | 1281.4279 | -7.54% | 0 | 0 | 15 | 15 | 15 | 15 | 15 | 0 | 0 | 20788.9258 | 21540.0616 | 22412.0348 | 23306.8294 | 24180.6156 |  |  | 0 | 0 | 20281.8788 | 20502.1407 | 20811.8023 | 21114.8371 | 21372.1408
608 | 1x 4 Core Or 4x 1 Core(1 Set) Consumer Mains (After Hours) | per temination | na | 1406.0553 | na | na | 1758.5165 | 1822.0544 | 1895.8138 | 1971.5036 | 2045.4164 | 1758.5165 | 1822.0544 | 1895.8138 | 1971.5036 | 2045.4164 | 1612.2157 | yes | 1612.2157 | -8.32% | 0 | 0 | 5 | 5 | 5 | 5 | 5 | 0 | 0 | 8792.5823 | 9110.2718 | 9479.0689 | 9857.5182 | 10227.0822 |  |  | 0 | 0 | 8578.1291 | 8671.2878 | 8802.2578 | 8930.425 | 9039.2504
Termination of Consumer Mains - Above 50mm² Cu or Al - Note 1
609 | 1x 4 Core Or 4x 1 Core (1 Set) Consumer Mains (Business Hours) | per temination | na | 1524.9153 | na | na | 1758.5165 | 1822.0544 | 1895.8138 | 1971.5036 | 2045.4164 | 1758.5165 | 1822.0544 | 1895.8138 | 1971.5036 | 2045.4164 | 1612.2157 | yes | 1612.2157 | -8.32% | 0 | 0 | 10 | 10 | 10 | 10 | 10 | 0 | 0 | 17585.1646 | 18220.5436 | 18958.1378 | 19715.0365 | 20454.1643 |  |  | 0 | 0 | 17156.2581 | 17342.5757 | 17604.5156 | 17860.85 | 18078.5009
610 | 1x 4 Core Or 4x 1 Core(1 Set) Consumer Mains (After Hours) | per temination | na | 1797.6353 | na | na | 2280.1398 | 2362.5247 | 2458.1632 | 2556.3047 | 2652.142 | 2280.1398 | 2362.5247 | 2458.1632 | 2556.3047 | 2652.142 | 2075.3187 | yes | 2075.3187 | -8.983% | 0 | 0 | 2 | 2 | 2 | 2 | 2 | 0 | 0 | 4560.2795 | 4725.0494 | 4916.3263 | 5112.6094 | 5304.284 |  |  | 0 | 0 | 4449.0532 | 4497.3701 | 4565.2977 | 4631.7717 | 4688.2141
611 | 2 x 4 Core Or 8 x 1 Core (2 Set) Consumer Mains (Business Hours) | per temination | na | 1838.5753 | na | na | 2131.1045 | 2208.1046 | 2297.4919 | 2389.2187 | 2478.7918 | 2131.1045 | 2208.1046 | 2297.4919 | 2389.2187 | 2478.7918 | 1943.0036 | yes | 1943.0036 | -8.826% | 0 | 0 | 15 | 15 | 15 | 15 | 15 | 0 | 0 | 31966.5679 | 33121.5691 | 34462.3787 | 35838.2801 | 37181.8774 |  |  | 0 | 0 | 31186.8955 | 31525.5863 | 32001.7445 | 32467.713 | 32863.3618
612 | 2 x 4 Core Or 8 x 1 Core (2 Set) Consumer Mains (After Hours) | per temination | na | 2189.2153 | na | na | 2801.7631 | 2902.9951 | 3020.5125 | 3141.1057 | 3258.8675 | 2801.7631 | 2902.9951 | 3020.5125 | 3141.1057 | 3258.8675 | 2538.4217 | yes | 2538.4217 | -9.399% | 0 | 0 | 5 | 5 | 5 | 5 | 5 | 0 | 0 | 14008.8153 | 14514.9753 | 15102.5627 | 15705.5286 | 16294.3377 |  |  | 0 | 0 | 13667.1369 | 13815.5624 | 14024.2308 | 14228.4337 | 14401.8202
613 | 3 x 4 Core Or 12 x 1 Core (3 Set) Consumer Mains (Business Hours) | per temination | na | 2152.2353 | na | na | 2503.6926 | 2594.1549 | 2699.17 | 2806.9337 | 2912.1672 | 2503.6926 | 2594.1549 | 2699.17 | 2806.9337 | 2912.1672 | 2273.7914 | yes | 2273.7914 | -9.182% | 0 | 0 | 10 | 10 | 10 | 10 | 10 | 0 | 0 | 25036.926 | 25941.5486 | 26991.7004 | 28069.337 | 29121.6722 |  |  | 0 | 0 | 24426.2693 | 24691.5394 | 25064.4771 | 25429.4339 | 25739.3149
614 | 3 x 4 Core Or 12 x 1 Core (3 Set) Consumer Mains (After Hours) | per temination | na | 2580.7953 | na | na | 3323.3864 | 3443.4654 | 3582.8619 | 3725.9067 | 3865.5931 | 3323.3864 | 3443.4654 | 3582.8619 | 3725.9067 | 3865.5931 | 3001.5247 | yes | 3001.5247 | -9.685% | 0 | 0 | 5 | 5 | 5 | 5 | 5 | 0 | 0 | 16616.9318 | 17217.327 | 17914.3096 | 18629.5337 | 19327.9655 |  |  | 0 | 0 | 16211.6408 | 16387.6997 | 16635.2174 | 16877.4381 | 17083.1051
615 | 4 x 4 Core Or 16 x 1 Core (4 Set) Consumer Mains (Business Hours) | per temination | na | 2309.0653 | na | na | 2689.9866 | 2787.18 | 2900.0091 | 3015.7912 | 3128.8549 | 2689.9866 | 2787.18 | 2900.0091 | 3015.7912 | 3128.8549 | 2439.1854 | yes | 2439.1854 | -9.324% | 0 | 0 | 10 | 10 | 10 | 10 | 10 | 0 | 0 | 26899.8663 | 27871.7998 | 29000.091 | 30157.9121 | 31288.5492 |  |  | 0 | 0 | 26243.772 | 26528.7803 | 26929.4675 | 27321.5799 | 27654.5184
616 | 4 x 4 Core Or 16 x 1 Core (4 Set) Consumer Mains (After Hours) | per temination | na | 2776.5853 | na | na | 3584.198 | 3713.7006 | 3864.0366 | 4018.3073 | 4168.9559 | 3584.198 | 3713.7006 | 3864.0366 | 4018.3073 | 4168.9559 | 3233.0762 | yes | 3233.0762 | -9.796% | 0 | 0 | 5 | 5 | 5 | 5 | 5 | 0 | 0 | 17920.99 | 18568.5029 | 19320.1831 | 20091.5363 | 20844.7793 |  |  | 0 | 0 | 17483.8927 | 17673.7684 | 17940.7106 | 18201.9403 | 18423.7476
LV Underground Network Disconnection (permanent disconnection of existing network)
617 | Including Capping/Abandoning - Underground ( Business Hours) | per disconnection or per visit | na | 1681.7453 | na | na | 1944.8105 | 2015.0795 | 2096.6528 | 2180.3612 | 2262.1041 | 1944.8105 | 2015.0795 | 2096.6528 | 2180.3612 | 2262.1041 | 1777.6096 | yes | 1777.6096 | -8.597% | 0 | 0 | 10 | 10 | 10 | 10 | 10 | 0 | 0 | 19448.1049 | 20150.7948 | 20966.5285 | 21803.6116 | 22621.0413 |  |  | 0 | 0 | 18973.7609 | 19179.8166 | 19469.506 | 19752.996 | 19993.7044
618 | Including Capping/Abandoning - Underground (After Hours) | per disconnection or per visit | na | 1993.4253 | na | na | 2540.9514 | 2632.7599 | 2739.3379 | 2848.7052 | 2955.5048 | 2540.9514 | 2632.7599 | 2739.3379 | 2848.7052 | 2955.5048 | 2306.8702 | yes | 2306.8702 | -9.212% | 0 | 0 | 5 | 5 | 5 | 5 | 5 | 0 | 0 | 12704.757 | 13163.7994 | 13696.6893 | 14243.526 | 14777.5238 |  |  | 0 | 0 | 12394.8849 | 12529.4938 | 12718.7376 | 12903.9316 | 13061.1778
Consumer Mains Disconnection at Evoenergy Network Asset such as Point of Entry/Substation
619 | Temporary or Permanent Consumer Mains as a Separate Request (Business Hours) | per disconnection or per visit | na | 1681.7453 | na | na | 1944.8105 | 2015.0795 | 2096.6528 | 2180.3612 | 2262.1041 | 1944.8105 | 2015.0795 | 2096.6528 | 2180.3612 | 2262.1041 | 1777.6096 | yes | 1777.6096 | -8.597% | 0 | 0 | 20 | 20 | 20 | 20 | 20 | 0 | 0 | 38896.2099 | 40301.5897 | 41933.0569 | 43607.2232 | 45242.0826 |  |  | 0 | 0 | 37947.5218 | 38359.6332 | 38939.012 | 39505.992 | 39987.4087
620 | Temporary or Permanent Consumer Mains as a Separate Request (After Hours) | per disconnection or per visit | na | 1993.4253 | na | na | 2540.9514 | 2632.7599 | 2739.3379 | 2848.7052 | 2955.5048 | 2540.9514 | 2632.7599 | 2739.3379 | 2848.7052 | 2955.5048 | 2306.8702 | yes | 2306.8702 | -9.212% | 0 | 0 | 5 | 5 | 5 | 5 | 5 | 0 | 0 | 12704.757 | 13163.7994 | 13696.6893 | 14243.526 | 14777.5238 |  |  | 0 | 0 | 12394.8849 | 12529.4938 | 12718.7376 | 12903.9316 | 13061.1778
Substation Supervised Access
621 | 1- 4 (Business Hours) | per visit per substation | na | 1063.4208 | na | na | 1228.6262 | 1273.0183 | 1324.552 | 1377.4344 | 1429.0751 | 1228.6262 | 1273.0183 | 1324.552 | 1377.4344 | 1429.0751 | 1124.1256 | yes | 1124.1256 | -8.505% | 0 | 0 | 20 | 20 | 20 | 20 | 20 | 0 | 0 | 24572.5234 | 25460.3664 | 26491.0393 | 27548.6871 | 28581.5029 |  |  | 0 | 0 | 23973.1936 | 24233.5433 | 24599.5635 | 24957.7508 | 25261.8839
622 | 1- 4 (After Hours) | per visit per substation | na | 1258.2207 | na | na | 1601.2142 | 1659.0686 | 1726.2301 | 1795.1494 | 1862.4505 | 1601.2142 | 1659.0686 | 1726.2301 | 1795.1494 | 1862.4505 | 1454.9135 | yes | 1454.9135 | -9.137% | 0 | 0 | 5 | 5 | 5 | 5 | 5 | 0 | 0 | 8006.0712 | 8295.3429 | 8631.1505 | 8975.7469 | 9312.2527 |  |  | 0 | 0 | 7810.8012 | 7895.6268 | 8014.8812 | 8131.5837 | 8230.6745
623 | 4- 8 (Business Hours) | per visit per substation | na | 1690.7407 | na | na | 1973.8023 | 2045.1188 | 2127.9082 | 2212.8644 | 2295.8259 | 1973.8023 | 2045.1188 | 2127.9082 | 2212.8644 | 2295.8259 | 1785.7013 | yes | 1785.7013 | -9.53% | 0 | 0 | 10 | 10 | 10 | 10 | 10 | 0 | 0 | 19738.0231 | 20451.1882 | 21279.0822 | 22128.644 | 22958.2593 |  |  | 0 | 0 | 19256.6079 | 19465.7354 | 19759.7432 | 20047.4593 | 20291.756
624 | 4- 8 (After Hours) | per visit per substation | na | 2041.3807 | na | na | 2644.4608 | 2740.0093 | 2850.9289 | 2964.7514 | 3075.9016 | 2644.4608 | 2740.0093 | 2850.9289 | 2964.7514 | 3075.9016 | 2381.1195 | yes | 2381.1195 | -9.958% | 0 | 0 | 3 | 3 | 3 | 3 | 3 | 0 | 0 | 7933.3825 | 8220.0278 | 8552.7866 | 8894.2543 | 9227.7049 |  |  | 0 | 0 | 7739.8854 | 7823.9408 | 7942.1126 | 8057.7554 | 8155.9466
Temporary De-energisation/Isolation of Overhead LV Network
625 | Business Hours Work | Per isolation or de-energisation and re-energisation on a same day | na | 1340.8988 | na | na | 1543.2948 | 1599.0564 | 1663.7886 | 1730.2149 | 1795.0816 | 1543.2948 | 1599.0564 | 1663.7886 | 1730.2149 | 1795.0816 | 1417.8942 | yes | 1417.8942 | -8.126% | 0 | 0 | 20 | 20 | 20 | 20 | 20 | 0 | 0 | 30865.8965 | 31981.1288 | 33275.7716 | 34604.2981 | 35901.6327 |  |  | 0 | 0 | 30113.0698 | 30440.0988 | 30899.8619 | 31349.7861 | 31731.812
626 | After Hours Work | Per isolation or de-energisation and re-energisation on a same day | na | na | na | na | 1990.4005 | 2062.3167 | 2145.8023 | 2231.4729 | 2315.1321 | 1990.4005 | 2062.3167 | 2145.8023 | 2231.4729 | 2315.1321 | 1814.8396 | yes | 1814.8396 | -8.82% | 0 | 0 | 5 | 5 | 5 | 5 | 5 | 0 | 0 | 9952.0026 | 10311.5837 | 10729.0117 | 11157.3647 | 11575.6606 |  |  | 0 | 0 | 9709.2708 | 9814.7138 | 9962.9539 | 10108.0217 | 10231.1972
Temporary De-energisation/Isolation of Overhead HV Network2
627 | Business Hours Work | Per isolation or de-energisation and re-energisation on a same day | na | 2414.6188 | na | na | 2763.4596 | 2863.3077 | 2979.2185 | 3098.1631 | 3214.3149 | 2763.4596 | 2863.3077 | 2979.2185 | 3098.1631 | 3214.3149 | 2554.4585 | yes | 2554.4585 | -7.563% | 0 | 0 | 10 | 10 | 10 | 10 | 10 | 0 | 0 | 27634.5961 | 28633.0765 | 29792.1854 | 30981.6305 | 32143.1494 |  |  | 0 | 0 | 26960.5816 | 27253.3745 | 27665.0058 | 28067.8282 | 28409.8604
628 | After Hours Work | Per isolation or de-energisation and re-energisation on a same day | na | 2804.2188 | na | na | 3508.6358 | 3635.4082 | 3782.5748 | 3933.5931 | 4081.0657 | 3508.6358 | 3635.4082 | 3782.5748 | 3933.5931 | 4081.0657 | 3216.0343 | yes | 3216.0343 | -8.339% | 0 | 0 | 5 | 5 | 5 | 5 | 5 | 0 | 0 | 17543.1788 | 18177.0408 | 18912.874 | 19667.9655 | 20405.3286 |  |  | 0 | 0 | 17115.2964 | 17301.1691 | 17562.4836 | 17818.206 | 18035.3372
Temporary De-energisation/Isolation of Underground/Overhead SLCC supply3
629 | Business Hours Work | Per isolation or de-energisation and re-energisation on a same day | na | 592.9307 | na | na | 669.7441 | 693.9429 | 722.0348 | 750.8618 | 779.0121 | 669.7441 | 693.9429 | 722.0348 | 750.8618 | 779.0121 | 627.9439 | yes | 627.9439 | -6.241% | 0 | 0 | 20 | 20 | 20 | 20 | 20 | 0 | 0 | 13394.8813 | 13878.8589 | 14440.6954 | 15017.2364 | 15580.2411 |  |  | 0 | 0 | 13068.1769 | 13210.0977 | 13409.6213 | 13604.875 | 13770.6629
630 | After Hours Work | Per isolation or de-energisation and re-energisation on a same day | na | 670.8508 | na | na | 818.7793 | 848.363 | 882.706 | 917.9478 | 952.3622 | 818.7793 | 848.363 | 882.706 | 917.9478 | 952.3622 | 760.259 | yes | 760.259 | -7.147% | 0 | 0 | 5 | 5 | 5 | 5 | 5 | 0 | 0 | 4093.8965 | 4241.8152 | 4413.5301 | 4589.7391 | 4761.8111 |  |  | 0 | 0 | 3994.0453 | 4037.4208 | 4098.4015 | 4158.0771 | 4208.7471
Temporary De-energisation/Isolation of Underground HV Or LV Network3
631 | Business Hours Work | Per isolation or de-energisation and re-energisation on a same day | na | 1184.0688 | na | na | 1357.0008 | 1406.0313 | 1462.9495 | 1521.3574 | 1578.3939 | 1357.0008 | 1406.0313 | 1462.9495 | 1521.3574 | 1578.3939 | 1252.5003 | yes | 1252.5003 | -7.701% | 0 | 0 | 10 | 10 | 10 | 10 | 10 | 0 | 0 | 13570.0079 | 14060.3131 | 14629.4952 | 15213.5739 | 15783.9394 |  |  | 0 | 0 | 13239.0321 | 13382.8085 | 13584.9406 | 13782.7471 | 13950.7025
632 | After Hours Work | Per isolation or de-energisation and re-energisation on a same day | na | 1378.8688 | na | na | 1729.5889 | 1792.0816 | 1864.6276 | 1939.0724 | 2011.7693 | 1729.5889 | 1792.0816 | 1864.6276 | 1939.0724 | 2011.7693 | 1583.2881 | yes | 1583.2881 | -8.459% | 0 | 0 | 5 | 5 | 5 | 5 | 5 | 0 | 0 | 8647.9443 | 8960.4078 | 9323.1382 | 9695.3621 | 10058.8467 |  |  | 0 | 0 | 8437.0188 | 8528.6452 | 8657.4607 | 8783.5195 | 8890.5548
Temporary De-energisation/Isolation of Underground HV Network - If HV Cable Insulation Test Required ( Isolation for more than 7 days)4
633 | Business Hours Work | Per isolation or de-energisation and re-energisation on a same day | na | 1654.5588 | na | na | 1915.8829 | 1985.1067 | 2065.4667 | 2147.9299 | 2228.457 | 1915.8829 | 1985.1067 | 2065.4667 | 2147.9299 | 2228.457 | 1748.682 | yes | 1748.682 | -8.727% | 0 | 0 | 10 | 10 | 10 | 10 | 10 | 0 | 0 | 19158.829 | 19851.0669 | 20654.6671 | 21479.2993 | 22284.5703 |  |  | 0 | 0 | 18691.5405 | 18894.5312 | 19179.9117 | 19459.185 | 19696.313
634 | After Hours Work | Per isolation or de-energisation and re-energisation on a same day | na | 1966.2387 | na | na | 2512.0238 | 2602.7871 | 2708.1517 | 2816.274 | 2921.8577 | 2512.0238 | 2602.7871 | 2708.1517 | 2816.274 | 2921.8577 | 2277.9426 | yes | 2277.9426 | -9.318% | 0 | 0 | 5 | 5 | 5 | 5 | 5 | 0 | 0 | 12560.119 | 13013.9354 | 13540.7586 | 14081.3698 | 14609.2883 |  |  | 0 | 0 | 12253.7747 | 12386.8511 | 12573.9404 | 12757.0261 | 12912.4821
Temporary Pole Support Work - Using Lifter/Borer5
635 | Business Hours Work | Per pole support per day as well as per visit | na | 3414.6487 | na | na | 3846.9544 | 3985.9508 | 4147.3079 | 4312.8881 | 4474.5807 | 3846.9544 | 3985.9508 | 4147.3079 | 4312.8881 | 4474.5807 | 3617.0533 | yes | 3617.0533 | -5.976% | 0 | 0 | 5 | 5 | 5 | 5 | 5 | 0 | 0 | 19234.7721 | 19929.754 | 20736.5396 | 21564.4405 | 22372.9035 |  |  | 0 | 0 | 18765.6313 | 18969.4268 | 19255.9384 | 19536.3188 | 19774.3867
636 | After Hours Work | Per pole support per day as well as per visit | na | 3722.5608 | na | na | 4538.2736 | 4702.2484 | 4892.6022 | 5087.9381 | 5278.6878 | 4538.2736 | 4702.2484 | 4892.6022 | 5087.9381 | 5278.6878 | 4216.4119 | yes | 4216.4119 | -7.092% | 0 | 0 | 2 | 2 | 2 | 2 | 2 | 0 | 0 | 9076.5471 | 9404.4967 | 9785.2045 | 10175.8762 | 10557.3756 |  |  | 0 | 0 | 8855.1679 | 8951.3354 | 9086.5351 | 9218.8416 | 9331.1817
Temporary Pole Support Work - Using Concrete Blocks5
637 | Business Hours Work | per Pole per Installation as well as per visit | na | 2621.7587 | na | na | 2945.025 | 3051.4332 | 3174.9597 | 3301.7192 | 3425.5025 | 2945.025 | 3051.4332 | 3174.9597 | 3301.7192 | 3425.5025 | 2777.8241 | yes | 2777.8241 | -5.677% | 0 | 0 | 5 | 5 | 5 | 5 | 5 | 0 | 0 | 14725.1248 | 15257.1662 | 15874.7986 | 16508.5958 | 17127.5123 |  |  | 0 | 0 | 14365.9754 | 14521.9904 | 14741.3286 | 14955.973 | 15138.2252
638 | After Hours Work | per Pole per Installation as well as per visit | na | 2812.7908 | na | na | 3412.7913 | 3536.1006 | 3679.2472 | 3826.1402 | 3969.5843 | 3412.7913 | 3536.1006 | 3679.2472 | 3826.1402 | 3969.5843 | 3178.7101 | yes | 3178.7101 | -6.859% | 0 | 0 | 2 | 2 | 2 | 2 | 2 | 0 | 0 | 6825.5825 | 7072.2013 | 7358.4943 | 7652.2803 | 7939.1686 |  |  | 0 | 0 | 6659.1049 | 6731.423 | 6833.0935 | 6932.5883 | 7017.0682
Pole Stay Replacement
639 | With Standard Stay -Business Hours | per pole stay | na | 3742.5952 | na | na | 4251.7735 | 4402.6398 | 4576.9352 | 4755.7849 | 4930.7508 | 4251.7735 | 4402.6398 | 4576.9352 | 4755.7849 | 4930.7508 | 4021.8723 | yes | 4021.8723 | -5.407% | 0 | 0 | 5 | 5 | 5 | 5 | 5 | 0 | 0 | 21258.8675 | 22013.1992 | 22884.6762 | 23778.9245 | 24653.754 |  |  | 0 | 0 | 20740.3585 | 20952.4799 | 21250.6969 | 21542.532 | 21790.3261
640 | With Standard Stay -After Hours | per pole stay | na | 4264.8888 | na | na | 5273.2751 | 5461.0498 | 5678.1912 | 5901.0082 | 6118.9092 | 5273.2751 | 5461.0498 | 5678.1912 | 5901.0082 | 6118.9092 | 4951.4134 | yes | 4951.4134 | -6.104% | 0 | 0 | 2 | 2 | 2 | 2 | 2 | 0 | 0 | 10546.5501 | 10922.0997 | 11356.3825 | 11802.0165 | 12237.8184 |  |  | 0 | 0 | 10289.3172 | 10395.8117 | 10545.5301 | 10692.0444 | 10816.4483
641 | With Side Walk Stay -Business Hours | per pole stay | na | 4454.2899 | na | na | 4999.0032 | 5168.4504 | 5361.747 | 5560.0725 | 5755.0199 | 4999.0032 | 5168.4504 | 5361.747 | 5560.0725 | 5755.0199 | 4737.7519 | yes | 4737.7519 | -5.226% | 0 | 0 | 5 | 5 | 5 | 5 | 5 | 0 | 0 | 24995.0161 | 25842.2518 | 26808.7351 | 27800.3626 | 28775.0993 |  |  | 0 | 0 | 24385.3815 | 24597.0273 | 24894.5756 | 25185.7564 | 25432.9949
642 | With Side Walk Stay -After Hours | per pole stay | na | 5001.7499 | na | na | 6045.8411 | 6253.1121 | 6490.3175 | 6733.7008 | 6972.6482 | 6045.8411 | 6253.1121 | 6490.3175 | 6733.7008 | 6972.6482 | 5680.0892 | yes | 5680.0892 | -6.05% | 0 | 0 | 2 | 2 | 2 | 2 | 2 | 0 | 0 | 12091.6822 | 12506.2242 | 12980.6349 | 13467.4017 | 13945.2963 |  |  | 0 | 0 | 11796.7631 | 11903.6042 | 12053.8099 | 12200.8012 | 12325.61
LVABC Replacement
643 | 1 Span- Business Hours | Charge per installation | na | 8816.8587 | na | na | 10145.9274 | 10501.7113 | 10911.4343 | 11331.8515 | 11743.6338 | 10145.9274 | 10501.7113 | 10911.4343 | 11331.8515 | 11743.6338 | 9309.9231 | yes | 9309.9231 | -8.24% | 0 | 0 | 10 | 10 | 10 | 10 | 10 | 0 | 0 | 101459.2738 | 105017.1131 | 109114.3434 | 113318.5154 | 117436.3385 |  |  | 0 | 0 | 98984.6574 | 99956.8001 | 101323.515 | 102660.9821 | 103796.6113
644 | 1 Span - After Hours | Charge per installation | na | 10375.2587 | na | na | 13126.632 | 13590.1133 | 14124.8594 | 14673.5717 | 15210.637 | 13126.632 | 13590.1133 | 14124.8594 | 14673.5717 | 15210.637 | 11956.226 | yes | 11956.226 | -8.916% | 0 | 0 | 1 | 1 | 1 | 1 | 1 | 0 | 0 | 13126.632 | 13590.1133 | 14124.8594 | 14673.5717 | 15210.637 |  |  | 0 | 0 | 12806.4702 | 12935.2655 | 13116.3361 | 13293.5318 | 13443.9867
645 | 2 Span- Business Hours | Charge per installation | na | 13125.9781 | na | na | 15048.7627 | 15570.8896 | 16170.4188 | 16785.5806 | 17388.7711 | 15048.7627 | 15570.8896 | 16170.4188 | 16785.5806 | 17388.7711 | 13857.4566 | yes | 13857.4566 | -7.916% | 0 | 0 | 2 | 2 | 2 | 2 | 2 | 0 | 0 | 30097.5254 | 31141.7792 | 32340.8376 | 33571.1612 | 34777.5422 |  |  | 0 | 0 | 29363.4395 | 29641.1938 | 30031.6827 | 30413.8152 | 30738.2798
646 | 2 Span - After Hours | Charge per installation | na | 15346.6981 | na | na | 19296.2667 | 19971.8625 | 20749.5494 | 21547.5319 | 22329.2506 | 19296.2667 | 19971.8625 | 20749.5494 | 21547.5319 | 22329.2506 | 17628.4382 | yes | 17628.4382 | -8.643% | 0 | 0 | 1 | 1 | 1 | 1 | 1 | 0 | 0 | 19296.2667 | 19971.8625 | 20749.5494 | 21547.5319 | 22329.2506 |  |  | 0 | 0 | 18825.6261 | 19009.5062 | 19268.0194 | 19521.0004 | 19735.8039
647 | 3 Span- Business Hours | Charge per installation | na | 17315.4675 | na | na | 19804.8864 | 20488.0553 | 21271.237 | 22074.8287 | 22863.2608 | 19804.8864 | 20488.0553 | 21271.237 | 22074.8287 | 22863.2608 | 18279.1786 | yes | 18279.1786 | -7.704% | 0 | 0 | 2 | 2 | 2 | 2 | 2 | 0 | 0 | 39609.7728 | 40976.1107 | 42542.4739 | 44149.6574 | 45726.5217 |  |  | 0 | 0 | 38643.6808 | 39001.652 | 39504.9162 | 39997.4105 | 40415.5823
648 | 3 Span - After Hours | Charge per installation | na | 20159.5474 | na | na | 25244.6722 | 26124.389 | 27135.7376 | 28173.468 | 29190.5416 | 25244.6722 | 26124.389 | 27135.7376 | 28173.468 | 29190.5416 | 23108.6813 | yes | 23108.6813 | -8.461% | 0 | 0 | 1 | 1 | 1 | 1 | 1 | 0 | 0 | 25244.6722 | 26124.389 | 27135.7376 | 28173.468 | 29190.5416 |  |  | 0 | 0 | 24628.9485 | 24865.5695 | 25198.23 | 25523.7715 | 25800.1854
649 | Cut & Shackle for LVABC Replacement - Per Cross arm One Direction - Business Hours | Charge per installation | na | 1181.5074 | na | na | 1310.5084 | 1353.565 | 1402.2379 | 1452.1731 | 1501.4271 | 1310.5084 | 1353.565 | 1402.2379 | 1452.1731 | 1501.4271 | 1247.8081 | yes | 1247.8081 | -4.784% | 0 | 0 | 10 | 10 | 10 | 10 | 10 | 0 | 0 | 13105.084 | 13535.6501 | 14022.3791 | 14521.731 | 15014.2708 |  |  | 0 | 0 | 12785.4478 | 12883.4266 | 13021.173 | 13155.9716 | 13270.4276
650 | Cut & Shackle for LVABC Replacement - Per Cross arm One Direction - After Hours | Charge per installation | na | 1419.0354 | na | na | 1662.4359 | 1718.2082 | 1781.6423 | 1846.7252 | 1910.7711 | 1662.4359 | 1718.2082 | 1781.6423 | 1846.7252 | 1910.7711 | 1574.6554 | yes | 1574.6554 | -5.28% | 0 | 0 | 2 | 2 | 2 | 2 | 2 | 0 | 0 | 3324.8717 | 3436.4163 | 3563.2847 | 3693.4503 | 3821.5422 |  |  | 0 | 0 | 3243.7773 | 3270.8305 | 3308.8641 | 3346.0837 | 3377.6865
651 | Installation of LV Fuse Switch Disconnector for LVABC Replacement Work- Business Hours | Charge per installation | na | 1360.4962 | na | na | 1497.0611 | 1543.4597 | 1594.9751 | 1647.8181 | 1700.3004 | 1497.0611 | 1543.4597 | 1594.9751 | 1647.8181 | 1700.3004 | 1434.3608 | yes | 1434.3608 | -4.188% | 0 | 0 | 5 | 5 | 5 | 5 | 5 | 0 | 0 | 7485.3055 | 7717.2984 | 7974.8757 | 8239.0906 | 8501.5018 |  |  | 0 | 0 | 7302.7371 | 7345.4357 | 7405.4649 | 7464.2095 | 7514.0889
652 | Installation of LV Fuse Switch Disconnector for LVABC Replacement Work- After Hours | Charge per installation | na | 1598.0242 | na | na | 1848.9886 | 1908.1028 | 1974.3796 | 2042.3702 | 2109.6444 | 1848.9886 | 1908.1028 | 1974.3796 | 2042.3702 | 2109.6444 | 1761.2081 | yes | 1761.2081 | -4.747% | 0 | 0 | 1 | 1 | 1 | 1 | 1 | 0 | 0 | 1848.9886 | 1908.1028 | 1974.3796 | 2042.3702 | 2109.6444 |  |  | 0 | 0 | 1803.8913 | 1816.1597 | 1833.4077 | 1850.2866 | 1864.6182
653 | Installation of LV termination cross- arm for LVABC Replacement Work - Business Hours | Charge per installation | na | 1375.5022 | na | na | 1565.1407 | 1617.1037 | 1676.0263 | 1736.4786 | 1796.0363 | 1565.1407 | 1617.1037 | 1676.0263 | 1736.4786 | 1796.0363 | 1450.1901 | yes | 1450.1901 | -7.344% | 0 | 0 | 5 | 5 | 5 | 5 | 5 | 0 | 0 | 7825.7033 | 8085.5187 | 8380.1314 | 8682.3929 | 8980.1817 |  |  | 0 | 0 | 7634.8325 | 7695.9131 | 7781.7851 | 7865.8194 | 7937.1721
654 | Installation of LV termination cross- arm for LVABC Replacement Work - After Hours | Charge per installation | na | 1589.7822 | na | na | 1974.9875 | 2041.759 | 2117.8722 | 2195.9651 | 2272.7493 | 1974.9875 | 2041.759 | 2117.8722 | 2195.9651 | 2272.7493 | 1814.0567 | yes | 1814.0567 | -8.148% | 0 | 0 | 1 | 1 | 1 | 1 | 1 | 0 | 0 | 1974.9875 | 2041.759 | 2117.8722 | 2195.9651 | 2272.7493 |  |  | 0 | 0 | 1926.8171 | 1943.3756 | 1966.6549 | 1989.436 | 2008.7792
655 | Installation of LV double strain cross -arm for LVABC Replacement Work - Business Hours | Charge per installation | na | 1577.7722 | na | na | 1799.1751 | 1859.0628 | 1927.0226 | 1996.7473 | 2065.4205 | 1799.1751 | 1859.0628 | 1927.0226 | 1996.7473 | 2065.4205 | 1663.3244 | yes | 1663.3244 | -7.551% | 0 | 0 | 5 | 5 | 5 | 5 | 5 | 0 | 0 | 8995.8755 | 9295.3139 | 9635.113 | 9983.7364 | 10327.1025 |  |  | 0 | 0 | 8776.4639 | 8847.4136 | 8947.1603 | 9044.7724 | 9127.6538
656 | Installation of LV double strain cross -arm for LVABC Replacement Work - After Hours | Charge per installation | na | 1951.6602 | na | na | 2411.9142 | 2493.9411 | 2587.6017 | 2683.6998 | 2778.1273 | 2411.9142 | 2493.9411 | 2587.6017 | 2683.6998 | 2778.1273 | 2221.7232 | yes | 2221.7232 | -7.885% | 0 | 0 | 1 | 1 | 1 | 1 | 1 | 0 | 0 | 2411.9142 | 2493.9411 | 2587.6017 | 2683.6998 | 2778.1273 |  |  | 0 | 0 | 2353.087 | 2373.769 | 2402.8454 | 2431.2996 | 2455.4597
657 | 1 Way 630A Weber Fuse Switch Disconnector Installation for consumer mains termination work - Business Hours | Charge per installation | na | 726.8606 | na | na | 785.1824 | 806.8857 | 830.0462 | 853.7948 | 877.7484 | 785.1824 | 806.8857 | 830.0462 | 853.7948 | 877.7484 | 764.2823 | yes | 764.2823 | -2.662% | 0 | 0 | 5 | 5 | 5 | 5 | 5 | 0 | 0 | 3925.9122 | 4034.4287 | 4150.2309 | 4268.9741 | 4388.7422 |  |  | 0 | 0 | 3830.1582 | 3840.0273 | 3853.902 | 3867.4798 | 3879.0086
658 | 1 Way 630A Weber Fuse Switch Disconnector Installation for consumer mains termination work - After Hours | Charge per installation | na | 765.8206 | na | na | 859.7 | 884.0958 | 910.3818 | 937.3378 | 964.4235 | 859.7 | 884.0958 | 910.3818 | 937.3378 | 964.4235 | 830.4399 | yes | 830.4399 | -3.404% | 0 | 0 | 1 | 1 | 1 | 1 | 1 | 0 | 0 | 859.7 | 884.0958 | 910.3818 | 937.3378 | 964.4235 |  |  | 0 | 0 | 838.7318 | 841.4951 | 845.38 | 849.1818 | 852.4099
659 | 1 Way 1000A Weber Fuse Switch Disconnector Installation for consumer mains termination work - Business Hours | Charge per installation | na | 831.614 | na | na | 895.239 | 919.6937 | 945.6743 | 972.3137 | 999.2303 | 895.239 | 919.6937 | 945.6743 | 972.3137 | 999.2303 | 874.3389 | yes | 874.3389 | -2.335% | 0 | 0 | 5 | 5 | 5 | 5 | 5 | 0 | 0 | 4476.1949 | 4598.4684 | 4728.3717 | 4861.5684 | 4996.1513 |  |  | 0 | 0 | 4367.0194 | 4376.8885 | 4390.7632 | 4404.341 | 4415.8698
660 | 1 Way 1000A Weber Fuse Switch Disconnector Installation for consumer mains termination work - After Hours | Charge per installation | na | 870.574 | na | na | 969.7566 | 996.9037 | 1026.01 | 1055.8567 | 1085.9053 | 969.7566 | 996.9037 | 1026.01 | 1055.8567 | 1085.9053 | 940.4964 | yes | 940.4964 | -3.017% | 0 | 0 | 1 | 1 | 1 | 1 | 1 | 0 | 0 | 969.7566 | 996.9037 | 1026.01 | 1055.8567 | 1085.9053 |  |  | 0 | 0 | 946.104 | 948.8673 | 952.7523 | 956.554 | 959.7821
661 | 1 Way 1250A Jean Muller Installation for consumer mains termination work - Business Hours | Charge per installation | na | 3903.3464 | na | na | 4133.2401 | 4239.6817 | 4350.1562 | 4463.4063 | 4578.9046 | 4133.2401 | 4239.6817 | 4350.1562 | 4463.4063 | 4578.9046 | 4101.8899 | yes | 4101.8899 | -0.7585% | 0 | 0 | 3 | 3 | 3 | 3 | 3 | 0 | 0 | 12399.7203 | 12719.0451 | 13050.4686 | 13390.2189 | 13736.7138 |  |  | 0 | 0 | 12097.2881 | 12106.1702 | 12118.6575 | 12130.8775 | 12141.2534
662 | 1 Way 1250A Jean Muller Installation for consumer mains termination work - After Hours | Charge per installation | na | 3961.7864 | na | na | 4245.0165 | 4355.4968 | 4470.6596 | 4588.7208 | 4708.9172 | 4245.0165 | 4355.4968 | 4470.6596 | 4588.7208 | 4708.9172 | 4201.1263 | yes | 4201.1263 | -1.034% | 0 | 0 | 1 | 1 | 1 | 1 | 1 | 0 | 0 | 4245.0165 | 4355.4968 | 4470.6596 | 4588.7208 | 4708.9172 |  |  | 0 | 0 | 4141.4795 | 4145.6245 | 4151.4519 | 4157.1546 | 4161.9967
663 | 1 Way Weber POE Kit Installation for consumer mains termination work- Business Hours | Charge per installation | na | 2374.87 | na | na | 2516.6223 | 2581.6116 | 2649.1402 | 2718.3662 | 2788.9341 | 2516.6223 | 2581.6116 | 2649.1402 | 2718.3662 | 2788.9341 | 2495.7222 | yes | 2495.7222 | -0.8305% | 0 | 0 | 5 | 5 | 5 | 5 | 5 | 0 | 0 | 12583.1116 | 12908.058 | 13245.701 | 13591.8309 | 13944.6704 |  |  | 0 | 0 | 12276.2064 | 12286.0755 | 12299.9502 | 12313.528 | 12325.0568
664 | 1 Way Weber POE Kit Installation for consumer mains termination work- After Hours | Charge per installation | na | 2413.83 | na | na | 2591.1399 | 2658.8217 | 2729.4758 | 2801.9092 | 2875.6092 | 2591.1399 | 2658.8217 | 2729.4758 | 2801.9092 | 2875.6092 | 2561.8798 | yes | 2561.8798 | -1.129% | 0 | 0 | 1 | 1 | 1 | 1 | 1 | 0 | 0 | 2591.1399 | 2658.8217 | 2729.4758 | 2801.9092 | 2875.6092 |  |  | 0 | 0 | 2527.9414 | 2530.7047 | 2534.5897 | 2538.3914 | 2541.6195
665 | 3 Way Weber POE Kit Installation for consumer mains termination work - Business Hours | Charge per installation | na | 3099.07 | na | na | 3277.4849 | 3361.4958 | 3448.5215 | 3537.732 | 3628.7841 | 3277.4849 | 3361.4958 | 3448.5215 | 3537.732 | 3628.7841 | 3256.5848 | yes | 3256.5848 | -0.6377% | 0 | 0 | 5 | 5 | 5 | 5 | 5 | 0 | 0 | 16387.4247 | 16807.479 | 17242.6075 | 17688.6601 | 18143.9203 |  |  | 0 | 0 | 15987.7314 | 15997.6005 | 16011.4752 | 16025.053 | 16036.5818
666 | 3 Way Weber POE Kit Installation for consumer mains termination work - After Hours | Charge per installation | na | 3138.03 | na | na | 3352.0025 | 3438.7058 | 3528.8571 | 3621.275 | 3715.4591 | 3352.0025 | 3438.7058 | 3528.8571 | 3621.275 | 3715.4591 | 3322.7424 | yes | 3322.7424 | -0.8729% | 0 | 0 | 1 | 1 | 1 | 1 | 1 | 0 | 0 | 3352.0025 | 3438.7058 | 3528.8571 | 3621.275 | 3715.4591 |  |  | 0 | 0 | 3270.2464 | 3273.0097 | 3276.8947 | 3280.6964 | 3283.9245
667 | Holec Fuse Kit Installation for Termination of Consumer Mains - Business Hours | Charge per installation | na | 275.9396 | na | na | 311.4336 | 321.2931 | 332.3138 | 343.6191 | 354.8183 | 311.4336 | 321.2931 | 332.3138 | 343.6191 | 354.8183 | 290.5335 | yes | 290.5335 | -6.711% | 0 | 0 | 5 | 5 | 5 | 5 | 5 | 0 | 0 | 1557.1678 | 1606.4657 | 1661.5689 | 1718.0955 | 1774.0916 |  |  | 0 | 0 | 1519.1881 | 1529.0572 | 1542.9319 | 1556.5097 | 1568.0385
668 | Holec Fuse Kit Installation for Termination of Consumer Mains - After Hours | Charge per installation | na | 314.8996 | na | na | 385.9512 | 398.5032 | 412.6494 | 427.1621 | 441.4934 | 385.9512 | 398.5032 | 412.6494 | 427.1621 | 441.4934 | 356.691 | yes | 356.691 | -7.581% | 0 | 0 | 1 | 1 | 1 | 1 | 1 | 0 | 0 | 385.9512 | 398.5032 | 412.6494 | 427.1621 | 441.4934 |  |  | 0 | 0 | 376.5377 | 379.3011 | 383.186 | 386.9878 | 390.2158
Notes | [29 empty] | 5331278.9767 | 5679495.5908 | 6039397.7792 | 6400058.4726 | 6722193.9761 |  |  |  |  | 5201247.7821 | 5405825.6664 | 5608181.22 | 5798137.1 | 5941439.968
1 | Includes termination of temporary supply consumer mains. Crimp Lugs to be supplied by Customer/Applicant. Charges includes disconnection of existing temporary consumer mains if present.
2 | Includes establishment of temporary earthing to overhead network and includes plant as required
3 | Excludes the type of work done by supply and installation officer. Excludes streetlight controller isolation work by C & I Officer
4 | Includes insulation testing of isolated HV cable prior re-energisation
5 | Includes plant operator as required * Temporary network isolation charges to apply separately
Note on Y77: AER: these prices are just escalated by inflation rather than being based on labour
Note on Y86: AER: these are only based on contractors
Note on M92: AER: have changed all of these 'misc work' formulas to absolute references to allow us to copy the formula
Note on Y92: AER: New ancillary services for misc connection charges

## 17.18 prices
2017-18 Alternative Control Services Cost Build Up - nominal dollars - fully cost reflective
| 2017/18 unit rate for labour |  | o/t loading | Crews, normal rates | [5 empty] | Crews, overtime rates | [6 empty] | Hours labour list
| Normal | Overtime |  |  | Line Worker (LW) | Trade Assistant/ Labour (TA) | Admin | Per hour crew rate |  |  | Line Worker (LW) | Trade Assistant/ Labour (TA) | Admin | Per hour crew rate |  | O/T Factor | 0.25
Direct overhead | 37% | 37% |  | F Crew Meter | 1 |  |  | 103.0618 |  | F Crew Meter | 1.4 |  |  | 144.2865 |  | 140% | 0.5
Office support service delivery | 84.04 | 117.656 | 140% | G Crew | 2 | 1 |  | 285.9034 |  | G Crew | 2.8 | 1.4 |  | 400.2647 |  | 140% | 0.75
Connection/Project Engineer (PE) | 109.68 | 153.552 | 140% | Meter crew | 2 |  |  | 206.1236 |  | Meter crew | 2.8 |  |  | 288.573 |  | 140% | 1
Management ( Senior Project Engineer - SPE) | 138.09 | 193.326 | 140% | OH Crew | 2 |  |  | 206.1236 |  | OH Crew | 2.8 | 0 |  | 288.573 |  | 140% | 1.5
GIS Officer (GO) | 98.86 | 138.404 | 140% | Switcher | 1 |  |  | 103.0618 |  | Switcher | 1.4 |  |  | 144.2865 |  | 140% | 2
Site Lead/Scheduler ( SL) | 103.0618 | 144.2865 | 140% | UG Crew | 3 |  |  | 309.1854 |  | UG Crew | 4.2 | 0 |  | 432.8595 |  | 140% | 2.5
Electrical Fitter (EF) | 103.0618 | 144.2865 | 140% | Admin | 0 | 0 | 1 | 84.04 |  | Admin |  |  | 1.4 | 117.656 |  | 140% | 3
Electrical Operator (EO) | 103.0618 | 144.2865 | 140% | Two fitter crew | 2 |  |  | 206.1236 |  | Two fitter crew | 2.8 |  |  | 288.573 |  | 140% | 3.5
Plant Operator (PO) | 103.0618 | 144.2865 | 140% | [13 empty] | 4
Line Worker (LW) | 103.0618 | 144.2865 | 140% | [13 empty] | 4.5
Trade Assistant/Labour (TA) | 79.7798 | 111.6917 | 140% | [5 empty] | CPI | 1.02 | [6 empty] | 5
Corporate overhead | 24% | 24% | [14 empty] | 5.5
6
6.5
7
Code | Service | Service Description / Scope | Current Prices 2017/18 | GST Inclusive | Appointment Time Hours | Normal/Over | Crew | Crew rate | Crew O/T Rate | Labour | Direct Overhead | Contract Payments | Plant Costs | Material Costs | Corporate Overheads | Total Expenditure | 7.5
Premise Re-energisation – Existing Network Connection | [16 empty] | 8
501 | Re-energise premises – Business Hours | Re-energisation of a premises that is already connected to the network during business hours | 69.524 | 76.4764 | 0.5 | Normal | F Crew Meter | 103.0618 | 144.2865 | 51.5309 | 19.0664 |  |  |  | 12.3674 | 82.9647
502 | Re-energise premises – After Hours | Re-energisation of a premises that is already connected to the network during after-hours periods | 88.1301 | 96.9431 | 0.5 | Overtime | F Crew Meter | 103.0618 | 144.2865 | 72.1432 | 19.0664 |  |  |  | 12.3674 | 103.5771
Premise De-energisation – Existing Network Connection | Service | Service Description / Scope | Current Prices 2017/18 | GST Inclusive | Appointment Time Hours | Normal/Over | Crew | Crew rate | Crew O/T Rate | Labour | Direct Overhead | Contract Payments | Plant Costs | Material Costs | Corporate Overheads | Total Expenditure
503 | De-energise premises – Business Hours | De-energisation of a premises that is already connected to the network during business hours; excluding where the de-energisation is for debt non-payment | 69.524 | 76.4764 | 0.5 | Normal | F Crew Meter | 103.0618 | 144.2865 | 51.5309 | 19.0664 |  |  |  | 12.3674 | 82.9647
505 | De-energise premises for debt non-payment | De-energisation of a premises that is already connected to the network where the de-energisation is for debt non-payment – Anytime | 139.0583 | 152.9641 | 0.5 | Normal | Meter crew | 206.1236 | 288.573 | 103.0618 | 38.1329 |  |  |  | 24.7348 | 165.9295
Meter Investigations | Service | Service Description / Scope | Current Prices 2017/18 | GST Inclusive | Appointment Time Hours | Normal/Over | Crew | Crew rate | Crew O/T Rate | Labour | Direct Overhead | Contract Payments | Plant Costs | Material Costs | Corporate Overheads | Total Expenditure
504 | Meter Test (Whole Current) – Business Hours | Meter test for whole current Type 5 – 7 meters only during business hours. Fee is refunded if the meter is proven to be faulty | 278.1166 | 305.9283 | 1 | Normal | Meter crew | 206.1236 | 288.573 | 206.1236 | 76.2657 |  |  |  | 49.4697 | 331.8589
510 | Meter Test (CT/VT) – Business Hours | Meter test for meters utilising a CT or VT during business hours. Fee is refunded if the meter installation is proven to be faulty | 322.0945 | 354.3039 | 0.25 | Normal | Admin | 84.04 | 117.656 | 21.01 | 7.7737 | 340 |  |  | 86.6424 | 455.4261
Special meters Services | Service | Service Description / Scope | Current Prices 2017/18 | GST Inclusive | Appointment Time Hours | Normal/Over | Crew | Crew rate | Crew O/T Rate | Labour | Direct Overhead | Contract Payments | Plant Costs | Material Costs | Corporate Overheads | Total Expenditure
506 | Special Meter Read | Out of cycle meter read during business hours Use for the following: • Customer Initiated Check Read, • Data validation initiated Check Read - prior to billing, • Data validation Check Read - post billing • Customer initiated additional out-of cycle read for billing purposes • Final read Fee associated with a Check Read is refunded if the original reading is proven to be incorrect | 32.1582 | 35.374 | 0.25 | Normal | Admin | 84.04 | 117.656 | 21.01 | 7.7737 | 6.25 |  |  | 6.5424 | 41.5761
Power of Choice services | Service | Service Description / Scope | Current Prices 2017/18 | GST Inclusive | Appointment Time Hours | Normal/Over | Crew | Crew rate | Crew O/T Rate | Labour | Direct Overhead | Contract Payments | Plant Costs | Material Costs | Corporate Overheads | Total Expenditure
515 | Move, remove, inspect or reconfigure meter | Customer initiated change to an Evoenergy metered site that requires a site visit to move, reseal, reprogram or inspect, but does not require a new meter | na | na | 1 | Normal | F Crew Meter | 103.0618 | 144.2865 | 103.0618 | 38.1329 |  |  |  | 24.7348 | 165.9295
516 | Establish supply | Energisation of a premise that is connected to the network for the first time | na | na | 0.75 | Normal | F Crew Meter | 103.0618 | 144.2865 | 77.2963 | 28.5996 |  |  |  | 18.5511 | 124.4471
517 | Faults investigation (meter malfunction) | Customer call to Evoenergy Faults and Emergencies where a subsequent site visit ascertains a non-Evoenergy meter has failed, cannot be safely bypassed, and customer is/remains off supply | na | na | 0.75 | Normal | F Crew Meter | 103.0618 | 144.2865 | 77.2963 | 28.5996 |  |  |  | 18.5511 | 124.4471
518 | Faults investigation (meter bypassed) | Customer call to Evoenergy Faults and Emergencies where a subsequent site visit ascertains a non-Evoenergy meter has failed and has been bypassed so that the customer is back on supply | na | na | 1 | Normal | F Crew Meter | 103.0618 | 144.2865 | 103.0618 | 38.1329 |  |  |  | 24.7348 | 165.9295
519 | Faults investigation (customer's side of network boundary) | Customer call to Evoenergy Faults and Emergencies where a subsequent site visit ascertains a failure on the customers side of the network | na | na | 0.5 | Normal | F Crew Meter | 103.0618 | 144.2865 | 51.5309 | 19.0664 |  |  |  | 12.3674 | 82.9647
Temporary Network Connections | Service | Service Description / Scope | Current Prices 2017/18 | GST Inclusive | Appointment Time Hours | Normal/Over | Crew | Crew rate | Crew O/T Rate | Labour | Direct Overhead | Contract Payments | Plant Costs | Material Costs | Corporate Overheads | Total Expenditure
520 | Temporary Builders’ Supply – Overhead (Business Hours) | Installation of a new temporary overhead supply connection not including associated metering during business hours; where the service connection complies with the following: • Load is <= 100 Amps/Phase • Single or multi-phase • Meter location <= 25m from source network pole • Point of Attachment/Builders Pole supplied and installed by the customer Includes situations where the service connection point of attachment (POA) and meter are in the permanent location | 624.9269 | 687.4196 | 1.5 | Normal | OH Crew | 206.1236 | 288.573 | 309.1854 | 114.3986 |  |  | 30.1429 | 81.4388 | 535.1656
522 | Temporary Builders’ Supply – Underground (Business Hours) | Installation of a new temporary underground supply connection not including associated metering during business hours; where the service connection complies with the following: • Load is <= 100 Amps/Phase • Single or multi-phase • Meter location <= 15m from source network pole / pillar / pit / cable end • Conduit between meter location and network connection point supplied and installed by the customer Includes situations where the service connection point of entry (POE) and/or meter are in the permanent location | 1364.2578 | 1500.6836 | 2 | Normal | UG Crew | 309.1854 | 432.8595 | 618.3707 | 228.7972 |  |  | 30.1429 | 155.6433 | 1032.954
New Network Connections | Service | Service Description / Scope | Current Prices 2017/18 | GST Inclusive | Appointment Time Hours | Normal/Over | Crew | Crew rate | Crew O/T Rate | Labour | Direct Overhead | Contract Payments | Plant Costs | Material Costs | Corporate Overheads | Total Expenditure
523 | New Underground Service Connection – Greenfield | Installation of a new underground service connection, not including associated metering, during business hours where the service connection complies with the following: • Service connection is the first / initial connection to that block/premise • Load is <= 100 Amps/Phase • Single or multi-phase • Network connection point is located in the street frontage verge • Cable length within block <= 15m • Conduit between the POE/meter location (as applicable) and the property boundary is supplied and installed by the customer • Complete service connection including associated metering can be undertaken in a single visit | 0 | 0 | 1.5 | Normal | G Crew | 285.9034 | 400.2647 | 428.8551 | 158.6764 |  |  |  | 102.9252 | 690.4566
526 | New Overhead Service Connection – Brownfield (Business Hours) | Installation of a new overhead service connection, not including associated metering, during business hours; where the service connection complies with the following: • Service connection is not the first / initial connection to that block/premise • Load is <= 100 Amps/Phase • Single or multi-phase • Service connection is continuous with a length <= 2 spans &/or 25m from source network pole Typically use in redevelopment scenario only where an underground service connection cannot be achieved. | 820.7771 | 902.8549 | 2 | Normal | OH Crew | 206.1236 | 288.573 | 412.2471 | 152.5314 |  |  | 30.1429 | 106.1736 | 701.095
527 | New Underground Service Connection – Brownfield from Front | Installation of an underground service connection, not including associated metering, during business hours where the service connection complies with the following: • Service connection is not the first / initial connection to that block/premise • Load is <= 100 Amps/Phase • Single or multi-phase • Service connection is continuous with a length <= 25m from network connection point • Network connection point is a pole, pillar or pit located in the street frontage verge • Conduit between the POE/meter location (as applicable) and the network connection point or property boundary is supplied and installed by the customer Where the service connection extends outside the customer property and Evoenergy is required to undertake additional civil works, additional unit rate based fees may also be applied for the additional work beyond the scope of this item Typically use in redevelopment scenarios such as knockdown/rebuilds and/or dual occupancy premises. | 1364.2578 | 1500.6836 | 2.5 | Normal | UG Crew | 309.1854 | 432.8595 | 772.9634 | 285.9964 |  |  | 30.1429 | 192.7455 | 1281.8482
528 | New Underground Service Connection – Brownfield from Rear | Installation of an underground service connection, not including associated metering, during business hours where the service connection complies with the following: • Service connection is not the first / initial connection to that block/premise • Load is <= 100 Amps/Phase • Single or multi-phase • Service connection is continuous with a length <= 25m from network connection point • Network connection point is a pole located in the section backspine • Conduit between the POE/meter location (as applicable) and the network connection point or property boundary is supplied and installed by the customer Where the service connection extends outside the customer property and Evoenergy is required to undertake additional civil works, additional unit rate based fees may also be applied for the additional work beyond the scope of this item Typically use in redevelopment scenarios such as knockdown/rebuilds and/or dual occupancy premises. | 1364.2578 | 1500.6836 | 2.5 | Normal | UG Crew | 309.1854 | 432.8595 | 772.9634 | 285.9964 |  |  | 30.1429 | 192.7455 | 1281.8482
Network Connection Alterations and Additions | Service | Service Description / Scope | Current Prices 2017/18 | GST Inclusive | Appointment Time Hours | Normal/Over | Crew | Crew rate | Crew O/T Rate | Labour | Direct Overhead | Contract Payments | Plant Costs | Material Costs | Corporate Overheads | Total Expenditure
541 | Overhead Service Relocation – Single Visit (Business Hours) | Relocation of an overhead service connection in a single site visit during business hours where the service connection complies with the following: • Load <= 100 Amps/Phase • Single or multi-phase • Service connection is no more than two spans &/or 25m in length Scope involves: • De-energisation, physical disconnection / dismantling then re-attachment, connection and re-energisation • Replacement of overhead service cable if required | 783.3908 | 861.7299 | 2 | Normal | OH Crew | 206.1236 | 288.573 | 412.2471 | 152.5314 |  |  |  | 98.9393 | 663.7179
542 | Overhead Service Relocation – Two Visits (Business Hours) | Relocation of an overhead service connection in two site visits during business hours where the service connection complies with the following: • Load <= 100 Amps/Phase • Single or multi-phase • Service connection is no more than two spans &/or 25m in length Scope involves: • De-energisation, physical disconnection / dismantling in first site visit • Re-attachment, connection and re-energisation in second visit • Replacement of overhead service cable if required | 1566.7714 | 1723.4485 | 4 | Normal | OH Crew | 206.1236 | 288.573 | 824.4943 | 305.0629 |  |  |  | 197.8786 | 1327.4358
543 | Overhead Service Upgrade – Service Cable Replacement Not Required | Upgrade of an existing overhead service connection from single to multi-phase where the installed cable does not require replacement and the service connection complies with the following: • Load <= 100 Amps/Phase • Existing cable is physically able to be connected multi-phase without joints | 783.3908 | 861.7299 | 2 | Normal | OH Crew | 206.1236 | 288.573 | 412.2471 | 152.5314 |  |  |  | 98.9393 | 663.7179
544 | Overhead Service Upgrade – Service Cable Replacement Required | Upgrade of an existing overhead service connection where the installed cable does not meet the increased load requirements (multi-phase or capacity/rating) and the service connection complies with the following: • Load <= 100 Amps/Phase • Service connection is no more than two spans &/or 25m in length Use for single to multi-phase and capacity upgrades | 820.7771 | 902.8549 | 2 | Normal | OH Crew | 206.1236 | 288.573 | 412.2471 | 152.5314 |  |  | 30.1429 | 106.1736 | 701.095
545 | Underground Service Upgrade – Service Cable Replacement Not Required | Upgrade of an existing underground service connection from single to multi-phase where the installed cable does not require replacement and the service connection complies with the following: • Load <= 100 Amps/Phase • Existing cable is physically able to be connected multi-phase without joints | 1326.8817 | 1459.5699 | 1.5 | Normal | Two fitter crew | 206.1236 | 288.573 | 309.1854 | 114.3986 |  |  |  | 74.2045 | 497.7884
546 | Underground Service Upgrade – Service Cable Replacement Required | Upgrade of an existing underground service connection where the existing cable does not meet the increased load requirements (multi-phase or capacity/rating) and the service connection complies with the following: • Load <= 100 Amps/Phase • Service connection is no more than 25m in length • Conduit between the meter location and the network connection point or property boundary is supplied and installed by the customer Where the service connection extends outside the customer property and Evoenergy is required to undertake additional civil works, additional unit rate based fees may also be applied for the additional work outside the scope of this item | 1364.2578 | 1500.6836 | 2.5 | Normal | UG Crew | 309.1854 | 432.8595 | 772.9634 | 285.9964 |  |  | 30.1429 | 192.7455 | 1281.8482
547 | Underground Service Relocation – Single Visit (Business Hours) | Relocation of an underground service connection, or part thereof, in a single site visit during business hours where the service connection complies with the following: • Load <= 100 Amps/Phase • Single or multi-phase • Service connection is no more than 25m in length Scope involves: • De-energisation, physical disconnection/cutting away, installation of new service cable section, jointing and then termination, connection and re-energisation Where the service connection extends outside the customer property and Evoenergy is required to undertake additional civil works, additional unit rate based fees may also be applied for the additional work outside the scope of this item | 1364.2578 | 1500.6836 | 2.5 | Normal | UG Crew | 309.1854 | 432.8595 | 772.9634 | 285.9964 |  |  | 30.1429 | 192.7455 | 1281.8482
548 | Install surface mounted point of entry (POE) box | Installation of a surface mounted point of entry box and conduit to ground level on the customer’s structure to facilitate installation of a new or relocated underground service connection; where the service connection complies with the following: • Load <= 100 Amps/Phase • Single or multi-phase Scope involves: • Supply and installation of POE box, conduit and associated fixings Applicable where a recessed POE box cannot be provided by the customer Only use in conjunction with Item 526 New Underground Service – Brownfield and Item 547 Underground Service Relocation | 630.9341 | 694.0275 | 1 | Normal | UG Crew | 309.1854 | 432.8595 | 309.1854 | 114.3986 |  |  | 80.77 | 93.5893 | 597.9432
549 | Overhead Service Temporary Disconnect Reconnect same day (Business Hours) | A temporary disconnect and reconnect of an existing overhead service connection to a residential dwelling. | n/a | n/a | 3 | Normal | OH Crew | 206.1236 | 288.573 | 618.3707 | 228.7972 |  |  |  | 148.409 | 995.5768
Temporary De-energisation | Service | Service Description / Scope | Current Prices 2017/18 | GST Inclusive | Appointment Time Hours | Normal/Over | Crew | Crew rate | Crew O/T Rate | Labour | Direct Overhead | Contract Payments | Plant Costs | Material Costs | Corporate Overheads | Total Expenditure
560 | Temporary de-energisation – LV (Business Hours) | Temporary de-energisation and re-energisation of LV network infrastructure in business hours to allow safe customer / contractor approach and work in close proximity Scope does not include dismantling of lines or network infrastructure Use for tree pruning, mobile plant operation, oversize loads, construction activities | 417.1749 | 458.8924 | 4 | Normal | Switcher | 103.0618 | 144.2865 | 412.2471 | 152.5314 |  |  |  | 98.9393 | 663.7179
561 | Temporary de-energisation – HV (Business Hours) | Temporary de-energisation and re-energisation of HV network infrastructure in business hours to allow safe customer / contractor approach and work in close proximity Scope does not include dismantling of lines or network infrastructure Use for tree pruning, mobile plant operation, oversize loads, construction activities | 417.1749 | 458.8924 | 4 | Normal | Switcher | 103.0618 | 144.2865 | 412.2471 | 152.5314 |  |  |  | 98.9393 | 663.7179
Supply Abolishment / Removal | Service | Service Description / Scope | Current Prices 2017/18 | GST Inclusive | Appointment Time Hours | Normal/Over | Crew | Crew rate | Crew O/T Rate | Labour | Direct Overhead | Contract Payments | Plant Costs | Material Costs | Corporate Overheads | Total Expenditure
562 | Supply Abolishment / Removal – Overhead (Business Hours) | Decommissioning and removal of an overhead service connection and associated metering during business hours for service connections that comply with the following: • Load <= 100 Amps/Phase • Single or multi-phase • Service connection is no more than two spans &/or 25m in length • Removal of the service connection does not result in a consequential requirement to remove a network pole Use where a property is to be demolished, supply is no longer required, an alternative connection point is to be established / used, or a redundant supply is to be removed. | 587.5508 | 646.3059 | 1.5 | Normal | OH Crew | 206.1236 | 288.573 | 309.1854 | 114.3986 |  |  |  | 74.2045 | 497.7884
563 | Supply Abolishment / Removal - Underground (Business Hours) | Decommissioning and removal of an underground service connection and associated metering during business hours for service connections which comply with the following: • Load <= 100 Amps/Phase • Single or multi-phase • Removal of the service connection does not result in a consequential requirement to remove redundant network mains infrastructure such as a pole, pillar, pit Use where a property is to be demolished, supply is no longer required, an alternative connection point is to be established / used, or a redundant supply is to be removed. | 1061.5074 | 1167.6582 | 2.5 | Normal | UG Crew | 309.1854 | 432.8595 | 772.9634 | 285.9964 |  |  |  | 185.5112 | 1244.471
Miscellaneous Customer Initiated Services | Service | Service Description / Scope | Current Prices 2017/18 | GST Inclusive | Appointment Time Hours | Normal/Over | Crew | Crew rate | Crew O/T Rate | Labour | Direct Overhead | Contract Payments | Plant Costs | Material Costs | Corporate Overheads | Total Expenditure
564 | Install & Remove Tiger Tails – Establishment (Business Hours) | Installation and removal of “Tiger Tail” covers on overhead lines including service lines, LV & HV during business hours – Establishment fee per site Use in conjunction with Item 565 to determine total service charge | 1379.7372 | 1517.7109 | 3 | Normal | OH Crew | 206.1236 | 288.573 | 618.3707 | 228.7972 |  | 180 |  | 191.609 | 1218.7768
565 | Install & Remove Tiger Tails - Per Span (Business Hours) | Installation and removal of “Tiger Tail” covers on overhead lines including service lines, LV & HV during business hours – Length based fee Use in conjunction with Item 564 to determine total service charge | 694.5739 | 764.0313 | 3 | Normal | OH Crew | 206.1236 | 288.573 | 618.3707 | 228.7972 |  |  | 666.6667 | 308.409 | 1822.2435
566 | Install & Remove Warning Flags – Installation (Business Hours) | Installation and removal of Warning Flags on overhead lines including service lines, LV & HV during business hours – Establishment fee per site Use in conjunction with Item 567 to determine total service charge | 1175.0811 | 1292.5892 | 3 | Normal | OH Crew | 206.1236 | 288.573 | 618.3707 | 228.7972 |  | 180 |  | 191.609 | 1218.7768
567 | Install & Remove Tiger Tails - Per Span (Business Hours) | Installation and removal of Warning Flags on overhead lines including service lines, LV & HV – Lengths based fee Use in conjunction with Item 566 to determine total service charge | 595.3418 | 654.8759 | 3 | Normal | OH Crew | 206.1236 | 288.573 | 618.3707 | 228.7972 |  |  | 480 | 263.609 | 1590.7768
Operational & Maintenance Fees - Export Only Embedded Generation Installations up to 5MW | Service | Service Description / Scope | Current Prices 2017/18 | GST Inclusive | Appointment Time Hours | Normal/Over | Crew | Crew rate | Crew O/T Rate | Labour | Direct Overhead | Contract Payments | Plant Costs | Material Costs | Corporate Overheads | Total Expenditure
568 | Embedded Generation OPEX Fees - Connection Assets | Annual operational and maintenance charges for the dedicated connections assets of Export Only Embedded Generation | 2% of value of connection assets per annum
569 | Embedded Generation OPEX Fees - Shared Network Asset | Annual operational and maintenance charges for the shared network assets associated with Export Only Embedded Generation | 2% of value of shared assets allocated to the generator per annum (if applicable)
Connection Enquiry Processing - Embedded Generation Installations* | Service | Service Description / Scope | Current Prices 2017/18 | GST Inclusive | Appointment Time Hours | Normal/Over | Crew | Crew rate | Crew O/T Rate | Labour | Direct Overhead | Contract Payments | Plant Costs | Material Costs | Corporate Overheads | Total Expenditure
570 | Embedded Generation Connection Enquiry – Class 1 (Commercial) | Receipt, registration, processing and responding to a connection enquiry for Class 1 (Commercial) Embedded Generation | 0 | 0 | 2 | Normal | Management ( Senior Project Engineer - SPE) | 138.09 | 193.326 | 276.18 | 102.1866 |  |  |  | 66.2832 | 444.6498
596 | Embedded Generation Connection Enquiry – Class 2 | Receipt, registration, processing and responding to a connection enquiry with Preliminary Network Advice for Class 2 Embedded Generation | 571.2 | 628.32 | 2.5 | Normal | Management ( Senior Project Engineer - SPE) | 138.09 | 193.326 | 345.225 | 127.7333 |  |  |  | 82.854 | 555.8123
597 | Embedded Generation Connection Enquiry – Class 3 | Receipt, registration, processing and responding to a connection enquiry with Preliminary Network Advice for Class 3 Embedded Generation | 571.2 | 628.32 | 3 | Normal | Management ( Senior Project Engineer - SPE) | 138.09 | 193.326 | 414.27 | 153.2799 |  |  |  | 99.4248 | 666.9747
598 | Embedded Generation Connection Enquiry – Class 4 | Receipt, registration, processing and responding to a connection enquiry with Preliminary Network Advice for Class 4 Embedded Generation | 571.2 | 628.32 | 3.5 | Normal | Management ( Senior Project Engineer - SPE) | 138.09 | 193.326 | 483.315 | 178.8265 |  |  |  | 115.9956 | 778.1372
599 | Embedded Generation Connection Enquiry – Class 5 | Receipt, registration, processing and responding to a connection enquiry with Preliminary Network Advice for Class 5 Embedded Generation | 571.2 | 628.32 | 4 | Normal | Management ( Senior Project Engineer - SPE) | 138.09 | 193.326 | 552.36 | 204.3732 |  |  |  | 132.5664 | 889.2996
600 | Embedded Generation Connection Enquiry – Class 6 | Receipt, registration, processing and responding to a connection enquiry with Preliminary Network Advice for Class 6 Embedded Generation | 1142.41 | 1256.64 | 4.5 | Normal | Management ( Senior Project Engineer - SPE) | 138.09 | 193.326 | 621.405 | 229.9198 |  |  |  | 149.1372 | 1000.462
Network Design & Investigation / Analysis Services - Embedded Generation Installations† | Service | Service Description / Scope | Current Prices 2017/18 | GST Inclusive | Appointment Time Hours | Normal/Over | Crew | Crew rate | Crew O/T Rate | Labour | Direct Overhead | Contract Payments | Plant Costs | Material Costs | Corporate Overheads | Total Expenditure
574 | Embedded Generation Network Technical Study - Class 1 (Commercial) | Technical assessment of Network Capability for connecting Class 1 (Commercial) Export Embedded Generation | 0 | 0 | 8 | Normal | Management ( Senior Project Engineer - SPE) | 138.09 | 193.326 | 1104.72 | 408.7464 |  |  |  | 265.1328 | 1778.5992
575 | Embedded Generation Network Technical Study - Class 2 | Technical assessment of Network Capability for connecting Class 2 Export Embedded Generation | 3808.0447 | 4188.8492 | 16 | Normal | Management ( Senior Project Engineer - SPE) | 138.09 | 193.326 | 2209.44 | 817.4928 |  |  |  | 530.2656 | 3557.1984
576 | Embedded Generation Network Technical Study - Class 3 | Technical assessment of Network Capability for connecting Class 3 Export Embedded Generation | 5712.0517 | 6283.2568 | 32 | Normal | Management ( Senior Project Engineer - SPE) | 138.09 | 193.326 | 4418.88 | 1634.9856 |  |  |  | 1060.5312 | 7114.3968
577 | Embedded Generation Network Technical Study - Class 4 | Technical assessment of Network Capability for connecting Class 4 Export Embedded Generation | 7616.0791 | 8377.6871 | 48 | Normal | Management ( Senior Project Engineer - SPE) | 138.09 | 193.326 | 6628.32 | 2452.4784 |  |  |  | 1590.7968 | 10671.5952
578 | Embedded Generation Network Technical Study - Class 5 | Technical assessment of Network Capability for connecting Class 5 Export Embedded Generation | 11424.1238 | 12566.5362 | 64 | Normal | Management ( Senior Project Engineer - SPE) | 138.09 | 193.326 | 8837.76 | 3269.9712 |  |  |  | 2121.0624 | 14228.7936
579 | Embeddded Generation - Embedded Generator Network Technical Study - Class 6 | Technical assessment of Network Capability for connecting Class 6 Embedded Generation where Evoenergy provides the requisite network data and the Embedded Generator undertakes the Network Technical Study. | 14280.1446 | 15708.159 | 80 | Normal | Management ( Senior Project Engineer - SPE) | 138.09 | 193.326 | 11047.2 | 4087.464 |  |  |  | 2651.328 | 17785.992
Contract Administration, Commissioning and Testing - Embedded Generation Installations up to 5MW | Service | Service Description / Scope | Current Prices 2017/18 | GST Inclusive | Appointment Time Hours | Normal/Over | Crew | Crew rate | Crew O/T Rate | Labour | Direct Overhead | Contract Payments | Plant Costs | Material Costs | Corporate Overheads | Total Expenditure
601 | Embedded Generation - Connection Contract Establishment - Class 1 (Commercial) to Class 6 | Preparation of Non-Standard Connection Agreement and on site attendance of Evoenergy to witness commissioning of the embedded generation where Evoenergy is not required to make any network alterations or additions. | na | na | 16 | Normal | Management ( Senior Project Engineer - SPE) | 138.09 | 193.326 | 2209.44 | 817.4928 |  |  |  | 530.2656 | 3557.1984
Provision of Data for Network Technical Study - Embedded Generation Installations over 5MW | Service | Service Description / Scope | Current Prices 2017/18 | GST Inclusive | Appointment Time Hours | Normal/Over | Crew | Crew rate | Crew O/T Rate | Labour | Direct Overhead | Contract Payments | Plant Costs | Material Costs | Corporate Overheads | Total Expenditure
602 | Embedded Generator Network Technical Study - Embedded Generation over 5MW | The provision of network data for and an analysis of the results of the Embedded Generator Network Technical Study. | 11424.12 | 12566.54 | 80 | Normal | Management ( Senior Project Engineer - SPE) | 138.09 | 193.326 | 11047.2 | 4087.464 |  |  |  | 2651.328 | 17785.992
Residential Estate Subdivision Services (per block) | Service | Service Description / Scope | Current Prices 2017/18 | GST Inclusive | Appointment Time Hours | Normal/Over | Crew | Crew rate | Crew O/T Rate | Labour | Direct Overhead | Contract Payments | Plant Costs | Material Costs | Corporate Overheads | Total Expenditure
580 | Subdivision Electricity Distribution Network Reticulation - Multi Unit Blocks | Connection of multi-unit residential blocks to the LV reticulation network | 0 | 0
581 | Subdivision Electricity Distribution Network Reticulation - Blocks <= 650 M2 | Connection of residential blocks less than or equal to 650 square meters, to the LV reticulation network | 1700.39 | 1870.429
582 | Subdivision Electricity Distribution Network Reticulation - Blocks 650 - 1100m2 with average linear frontage of 22-25 metres | Connection of residential blocks less than or equal to 1100 square meters but greater than 650 square meters, with average linear frontage of 22-25 meters, to the LV reticulation network | 2227.78 | 2450.558
Upstream augmentation (per kVA of capacity) | Service | Service Description / Scope | Current Prices 2017/18 | GST Inclusive | Appointment Time Hours | Normal/Over | Crew | Crew rate | Crew O/T Rate | Labour | Direct Overhead | Contract Payments | Plant Costs | Material Costs | Corporate Overheads | Total Expenditure
585 | HV feeder | A $/kVA charge for the installation of new HV feeders | 36.83 | 40.513
586 | Distribution substation | A $/kVA charge for the installation of new distribution substations | 21.33 | 23.463
Rescheduled Site Visits | Service | Service Description / Scope | Current Prices 2017/18 | GST Inclusive | Appointment Time Hours | Normal/Over | Crew | Crew rate | Crew O/T Rate | Labour | Direct Overhead | Contract Payments | Plant Costs | Material Costs | Corporate Overheads | Total Expenditure
590 | Rescheduled Site Visit – One Person | Wasted site visit for a one person team where the service was not able to be completed on attendance. Includes customer cancellations before the work is completed, Officer unable to access site to complete service on arrival, site not ready for service requested on arrival, site unsafe &/or installation defect prevents service being undertaken or completed including non-compliance with Evoenergy Standards and/or Service & installation Rules | 139.0583 | 152.9641 | 1 | Normal | F Crew Meter | 103.0618 | 144.2865 | 103.0618 | 38.1329 |  |  |  | 24.7348 | 165.9295
591 | Rescheduled Site Visit – Service Team | Wasted site visit for a Services Team where the service was not able to be completed on attendance. Includes customer cancellations before the work is completed, Team unable to access site to complete service on arrival, site not ready for service requested on arrival, site unsafe &/or installation defect prevents service being undertaken or completed including non-compliance with Evoenergy Standards and/or Service & installation Rules | 587.5508 | 646.3059 | 1.5 | Normal | G Crew | 285.9034 | 400.2647 | 428.8551 | 158.6764 |  |  |  | 102.9252 | 690.4566
Trenching charges | Service | Service Description / Scope | Current Prices 2017/18 | GST Inclusive | Appointment Time Hours | Normal/Over | Crew | Crew rate | Crew O/T Rate | Labour | Direct Overhead | Contract Payments | Plant Costs | Material Costs | Corporate Overheads | Total Expenditure
592 | Trenching - first 2 meters | First two meters of trenching service | 533.3319 | 586.6651 | na | Normal | [5 empty] | 430 |  |  | 103.2 | 533.2
593 | Trenching - subsequent meters | Subsequent two meters of trenching service | 124.03 | 136.433 | na | Normal | [5 empty] | 100 |  |  | 24 | 124
Boring charges | Service | Service Description / Scope | Current Prices 2017/18 | GST Inclusive | Appointment Time Hours | Normal/Over | Crew | Crew rate | Crew O/T Rate | Labour | Direct Overhead | Contract Payments | Plant Costs | Material Costs | Corporate Overheads | Total Expenditure
594 | Under footpath | Under footpath boring charge | 967.4419 | 1064.1861 | na | Normal | [5 empty] | 780 |  |  | 187.2 | 967.2
595 | Under driveway | Under driveway boring charge | 1153.4919 | 1268.8411 | na | Normal | [5 empty] | 930 |  |  | 223.2 | 1153.2
Note on F29: Mifsud, Clay: Mick Lloyd
Note on M31: Mifsud, Clay: as above
Note on N63: Mifsud, Clay: See Darshan Singh. Elevated worker platform. =3*60
Note on O64: Mifsud, Clay: Mifsud, 4 conductors average is 20m a span use it on average 3 times. Was 20 dollars a meter. \assumption is they get reused 3 times before thrown out.
Note on O66: Mifsud, Clay: 80 meter span \hv span. \only have to put it on two conductors 32 flags on a span, a flag and clamp is $58.20. Reuse three times on average

## 18.19 prices
2018-19 Alternative Control Services Cost Build Up - nominal dollars - fully cost reflective - indicative
| 2018/19 unit rate for labour |  | o/t loading | Crews, normal rates | [5 empty] | Crews, overtime rates | [6 empty] | Hours labour list
| Normal | Overtime |  |  | Line Worker (LW) | Trade Assistant/ Labour (TA) | Admin | Per hour crew rate |  |  | Line Worker (LW) | Trade Assistant/ Labour (TA) | Admin | Per hour crew rate |  | O/T Factor | 0.25
Direct overhead | 37% | 37% |  | F Crew Meter | 1 |  |  | 106.3992 |  | F Crew Meter | 1.4 |  |  | 148.9588 |  | 140% | 0.5
Office support service delivery | 86.7614 | 121.466 | 140% | G Crew | 2 | 1 |  | 295.1616 |  | G Crew | 2.8 | 1.4 |  | 413.2262 |  | 140% | 0.75
Connection/Project Engineer (PE) | 113.2317 | 158.5244 | 140% | Meter crew | 2 |  |  | 212.7983 |  | Meter crew | 2.8 |  |  | 297.9177 |  | 140% | 1
Management ( Senior Project Engineer - SPE) | 142.5617 | 199.5864 | 140% | OH Crew | 2 |  |  | 212.7983 |  | OH Crew | 2.8 | 0 |  | 297.9177 |  | 140% | 1.5
GIS Officer (GO) | 102.0613 | 142.8858 | 140% | Switcher | 1 |  |  | 106.3992 |  | Switcher | 1.4 |  |  | 148.9588 |  | 140% | 2
Site Lead/Scheduler ( SL) | 106.3992 | 148.9588 | 140% | UG Crew | 3 |  |  | 319.1975 |  | UG Crew | 4.2 | 0 |  | 446.8765 |  | 140% | 2.5
Electrical Fitter (EF) | 106.3992 | 148.9588 | 140% | Admin | 0 | 0 | 1 | 86.7614 |  | Admin |  |  | 1.4 | 121.466 |  | 140% | 3
Electrical Operator (EO) | 106.3992 | 148.9588 | 140% | Two fitter crew | 2 |  |  | 212.7983 |  | Two fitter crew | 2.8 |  |  | 297.9177 |  | 140% | 3.5
Plant Operator (PO) | 106.3992 | 148.9588 | 140% | [13 empty] | 4
Line Worker (LW) | 106.3992 | 148.9588 | 140% | [13 empty] | 4.5
Trade Assistant/Labour (TA) | 82.3633 | 115.3086 | 140% | [5 empty] | CPI | 1.02 | [6 empty] | 5
Corporate overhead | 24% | 24% | [14 empty] | 5.5
6
6.5
7
Code | Service | Service Description / Scope | Current Prices 2017/18 | GST Inclusive | Appointment Time Hours | Normal/Over | Crew | Crew rate | Crew O/T Rate | Labour | Direct Overhead | Contract Payments | Plant Costs | Material Costs | Corporate Overheads | Total Expenditure | 7.5
Premise Re-energisation – Existing Network Connection | [16 empty] | 8
501 | Re-energise premises – Business Hours | Re-energisation of a premises that is already connected to the network during business hours | 69.524 | 76.4764 | 0.5 | Normal | F Crew Meter | 106.3992 | 148.9588 | 53.1996 | 19.6838 |  |  |  | 12.7679 | 85.6513
502 | Re-energise premises – After Hours | Re-energisation of a premises that is already connected to the network during after-hours periods | 88.1301 | 96.9431 | 0.5 | Overtime | F Crew Meter | 106.3992 | 148.9588 | 74.4794 | 19.6838 |  |  |  | 12.7679 | 106.9312
Premise De-energisation – Existing Network Connection | Service | Service Description / Scope | Current Prices 2017/18 | GST Inclusive | Appointment Time Hours | Normal/Over | Crew | Crew rate | Crew O/T Rate | Labour | Direct Overhead | Contract Payments | Plant Costs | Material Costs | Corporate Overheads | Total Expenditure
503 | De-energise premises – Business Hours | De-energisation of a premises that is already connected to the network during business hours; excluding where the de-energisation is for debt non-payment | 69.524 | 76.4764 | 0.5 | Normal | F Crew Meter | 106.3992 | 148.9588 | 53.1996 | 19.6838 |  |  |  | 12.7679 | 85.6513
505 | De-energise premises for debt non-payment | De-energisation of a premises that is already connected to the network where the de-energisation is for debt non-payment – Anytime | 139.0583 | 152.9641 | 0.5 | Normal | Meter crew | 212.7983 | 297.9177 | 106.3992 | 39.3677 |  |  |  | 25.5358 | 171.3027
Meter Investigations | Service | Service Description / Scope | Current Prices 2017/18 | GST Inclusive | Appointment Time Hours | Normal/Over | Crew | Crew rate | Crew O/T Rate | Labour | Direct Overhead | Contract Payments | Plant Costs | Material Costs | Corporate Overheads | Total Expenditure
504 | Meter Test (Whole Current) – Business Hours | Meter test for whole current Type 5 – 7 meters only during business hours. Fee is refunded if the meter is proven to be faulty | 278.1166 | 305.9283 | 1 | Normal | Meter crew | 212.7983 | 297.9177 | 212.7983 | 78.7354 |  |  |  | 51.0716 | 342.6053
510 | Meter Test (CT/VT) – Business Hours | Meter test for meters utilising a CT or VT during business hours. Fee is refunded if the meter installation is proven to be faulty | 322.0945 | 354.3039 | 0.25 | Normal | Admin | 86.7614 | 121.466 | 21.6904 | 8.0254 | 346.8 |  |  | 88.4377 | 464.9535
Special meters Services | Service | Service Description / Scope | Current Prices 2017/18 | GST Inclusive | Appointment Time Hours | Normal/Over | Crew | Crew rate | Crew O/T Rate | Labour | Direct Overhead | Contract Payments | Plant Costs | Material Costs | Corporate Overheads | Total Expenditure
506 | Special Meter Read | Out of cycle meter read during business hours Use for the following: • Customer Initiated Check Read, • Data validation initiated Check Read - prior to billing, • Data validation Check Read - post billing • Customer initiated additional out-of cycle read for billing purposes • Final read Fee associated with a Check Read is refunded if the original reading is proven to be incorrect | 32.1582 | 35.374 | 0.25 | Normal | Admin | 86.7614 | 121.466 | 21.6904 | 8.0254 | 6.375 |  |  | 6.7357 | 42.8265
Power of Choice services | Service | Service Description / Scope | Current Prices 2017/18 | GST Inclusive | Appointment Time Hours | Normal/Over | Crew | Crew rate | Crew O/T Rate | Labour | Direct Overhead | Contract Payments | Plant Costs | Material Costs | Corporate Overheads | Total Expenditure
515 | Move, remove, inspect or reconfigure meter | Customer initiated change to an Evoenergy metered site that requires a site visit to move, reseal, reprogram or inspect, but does not require a new meter | na | na | 1 | Normal | F Crew Meter | 106.3992 | 148.9588 | 106.3992 | 39.3677 |  |  |  | 25.5358 | 171.3027
516 | Establish supply | Energisation of a premise that is connected to the network for the first time | na | na | 0.75 | Normal | F Crew Meter | 106.3992 | 148.9588 | 79.7994 | 29.5258 |  |  |  | 19.1519 | 128.477
517 | Faults investigation (meter malfunction) | Customer call to Evoenergy Faults and Emergencies where a subsequent site visit ascertains a non-Evoenergy meter has failed, cannot be safely bypassed, and customer is/remains off supply | na | na | 0.75 | Normal | F Crew Meter | 106.3992 | 148.9588 | 79.7994 | 29.5258 |  |  |  | 19.1519 | 128.477
518 | Faults investigation (meter bypassed) | Customer call to Evoenergy Faults and Emergencies where a subsequent site visit ascertains a non-Evoenergy meter has failed and has been bypassed so that the customer is back on supply | na | na | 1 | Normal | F Crew Meter | 106.3992 | 148.9588 | 106.3992 | 39.3677 |  |  |  | 25.5358 | 171.3027
519 | Faults investigation (customer's side of network boundary) | Customer call to Evoenergy Faults and Emergencies where a subsequent site visit ascertains a failure on the customers side of the network | na | na | 0.5 | Normal | F Crew Meter | 106.3992 | 148.9588 | 53.1996 | 19.6838 |  |  |  | 12.7679 | 85.6513
Temporary Network Connections | Service | Service Description / Scope | Current Prices 2017/18 | GST Inclusive | Appointment Time Hours | Normal/Over | Crew | Crew rate | Crew O/T Rate | Labour | Direct Overhead | Contract Payments | Plant Costs | Material Costs | Corporate Overheads | Total Expenditure
520 | Temporary Builders’ Supply – Overhead (Business Hours) | Installation of a new temporary overhead supply connection not including associated metering during business hours; where the service connection complies with the following: • Load is <= 100 Amps/Phase • Single or multi-phase • Meter location <= 25m from source network pole • Point of Attachment/Builders Pole supplied and installed by the customer Includes situations where the service connection point of attachment (POA) and meter are in the permanent location | 624.9269 | 687.4196 | 1.5 | Normal | OH Crew | 212.7983 | 297.9177 | 319.1975 | 118.1031 |  |  | 30.7457 | 83.9864 | 552.0327
522 | Temporary Builders’ Supply – Underground (Business Hours) | Installation of a new temporary underground supply connection not including associated metering during business hours; where the service connection complies with the following: • Load is <= 100 Amps/Phase • Single or multi-phase • Meter location <= 15m from source network pole / pillar / pit / cable end • Conduit between meter location and network connection point supplied and installed by the customer Includes situations where the service connection point of entry (POE) and/or meter are in the permanent location | 1364.2578 | 1500.6836 | 2 | Normal | UG Crew | 319.1975 | 446.8765 | 638.395 | 236.2062 |  |  | 30.7457 | 160.5938 | 1065.9407
New Network Connections | Service | Service Description / Scope | Current Prices 2017/18 | GST Inclusive | Appointment Time Hours | Normal/Over | Crew | Crew rate | Crew O/T Rate | Labour | Direct Overhead | Contract Payments | Plant Costs | Material Costs | Corporate Overheads | Total Expenditure
523 | New Underground Service Connection – Greenfield | Installation of a new underground service connection, not including associated metering, during business hours where the service connection complies with the following: • Service connection is the first / initial connection to that block/premise • Load is <= 100 Amps/Phase • Single or multi-phase • Network connection point is located in the street frontage verge • Cable length within block <= 15m • Conduit between the POE/meter location (as applicable) and the property boundary is supplied and installed by the customer • Complete service connection including associated metering can be undertaken in a single visit | 0 | 0 | 1.5 | Normal | G Crew | 295.1616 | 413.2262 | 442.7424 | 163.8147 |  |  |  | 106.2582 | 712.8153
526 | New Overhead Service Connection – Brownfield (Business Hours) | Installation of a new overhead service connection, not including associated metering, during business hours; where the service connection complies with the following: • Service connection is not the first / initial connection to that block/premise • Load is <= 100 Amps/Phase • Single or multi-phase • Service connection is continuous with a length <= 2 spans &/or 25m from source network pole Typically use in redevelopment scenario only where an underground service connection cannot be achieved. | 820.7771 | 902.8549 | 2 | Normal | OH Crew | 212.7983 | 297.9177 | 425.5967 | 157.4708 |  |  | 30.7457 | 109.5222 | 723.3353
527 | New Underground Service Connection – Brownfield from Front | Installation of an underground service connection, not including associated metering, during business hours where the service connection complies with the following: • Service connection is not the first / initial connection to that block/premise • Load is <= 100 Amps/Phase • Single or multi-phase • Service connection is continuous with a length <= 25m from network connection point • Network connection point is a pole, pillar or pit located in the street frontage verge • Conduit between the POE/meter location (as applicable) and the network connection point or property boundary is supplied and installed by the customer Where the service connection extends outside the customer property and Evoenergy is required to undertake additional civil works, additional unit rate based fees may also be applied for the additional work beyond the scope of this item Typically use in redevelopment scenarios such as knockdown/rebuilds and/or dual occupancy premises. | 1364.2578 | 1500.6836 | 2.5 | Normal | UG Crew | 319.1975 | 446.8765 | 797.9938 | 295.2577 |  |  | 30.7457 | 198.8975 | 1322.8946
528 | New Underground Service Connection – Brownfield from Rear | Installation of an underground service connection, not including associated metering, during business hours where the service connection complies with the following: • Service connection is not the first / initial connection to that block/premise • Load is <= 100 Amps/Phase • Single or multi-phase • Service connection is continuous with a length <= 25m from network connection point • Network connection point is a pole located in the section backspine • Conduit between the POE/meter location (as applicable) and the network connection point or property boundary is supplied and installed by the customer Where the service connection extends outside the customer property and Evoenergy is required to undertake additional civil works, additional unit rate based fees may also be applied for the additional work beyond the scope of this item Typically use in redevelopment scenarios such as knockdown/rebuilds and/or dual occupancy premises. | 1364.2578 | 1500.6836 | 2.5 | Normal | UG Crew | 319.1975 | 446.8765 | 797.9938 | 295.2577 |  |  | 30.7457 | 198.8975 | 1322.8946
Network Connection Alterations and Additions | Service | Service Description / Scope | Current Prices 2017/18 | GST Inclusive | Appointment Time Hours | Normal/Over | Crew | Crew rate | Crew O/T Rate | Labour | Direct Overhead | Contract Payments | Plant Costs | Material Costs | Corporate Overheads | Total Expenditure
541 | Overhead Service Relocation – Single Visit (Business Hours) | Relocation of an overhead service connection in a single site visit during business hours where the service connection complies with the following: • Load <= 100 Amps/Phase • Single or multi-phase • Service connection is no more than two spans &/or 25m in length Scope involves: • De-energisation, physical disconnection / dismantling then re-attachment, connection and re-energisation • Replacement of overhead service cable if required | 783.3908 | 861.7299 | 2 | Normal | OH Crew | 212.7983 | 297.9177 | 425.5967 | 157.4708 |  |  |  | 102.1432 | 685.2106
542 | Overhead Service Relocation – Two Visits (Business Hours) | Relocation of an overhead service connection in two site visits during business hours where the service connection complies with the following: • Load <= 100 Amps/Phase • Single or multi-phase • Service connection is no more than two spans &/or 25m in length Scope involves: • De-energisation, physical disconnection / dismantling in first site visit • Re-attachment, connection and re-energisation in second visit • Replacement of overhead service cable if required | 1566.7714 | 1723.4485 | 4 | Normal | OH Crew | 212.7983 | 297.9177 | 851.1933 | 314.9415 |  |  |  | 204.2864 | 1370.4213
543 | Overhead Service Upgrade – Service Cable Replacement Not Required | Upgrade of an existing overhead service connection from single to multi-phase where the installed cable does not require replacement and the service connection complies with the following: • Load <= 100 Amps/Phase • Existing cable is physically able to be connected multi-phase without joints | 783.3908 | 861.7299 | 2 | Normal | OH Crew | 212.7983 | 297.9177 | 425.5967 | 157.4708 |  |  |  | 102.1432 | 685.2106
544 | Overhead Service Upgrade – Service Cable Replacement Required | Upgrade of an existing overhead service connection where the installed cable does not meet the increased load requirements (multi-phase or capacity/rating) and the service connection complies with the following: • Load <= 100 Amps/Phase • Service connection is no more than two spans &/or 25m in length Use for single to multi-phase and capacity upgrades | 820.7771 | 902.8549 | 2 | Normal | OH Crew | 212.7983 | 297.9177 | 425.5967 | 157.4708 |  |  | 30.7457 | 109.5222 | 723.3353
545 | Underground Service Upgrade – Service Cable Replacement Not Required | Upgrade of an existing underground service connection from single to multi-phase where the installed cable does not require replacement and the service connection complies with the following: • Load <= 100 Amps/Phase • Existing cable is physically able to be connected multi-phase without joints | 1326.8817 | 1459.5699 | 1.5 | Normal | Two fitter crew | 212.7983 | 297.9177 | 319.1975 | 118.1031 |  |  |  | 76.6074 | 513.908
546 | Underground Service Upgrade – Service Cable Replacement Required | Upgrade of an existing underground service connection where the existing cable does not meet the increased load requirements (multi-phase or capacity/rating) and the service connection complies with the following: • Load <= 100 Amps/Phase • Service connection is no more than 25m in length • Conduit between the meter location and the network connection point or property boundary is supplied and installed by the customer Where the service connection extends outside the customer property and Evoenergy is required to undertake additional civil works, additional unit rate based fees may also be applied for the additional work outside the scope of this item | 1364.2578 | 1500.6836 | 2.5 | Normal | UG Crew | 319.1975 | 446.8765 | 797.9938 | 295.2577 |  |  | 30.7457 | 198.8975 | 1322.8946
547 | Underground Service Relocation – Single Visit (Business Hours) | Relocation of an underground service connection, or part thereof, in a single site visit during business hours where the service connection complies with the following: • Load <= 100 Amps/Phase • Single or multi-phase • Service connection is no more than 25m in length Scope involves: • De-energisation, physical disconnection/cutting away, installation of new service cable section, jointing and then termination, connection and re-energisation Where the service connection extends outside the customer property and Evoenergy is required to undertake additional civil works, additional unit rate based fees may also be applied for the additional work outside the scope of this item | 1364.2578 | 1500.6836 | 2.5 | Normal | UG Crew | 319.1975 | 446.8765 | 797.9938 | 295.2577 |  |  | 30.7457 | 198.8975 | 1322.8946
548 | Install surface mounted point of entry (POE) box | Installation of a surface mounted point of entry box and conduit to ground level on the customer’s structure to facilitate installation of a new or relocated underground service connection; where the service connection complies with the following: • Load <= 100 Amps/Phase • Single or multi-phase Scope involves: • Supply and installation of POE box, conduit and associated fixings Applicable where a recessed POE box cannot be provided by the customer Only use in conjunction with Item 526 New Underground Service – Brownfield and Item 547 Underground Service Relocation | 630.9341 | 694.0275 | 1 | Normal | UG Crew | 319.1975 | 446.8765 | 319.1975 | 118.1031 |  |  | 82.3854 | 96.3799 | 616.0659
549 | Overhead Service Temporary Disconnect Reconnect same day (Business Hours) | A temporary disconnect and reconnect of an existing overhead service connection to a residential dwelling. | n/a | n/a | 3 | Normal | OH Crew | 212.7983 | 297.9177 | 638.395 | 236.2062 |  |  |  | 153.2148 | 1027.816
Temporary De-energisation | Service | Service Description / Scope | Current Prices 2017/18 | GST Inclusive | Appointment Time Hours | Normal/Over | Crew | Crew rate | Crew O/T Rate | Labour | Direct Overhead | Contract Payments | Plant Costs | Material Costs | Corporate Overheads | Total Expenditure
560 | Temporary de-energisation – LV (Business Hours) | Temporary de-energisation and re-energisation of LV network infrastructure in business hours to allow safe customer / contractor approach and work in close proximity Scope does not include dismantling of lines or network infrastructure Use for tree pruning, mobile plant operation, oversize loads, construction activities | 417.1749 | 458.8924 | 4 | Normal | Switcher | 106.3992 | 148.9588 | 425.5967 | 157.4708 |  |  |  | 102.1432 | 685.2106
561 | Temporary de-energisation – HV (Business Hours) | Temporary de-energisation and re-energisation of HV network infrastructure in business hours to allow safe customer / contractor approach and work in close proximity Scope does not include dismantling of lines or network infrastructure Use for tree pruning, mobile plant operation, oversize loads, construction activities | 417.1749 | 458.8924 | 4 | Normal | Switcher | 106.3992 | 148.9588 | 425.5967 | 157.4708 |  |  |  | 102.1432 | 685.2106
Supply Abolishment / Removal | Service | Service Description / Scope | Current Prices 2017/18 | GST Inclusive | Appointment Time Hours | Normal/Over | Crew | Crew rate | Crew O/T Rate | Labour | Direct Overhead | Contract Payments | Plant Costs | Material Costs | Corporate Overheads | Total Expenditure
562 | Supply Abolishment / Removal – Overhead (Business Hours) | Decommissioning and removal of an overhead service connection and associated metering during business hours for service connections that comply with the following: • Load <= 100 Amps/Phase • Single or multi-phase • Service connection is no more than two spans &/or 25m in length • Removal of the service connection does not result in a consequential requirement to remove a network pole Use where a property is to be demolished, supply is no longer required, an alternative connection point is to be established / used, or a redundant supply is to be removed. | 587.5508 | 646.3059 | 1.5 | Normal | OH Crew | 212.7983 | 297.9177 | 319.1975 | 118.1031 |  |  |  | 76.6074 | 513.908
563 | Supply Abolishment / Removal - Underground (Business Hours) | Decommissioning and removal of an underground service connection and associated metering during business hours for service connections which comply with the following: • Load <= 100 Amps/Phase • Single or multi-phase • Removal of the service connection does not result in a consequential requirement to remove redundant network mains infrastructure such as a pole, pillar, pit Use where a property is to be demolished, supply is no longer required, an alternative connection point is to be established / used, or a redundant supply is to be removed. | 1061.5074 | 1167.6582 | 2.5 | Normal | UG Crew | 319.1975 | 446.8765 | 797.9938 | 295.2577 |  |  |  | 191.5185 | 1284.77
Miscellaneous Customer Initiated Services | Service | Service Description / Scope | Current Prices 2017/18 | GST Inclusive | Appointment Time Hours | Normal/Over | Crew | Crew rate | Crew O/T Rate | Labour | Direct Overhead | Contract Payments | Plant Costs | Material Costs | Corporate Overheads | Total Expenditure
564 | Install & Remove Tiger Tails – Establishment (Business Hours) | Installation and removal of “Tiger Tail” covers on overhead lines including service lines, LV & HV during business hours – Establishment fee per site Use in conjunction with Item 565 to determine total service charge | 1379.7372 | 1517.7109 | 3 | Normal | OH Crew | 212.7983 | 297.9177 | 638.395 | 236.2062 |  | 183.6 |  | 197.2788 | 1255.48
565 | Install & Remove Tiger Tails - Per Span (Business Hours) | Installation and removal of “Tiger Tail” covers on overhead lines including service lines, LV & HV during business hours – Length based fee Use in conjunction with Item 564 to determine total service charge | 694.5739 | 764.0313 | 3 | Normal | OH Crew | 212.7983 | 297.9177 | 638.395 | 236.2062 |  |  | 680 | 316.4148 | 1871.016
566 | Install & Remove Warning Flags – Installation (Business Hours) | Installation and removal of Warning Flags on overhead lines including service lines, LV & HV during business hours – Establishment fee per site Use in conjunction with Item 567 to determine total service charge | 1175.0811 | 1292.5892 | 3 | Normal | OH Crew | 212.7983 | 297.9177 | 638.395 | 236.2062 |  | 183.6 |  | 197.2788 | 1255.48
567 | Install & Remove Tiger Tails - Per Span (Business Hours) | Installation and removal of Warning Flags on overhead lines including service lines, LV & HV – Lengths based fee Use in conjunction with Item 566 to determine total service charge | 595.3418 | 654.8759 | 3 | Normal | OH Crew | 212.7983 | 297.9177 | 638.395 | 236.2062 |  |  | 489.6 | 270.7188 | 1634.92
Operational & Maintenance Fees - Export Only Embedded Generation Installations up to 5MW | Service | Service Description / Scope | Current Prices 2017/18 | GST Inclusive | Appointment Time Hours | Normal/Over | Crew | Crew rate | Crew O/T Rate | Labour | Direct Overhead | Contract Payments | Plant Costs | Material Costs | Corporate Overheads | Total Expenditure
568 | Embedded Generation OPEX Fees - Connection Assets | Annual operational and maintenance charges for the dedicated connections assets of Export Only Embedded Generation | 2% of value of connection assets per annum | 0 | 0 | 0 | 0
569 | Embedded Generation OPEX Fees - Shared Network Asset | Annual operational and maintenance charges for the shared network assets associated with Export Only Embedded Generation | 2% of value of shared assets allocated to the generator per annum (if applicable) | 0 | 0 | 0 | 0
Connection Enquiry Processing - Embedded Generation Installations* | Service | Service Description / Scope | Current Prices 2017/18 | GST Inclusive | Appointment Time Hours | Normal/Over | Crew | Crew rate | Crew O/T Rate | Labour | Direct Overhead | Contract Payments | Plant Costs | Material Costs | Corporate Overheads | Total Expenditure
570 | Embedded Generation Connection Enquiry – Class 1 (Commercial) | Receipt, registration, processing and responding to a connection enquiry for Class 1 (Commercial) Embedded Generation | 0 | 0 | 2 | Normal | Management ( Senior Project Engineer - SPE) | 142.5617 | 199.5864 | 285.1234 | 105.4956 |  |  |  | 68.4296 | 459.0486
596 | Embedded Generation Connection Enquiry – Class 2 | Receipt, registration, processing and responding to a connection enquiry with Preliminary Network Advice for Class 2 Embedded Generation | 571.2 | 628.32 | 2.5 | Normal | Management ( Senior Project Engineer - SPE) | 142.5617 | 199.5864 | 356.4042 | 131.8696 |  |  |  | 85.537 | 573.8108
597 | Embedded Generation Connection Enquiry – Class 3 | Receipt, registration, processing and responding to a connection enquiry with Preliminary Network Advice for Class 3 Embedded Generation | 571.2 | 628.32 | 3 | Normal | Management ( Senior Project Engineer - SPE) | 142.5617 | 199.5864 | 427.685 | 158.2435 |  |  |  | 102.6444 | 688.5729
598 | Embedded Generation Connection Enquiry – Class 4 | Receipt, registration, processing and responding to a connection enquiry with Preliminary Network Advice for Class 4 Embedded Generation | 571.2 | 628.32 | 3.5 | Normal | Management ( Senior Project Engineer - SPE) | 142.5617 | 199.5864 | 498.9659 | 184.6174 |  |  |  | 119.7518 | 803.3351
599 | Embedded Generation Connection Enquiry – Class 5 | Receipt, registration, processing and responding to a connection enquiry with Preliminary Network Advice for Class 5 Embedded Generation | 571.2 | 628.32 | 4 | Normal | Management ( Senior Project Engineer - SPE) | 142.5617 | 199.5864 | 570.2467 | 210.9913 |  |  |  | 136.8592 | 918.0972
600 | Embedded Generation Connection Enquiry – Class 6 | Receipt, registration, processing and responding to a connection enquiry with Preliminary Network Advice for Class 6 Embedded Generation | 1142.41 | 1256.64 | 4.5 | Normal | Management ( Senior Project Engineer - SPE) | 142.5617 | 199.5864 | 641.5276 | 237.3652 |  |  |  | 153.9666 | 1032.8594
Network Design & Investigation / Analysis Services - Embedded Generation Installations† | Service | Service Description / Scope | Current Prices 2017/18 | GST Inclusive | Appointment Time Hours | Normal/Over | Crew | Crew rate | Crew O/T Rate | Labour | Direct Overhead | Contract Payments | Plant Costs | Material Costs | Corporate Overheads | Total Expenditure
574 | Embedded Generation Network Technical Study - Class 1 (Commercial) | Technical assessment of Network Capability for connecting Class 1 (Commercial) Export Embedded Generation | 0 | 0 | 8 | Normal | Management ( Senior Project Engineer - SPE) | 142.5617 | 199.5864 | 1140.4934 | 421.9826 |  |  |  | 273.7184 | 1836.1945
575 | Embedded Generation Network Technical Study - Class 2 | Technical assessment of Network Capability for connecting Class 2 Export Embedded Generation | 3808.0447 | 4188.8492 | 16 | Normal | Management ( Senior Project Engineer - SPE) | 142.5617 | 199.5864 | 2280.9869 | 843.9652 |  |  |  | 547.4369 | 3672.3889
576 | Embedded Generation Network Technical Study - Class 3 | Technical assessment of Network Capability for connecting Class 3 Export Embedded Generation | 5712.0517 | 6283.2568 | 32 | Normal | Management ( Senior Project Engineer - SPE) | 142.5617 | 199.5864 | 4561.9738 | 1687.9303 |  |  |  | 1094.8737 | 7344.7778
577 | Embedded Generation Network Technical Study - Class 4 | Technical assessment of Network Capability for connecting Class 4 Export Embedded Generation | 7616.0791 | 8377.6871 | 48 | Normal | Management ( Senior Project Engineer - SPE) | 142.5617 | 199.5864 | 6842.9607 | 2531.8955 |  |  |  | 1642.3106 | 11017.1667
578 | Embedded Generation Network Technical Study - Class 5 | Technical assessment of Network Capability for connecting Class 5 Export Embedded Generation | 11424.1238 | 12566.5362 | 64 | Normal | Management ( Senior Project Engineer - SPE) | 142.5617 | 199.5864 | 9123.9476 | 3375.8606 |  |  |  | 2189.7474 | 14689.5556
579 | Embeddded Generation - Embedded Generator Network Technical Study - Class 6 | Technical assessment of Network Capability for connecting Class 6 Embedded Generation where Evoenergy provides the requisite network data and the Embedded Generator undertakes the Network Technical Study. | 14280.1446 | 15708.159 | 80 | Normal | Management ( Senior Project Engineer - SPE) | 142.5617 | 199.5864 | 11404.9345 | 4219.8258 |  |  |  | 2737.1843 | 18361.9445
Contract Administration, Commissioning and Testing - Embedded Generation Installations up to 5MW | Service | Service Description / Scope | Current Prices 2017/18 | GST Inclusive | Appointment Time Hours | Normal/Over | Crew | Crew rate | Crew O/T Rate | Labour | Direct Overhead | Contract Payments | Plant Costs | Material Costs | Corporate Overheads | Total Expenditure
601 | Embedded Generation - Connection Contract Establishment - Class 1 (Commercial) to Class 6 | Preparation of Non-Standard Connection Agreement and on site attendance of Evoenergy to witness commissioning of the embedded generation where Evoenergy is not required to make any network alterations or additions. | na | na | 16 | Normal | Management ( Senior Project Engineer - SPE) | 142.5617 | 199.5864 | 2280.9869 | 843.9652 |  |  |  | 547.4369 | 3672.3889
Provision of Data for Network Technical Study - Embedded Generation Installations over 5MW | Service | Service Description / Scope | Current Prices 2017/18 | GST Inclusive | Appointment Time Hours | Normal/Over | Crew | Crew rate | Crew O/T Rate | Labour | Direct Overhead | Contract Payments | Plant Costs | Material Costs | Corporate Overheads | Total Expenditure
602 | Embedded Generator Network Technical Study - Embedded Generation over 5MW | The provision of network data for and an analysis of the results of the Embedded Generator Network Technical Study. | 11424.12 | 12566.54 | 80 | Normal | Management ( Senior Project Engineer - SPE) | 142.5617 | 199.5864 | 11404.9345 | 4219.8258 |  |  |  | 2737.1843 | 18361.9445
Residential Estate Subdivision Services (per block) | Service | Service Description / Scope | Current Prices 2017/18 | GST Inclusive | Appointment Time Hours | Normal/Over | Crew | Crew rate | Crew O/T Rate | Labour | Direct Overhead | Contract Payments | Plant Costs | Material Costs | Corporate Overheads | Total Expenditure
580 | Subdivision Electricity Distribution Network Reticulation - Multi Unit Blocks | Connection of multi-unit residential blocks to the LV reticulation network | 0 | 0 | 0 | 0 | 0
581 | Subdivision Electricity Distribution Network Reticulation - Blocks <= 650 M2 | Connection of residential blocks less than or equal to 650 square meters, to the LV reticulation network | 1700.39 | 1870.429 | 0 | 0 | 0
582 | Subdivision Electricity Distribution Network Reticulation - Blocks 650 - 1100m2 with average linear frontage of 22-25 metres | Connection of residential blocks less than or equal to 1100 square meters but greater than 650 square meters, with average linear frontage of 22-25 meters, to the LV reticulation network | 2227.78 | 2450.558 | 0 | 0 | 0
Upstream augmentation (per kVA of capacity) | Service | Service Description / Scope | Current Prices 2017/18 | GST Inclusive | Appointment Time Hours | Normal/Over | Crew | Crew rate | Crew O/T Rate | Labour | Direct Overhead | Contract Payments | Plant Costs | Material Costs | Corporate Overheads | Total Expenditure
585 | HV feeder | A $/kVA charge for the installation of new HV feeders | 36.83 | 40.513 | 0 | 0 | 0
586 | Distribution substation | A $/kVA charge for the installation of new distribution substations | 21.33 | 23.463 | 0 | 0 | 0
Rescheduled Site Visits | Service | Service Description / Scope | Current Prices 2017/18 | GST Inclusive | Appointment Time Hours | Normal/Over | Crew | Crew rate | Crew O/T Rate | Labour | Direct Overhead | Contract Payments | Plant Costs | Material Costs | Corporate Overheads | Total Expenditure
590 | Rescheduled Site Visit – One Person | Wasted site visit for a one person team where the service was not able to be completed on attendance. Includes customer cancellations before the work is completed, Officer unable to access site to complete service on arrival, site not ready for service requested on arrival, site unsafe &/or installation defect prevents service being undertaken or completed including non-compliance with Evoenergy Standards and/or Service & installation Rules | 139.0583 | 152.9641 | 1 | Normal | F Crew Meter | 106.3992 | 148.9588 | 106.3992 | 39.3677 |  |  |  | 25.5358 | 171.3027
591 | Rescheduled Site Visit – Service Team | Wasted site visit for a Services Team where the service was not able to be completed on attendance. Includes customer cancellations before the work is completed, Team unable to access site to complete service on arrival, site not ready for service requested on arrival, site unsafe &/or installation defect prevents service being undertaken or completed including non-compliance with Evoenergy Standards and/or Service & installation Rules | 587.5508 | 646.3059 | 1.5 | Normal | G Crew | 295.1616 | 413.2262 | 442.7424 | 163.8147 |  |  |  | 106.2582 | 712.8153
Trenching charges | Service | Service Description / Scope | Current Prices 2017/18 | GST Inclusive | Appointment Time Hours | Normal/Over | Crew | Crew rate | Crew O/T Rate | Labour | Direct Overhead | Contract Payments | Plant Costs | Material Costs | Corporate Overheads | Total Expenditure
592 | Trenching - first 2 meters | First two meters of trenching service | 533.3319 | 586.6651 | na | Normal | [5 empty] | 438.6 |  |  | 105.264 | 543.864
593 | Trenching - subsequent meters | Subsequent two meters of trenching service | 124.03 | 136.433 | na | Normal | [5 empty] | 102 |  |  | 24.48 | 126.48
Boring charges | Service | Service Description / Scope | Current Prices 2017/18 | GST Inclusive | Appointment Time Hours | Normal/Over | Crew | Crew rate | Crew O/T Rate | Labour | Direct Overhead | Contract Payments | Plant Costs | Material Costs | Corporate Overheads | Total Expenditure
594 | Under footpath | Under footpath boring charge | 967.4419 | 1064.1861 | na | Normal | [5 empty] | 795.6 |  |  | 190.944 | 986.544
595 | Under driveway | Under driveway boring charge | 1153.4919 | 1268.8411 | na | Normal | [5 empty] | 948.6 |  |  | 227.664 | 1176.264
Note on F29: Mifsud, Clay: Mick Lloyd
Note on H51: Mifsud, Clay: only 2 fitters reqd.
Note on F57: Mifsud, Clay: andrew constable

## 19.20 prices
2019-20 Alternative Control Services Cost Build Up - nominal dollars - fully cost reflective
| 2019/20 unit rate for labour |  | o/t loading | Crews, normal rates | [5 empty] | Crews, overtime rates | [6 empty] | Hours labour list
| Normal | Overtime |  |  | Line Worker (LW) | Trade Assistant/ Labour (TA) | Admin | Per hour crew rate |  |  | Line Worker (LW) | Trade Assistant/ Labour (TA) | Admin | Per hour crew rate |  | O/T Factor | 0.25
Direct overhead | 37% | 37% |  | F Crew Meter | 1 |  |  | 109.6621 |  | F Crew Meter | 1.4 |  |  | 153.527 |  | 140% | 0.5
Office support service delivery | 89.4221 | 125.191 | 140% | G Crew | 2 | 1 |  | 304.2134 |  | G Crew | 2.8 | 1.4 |  | 425.8987 |  | 140% | 0.75
Connection/Project Engineer (PE) | 116.7042 | 163.3859 | 140% | Meter crew | 2 |  |  | 219.3243 |  | Meter crew | 2.8 |  |  | 307.054 |  | 140% | 1
Management ( Senior Project Engineer - SPE) | 146.9337 | 205.7071 | 140% | OH Crew | 2 |  |  | 219.3243 |  | OH Crew | 2.8 | 0 |  | 307.054 |  | 140% | 1.5
GIS Officer (GO) | 105.1913 | 147.2678 | 140% | Switcher | 1 |  |  | 109.6621 |  | Switcher | 1.4 |  |  | 153.527 |  | 140% | 2
Site Lead/Scheduler ( SL) | 109.6621 | 153.527 | 140% | UG Crew | 3 |  |  | 328.9864 |  | UG Crew | 4.2 | 0 |  | 460.581 |  | 140% | 2.5
Electrical Fitter (EF) | 109.6621 | 153.527 | 140% | Admin | 0 | 0 | 1 | 89.4221 |  | Admin |  |  | 1.4 | 125.191 |  | 140% | 3
Electrical Operator (EO) | 109.6621 | 153.527 | 140% | Two fitter crew | 2 |  |  | 219.3243 |  | Two fitter crew | 2.8 |  |  | 307.054 |  | 140% | 3.5
Plant Operator (PO) | 109.6621 | 153.527 | 140% | [13 empty] | 4
Line Worker (LW) | 109.6621 | 153.527 | 140% | [13 empty] | 4.5
Trade Assistant/Labour (TA) | 84.8891 | 118.8448 | 140% | [5 empty] | CPI | 1.025 | [6 empty] | 5
Corporate overhead | 24% | 24% | [14 empty] | 5.5
6
6.5
7
Code | Service | Service Description / Scope | Current Prices 2017/18 | GST Inclusive | Appointment Time Hours | Normal/Over | Crew | Crew rate | Crew O/T Rate | Labour | Direct Overhead | Contract Payments | Plant Costs | Material Costs | Corporate Overheads | Total Expenditure | 7.5
Premise Re-energisation – Existing Network Connection | [16 empty] | 8
501 | Re-energise premises – Business Hours | Re-energisation of a premises that is already connected to the network during business hours | 69.524 | 76.4764 | 0.5 | Normal | F Crew Meter | 109.6621 | 153.527 | 54.8311 | 20.2875 |  |  |  | 13.1595 | 88.278
502 | Re-energise premises – After Hours | Re-energisation of a premises that is already connected to the network during after-hours periods | 88.1301 | 96.9431 | 0.5 | Overtime | F Crew Meter | 109.6621 | 153.527 | 76.7635 | 20.2875 |  |  |  | 13.1595 | 110.2104
Premise De-energisation – Existing Network Connection | Service | Service Description / Scope | Current Prices 2017/18 | GST Inclusive | Appointment Time Hours | Normal/Over | Crew | Crew rate | Crew O/T Rate | Labour | Direct Overhead | Contract Payments | Plant Costs | Material Costs | Corporate Overheads | Total Expenditure
503 | De-energise premises – Business Hours | De-energisation of a premises that is already connected to the network during business hours; excluding where the de-energisation is for debt non-payment | 69.524 | 76.4764 | 0.5 | Normal | F Crew Meter | 109.6621 | 153.527 | 54.8311 | 20.2875 |  |  |  | 13.1595 | 88.278
505 | De-energise premises for debt non-payment | De-energisation of a premises that is already connected to the network where the de-energisation is for debt non-payment – Anytime | 139.0583 | 152.9641 | 0.5 | Normal | Meter crew | 219.3243 | 307.054 | 109.6621 | 40.575 |  |  |  | 26.3189 | 176.556
Meter Investigations | Service | Service Description / Scope | Current Prices 2017/18 | GST Inclusive | Appointment Time Hours | Normal/Over | Crew | Crew rate | Crew O/T Rate | Labour | Direct Overhead | Contract Payments | Plant Costs | Material Costs | Corporate Overheads | Total Expenditure
504 | Meter Test (Whole Current) – Business Hours | Meter test for whole current Type 5 – 7 meters only during business hours. Fee is refunded if the meter is proven to be faulty | 278.1166 | 305.9283 | 1 | Normal | Meter crew | 219.3243 | 307.054 | 219.3243 | 81.15 |  |  |  | 52.6378 | 353.1121
510 | Meter Test (CT/VT) – Business Hours | Meter test for meters utilising a CT or VT during business hours. Fee is refunded if the meter installation is proven to be faulty | 322.0945 | 354.3039 | 0.25 | Normal | Admin | 89.4221 | 125.191 | 22.3555 | 8.2715 | 355.47 |  |  | 90.6781 | 476.7752
Special meters Services | Service | Service Description / Scope | Current Prices 2017/18 | GST Inclusive | Appointment Time Hours | Normal/Over | Crew | Crew rate | Crew O/T Rate | Labour | Direct Overhead | Contract Payments | Plant Costs | Material Costs | Corporate Overheads | Total Expenditure
506 | Special Meter Read | Out of cycle meter read during business hours Use for the following: • Customer Initiated Check Read, • Data validation initiated Check Read - prior to billing, • Data validation Check Read - post billing • Customer initiated additional out-of cycle read for billing purposes • Final read Fee associated with a Check Read is refunded if the original reading is proven to be incorrect | 32.1582 | 35.374 | 0.25 | Normal | Admin | 89.4221 | 125.191 | 22.3555 | 8.2715 | 6.5344 |  |  | 6.9336 | 44.095
Power of Choice services | Service | Service Description / Scope | Current Prices 2017/18 | GST Inclusive | Appointment Time Hours | Normal/Over | Crew | Crew rate | Crew O/T Rate | Labour | Direct Overhead | Contract Payments | Plant Costs | Material Costs | Corporate Overheads | Total Expenditure
515 | Move, remove, inspect or reconfigure meter | Customer initiated change to an Evoenergy metered site that requires a site visit to move, reseal, reprogram or inspect, but does not require a new meter | na | na | 1 | Normal | F Crew Meter | 109.6621 | 153.527 | 109.6621 | 40.575 |  |  |  | 26.3189 | 176.556
516 | Establish supply | Energisation of a premise that is connected to the network for the first time | na | na | 0.75 | Normal | F Crew Meter | 109.6621 | 153.527 | 82.2466 | 30.4312 |  |  |  | 19.7392 | 132.417
517 | Faults investigation (meter malfunction) | Customer call to Evoenergy Faults and Emergencies where a subsequent site visit ascertains a non-Evoenergy meter has failed, cannot be safely bypassed, and customer is/remains off supply | na | na | 0.75 | Normal | F Crew Meter | 109.6621 | 153.527 | 82.2466 | 30.4312 |  |  |  | 19.7392 | 132.417
518 | Faults investigation (meter bypassed) | Customer call to Evoenergy Faults and Emergencies where a subsequent site visit ascertains a non-Evoenergy meter has failed and has been bypassed so that the customer is back on supply | na | na | 1 | Normal | F Crew Meter | 109.6621 | 153.527 | 109.6621 | 40.575 |  |  |  | 26.3189 | 176.556
519 | Faults investigation (customer's side of network boundary) | Customer call to Evoenergy Faults and Emergencies where a subsequent site visit ascertains a failure on the customers side of the network | na | na | 0.5 | Normal | F Crew Meter | 109.6621 | 153.527 | 54.8311 | 20.2875 |  |  |  | 13.1595 | 88.278
Temporary Network Connections | Service | Service Description / Scope | Current Prices 2017/18 | GST Inclusive | Appointment Time Hours | Normal/Over | Crew | Crew rate | Crew O/T Rate | Labour | Direct Overhead | Contract Payments | Plant Costs | Material Costs | Corporate Overheads | Total Expenditure
520 | Temporary Builders’ Supply – Overhead (Business Hours) | Installation of a new temporary overhead supply connection not including associated metering during business hours; where the service connection complies with the following: • Load is <= 100 Amps/Phase • Single or multi-phase • Meter location <= 25m from source network pole • Point of Attachment/Builders Pole supplied and installed by the customer Includes situations where the service connection point of attachment (POA) and meter are in the permanent location | 624.9269 | 687.4196 | 1.5 | Normal | OH Crew | 219.3243 | 307.054 | 328.9864 | 121.725 |  |  | 31.5144 | 86.5202 | 568.7459
522 | Temporary Builders’ Supply – Underground (Business Hours) | Installation of a new temporary underground supply connection not including associated metering during business hours; where the service connection complies with the following: • Load is <= 100 Amps/Phase • Single or multi-phase • Meter location <= 15m from source network pole / pillar / pit / cable end • Conduit between meter location and network connection point supplied and installed by the customer Includes situations where the service connection point of entry (POE) and/or meter are in the permanent location | 1364.2578 | 1500.6836 | 2 | Normal | UG Crew | 328.9864 | 460.581 | 657.9728 | 243.4499 |  |  | 31.5144 | 165.4769 | 1098.414
New Network Connections | Service | Service Description / Scope | Current Prices 2017/18 | GST Inclusive | Appointment Time Hours | Normal/Over | Crew | Crew rate | Crew O/T Rate | Labour | Direct Overhead | Contract Payments | Plant Costs | Material Costs | Corporate Overheads | Total Expenditure
523 | New Underground Service Connection – Greenfield | Installation of a new underground service connection, not including associated metering, during business hours where the service connection complies with the following: • Service connection is the first / initial connection to that block/premise • Load is <= 100 Amps/Phase • Single or multi-phase • Network connection point is located in the street frontage verge • Cable length within block <= 15m • Conduit between the POE/meter location (as applicable) and the property boundary is supplied and installed by the customer • Complete service connection including associated metering can be undertaken in a single visit | 0 | 0 | 1.5 | Normal | G Crew | 304.2134 | 425.8987 | 456.3201 | 168.8384 |  |  |  | 109.5168 | 734.6753
526 | New Overhead Service Connection – Brownfield (Business Hours) | Installation of a new overhead service connection, not including associated metering, during business hours; where the service connection complies with the following: • Service connection is not the first / initial connection to that block/premise • Load is <= 100 Amps/Phase • Single or multi-phase • Service connection is continuous with a length <= 2 spans &/or 25m from source network pole Typically use in redevelopment scenario only where an underground service connection cannot be achieved. | 820.7771 | 902.8549 | 2 | Normal | OH Crew | 219.3243 | 307.054 | 438.6485 | 162.3 |  |  | 31.5144 | 112.8391 | 745.302
527 | New Underground Service Connection – Brownfield from Front | Installation of an underground service connection, not including associated metering, during business hours where the service connection complies with the following: • Service connection is not the first / initial connection to that block/premise • Load is <= 100 Amps/Phase • Single or multi-phase • Service connection is continuous with a length <= 25m from network connection point • Network connection point is a pole, pillar or pit located in the street frontage verge • Conduit between the POE/meter location (as applicable) and the network connection point or property boundary is supplied and installed by the customer Where the service connection extends outside the customer property and Evoenergy is required to undertake additional civil works, additional unit rate based fees may also be applied for the additional work beyond the scope of this item Typically use in redevelopment scenarios such as knockdown/rebuilds and/or dual occupancy premises. | 1364.2578 | 1500.6836 | 2.5 | Normal | UG Crew | 328.9864 | 460.581 | 822.466 | 304.3124 |  |  | 31.5144 | 204.9553 | 1363.2481
528 | New Underground Service Connection – Brownfield from Rear | Installation of an underground service connection, not including associated metering, during business hours where the service connection complies with the following: • Service connection is not the first / initial connection to that block/premise • Load is <= 100 Amps/Phase • Single or multi-phase • Service connection is continuous with a length <= 25m from network connection point • Network connection point is a pole located in the section backspine • Conduit between the POE/meter location (as applicable) and the network connection point or property boundary is supplied and installed by the customer Where the service connection extends outside the customer property and Evoenergy is required to undertake additional civil works, additional unit rate based fees may also be applied for the additional work beyond the scope of this item Typically use in redevelopment scenarios such as knockdown/rebuilds and/or dual occupancy premises. | 1364.2578 | 1500.6836 | 2.5 | Normal | UG Crew | 328.9864 | 460.581 | 822.466 | 304.3124 |  |  | 31.5144 | 204.9553 | 1363.2481
Network Connection Alterations and Additions | Service | Service Description / Scope | Current Prices 2017/18 | GST Inclusive | Appointment Time Hours | Normal/Over | Crew | Crew rate | Crew O/T Rate | Labour | Direct Overhead | Contract Payments | Plant Costs | Material Costs | Corporate Overheads | Total Expenditure
541 | Overhead Service Relocation – Single Visit (Business Hours) | Relocation of an overhead service connection in a single site visit during business hours where the service connection complies with the following: • Load <= 100 Amps/Phase • Single or multi-phase • Service connection is no more than two spans &/or 25m in length Scope involves: • De-energisation, physical disconnection / dismantling then re-attachment, connection and re-energisation • Replacement of overhead service cable if required | 783.3908 | 861.7299 | 2 | Normal | OH Crew | 219.3243 | 307.054 | 438.6485 | 162.3 |  |  |  | 105.2756 | 706.2242
542 | Overhead Service Relocation – Two Visits (Business Hours) | Relocation of an overhead service connection in two site visits during business hours where the service connection complies with the following: • Load <= 100 Amps/Phase • Single or multi-phase • Service connection is no more than two spans &/or 25m in length Scope involves: • De-energisation, physical disconnection / dismantling in first site visit • Re-attachment, connection and re-energisation in second visit • Replacement of overhead service cable if required | 1566.7714 | 1723.4485 | 4 | Normal | OH Crew | 219.3243 | 307.054 | 877.2971 | 324.5999 |  |  |  | 210.5513 | 1412.4483
543 | Overhead Service Upgrade – Service Cable Replacement Not Required | Upgrade of an existing overhead service connection from single to multi-phase where the installed cable does not require replacement and the service connection complies with the following: • Load <= 100 Amps/Phase • Existing cable is physically able to be connected multi-phase without joints | 783.3908 | 861.7299 | 2 | Normal | OH Crew | 219.3243 | 307.054 | 438.6485 | 162.3 |  |  |  | 105.2756 | 706.2242
544 | Overhead Service Upgrade – Service Cable Replacement Required | Upgrade of an existing overhead service connection where the installed cable does not meet the increased load requirements (multi-phase or capacity/rating) and the service connection complies with the following: • Load <= 100 Amps/Phase • Service connection is no more than two spans &/or 25m in length Use for single to multi-phase and capacity upgrades | 820.7771 | 902.8549 | 2 | Normal | OH Crew | 219.3243 | 307.054 | 438.6485 | 162.3 |  |  | 31.5144 | 112.8391 | 745.302
545 | Underground Service Upgrade – Service Cable Replacement Not Required | Upgrade of an existing underground service connection from single to multi-phase where the installed cable does not require replacement and the service connection complies with the following: • Load <= 100 Amps/Phase • Existing cable is physically able to be connected multi-phase without joints | 1326.8817 | 1459.5699 | 1.5 | Normal | Two fitter crew | 219.3243 | 307.054 | 328.9864 | 121.725 |  |  |  | 78.9567 | 529.6681
546 | Underground Service Upgrade – Service Cable Replacement Required | Upgrade of an existing underground service connection where the existing cable does not meet the increased load requirements (multi-phase or capacity/rating) and the service connection complies with the following: • Load <= 100 Amps/Phase • Service connection is no more than 25m in length • Conduit between the meter location and the network connection point or property boundary is supplied and installed by the customer Where the service connection extends outside the customer property and Evoenergy is required to undertake additional civil works, additional unit rate based fees may also be applied for the additional work outside the scope of this item | 1364.2578 | 1500.6836 | 2.5 | Normal | UG Crew | 328.9864 | 460.581 | 822.466 | 304.3124 |  |  | 31.5144 | 204.9553 | 1363.2481
547 | Underground Service Relocation – Single Visit (Business Hours) | Relocation of an underground service connection, or part thereof, in a single site visit during business hours where the service connection complies with the following: • Load <= 100 Amps/Phase • Single or multi-phase • Service connection is no more than 25m in length Scope involves: • De-energisation, physical disconnection/cutting away, installation of new service cable section, jointing and then termination, connection and re-energisation Where the service connection extends outside the customer property and Evoenergy is required to undertake additional civil works, additional unit rate based fees may also be applied for the additional work outside the scope of this item | 1364.2578 | 1500.6836 | 2.5 | Normal | UG Crew | 328.9864 | 460.581 | 822.466 | 304.3124 |  |  | 31.5144 | 204.9553 | 1363.2481
548 | Install surface mounted point of entry (POE) box | Installation of a surface mounted point of entry box and conduit to ground level on the customer’s structure to facilitate installation of a new or relocated underground service connection; where the service connection complies with the following: • Load <= 100 Amps/Phase • Single or multi-phase Scope involves: • Supply and installation of POE box, conduit and associated fixings Applicable where a recessed POE box cannot be provided by the customer Only use in conjunction with Item 526 New Underground Service – Brownfield and Item 547 Underground Service Relocation | 630.9341 | 694.0275 | 1 | Normal | UG Crew | 328.9864 | 460.581 | 328.9864 | 121.725 |  |  | 84.445 | 99.2235 | 634.38
549 | Overhead Service Temporary Disconnect Reconnect same day (Business Hours) | A temporary disconnect and reconnect of an existing overhead service connection to a residential dwelling. | n/a | n/a | 3 | Normal | OH Crew | 219.3243 | 307.054 | 657.9728 | 243.4499 |  |  |  | 157.9135 | 1059.3362
Temporary De-energisation | Service | Service Description / Scope | Current Prices 2017/18 | GST Inclusive | Appointment Time Hours | Normal/Over | Crew | Crew rate | Crew O/T Rate | Labour | Direct Overhead | Contract Payments | Plant Costs | Material Costs | Corporate Overheads | Total Expenditure
560 | Temporary de-energisation – LV (Business Hours) | Temporary de-energisation and re-energisation of LV network infrastructure in business hours to allow safe customer / contractor approach and work in close proximity Scope does not include dismantling of lines or network infrastructure Use for tree pruning, mobile plant operation, oversize loads, construction activities | 417.1749 | 458.8924 | 4 | Normal | Switcher | 109.6621 | 153.527 | 438.6485 | 162.3 |  |  |  | 105.2756 | 706.2242
561 | Temporary de-energisation – HV (Business Hours) | Temporary de-energisation and re-energisation of HV network infrastructure in business hours to allow safe customer / contractor approach and work in close proximity Scope does not include dismantling of lines or network infrastructure Use for tree pruning, mobile plant operation, oversize loads, construction activities | 417.1749 | 458.8924 | 4 | Normal | Switcher | 109.6621 | 153.527 | 438.6485 | 162.3 |  |  |  | 105.2756 | 706.2242
Supply Abolishment / Removal | Service | Service Description / Scope | Current Prices 2017/18 | GST Inclusive | Appointment Time Hours | Normal/Over | Crew | Crew rate | Crew O/T Rate | Labour | Direct Overhead | Contract Payments | Plant Costs | Material Costs | Corporate Overheads | Total Expenditure
562 | Supply Abolishment / Removal – Overhead (Business Hours) | Decommissioning and removal of an overhead service connection and associated metering during business hours for service connections that comply with the following: • Load <= 100 Amps/Phase • Single or multi-phase • Service connection is no more than two spans &/or 25m in length • Removal of the service connection does not result in a consequential requirement to remove a network pole Use where a property is to be demolished, supply is no longer required, an alternative connection point is to be established / used, or a redundant supply is to be removed. | 587.5508 | 646.3059 | 1.5 | Normal | OH Crew | 219.3243 | 307.054 | 328.9864 | 121.725 |  |  |  | 78.9567 | 529.6681
563 | Supply Abolishment / Removal - Underground (Business Hours) | Decommissioning and removal of an underground service connection and associated metering during business hours for service connections which comply with the following: • Load <= 100 Amps/Phase • Single or multi-phase • Removal of the service connection does not result in a consequential requirement to remove redundant network mains infrastructure such as a pole, pillar, pit Use where a property is to be demolished, supply is no longer required, an alternative connection point is to be established / used, or a redundant supply is to be removed. | 1061.5074 | 1167.6582 | 2.5 | Normal | UG Crew | 328.9864 | 460.581 | 822.466 | 304.3124 |  |  |  | 197.3918 | 1324.1703
Miscellaneous Customer Initiated Services | Service | Service Description / Scope | Current Prices 2017/18 | GST Inclusive | Appointment Time Hours | Normal/Over | Crew | Crew rate | Crew O/T Rate | Labour | Direct Overhead | Contract Payments | Plant Costs | Material Costs | Corporate Overheads | Total Expenditure
564 | Install & Remove Tiger Tails – Establishment (Business Hours) | Installation and removal of “Tiger Tail” covers on overhead lines including service lines, LV & HV during business hours – Establishment fee per site Use in conjunction with Item 565 to determine total service charge | 1379.7372 | 1517.7109 | 3 | Normal | OH Crew | 219.3243 | 307.054 | 657.9728 | 243.4499 |  | 188.19 |  | 203.0791 | 1292.6918
565 | Install & Remove Tiger Tails - Per Span (Business Hours) | Installation and removal of “Tiger Tail” covers on overhead lines including service lines, LV & HV during business hours – Length based fee Use in conjunction with Item 564 to determine total service charge | 694.5739 | 764.0313 | 3 | Normal | OH Crew | 219.3243 | 307.054 | 657.9728 | 243.4499 |  |  | 697 | 325.1935 | 1923.6162
566 | Install & Remove Warning Flags – Installation (Business Hours) | Installation and removal of Warning Flags on overhead lines including service lines, LV & HV during business hours – Establishment fee per site Use in conjunction with Item 567 to determine total service charge | 1175.0811 | 1292.5892 | 3 | Normal | OH Crew | 219.3243 | 307.054 | 657.9728 | 243.4499 |  | 188.19 |  | 203.0791 | 1292.6918
567 | Install & Remove Tiger Tails - Per Span (Business Hours) | Installation and removal of Warning Flags on overhead lines including service lines, LV & HV – Lengths based fee Use in conjunction with Item 566 to determine total service charge | 595.3418 | 654.8759 | 3 | Normal | OH Crew | 219.3243 | 307.054 | 657.9728 | 243.4499 |  |  | 501.84 | 278.3551 | 1681.6178
Operational & Maintenance Fees - Export Only Embedded Generation Installations up to 5MW | Service | Service Description / Scope | Current Prices 2017/18 | GST Inclusive | Appointment Time Hours | Normal/Over | Crew | Crew rate | Crew O/T Rate | Labour | Direct Overhead | Contract Payments | Plant Costs | Material Costs | Corporate Overheads | Total Expenditure
568 | Embedded Generation OPEX Fees - Connection Assets | Annual operational and maintenance charges for the dedicated connections assets of Export Only Embedded Generation | 2% of value of connection assets per annum | 0 | 0 | 0 | 0
569 | Embedded Generation OPEX Fees - Shared Network Asset | Annual operational and maintenance charges for the shared network assets associated with Export Only Embedded Generation | 2% of value of shared assets allocated to the generator per annum (if applicable) | 0 | 0 | 0 | 0
Connection Enquiry Processing - Embedded Generation Installations* | Service | Service Description / Scope | Current Prices 2017/18 | GST Inclusive | Appointment Time Hours | Normal/Over | Crew | Crew rate | Crew O/T Rate | Labour | Direct Overhead | Contract Payments | Plant Costs | Material Costs | Corporate Overheads | Total Expenditure
570 | Embedded Generation Connection Enquiry – Class 1 (Commercial) | Receipt, registration, processing and responding to a connection enquiry for Class 1 (Commercial) Embedded Generation | 0 | 0 | 2 | Normal | Management ( Senior Project Engineer - SPE) | 146.9337 | 205.7071 | 293.8673 | 108.7309 |  |  |  | 70.5282 | 473.1264
596 | Embedded Generation Connection Enquiry – Class 2 | Receipt, registration, processing and responding to a connection enquiry with Preliminary Network Advice for Class 2 Embedded Generation | 571.2 | 628.32 | 2.5 | Normal | Management ( Senior Project Engineer - SPE) | 146.9337 | 205.7071 | 367.3341 | 135.9136 |  |  |  | 88.1602 | 591.4079
597 | Embedded Generation Connection Enquiry – Class 3 | Receipt, registration, processing and responding to a connection enquiry with Preliminary Network Advice for Class 3 Embedded Generation | 571.2 | 628.32 | 3 | Normal | Management ( Senior Project Engineer - SPE) | 146.9337 | 205.7071 | 440.801 | 163.0964 |  |  |  | 105.7922 | 709.6895
598 | Embedded Generation Connection Enquiry – Class 4 | Receipt, registration, processing and responding to a connection enquiry with Preliminary Network Advice for Class 4 Embedded Generation | 571.2 | 628.32 | 3.5 | Normal | Management ( Senior Project Engineer - SPE) | 146.9337 | 205.7071 | 514.2678 | 190.2791 |  |  |  | 123.4243 | 827.9711
599 | Embedded Generation Connection Enquiry – Class 5 | Receipt, registration, processing and responding to a connection enquiry with Preliminary Network Advice for Class 5 Embedded Generation | 571.2 | 628.32 | 4 | Normal | Management ( Senior Project Engineer - SPE) | 146.9337 | 205.7071 | 587.7346 | 217.4618 |  |  |  | 141.0563 | 946.2527
600 | Embedded Generation Connection Enquiry – Class 6 | Receipt, registration, processing and responding to a connection enquiry with Preliminary Network Advice for Class 6 Embedded Generation | 1142.41 | 1256.64 | 4.5 | Normal | Management ( Senior Project Engineer - SPE) | 146.9337 | 205.7071 | 661.2014 | 244.6445 |  |  |  | 158.6883 | 1064.5343
Network Design & Investigation / Analysis Services - Embedded Generation Installations† | Service | Service Description / Scope | Current Prices 2017/18 | GST Inclusive | Appointment Time Hours | Normal/Over | Crew | Crew rate | Crew O/T Rate | Labour | Direct Overhead | Contract Payments | Plant Costs | Material Costs | Corporate Overheads | Total Expenditure
574 | Embedded Generation Network Technical Study - Class 1 (Commercial) | Technical assessment of Network Capability for connecting Class 1 (Commercial) Export Embedded Generation | 0 | 0 | 8 | Normal | Management ( Senior Project Engineer - SPE) | 146.9337 | 205.7071 | 1175.4692 | 434.9236 |  |  |  | 282.1126 | 1892.5054
575 | Embedded Generation Network Technical Study - Class 2 | Technical assessment of Network Capability for connecting Class 2 Export Embedded Generation | 3808.0447 | 4188.8492 | 16 | Normal | Management ( Senior Project Engineer - SPE) | 146.9337 | 205.7071 | 2350.9384 | 869.8472 |  |  |  | 564.2252 | 3785.0109
576 | Embedded Generation Network Technical Study - Class 3 | Technical assessment of Network Capability for connecting Class 3 Export Embedded Generation | 5712.0517 | 6283.2568 | 32 | Normal | Management ( Senior Project Engineer - SPE) | 146.9337 | 205.7071 | 4701.8769 | 1739.6944 |  |  |  | 1128.4504 | 7570.0217
577 | Embedded Generation Network Technical Study - Class 4 | Technical assessment of Network Capability for connecting Class 4 Export Embedded Generation | 7616.0791 | 8377.6871 | 48 | Normal | Management ( Senior Project Engineer - SPE) | 146.9337 | 205.7071 | 7052.8153 | 2609.5417 |  |  |  | 1692.6757 | 11355.0326
578 | Embedded Generation Network Technical Study - Class 5 | Technical assessment of Network Capability for connecting Class 5 Export Embedded Generation | 11424.1238 | 12566.5362 | 64 | Normal | Management ( Senior Project Engineer - SPE) | 146.9337 | 205.7071 | 9403.7537 | 3479.3889 |  |  |  | 2256.9009 | 15140.0435
579 | Embeddded Generation - Embedded Generator Network Technical Study - Class 6 | Technical assessment of Network Capability for connecting Class 6 Embedded Generation where Evoenergy provides the requisite network data and the Embedded Generator undertakes the Network Technical Study. | 14280.1446 | 15708.159 | 80 | Normal | Management ( Senior Project Engineer - SPE) | 146.9337 | 205.7071 | 11754.6922 | 4349.2361 |  |  |  | 2821.1261 | 18925.0544
Contract Administration, Commissioning and Testing - Embedded Generation Installations up to 5MW | Service | Service Description / Scope | Current Prices 2017/18 | GST Inclusive | Appointment Time Hours | Normal/Over | Crew | Crew rate | Crew O/T Rate | Labour | Direct Overhead | Contract Payments | Plant Costs | Material Costs | Corporate Overheads | Total Expenditure
601 | Embedded Generation - Connection Contract Establishment - Class 1 (Commercial) to Class 6 | Preparation of Non-Standard Connection Agreement and on site attendance of Evoenergy to witness commissioning of the embedded generation where Evoenergy is not required to make any network alterations or additions. | na | na | 16 | Normal | Management ( Senior Project Engineer - SPE) | 146.9337 | 205.7071 | 2350.9384 | 869.8472 |  |  |  | 564.2252 | 3785.0109
Provision of Data for Network Technical Study - Embedded Generation Installations over 5MW | Service | Service Description / Scope | Current Prices 2017/18 | GST Inclusive | Appointment Time Hours | Normal/Over | Crew | Crew rate | Crew O/T Rate | Labour | Direct Overhead | Contract Payments | Plant Costs | Material Costs | Corporate Overheads | Total Expenditure
602 | Embedded Generator Network Technical Study - Embedded Generation over 5MW | The provision of network data for and an analysis of the results of the Embedded Generator Network Technical Study. | 11424.12 | 12566.54 | 80 | Normal | Management ( Senior Project Engineer - SPE) | 146.9337 | 205.7071 | 11754.6922 | 4349.2361 |  |  |  | 2821.1261 | 18925.0544
Residential Estate Subdivision Services (per block) | Service | Service Description / Scope | Current Prices 2017/18 | GST Inclusive | Appointment Time Hours | Normal/Over | Crew | Crew rate | Crew O/T Rate | Labour | Direct Overhead | Contract Payments | Plant Costs | Material Costs | Corporate Overheads | Total Expenditure
580 | Subdivision Electricity Distribution Network Reticulation - Multi Unit Blocks | Connection of multi-unit residential blocks to the LV reticulation network | 0 | 0 | 0 | 0 | 0
581 | Subdivision Electricity Distribution Network Reticulation - Blocks <= 650 M2 | Connection of residential blocks less than or equal to 650 square meters, to the LV reticulation network | 1700.39 | 1870.429 | 0 | 0 | 0
582 | Subdivision Electricity Distribution Network Reticulation - Blocks 650 - 1100m2 with average linear frontage of 22-25 metres | Connection of residential blocks less than or equal to 1100 square meters but greater than 650 square meters, with average linear frontage of 22-25 meters, to the LV reticulation network | 2227.78 | 2450.558 | 0 | 0 | 0
Upstream augmentation (per kVA of capacity) | Service | Service Description / Scope | Current Prices 2017/18 | GST Inclusive | Appointment Time Hours | Normal/Over | Crew | Crew rate | Crew O/T Rate | Labour | Direct Overhead | Contract Payments | Plant Costs | Material Costs | Corporate Overheads | Total Expenditure
585 | HV feeder | A $/kVA charge for the installation of new HV feeders | 36.83 | 40.513 | 0 | 0 | 0
586 | Distribution substation | A $/kVA charge for the installation of new distribution substations | 21.33 | 23.463 | 0 | 0 | 0
Rescheduled Site Visits | Service | Service Description / Scope | Current Prices 2017/18 | GST Inclusive | Appointment Time Hours | Normal/Over | Crew | Crew rate | Crew O/T Rate | Labour | Direct Overhead | Contract Payments | Plant Costs | Material Costs | Corporate Overheads | Total Expenditure
590 | Rescheduled Site Visit – One Person | Wasted site visit for a one person team where the service was not able to be completed on attendance. Includes customer cancellations before the work is completed, Officer unable to access site to complete service on arrival, site not ready for service requested on arrival, site unsafe &/or installation defect prevents service being undertaken or completed including non-compliance with Evoenergy Standards and/or Service & installation Rules | 139.0583 | 152.9641 | 1 | Normal | F Crew Meter | 109.6621 | 153.527 | 109.6621 | 40.575 |  |  |  | 26.3189 | 176.556
591 | Rescheduled Site Visit – Service Team | Wasted site visit for a Services Team where the service was not able to be completed on attendance. Includes customer cancellations before the work is completed, Team unable to access site to complete service on arrival, site not ready for service requested on arrival, site unsafe &/or installation defect prevents service being undertaken or completed including non-compliance with Evoenergy Standards and/or Service & installation Rules | 587.5508 | 646.3059 | 1.5 | Normal | G Crew | 304.2134 | 425.8987 | 456.3201 | 168.8384 |  |  |  | 109.5168 | 734.6753
Trenching charges | Service | Service Description / Scope | Current Prices 2017/18 | GST Inclusive | Appointment Time Hours | Normal/Over | Crew | Crew rate | Crew O/T Rate | Labour | Direct Overhead | Contract Payments | Plant Costs | Material Costs | Corporate Overheads | Total Expenditure
592 | Trenching - first 2 meters | First two meters of trenching service | 533.3319 | 586.6651 | na | Normal | [5 empty] | 449.565 |  |  | 107.8956 | 557.4606
593 | Trenching - subsequent meters | Subsequent two meters of trenching service | 124.03 | 136.433 | na | Normal | [5 empty] | 104.55 |  |  | 25.092 | 129.642
Boring charges | Service | Service Description / Scope | Current Prices 2017/18 | GST Inclusive | Appointment Time Hours | Normal/Over | Crew | Crew rate | Crew O/T Rate | Labour | Direct Overhead | Contract Payments | Plant Costs | Material Costs | Corporate Overheads | Total Expenditure
594 | Under footpath | Under footpath boring charge | 967.4419 | 1064.1861 | na | Normal | [5 empty] | 815.49 |  |  | 195.7176 | 1011.2076
595 | Under driveway | Under driveway boring charge | 1153.4919 | 1268.8411 | na | Normal | [5 empty] | 972.315 |  |  | 233.3556 | 1205.6706
Note on F29: Mifsud, Clay: Mick Lloyd
Note on H51: Mifsud, Clay: only 2 fitters reqd.
Note on F57: Mifsud, Clay: andrew constable

## 20.21 prices
2020-21 Alternative Control Services Cost Build Up - nominal dollars - fully cost reflective
| 2020/21 unit rate for labour |  | o/t loading | Crews, normal rates | [5 empty] | Crews, overtime rates | [6 empty] | Hours labour list
| Normal | Overtime |  |  | Line Worker (LW) | Trade Assistant/ Labour (TA) | Admin | Per hour crew rate |  |  | Line Worker (LW) | Trade Assistant/ Labour (TA) | Admin | Per hour crew rate |  | O/T Factor | 0.25
Direct overhead | 37% | 37% |  | F Crew Meter | 1 |  |  | 113.6244 |  | F Crew Meter | 1.4 |  |  | 159.0742 |  | 140% | 0.5
Office support service delivery | 92.6531 | 129.7143 | 140% | G Crew | 2 | 1 |  | 315.2051 |  | G Crew | 2.8 | 1.4 |  | 441.2871 |  | 140% | 0.75
Connection/Project Engineer (PE) | 120.9209 | 169.2893 | 140% | Meter crew | 2 |  |  | 227.2488 |  | Meter crew | 2.8 |  |  | 318.1483 |  | 140% | 1
Management ( Senior Project Engineer - SPE) | 152.2426 | 213.1396 | 140% | OH Crew | 2 |  |  | 227.2488 |  | OH Crew | 2.8 | 0 |  | 318.1483 |  | 140% | 1.5
GIS Officer (GO) | 108.992 | 152.5888 | 140% | Switcher | 1 |  |  | 113.6244 |  | Switcher | 1.4 |  |  | 159.0742 |  | 140% | 2
Site Lead/Scheduler ( SL) | 113.6244 | 159.0742 | 140% | UG Crew | 3 |  |  | 340.8732 |  | UG Crew | 4.2 | 0 |  | 477.2225 |  | 140% | 2.5
Electrical Fitter (EF) | 113.6244 | 159.0742 | 140% | Admin | 0 | 0 | 1 | 92.6531 |  | Admin |  |  | 1.4 | 129.7143 |  | 140% | 3
Electrical Operator (EO) | 113.6244 | 159.0742 | 140% | Two fitter crew | 2 |  |  | 227.2488 |  | Two fitter crew | 2.8 |  |  | 318.1483 |  | 140% | 3.5
Plant Operator (PO) | 113.6244 | 159.0742 | 140% | [13 empty] | 4
Line Worker (LW) | 113.6244 | 159.0742 | 140% | [13 empty] | 4.5
Trade Assistant/Labour (TA) | 87.9563 | 123.1388 | 140% | [5 empty] | CPI | 1.025 | [6 empty] | 5
Corporate overhead | 24% | 24% | [14 empty] | 5.5
6
6.5
7
Code | Service | Service Description / Scope | Current Prices 2017/18 | GST Inclusive | Appointment Time Hours | Normal/Over | Crew | Crew rate | Crew O/T Rate | Labour | Direct Overhead | Contract Payments | Plant Costs | Material Costs | Corporate Overheads | Total Expenditure | 7.5
Premise Re-energisation – Existing Network Connection | [16 empty] | 8
501 | Re-energise premises – Business Hours | Re-energisation of a premises that is already connected to the network during business hours | 69.524 | 76.4764 | 0.5 | Normal | F Crew Meter | 113.6244 | 159.0742 | 56.8122 | 21.0205 |  |  |  | 13.6349 | 91.4676
502 | Re-energise premises – After Hours | Re-energisation of a premises that is already connected to the network during after-hours periods | 88.1301 | 96.9431 | 0.5 | Overtime | F Crew Meter | 113.6244 | 159.0742 | 79.5371 | 21.0205 |  |  |  | 13.6349 | 114.1925
Premise De-energisation – Existing Network Connection | Service | Service Description / Scope | Current Prices 2017/18 | GST Inclusive | Appointment Time Hours | Normal/Over | Crew | Crew rate | Crew O/T Rate | Labour | Direct Overhead | Contract Payments | Plant Costs | Material Costs | Corporate Overheads | Total Expenditure
503 | De-energise premises – Business Hours | De-energisation of a premises that is already connected to the network during business hours; excluding where the de-energisation is for debt non-payment | 69.524 | 76.4764 | 0.5 | Normal | F Crew Meter | 113.6244 | 159.0742 | 56.8122 | 21.0205 |  |  |  | 13.6349 | 91.4676
505 | De-energise premises for debt non-payment | De-energisation of a premises that is already connected to the network where the de-energisation is for debt non-payment – Anytime | 139.0583 | 152.9641 | 0.5 | Normal | Meter crew | 227.2488 | 318.1483 | 113.6244 | 42.041 |  |  |  | 27.2699 | 182.9353
Meter Investigations | Service | Service Description / Scope | Current Prices 2017/18 | GST Inclusive | Appointment Time Hours | Normal/Over | Crew | Crew rate | Crew O/T Rate | Labour | Direct Overhead | Contract Payments | Plant Costs | Material Costs | Corporate Overheads | Total Expenditure
504 | Meter Test (Whole Current) – Business Hours | Meter test for whole current Type 5 – 7 meters only during business hours. Fee is refunded if the meter is proven to be faulty | 278.1166 | 305.9283 | 1 | Normal | Meter crew | 227.2488 | 318.1483 | 227.2488 | 84.0821 |  |  |  | 54.5397 | 365.8706
510 | Meter Test (CT/VT) – Business Hours | Meter test for meters utilising a CT or VT during business hours. Fee is refunded if the meter installation is proven to be faulty | 322.0945 | 354.3039 | 0.25 | Normal | Admin | 92.6531 | 129.7143 | 23.1633 | 8.5704 | 364.3567 |  |  | 93.0048 | 489.0952
Special meters Services | Service | Service Description / Scope | Current Prices 2017/18 | GST Inclusive | Appointment Time Hours | Normal/Over | Crew | Crew rate | Crew O/T Rate | Labour | Direct Overhead | Contract Payments | Plant Costs | Material Costs | Corporate Overheads | Total Expenditure
506 | Special Meter Read | Out of cycle meter read during business hours Use for the following: • Customer Initiated Check Read, • Data validation initiated Check Read - prior to billing, • Data validation Check Read - post billing • Customer initiated additional out-of cycle read for billing purposes • Final read Fee associated with a Check Read is refunded if the original reading is proven to be incorrect | 32.1582 | 35.374 | 0.25 | Normal | Admin | 92.6531 | 129.7143 | 23.1633 | 8.5704 | 6.6977 |  |  | 7.1666 | 45.5981
Power of Choice services | Service | Service Description / Scope | Current Prices 2017/18 | GST Inclusive | Appointment Time Hours | Normal/Over | Crew | Crew rate | Crew O/T Rate | Labour | Direct Overhead | Contract Payments | Plant Costs | Material Costs | Corporate Overheads | Total Expenditure
515 | Move, remove, inspect or reconfigure meter | Customer initiated change to an Evoenergy metered site that requires a site visit to move, reseal, reprogram or inspect, but does not require a new meter | na | na | 1 | Normal | F Crew Meter | 113.6244 | 159.0742 | 113.6244 | 42.041 |  |  |  | 27.2699 | 182.9353
516 | Establish supply | Energisation of a premise that is connected to the network for the first time | na | na | 0.75 | Normal | F Crew Meter | 113.6244 | 159.0742 | 85.2183 | 31.5308 |  |  |  | 20.4524 | 137.2015
517 | Faults investigation (meter malfunction) | Customer call to Evoenergy Faults and Emergencies where a subsequent site visit ascertains a non-Evoenergy meter has failed, cannot be safely bypassed, and customer is/remains off supply | na | na | 0.75 | Normal | F Crew Meter | 113.6244 | 159.0742 | 85.2183 | 31.5308 |  |  |  | 20.4524 | 137.2015
518 | Faults investigation (meter bypassed) | Customer call to Evoenergy Faults and Emergencies where a subsequent site visit ascertains a non-Evoenergy meter has failed and has been bypassed so that the customer is back on supply | na | na | 1 | Normal | F Crew Meter | 113.6244 | 159.0742 | 113.6244 | 42.041 |  |  |  | 27.2699 | 182.9353
519 | Faults investigation (customer's side of network boundary) | Customer call to Evoenergy Faults and Emergencies where a subsequent site visit ascertains a failure on the customers side of the network | na | na | 0.5 | Normal | F Crew Meter | 113.6244 | 159.0742 | 56.8122 | 21.0205 |  |  |  | 13.6349 | 91.4676
Temporary Network Connections | Service | Service Description / Scope | Current Prices 2017/18 | GST Inclusive | Appointment Time Hours | Normal/Over | Crew | Crew rate | Crew O/T Rate | Labour | Direct Overhead | Contract Payments | Plant Costs | Material Costs | Corporate Overheads | Total Expenditure
520 | Temporary Builders’ Supply – Overhead (Business Hours) | Installation of a new temporary overhead supply connection not including associated metering during business hours; where the service connection complies with the following: • Load is <= 100 Amps/Phase • Single or multi-phase • Meter location <= 25m from source network pole • Point of Attachment/Builders Pole supplied and installed by the customer Includes situations where the service connection point of attachment (POA) and meter are in the permanent location | 624.9269 | 687.4196 | 1.5 | Normal | OH Crew | 227.2488 | 318.1483 | 340.8732 | 126.1231 |  |  | 32.3022 | 89.5621 | 588.8606
522 | Temporary Builders’ Supply – Underground (Business Hours) | Installation of a new temporary underground supply connection not including associated metering during business hours; where the service connection complies with the following: • Load is <= 100 Amps/Phase • Single or multi-phase • Meter location <= 15m from source network pole / pillar / pit / cable end • Conduit between meter location and network connection point supplied and installed by the customer Includes situations where the service connection point of entry (POE) and/or meter are in the permanent location | 1364.2578 | 1500.6836 | 2 | Normal | UG Crew | 340.8732 | 477.2225 | 681.7464 | 252.2462 |  |  | 32.3022 | 171.3717 | 1137.6664
New Network Connections | Service | Service Description / Scope | Current Prices 2017/18 | GST Inclusive | Appointment Time Hours | Normal/Over | Crew | Crew rate | Crew O/T Rate | Labour | Direct Overhead | Contract Payments | Plant Costs | Material Costs | Corporate Overheads | Total Expenditure
523 | New Underground Service Connection – Greenfield | Installation of a new underground service connection, not including associated metering, during business hours where the service connection complies with the following: • Service connection is the first / initial connection to that block/premise • Load is <= 100 Amps/Phase • Single or multi-phase • Network connection point is located in the street frontage verge • Cable length within block <= 15m • Conduit between the POE/meter location (as applicable) and the property boundary is supplied and installed by the customer • Complete service connection including associated metering can be undertaken in a single visit | 0 | 0 | 1.5 | Normal | G Crew | 315.2051 | 441.2871 | 472.8076 | 174.9388 |  |  |  | 113.4738 | 761.2203
526 | New Overhead Service Connection – Brownfield (Business Hours) | Installation of a new overhead service connection, not including associated metering, during business hours; where the service connection complies with the following: • Service connection is not the first / initial connection to that block/premise • Load is <= 100 Amps/Phase • Single or multi-phase • Service connection is continuous with a length <= 2 spans &/or 25m from source network pole Typically use in redevelopment scenario only where an underground service connection cannot be achieved. | 820.7771 | 902.8549 | 2 | Normal | OH Crew | 227.2488 | 318.1483 | 454.4976 | 168.1641 |  |  | 32.3022 | 116.832 | 771.7959
527 | New Underground Service Connection – Brownfield from Front | Installation of an underground service connection, not including associated metering, during business hours where the service connection complies with the following: • Service connection is not the first / initial connection to that block/premise • Load is <= 100 Amps/Phase • Single or multi-phase • Service connection is continuous with a length <= 25m from network connection point • Network connection point is a pole, pillar or pit located in the street frontage verge • Conduit between the POE/meter location (as applicable) and the network connection point or property boundary is supplied and installed by the customer Where the service connection extends outside the customer property and Evoenergy is required to undertake additional civil works, additional unit rate based fees may also be applied for the additional work beyond the scope of this item Typically use in redevelopment scenarios such as knockdown/rebuilds and/or dual occupancy premises. | 1364.2578 | 1500.6836 | 2.5 | Normal | UG Crew | 340.8732 | 477.2225 | 852.183 | 315.3077 |  |  | 32.3022 | 212.2764 | 1412.0693
528 | New Underground Service Connection – Brownfield from Rear | Installation of an underground service connection, not including associated metering, during business hours where the service connection complies with the following: • Service connection is not the first / initial connection to that block/premise • Load is <= 100 Amps/Phase • Single or multi-phase • Service connection is continuous with a length <= 25m from network connection point • Network connection point is a pole located in the section backspine • Conduit between the POE/meter location (as applicable) and the network connection point or property boundary is supplied and installed by the customer Where the service connection extends outside the customer property and Evoenergy is required to undertake additional civil works, additional unit rate based fees may also be applied for the additional work beyond the scope of this item Typically use in redevelopment scenarios such as knockdown/rebuilds and/or dual occupancy premises. | 1364.2578 | 1500.6836 | 2.5 | Normal | UG Crew | 340.8732 | 477.2225 | 852.183 | 315.3077 |  |  | 32.3022 | 212.2764 | 1412.0693
Network Connection Alterations and Additions | Service | Service Description / Scope | Current Prices 2017/18 | GST Inclusive | Appointment Time Hours | Normal/Over | Crew | Crew rate | Crew O/T Rate | Labour | Direct Overhead | Contract Payments | Plant Costs | Material Costs | Corporate Overheads | Total Expenditure
541 | Overhead Service Relocation – Single Visit (Business Hours) | Relocation of an overhead service connection in a single site visit during business hours where the service connection complies with the following: • Load <= 100 Amps/Phase • Single or multi-phase • Service connection is no more than two spans &/or 25m in length Scope involves: • De-energisation, physical disconnection / dismantling then re-attachment, connection and re-energisation • Replacement of overhead service cable if required | 783.3908 | 861.7299 | 2 | Normal | OH Crew | 227.2488 | 318.1483 | 454.4976 | 168.1641 |  |  |  | 109.0794 | 731.7411
542 | Overhead Service Relocation – Two Visits (Business Hours) | Relocation of an overhead service connection in two site visits during business hours where the service connection complies with the following: • Load <= 100 Amps/Phase • Single or multi-phase • Service connection is no more than two spans &/or 25m in length Scope involves: • De-energisation, physical disconnection / dismantling in first site visit • Re-attachment, connection and re-energisation in second visit • Replacement of overhead service cable if required | 1566.7714 | 1723.4485 | 4 | Normal | OH Crew | 227.2488 | 318.1483 | 908.9952 | 336.3282 |  |  |  | 218.1588 | 1463.4822
543 | Overhead Service Upgrade – Service Cable Replacement Not Required | Upgrade of an existing overhead service connection from single to multi-phase where the installed cable does not require replacement and the service connection complies with the following: • Load <= 100 Amps/Phase • Existing cable is physically able to be connected multi-phase without joints | 783.3908 | 861.7299 | 2 | Normal | OH Crew | 227.2488 | 318.1483 | 454.4976 | 168.1641 |  |  |  | 109.0794 | 731.7411
544 | Overhead Service Upgrade – Service Cable Replacement Required | Upgrade of an existing overhead service connection where the installed cable does not meet the increased load requirements (multi-phase or capacity/rating) and the service connection complies with the following: • Load <= 100 Amps/Phase • Service connection is no more than two spans &/or 25m in length Use for single to multi-phase and capacity upgrades | 820.7771 | 902.8549 | 2 | Normal | OH Crew | 227.2488 | 318.1483 | 454.4976 | 168.1641 |  |  | 32.3022 | 116.832 | 771.7959
545 | Underground Service Upgrade – Service Cable Replacement Not Required | Upgrade of an existing underground service connection from single to multi-phase where the installed cable does not require replacement and the service connection complies with the following: • Load <= 100 Amps/Phase • Existing cable is physically able to be connected multi-phase without joints | 1326.8817 | 1459.5699 | 1.5 | Normal | Two fitter crew | 227.2488 | 318.1483 | 340.8732 | 126.1231 |  |  |  | 81.8096 | 548.8058
546 | Underground Service Upgrade – Service Cable Replacement Required | Upgrade of an existing underground service connection where the existing cable does not meet the increased load requirements (multi-phase or capacity/rating) and the service connection complies with the following: • Load <= 100 Amps/Phase • Service connection is no more than 25m in length • Conduit between the meter location and the network connection point or property boundary is supplied and installed by the customer Where the service connection extends outside the customer property and Evoenergy is required to undertake additional civil works, additional unit rate based fees may also be applied for the additional work outside the scope of this item | 1364.2578 | 1500.6836 | 2.5 | Normal | UG Crew | 340.8732 | 477.2225 | 852.183 | 315.3077 |  |  | 32.3022 | 212.2764 | 1412.0693
547 | Underground Service Relocation – Single Visit (Business Hours) | Relocation of an underground service connection, or part thereof, in a single site visit during business hours where the service connection complies with the following: • Load <= 100 Amps/Phase • Single or multi-phase • Service connection is no more than 25m in length Scope involves: • De-energisation, physical disconnection/cutting away, installation of new service cable section, jointing and then termination, connection and re-energisation Where the service connection extends outside the customer property and Evoenergy is required to undertake additional civil works, additional unit rate based fees may also be applied for the additional work outside the scope of this item | 1364.2578 | 1500.6836 | 2.5 | Normal | UG Crew | 340.8732 | 477.2225 | 852.183 | 315.3077 |  |  | 32.3022 | 212.2764 | 1412.0693
548 | Install surface mounted point of entry (POE) box | Installation of a surface mounted point of entry box and conduit to ground level on the customer’s structure to facilitate installation of a new or relocated underground service connection; where the service connection complies with the following: • Load <= 100 Amps/Phase • Single or multi-phase Scope involves: • Supply and installation of POE box, conduit and associated fixings Applicable where a recessed POE box cannot be provided by the customer Only use in conjunction with Item 526 New Underground Service – Brownfield and Item 547 Underground Service Relocation | 630.9341 | 694.0275 | 1 | Normal | UG Crew | 340.8732 | 477.2225 | 340.8732 | 126.1231 |  |  | 86.5562 | 102.583 | 656.1355
549 | Overhead Service Temporary Disconnect Reconnect same day (Business Hours) | A temporary disconnect and reconnect of an existing overhead service connection to a residential dwelling. | n/a | n/a | 3 | Normal | OH Crew | 227.2488 | 318.1483 | 681.7464 | 252.2462 |  |  |  | 163.6191 | 1097.6117
Temporary De-energisation | Service | Service Description / Scope | Current Prices 2017/18 | GST Inclusive | Appointment Time Hours | Normal/Over | Crew | Crew rate | Crew O/T Rate | Labour | Direct Overhead | Contract Payments | Plant Costs | Material Costs | Corporate Overheads | Total Expenditure
560 | Temporary de-energisation – LV (Business Hours) | Temporary de-energisation and re-energisation of LV network infrastructure in business hours to allow safe customer / contractor approach and work in close proximity Scope does not include dismantling of lines or network infrastructure Use for tree pruning, mobile plant operation, oversize loads, construction activities | 417.1749 | 458.8924 | 4 | Normal | Switcher | 113.6244 | 159.0742 | 454.4976 | 168.1641 |  |  |  | 109.0794 | 731.7411
561 | Temporary de-energisation – HV (Business Hours) | Temporary de-energisation and re-energisation of HV network infrastructure in business hours to allow safe customer / contractor approach and work in close proximity Scope does not include dismantling of lines or network infrastructure Use for tree pruning, mobile plant operation, oversize loads, construction activities | 417.1749 | 458.8924 | 4 | Normal | Switcher | 113.6244 | 159.0742 | 454.4976 | 168.1641 |  |  |  | 109.0794 | 731.7411
Supply Abolishment / Removal | Service | Service Description / Scope | Current Prices 2017/18 | GST Inclusive | Appointment Time Hours | Normal/Over | Crew | Crew rate | Crew O/T Rate | Labour | Direct Overhead | Contract Payments | Plant Costs | Material Costs | Corporate Overheads | Total Expenditure
562 | Supply Abolishment / Removal – Overhead (Business Hours) | Decommissioning and removal of an overhead service connection and associated metering during business hours for service connections that comply with the following: • Load <= 100 Amps/Phase • Single or multi-phase • Service connection is no more than two spans &/or 25m in length • Removal of the service connection does not result in a consequential requirement to remove a network pole Use where a property is to be demolished, supply is no longer required, an alternative connection point is to be established / used, or a redundant supply is to be removed. | 587.5508 | 646.3059 | 1.5 | Normal | OH Crew | 227.2488 | 318.1483 | 340.8732 | 126.1231 |  |  |  | 81.8096 | 548.8058
563 | Supply Abolishment / Removal - Underground (Business Hours) | Decommissioning and removal of an underground service connection and associated metering during business hours for service connections which comply with the following: • Load <= 100 Amps/Phase • Single or multi-phase • Removal of the service connection does not result in a consequential requirement to remove redundant network mains infrastructure such as a pole, pillar, pit Use where a property is to be demolished, supply is no longer required, an alternative connection point is to be established / used, or a redundant supply is to be removed. | 1061.5074 | 1167.6582 | 2.5 | Normal | UG Crew | 340.8732 | 477.2225 | 852.183 | 315.3077 |  |  |  | 204.5239 | 1372.0146
Miscellaneous Customer Initiated Services | Service | Service Description / Scope | Current Prices 2017/18 | GST Inclusive | Appointment Time Hours | Normal/Over | Crew | Crew rate | Crew O/T Rate | Labour | Direct Overhead | Contract Payments | Plant Costs | Material Costs | Corporate Overheads | Total Expenditure
564 | Install & Remove Tiger Tails – Establishment (Business Hours) | Installation and removal of “Tiger Tail” covers on overhead lines including service lines, LV & HV during business hours – Establishment fee per site Use in conjunction with Item 565 to determine total service charge | 1379.7372 | 1517.7109 | 3 | Normal | OH Crew | 227.2488 | 318.1483 | 681.7464 | 252.2462 |  | 192.8947 |  | 209.9139 | 1336.8012
565 | Install & Remove Tiger Tails - Per Span (Business Hours) | Installation and removal of “Tiger Tail” covers on overhead lines including service lines, LV & HV during business hours – Length based fee Use in conjunction with Item 564 to determine total service charge | 694.5739 | 764.0313 | 3 | Normal | OH Crew | 227.2488 | 318.1483 | 681.7464 | 252.2462 |  |  | 714.425 | 335.0811 | 1983.4987
566 | Install & Remove Warning Flags – Installation (Business Hours) | Installation and removal of Warning Flags on overhead lines including service lines, LV & HV during business hours – Establishment fee per site Use in conjunction with Item 567 to determine total service charge | 1175.0811 | 1292.5892 | 3 | Normal | OH Crew | 227.2488 | 318.1483 | 681.7464 | 252.2462 |  | 192.8947 |  | 209.9139 | 1336.8012
567 | Install & Remove Tiger Tails - Per Span (Business Hours) | Installation and removal of Warning Flags on overhead lines including service lines, LV & HV – Lengths based fee Use in conjunction with Item 566 to determine total service charge | 595.3418 | 654.8759 | 3 | Normal | OH Crew | 227.2488 | 318.1483 | 681.7464 | 252.2462 |  |  | 514.386 | 287.0718 | 1735.4503
Operational & Maintenance Fees - Export Only Embedded Generation Installations up to 5MW | Service | Service Description / Scope | Current Prices 2017/18 | GST Inclusive | Appointment Time Hours | Normal/Over | Crew | Crew rate | Crew O/T Rate | Labour | Direct Overhead | Contract Payments | Plant Costs | Material Costs | Corporate Overheads | Total Expenditure
568 | Embedded Generation OPEX Fees - Connection Assets | Annual operational and maintenance charges for the dedicated connections assets of Export Only Embedded Generation | 2% of value of connection assets per annum | 0 | 0 | 0 | 0
569 | Embedded Generation OPEX Fees - Shared Network Asset | Annual operational and maintenance charges for the shared network assets associated with Export Only Embedded Generation | 2% of value of shared assets allocated to the generator per annum (if applicable) | 0 | 0 | 0 | 0
Connection Enquiry Processing - Embedded Generation Installations* | Service | Service Description / Scope | Current Prices 2017/18 | GST Inclusive | Appointment Time Hours | Normal/Over | Crew | Crew rate | Crew O/T Rate | Labour | Direct Overhead | Contract Payments | Plant Costs | Material Costs | Corporate Overheads | Total Expenditure
570 | Embedded Generation Connection Enquiry – Class 1 (Commercial) | Receipt, registration, processing and responding to a connection enquiry for Class 1 (Commercial) Embedded Generation | 0 | 0 | 2 | Normal | Management ( Senior Project Engineer - SPE) | 152.2426 | 213.1396 | 304.4852 | 112.6595 |  |  |  | 73.0764 | 490.2211
596 | Embedded Generation Connection Enquiry – Class 2 | Receipt, registration, processing and responding to a connection enquiry with Preliminary Network Advice for Class 2 Embedded Generation | 571.2 | 628.32 | 2.5 | Normal | Management ( Senior Project Engineer - SPE) | 152.2426 | 213.1396 | 380.6065 | 140.8244 |  |  |  | 91.3456 | 612.7764
597 | Embedded Generation Connection Enquiry – Class 3 | Receipt, registration, processing and responding to a connection enquiry with Preliminary Network Advice for Class 3 Embedded Generation | 571.2 | 628.32 | 3 | Normal | Management ( Senior Project Engineer - SPE) | 152.2426 | 213.1396 | 456.7278 | 168.9893 |  |  |  | 109.6147 | 735.3317
598 | Embedded Generation Connection Enquiry – Class 4 | Receipt, registration, processing and responding to a connection enquiry with Preliminary Network Advice for Class 4 Embedded Generation | 571.2 | 628.32 | 3.5 | Normal | Management ( Senior Project Engineer - SPE) | 152.2426 | 213.1396 | 532.8491 | 197.1542 |  |  |  | 127.8838 | 857.887
599 | Embedded Generation Connection Enquiry – Class 5 | Receipt, registration, processing and responding to a connection enquiry with Preliminary Network Advice for Class 5 Embedded Generation | 571.2 | 628.32 | 4 | Normal | Management ( Senior Project Engineer - SPE) | 152.2426 | 213.1396 | 608.9704 | 225.319 |  |  |  | 146.1529 | 980.4423
600 | Embedded Generation Connection Enquiry – Class 6 | Receipt, registration, processing and responding to a connection enquiry with Preliminary Network Advice for Class 6 Embedded Generation | 1142.41 | 1256.64 | 4.5 | Normal | Management ( Senior Project Engineer - SPE) | 152.2426 | 213.1396 | 685.0917 | 253.4839 |  |  |  | 164.422 | 1102.9976
Network Design & Investigation / Analysis Services - Embedded Generation Installations† | Service | Service Description / Scope | Current Prices 2017/18 | GST Inclusive | Appointment Time Hours | Normal/Over | Crew | Crew rate | Crew O/T Rate | Labour | Direct Overhead | Contract Payments | Plant Costs | Material Costs | Corporate Overheads | Total Expenditure
574 | Embedded Generation Network Technical Study - Class 1 (Commercial) | Technical assessment of Network Capability for connecting Class 1 (Commercial) Export Embedded Generation | 0 | 0 | 8 | Normal | Management ( Senior Project Engineer - SPE) | 152.2426 | 213.1396 | 1217.9407 | 450.6381 |  |  |  | 292.3058 | 1960.8846
575 | Embedded Generation Network Technical Study - Class 2 | Technical assessment of Network Capability for connecting Class 2 Export Embedded Generation | 3808.0447 | 4188.8492 | 16 | Normal | Management ( Senior Project Engineer - SPE) | 152.2426 | 213.1396 | 2435.8814 | 901.2761 |  |  |  | 584.6115 | 3921.7691
576 | Embedded Generation Network Technical Study - Class 3 | Technical assessment of Network Capability for connecting Class 3 Export Embedded Generation | 5712.0517 | 6283.2568 | 32 | Normal | Management ( Senior Project Engineer - SPE) | 152.2426 | 213.1396 | 4871.7629 | 1802.5523 |  |  |  | 1169.2231 | 7843.5383
577 | Embedded Generation Network Technical Study - Class 4 | Technical assessment of Network Capability for connecting Class 4 Export Embedded Generation | 7616.0791 | 8377.6871 | 48 | Normal | Management ( Senior Project Engineer - SPE) | 152.2426 | 213.1396 | 7307.6443 | 2703.8284 |  |  |  | 1753.8346 | 11765.3074
578 | Embedded Generation Network Technical Study - Class 5 | Technical assessment of Network Capability for connecting Class 5 Export Embedded Generation | 11424.1238 | 12566.5362 | 64 | Normal | Management ( Senior Project Engineer - SPE) | 152.2426 | 213.1396 | 9743.5258 | 3605.1045 |  |  |  | 2338.4462 | 15687.0765
579 | Embeddded Generation - Embedded Generator Network Technical Study - Class 6 | Technical assessment of Network Capability for connecting Class 6 Embedded Generation where Evoenergy provides the requisite network data and the Embedded Generator undertakes the Network Technical Study. | 14280.1446 | 15708.159 | 80 | Normal | Management ( Senior Project Engineer - SPE) | 152.2426 | 213.1396 | 12179.4072 | 4506.3807 |  |  |  | 2923.0577 | 19608.8456
Contract Administration, Commissioning and Testing - Embedded Generation Installations up to 5MW | Service | Service Description / Scope | Current Prices 2017/18 | GST Inclusive | Appointment Time Hours | Normal/Over | Crew | Crew rate | Crew O/T Rate | Labour | Direct Overhead | Contract Payments | Plant Costs | Material Costs | Corporate Overheads | Total Expenditure
601 | Embedded Generation - Connection Contract Establishment - Class 1 (Commercial) to Class 6 | Preparation of Non-Standard Connection Agreement and on site attendance of Evoenergy to witness commissioning of the embedded generation where Evoenergy is not required to make any network alterations or additions. | na | na | 16 | Normal | Management ( Senior Project Engineer - SPE) | 152.2426 | 213.1396 | 2435.8814 | 901.2761 |  |  |  | 584.6115 | 3921.7691
Provision of Data for Network Technical Study - Embedded Generation Installations over 5MW | Service | Service Description / Scope | Current Prices 2017/18 | GST Inclusive | Appointment Time Hours | Normal/Over | Crew | Crew rate | Crew O/T Rate | Labour | Direct Overhead | Contract Payments | Plant Costs | Material Costs | Corporate Overheads | Total Expenditure
602 | Embedded Generator Network Technical Study - Embedded Generation over 5MW | The provision of network data for and an analysis of the results of the Embedded Generator Network Technical Study. | 11424.12 | 12566.54 | 80 | Normal | Management ( Senior Project Engineer - SPE) | 152.2426 | 213.1396 | 12179.4072 | 4506.3807 |  |  |  | 2923.0577 | 19608.8456
Residential Estate Subdivision Services (per block) | Service | Service Description / Scope | Current Prices 2017/18 | GST Inclusive | Appointment Time Hours | Normal/Over | Crew | Crew rate | Crew O/T Rate | Labour | Direct Overhead | Contract Payments | Plant Costs | Material Costs | Corporate Overheads | Total Expenditure
580 | Subdivision Electricity Distribution Network Reticulation - Multi Unit Blocks | Connection of multi-unit residential blocks to the LV reticulation network | 0 | 0 | 0 | 0 | 0
581 | Subdivision Electricity Distribution Network Reticulation - Blocks <= 650 M2 | Connection of residential blocks less than or equal to 650 square meters, to the LV reticulation network | 1700.39 | 1870.429 | 0 | 0 | 0
582 | Subdivision Electricity Distribution Network Reticulation - Blocks 650 - 1100m2 with average linear frontage of 22-25 metres | Connection of residential blocks less than or equal to 1100 square meters but greater than 650 square meters, with average linear frontage of 22-25 meters, to the LV reticulation network | 2227.78 | 2450.558 | 0 | 0 | 0
Upstream augmentation (per kVA of capacity) | Service | Service Description / Scope | Current Prices 2017/18 | GST Inclusive | Appointment Time Hours | Normal/Over | Crew | Crew rate | Crew O/T Rate | Labour | Direct Overhead | Contract Payments | Plant Costs | Material Costs | Corporate Overheads | Total Expenditure
585 | HV feeder | A $/kVA charge for the installation of new HV feeders | 36.83 | 40.513 | 0 | 0 | 0
586 | Distribution substation | A $/kVA charge for the installation of new distribution substations | 21.33 | 23.463 | 0 | 0 | 0
Rescheduled Site Visits | Service | Service Description / Scope | Current Prices 2017/18 | GST Inclusive | Appointment Time Hours | Normal/Over | Crew | Crew rate | Crew O/T Rate | Labour | Direct Overhead | Contract Payments | Plant Costs | Material Costs | Corporate Overheads | Total Expenditure
590 | Rescheduled Site Visit – One Person | Wasted site visit for a one person team where the service was not able to be completed on attendance. Includes customer cancellations before the work is completed, Officer unable to access site to complete service on arrival, site not ready for service requested on arrival, site unsafe &/or installation defect prevents service being undertaken or completed including non-compliance with Evoenergy Standards and/or Service & installation Rules | 139.0583 | 152.9641 | 1 | Normal | F Crew Meter | 113.6244 | 159.0742 | 113.6244 | 42.041 |  |  |  | 27.2699 | 182.9353
591 | Rescheduled Site Visit – Service Team | Wasted site visit for a Services Team where the service was not able to be completed on attendance. Includes customer cancellations before the work is completed, Team unable to access site to complete service on arrival, site not ready for service requested on arrival, site unsafe &/or installation defect prevents service being undertaken or completed including non-compliance with Evoenergy Standards and/or Service & installation Rules | 587.5508 | 646.3059 | 1.5 | Normal | G Crew | 315.2051 | 441.2871 | 472.8076 | 174.9388 |  |  |  | 113.4738 | 761.2203
Trenching charges | Service | Service Description / Scope | Current Prices 2017/18 | GST Inclusive | Appointment Time Hours | Normal/Over | Crew | Crew rate | Crew O/T Rate | Labour | Direct Overhead | Contract Payments | Plant Costs | Material Costs | Corporate Overheads | Total Expenditure
592 | Trenching - first 2 meters | First two meters of trenching service | 533.3319 | 586.6651 | na | Normal | [5 empty] | 460.8041 |  |  | 110.593 | 571.3971
593 | Trenching - subsequent meters | Subsequent two meters of trenching service | 124.03 | 136.433 | na | Normal | [5 empty] | 107.1637 |  |  | 25.7193 | 132.883
Boring charges | Service | Service Description / Scope | Current Prices 2017/18 | GST Inclusive | Appointment Time Hours | Normal/Over | Crew | Crew rate | Crew O/T Rate | Labour | Direct Overhead | Contract Payments | Plant Costs | Material Costs | Corporate Overheads | Total Expenditure
594 | Under footpath | Under footpath boring charge | 967.4419 | 1064.1861 | na | Normal | [5 empty] | 835.8772 |  |  | 200.6105 | 1036.4878
595 | Under driveway | Under driveway boring charge | 1153.4919 | 1268.8411 | na | Normal | [5 empty] | 996.6229 |  |  | 239.1895 | 1235.8124
Note on H51: Mifsud, Clay: only 2 fitters reqd.

## 21.22 prices
2021-22 Alternative Control Services Cost Build Up - nominal dollars - fully cost reflective
| 2021/22 unit rate for labour |  | o/t loading | Crews, normal rates | [5 empty] | Crews, overtime rates | [6 empty] | Hours labour list
| Normal | Overtime |  |  | Line Worker (LW) | Trade Assistant/ Labour (TA) | Admin | Per hour crew rate |  |  | Line Worker (LW) | Trade Assistant/ Labour (TA) | Admin | Per hour crew rate |  | O/T Factor | 0.25
Direct overhead | 37% | 37% |  | F Crew Meter | 1 |  |  | 118.2241 |  | F Crew Meter | 1.4 |  |  | 165.5137 |  | 140% | 0.5
Office support service delivery | 96.4038 | 134.9654 | 140% | G Crew | 2 | 1 |  | 327.965 |  | G Crew | 2.8 | 1.4 |  | 459.1511 |  | 140% | 0.75
Connection/Project Engineer (PE) | 125.816 | 176.1423 | 140% | Meter crew | 2 |  |  | 236.4482 |  | Meter crew | 2.8 |  |  | 331.0274 |  | 140% | 1
Management ( Senior Project Engineer - SPE) | 158.4056 | 221.7678 | 140% | OH Crew | 2 |  |  | 236.4482 |  | OH Crew | 2.8 | 0 |  | 331.0274 |  | 140% | 1.5
GIS Officer (GO) | 113.4041 | 158.7658 | 140% | Switcher | 1 |  |  | 118.2241 |  | Switcher | 1.4 |  |  | 165.5137 |  | 140% | 2
Site Lead/Scheduler ( SL) | 118.2241 | 165.5137 | 140% | UG Crew | 3 |  |  | 354.6722 |  | UG Crew | 4.2 | 0 |  | 496.5411 |  | 140% | 2.5
Electrical Fitter (EF) | 118.2241 | 165.5137 | 140% | Admin | 0 | 0 | 1 | 96.4038 |  | Admin |  |  | 1.4 | 134.9654 |  | 140% | 3
Electrical Operator (EO) | 118.2241 | 165.5137 | 140% | Two fitter crew | 2 |  |  | 236.4482 |  | Two fitter crew | 2.8 |  |  | 331.0274 |  | 140% | 3.5
Plant Operator (PO) | 118.2241 | 165.5137 | 140% | [13 empty] | 4
Line Worker (LW) | 118.2241 | 165.5137 | 140% | [13 empty] | 4.5
Trade Assistant/Labour (TA) | 91.5169 | 128.1236 | 140% | [5 empty] | CPI | 1.025 | [6 empty] | 5
Corporate overhead | 24% | 24% | [14 empty] | 5.5
6
6.5
7
Code | Service | Service Description / Scope | Current Prices 2017/18 | GST Inclusive | Appointment Time Hours | Normal/Over | Crew | Crew rate | Crew O/T Rate | Labour | Direct Overhead | Contract Payments | Plant Costs | Material Costs | Corporate Overheads | Total Expenditure | 7.5
Premise Re-energisation – Existing Network Connection | [16 empty] | 8
501 | Re-energise premises – Business Hours | Re-energisation of a premises that is already connected to the network during business hours | 69.524 | 76.4764 | 0.5 | Normal | F Crew Meter | 118.2241 | 165.5137 | 59.112 | 21.8715 |  |  |  | 14.1869 | 95.1704
502 | Re-energise premises – After Hours | Re-energisation of a premises that is already connected to the network during after-hours periods | 88.1301 | 96.9431 | 0.5 | Overtime | F Crew Meter | 118.2241 | 165.5137 | 82.7569 | 21.8715 |  |  |  | 14.1869 | 118.8152
Premise De-energisation – Existing Network Connection | Service | Service Description / Scope | Current Prices 2017/18 | GST Inclusive | Appointment Time Hours | Normal/Over | Crew | Crew rate | Crew O/T Rate | Labour | Direct Overhead | Contract Payments | Plant Costs | Material Costs | Corporate Overheads | Total Expenditure
503 | De-energise premises – Business Hours | De-energisation of a premises that is already connected to the network during business hours; excluding where the de-energisation is for debt non-payment | 69.524 | 76.4764 | 0.5 | Normal | F Crew Meter | 118.2241 | 165.5137 | 59.112 | 21.8715 |  |  |  | 14.1869 | 95.1704
505 | De-energise premises for debt non-payment | De-energisation of a premises that is already connected to the network where the de-energisation is for debt non-payment – Anytime | 139.0583 | 152.9641 | 0.5 | Normal | Meter crew | 236.4482 | 331.0274 | 118.2241 | 43.7429 |  |  |  | 28.3738 | 190.3408
Meter Investigations | Service | Service Description / Scope | Current Prices 2017/18 | GST Inclusive | Appointment Time Hours | Normal/Over | Crew | Crew rate | Crew O/T Rate | Labour | Direct Overhead | Contract Payments | Plant Costs | Material Costs | Corporate Overheads | Total Expenditure
504 | Meter Test (Whole Current) – Business Hours | Meter test for whole current Type 5 – 7 meters only during business hours. Fee is refunded if the meter is proven to be faulty | 278.1166 | 305.9283 | 1 | Normal | Meter crew | 236.4482 | 331.0274 | 236.4482 | 87.4858 |  |  |  | 56.7476 | 380.6815
510 | Meter Test (CT/VT) – Business Hours | Meter test for meters utilising a CT or VT during business hours. Fee is refunded if the meter installation is proven to be faulty | 322.0945 | 354.3039 | 0.25 | Normal | Admin | 96.4038 | 134.9654 | 24.101 | 8.9174 | 373.4657 |  |  | 95.416 | 501.9
Special meters Services | Service | Service Description / Scope | Current Prices 2017/18 | GST Inclusive | Appointment Time Hours | Normal/Over | Crew | Crew rate | Crew O/T Rate | Labour | Direct Overhead | Contract Payments | Plant Costs | Material Costs | Corporate Overheads | Total Expenditure
506 | Special Meter Read | Out of cycle meter read during business hours Use for the following: • Customer Initiated Check Read, • Data validation initiated Check Read - prior to billing, • Data validation Check Read - post billing • Customer initiated additional out-of cycle read for billing purposes • Final read Fee associated with a Check Read is refunded if the original reading is proven to be incorrect | 32.1582 | 35.374 | 0.25 | Normal | Admin | 96.4038 | 134.9654 | 24.101 | 8.9174 | 6.8652 |  |  | 7.4319 | 47.3154
Power of Choice services | Service | Service Description / Scope | Current Prices 2017/18 | GST Inclusive | Appointment Time Hours | Normal/Over | Crew | Crew rate | Crew O/T Rate | Labour | Direct Overhead | Contract Payments | Plant Costs | Material Costs | Corporate Overheads | Total Expenditure
515 | Move, remove, inspect or reconfigure meter | Customer initiated change to an Evoenergy metered site that requires a site visit to move, reseal, reprogram or inspect, but does not require a new meter | na | na | 1 | Normal | F Crew Meter | 118.2241 | 165.5137 | 118.2241 | 43.7429 |  |  |  | 28.3738 | 190.3408
516 | Establish supply | Energisation of a premise that is connected to the network for the first time | na | na | 0.75 | Normal | F Crew Meter | 118.2241 | 165.5137 | 88.6681 | 32.8072 |  |  |  | 21.2803 | 142.7556
517 | Faults investigation (meter malfunction) | Customer call to Evoenergy Faults and Emergencies where a subsequent site visit ascertains a non-Evoenergy meter has failed, cannot be safely bypassed, and customer is/remains off supply | na | na | 0.75 | Normal | F Crew Meter | 118.2241 | 165.5137 | 88.6681 | 32.8072 |  |  |  | 21.2803 | 142.7556
518 | Faults investigation (meter bypassed) | Customer call to Evoenergy Faults and Emergencies where a subsequent site visit ascertains a non-Evoenergy meter has failed and has been bypassed so that the customer is back on supply | na | na | 1 | Normal | F Crew Meter | 118.2241 | 165.5137 | 118.2241 | 43.7429 |  |  |  | 28.3738 | 190.3408
519 | Faults investigation (customer's side of network boundary) | Customer call to Evoenergy Faults and Emergencies where a subsequent site visit ascertains a failure on the customers side of the network | na | na | 0.5 | Normal | F Crew Meter | 118.2241 | 165.5137 | 59.112 | 21.8715 |  |  |  | 14.1869 | 95.1704
Temporary Network Connections | Service | Service Description / Scope | Current Prices 2017/18 | GST Inclusive | Appointment Time Hours | Normal/Over | Crew | Crew rate | Crew O/T Rate | Labour | Direct Overhead | Contract Payments | Plant Costs | Material Costs | Corporate Overheads | Total Expenditure
520 | Temporary Builders’ Supply – Overhead (Business Hours) | Installation of a new temporary overhead supply connection not including associated metering during business hours; where the service connection complies with the following: • Load is <= 100 Amps/Phase • Single or multi-phase • Meter location <= 25m from source network pole • Point of Attachment/Builders Pole supplied and installed by the customer Includes situations where the service connection point of attachment (POA) and meter are in the permanent location | 624.9269 | 687.4196 | 1.5 | Normal | OH Crew | 236.4482 | 331.0274 | 354.6722 | 131.2287 |  |  | 33.1098 | 93.0677 | 612.0784
522 | Temporary Builders’ Supply – Underground (Business Hours) | Installation of a new temporary underground supply connection not including associated metering during business hours; where the service connection complies with the following: • Load is <= 100 Amps/Phase • Single or multi-phase • Meter location <= 15m from source network pole / pillar / pit / cable end • Conduit between meter location and network connection point supplied and installed by the customer Includes situations where the service connection point of entry (POE) and/or meter are in the permanent location | 1364.2578 | 1500.6836 | 2 | Normal | UG Crew | 354.6722 | 496.5411 | 709.3445 | 262.4575 |  |  | 33.1098 | 178.189 | 1183.1007
New Network Connections | Service | Service Description / Scope | Current Prices 2017/18 | GST Inclusive | Appointment Time Hours | Normal/Over | Crew | Crew rate | Crew O/T Rate | Labour | Direct Overhead | Contract Payments | Plant Costs | Material Costs | Corporate Overheads | Total Expenditure
523 | New Underground Service Connection – Greenfield | Installation of a new underground service connection, not including associated metering, during business hours where the service connection complies with the following: • Service connection is the first / initial connection to that block/premise • Load is <= 100 Amps/Phase • Single or multi-phase • Network connection point is located in the street frontage verge • Cable length within block <= 15m • Conduit between the POE/meter location (as applicable) and the property boundary is supplied and installed by the customer • Complete service connection including associated metering can be undertaken in a single visit | 0 | 0 | 1.5 | Normal | G Crew | 327.965 | 459.1511 | 491.9476 | 182.0206 |  |  |  | 118.0674 | 792.0356
526 | New Overhead Service Connection – Brownfield (Business Hours) | Installation of a new overhead service connection, not including associated metering, during business hours; where the service connection complies with the following: • Service connection is not the first / initial connection to that block/premise • Load is <= 100 Amps/Phase • Single or multi-phase • Service connection is continuous with a length <= 2 spans &/or 25m from source network pole Typically use in redevelopment scenario only where an underground service connection cannot be achieved. | 820.7771 | 902.8549 | 2 | Normal | OH Crew | 236.4482 | 331.0274 | 472.8963 | 174.9716 |  |  | 33.1098 | 121.4415 | 802.4192
527 | New Underground Service Connection – Brownfield from Front | Installation of an underground service connection, not including associated metering, during business hours where the service connection complies with the following: • Service connection is not the first / initial connection to that block/premise • Load is <= 100 Amps/Phase • Single or multi-phase • Service connection is continuous with a length <= 25m from network connection point • Network connection point is a pole, pillar or pit located in the street frontage verge • Conduit between the POE/meter location (as applicable) and the network connection point or property boundary is supplied and installed by the customer Where the service connection extends outside the customer property and Evoenergy is required to undertake additional civil works, additional unit rate based fees may also be applied for the additional work beyond the scope of this item Typically use in redevelopment scenarios such as knockdown/rebuilds and/or dual occupancy premises. | 1364.2578 | 1500.6836 | 2.5 | Normal | UG Crew | 354.6722 | 496.5411 | 886.6806 | 328.0718 |  |  | 33.1098 | 220.7497 | 1468.6119
528 | New Underground Service Connection – Brownfield from Rear | Installation of an underground service connection, not including associated metering, during business hours where the service connection complies with the following: • Service connection is not the first / initial connection to that block/premise • Load is <= 100 Amps/Phase • Single or multi-phase • Service connection is continuous with a length <= 25m from network connection point • Network connection point is a pole located in the section backspine • Conduit between the POE/meter location (as applicable) and the network connection point or property boundary is supplied and installed by the customer Where the service connection extends outside the customer property and Evoenergy is required to undertake additional civil works, additional unit rate based fees may also be applied for the additional work beyond the scope of this item Typically use in redevelopment scenarios such as knockdown/rebuilds and/or dual occupancy premises. | 1364.2578 | 1500.6836 | 2.5 | Normal | UG Crew | 354.6722 | 496.5411 | 886.6806 | 328.0718 |  |  | 33.1098 | 220.7497 | 1468.6119
Network Connection Alterations and Additions | Service | Service Description / Scope | Current Prices 2017/18 | GST Inclusive | Appointment Time Hours | Normal/Over | Crew | Crew rate | Crew O/T Rate | Labour | Direct Overhead | Contract Payments | Plant Costs | Material Costs | Corporate Overheads | Total Expenditure
541 | Overhead Service Relocation – Single Visit (Business Hours) | Relocation of an overhead service connection in a single site visit during business hours where the service connection complies with the following: • Load <= 100 Amps/Phase • Single or multi-phase • Service connection is no more than two spans &/or 25m in length Scope involves: • De-energisation, physical disconnection / dismantling then re-attachment, connection and re-energisation • Replacement of overhead service cable if required | 783.3908 | 861.7299 | 2 | Normal | OH Crew | 236.4482 | 331.0274 | 472.8963 | 174.9716 |  |  |  | 113.4951 | 761.3631
542 | Overhead Service Relocation – Two Visits (Business Hours) | Relocation of an overhead service connection in two site visits during business hours where the service connection complies with the following: • Load <= 100 Amps/Phase • Single or multi-phase • Service connection is no more than two spans &/or 25m in length Scope involves: • De-energisation, physical disconnection / dismantling in first site visit • Re-attachment, connection and re-energisation in second visit • Replacement of overhead service cable if required | 1566.7714 | 1723.4485 | 4 | Normal | OH Crew | 236.4482 | 331.0274 | 945.7926 | 349.9433 |  |  |  | 226.9902 | 1522.7261
543 | Overhead Service Upgrade – Service Cable Replacement Not Required | Upgrade of an existing overhead service connection from single to multi-phase where the installed cable does not require replacement and the service connection complies with the following: • Load <= 100 Amps/Phase • Existing cable is physically able to be connected multi-phase without joints | 783.3908 | 861.7299 | 2 | Normal | OH Crew | 236.4482 | 331.0274 | 472.8963 | 174.9716 |  |  |  | 113.4951 | 761.3631
544 | Overhead Service Upgrade – Service Cable Replacement Required | Upgrade of an existing overhead service connection where the installed cable does not meet the increased load requirements (multi-phase or capacity/rating) and the service connection complies with the following: • Load <= 100 Amps/Phase • Service connection is no more than two spans &/or 25m in length Use for single to multi-phase and capacity upgrades | 820.7771 | 902.8549 | 2 | Normal | OH Crew | 236.4482 | 331.0274 | 472.8963 | 174.9716 |  |  | 33.1098 | 121.4415 | 802.4192
545 | Underground Service Upgrade – Service Cable Replacement Not Required | Upgrade of an existing underground service connection from single to multi-phase where the installed cable does not require replacement and the service connection complies with the following: • Load <= 100 Amps/Phase • Existing cable is physically able to be connected multi-phase without joints | 1326.8817 | 1459.5699 | 1.5 | Normal | Two fitter crew | 236.4482 | 331.0274 | 354.6722 | 131.2287 |  |  |  | 85.1213 | 571.0223
546 | Underground Service Upgrade – Service Cable Replacement Required | Upgrade of an existing underground service connection where the existing cable does not meet the increased load requirements (multi-phase or capacity/rating) and the service connection complies with the following: • Load <= 100 Amps/Phase • Service connection is no more than 25m in length • Conduit between the meter location and the network connection point or property boundary is supplied and installed by the customer Where the service connection extends outside the customer property and Evoenergy is required to undertake additional civil works, additional unit rate based fees may also be applied for the additional work outside the scope of this item | 1364.2578 | 1500.6836 | 2.5 | Normal | UG Crew | 354.6722 | 496.5411 | 886.6806 | 328.0718 |  |  | 33.1098 | 220.7497 | 1468.6119
547 | Underground Service Relocation – Single Visit (Business Hours) | Relocation of an underground service connection, or part thereof, in a single site visit during business hours where the service connection complies with the following: • Load <= 100 Amps/Phase • Single or multi-phase • Service connection is no more than 25m in length Scope involves: • De-energisation, physical disconnection/cutting away, installation of new service cable section, jointing and then termination, connection and re-energisation Where the service connection extends outside the customer property and Evoenergy is required to undertake additional civil works, additional unit rate based fees may also be applied for the additional work outside the scope of this item | 1364.2578 | 1500.6836 | 2.5 | Normal | UG Crew | 354.6722 | 496.5411 | 886.6806 | 328.0718 |  |  | 33.1098 | 220.7497 | 1468.6119
548 | Install surface mounted point of entry (POE) box | Installation of a surface mounted point of entry box and conduit to ground level on the customer’s structure to facilitate installation of a new or relocated underground service connection; where the service connection complies with the following: • Load <= 100 Amps/Phase • Single or multi-phase Scope involves: • Supply and installation of POE box, conduit and associated fixings Applicable where a recessed POE box cannot be provided by the customer Only use in conjunction with Item 526 New Underground Service – Brownfield and Item 547 Underground Service Relocation | 630.9341 | 694.0275 | 1 | Normal | UG Crew | 354.6722 | 496.5411 | 354.6722 | 131.2287 |  |  | 88.7201 | 106.4142 | 681.0352
549 | Overhead Service Temporary Disconnect Reconnect same day (Business Hours) | A temporary disconnect and reconnect of an existing overhead service connection to a residential dwelling. | n/a | n/a | 3 | Normal | OH Crew | 236.4482 | 331.0274 | 709.3445 | 262.4575 |  |  |  | 170.2427 | 1142.0446
Temporary De-energisation | Service | Service Description / Scope | Current Prices 2017/18 | GST Inclusive | Appointment Time Hours | Normal/Over | Crew | Crew rate | Crew O/T Rate | Labour | Direct Overhead | Contract Payments | Plant Costs | Material Costs | Corporate Overheads | Total Expenditure
560 | Temporary de-energisation – LV (Business Hours) | Temporary de-energisation and re-energisation of LV network infrastructure in business hours to allow safe customer / contractor approach and work in close proximity Scope does not include dismantling of lines or network infrastructure Use for tree pruning, mobile plant operation, oversize loads, construction activities | 417.1749 | 458.8924 | 4 | Normal | Switcher | 118.2241 | 165.5137 | 472.8963 | 174.9716 |  |  |  | 113.4951 | 761.3631
561 | Temporary de-energisation – HV (Business Hours) | Temporary de-energisation and re-energisation of HV network infrastructure in business hours to allow safe customer / contractor approach and work in close proximity Scope does not include dismantling of lines or network infrastructure Use for tree pruning, mobile plant operation, oversize loads, construction activities | 417.1749 | 458.8924 | 4 | Normal | Switcher | 118.2241 | 165.5137 | 472.8963 | 174.9716 |  |  |  | 113.4951 | 761.3631
Supply Abolishment / Removal | Service | Service Description / Scope | Current Prices 2017/18 | GST Inclusive | Appointment Time Hours | Normal/Over | Crew | Crew rate | Crew O/T Rate | Labour | Direct Overhead | Contract Payments | Plant Costs | Material Costs | Corporate Overheads | Total Expenditure
562 | Supply Abolishment / Removal – Overhead (Business Hours) | Decommissioning and removal of an overhead service connection and associated metering during business hours for service connections that comply with the following: • Load <= 100 Amps/Phase • Single or multi-phase • Service connection is no more than two spans &/or 25m in length • Removal of the service connection does not result in a consequential requirement to remove a network pole Use where a property is to be demolished, supply is no longer required, an alternative connection point is to be established / used, or a redundant supply is to be removed. | 587.5508 | 646.3059 | 1.5 | Normal | OH Crew | 236.4482 | 331.0274 | 354.6722 | 131.2287 |  |  |  | 85.1213 | 571.0223
563 | Supply Abolishment / Removal - Underground (Business Hours) | Decommissioning and removal of an underground service connection and associated metering during business hours for service connections which comply with the following: • Load <= 100 Amps/Phase • Single or multi-phase • Removal of the service connection does not result in a consequential requirement to remove redundant network mains infrastructure such as a pole, pillar, pit Use where a property is to be demolished, supply is no longer required, an alternative connection point is to be established / used, or a redundant supply is to be removed. | 1061.5074 | 1167.6582 | 2.5 | Normal | UG Crew | 354.6722 | 496.5411 | 886.6806 | 328.0718 |  |  |  | 212.8033 | 1427.5557
Miscellaneous Customer Initiated Services | Service | Service Description / Scope | Current Prices 2017/18 | GST Inclusive | Appointment Time Hours | Normal/Over | Crew | Crew rate | Crew O/T Rate | Labour | Direct Overhead | Contract Payments | Plant Costs | Material Costs | Corporate Overheads | Total Expenditure
564 | Install & Remove Tiger Tails – Establishment (Business Hours) | Installation and removal of “Tiger Tail” covers on overhead lines including service lines, LV & HV during business hours – Establishment fee per site Use in conjunction with Item 565 to determine total service charge | 1379.7372 | 1517.7109 | 3 | Normal | OH Crew | 236.4482 | 331.0274 | 709.3445 | 262.4575 |  | 197.7171 |  | 217.6948 | 1387.2138
565 | Install & Remove Tiger Tails - Per Span (Business Hours) | Installation and removal of “Tiger Tail” covers on overhead lines including service lines, LV & HV during business hours – Length based fee Use in conjunction with Item 564 to determine total service charge | 694.5739 | 764.0313 | 3 | Normal | OH Crew | 236.4482 | 331.0274 | 709.3445 | 262.4575 |  |  | 732.2856 | 345.9912 | 2050.0788
566 | Install & Remove Warning Flags – Installation (Business Hours) | Installation and removal of Warning Flags on overhead lines including service lines, LV & HV during business hours – Establishment fee per site Use in conjunction with Item 567 to determine total service charge | 1175.0811 | 1292.5892 | 3 | Normal | OH Crew | 236.4482 | 331.0274 | 709.3445 | 262.4575 |  | 197.7171 |  | 217.6948 | 1387.2138
567 | Install & Remove Tiger Tails - Per Span (Business Hours) | Installation and removal of Warning Flags on overhead lines including service lines, LV & HV – Lengths based fee Use in conjunction with Item 566 to determine total service charge | 595.3418 | 654.8759 | 3 | Normal | OH Crew | 236.4482 | 331.0274 | 709.3445 | 262.4575 |  |  | 527.2456 | 296.7816 | 1795.8292
Operational & Maintenance Fees - Export Only Embedded Generation Installations up to 5MW | Service | Service Description / Scope | Current Prices 2017/18 | GST Inclusive | Appointment Time Hours | Normal/Over | Crew | Crew rate | Crew O/T Rate | Labour | Direct Overhead | Contract Payments | Plant Costs | Material Costs | Corporate Overheads | Total Expenditure
568 | Embedded Generation OPEX Fees - Connection Assets | Annual operational and maintenance charges for the dedicated connections assets of Export Only Embedded Generation | 2% of value of connection assets per annum | 0 | 0 | 0 | 0
569 | Embedded Generation OPEX Fees - Shared Network Asset | Annual operational and maintenance charges for the shared network assets associated with Export Only Embedded Generation | 2% of value of shared assets allocated to the generator per annum (if applicable) | 0 | 0 | 0 | 0
Connection Enquiry Processing - Embedded Generation Installations* | Service | Service Description / Scope | Current Prices 2017/18 | GST Inclusive | Appointment Time Hours | Normal/Over | Crew | Crew rate | Crew O/T Rate | Labour | Direct Overhead | Contract Payments | Plant Costs | Material Costs | Corporate Overheads | Total Expenditure
570 | Embedded Generation Connection Enquiry – Class 1 (Commercial) | Receipt, registration, processing and responding to a connection enquiry for Class 1 (Commercial) Embedded Generation | 0 | 0 | 2 | Normal | Management ( Senior Project Engineer - SPE) | 158.4056 | 221.7678 | 316.8112 | 117.2201 |  |  |  | 76.0347 | 510.066
596 | Embedded Generation Connection Enquiry – Class 2 | Receipt, registration, processing and responding to a connection enquiry with Preliminary Network Advice for Class 2 Embedded Generation | 571.2 | 628.32 | 2.5 | Normal | Management ( Senior Project Engineer - SPE) | 158.4056 | 221.7678 | 396.014 | 146.5252 |  |  |  | 95.0434 | 637.5825
597 | Embedded Generation Connection Enquiry – Class 3 | Receipt, registration, processing and responding to a connection enquiry with Preliminary Network Advice for Class 3 Embedded Generation | 571.2 | 628.32 | 3 | Normal | Management ( Senior Project Engineer - SPE) | 158.4056 | 221.7678 | 475.2168 | 175.8302 |  |  |  | 114.052 | 765.099
598 | Embedded Generation Connection Enquiry – Class 4 | Receipt, registration, processing and responding to a connection enquiry with Preliminary Network Advice for Class 4 Embedded Generation | 571.2 | 628.32 | 3.5 | Normal | Management ( Senior Project Engineer - SPE) | 158.4056 | 221.7678 | 554.4196 | 205.1352 |  |  |  | 133.0607 | 892.6155
599 | Embedded Generation Connection Enquiry – Class 5 | Receipt, registration, processing and responding to a connection enquiry with Preliminary Network Advice for Class 5 Embedded Generation | 571.2 | 628.32 | 4 | Normal | Management ( Senior Project Engineer - SPE) | 158.4056 | 221.7678 | 633.6224 | 234.4403 |  |  |  | 152.0694 | 1020.132
600 | Embedded Generation Connection Enquiry – Class 6 | Receipt, registration, processing and responding to a connection enquiry with Preliminary Network Advice for Class 6 Embedded Generation | 1142.41 | 1256.64 | 4.5 | Normal | Management ( Senior Project Engineer - SPE) | 158.4056 | 221.7678 | 712.8252 | 263.7453 |  |  |  | 171.078 | 1147.6485
Network Design & Investigation / Analysis Services - Embedded Generation Installations† | Service | Service Description / Scope | Current Prices 2017/18 | GST Inclusive | Appointment Time Hours | Normal/Over | Crew | Crew rate | Crew O/T Rate | Labour | Direct Overhead | Contract Payments | Plant Costs | Material Costs | Corporate Overheads | Total Expenditure
574 | Embedded Generation Network Technical Study - Class 1 (Commercial) | Technical assessment of Network Capability for connecting Class 1 (Commercial) Export Embedded Generation | 0 | 0 | 8 | Normal | Management ( Senior Project Engineer - SPE) | 158.4056 | 221.7678 | 1267.2447 | 468.8806 |  |  |  | 304.1387 | 2040.264
575 | Embedded Generation Network Technical Study - Class 2 | Technical assessment of Network Capability for connecting Class 2 Export Embedded Generation | 3808.0447 | 4188.8492 | 16 | Normal | Management ( Senior Project Engineer - SPE) | 158.4056 | 221.7678 | 2534.4895 | 937.7611 |  |  |  | 608.2775 | 4080.5281
576 | Embedded Generation Network Technical Study - Class 3 | Technical assessment of Network Capability for connecting Class 3 Export Embedded Generation | 5712.0517 | 6283.2568 | 32 | Normal | Management ( Senior Project Engineer - SPE) | 158.4056 | 221.7678 | 5068.979 | 1875.5222 |  |  |  | 1216.555 | 8161.0562
577 | Embedded Generation Network Technical Study - Class 4 | Technical assessment of Network Capability for connecting Class 4 Export Embedded Generation | 7616.0791 | 8377.6871 | 48 | Normal | Management ( Senior Project Engineer - SPE) | 158.4056 | 221.7678 | 7603.4685 | 2813.2833 |  |  |  | 1824.8324 | 12241.5842
578 | Embedded Generation Network Technical Study - Class 5 | Technical assessment of Network Capability for connecting Class 5 Export Embedded Generation | 11424.1238 | 12566.5362 | 64 | Normal | Management ( Senior Project Engineer - SPE) | 158.4056 | 221.7678 | 10137.958 | 3751.0444 |  |  |  | 2433.1099 | 16322.1123
579 | Embeddded Generation - Embedded Generator Network Technical Study - Class 6 | Technical assessment of Network Capability for connecting Class 6 Embedded Generation where Evoenergy provides the requisite network data and the Embedded Generator undertakes the Network Technical Study. | 14280.1446 | 15708.159 | 80 | Normal | Management ( Senior Project Engineer - SPE) | 158.4056 | 221.7678 | 12672.4475 | 4688.8056 |  |  |  | 3041.3874 | 20402.6404
Contract Administration, Commissioning and Testing - Embedded Generation Installations up to 5MW | Service | Service Description / Scope | Current Prices 2017/18 | GST Inclusive | Appointment Time Hours | Normal/Over | Crew | Crew rate | Crew O/T Rate | Labour | Direct Overhead | Contract Payments | Plant Costs | Material Costs | Corporate Overheads | Total Expenditure
601 | Embedded Generation - Connection Contract Establishment - Class 1 (Commercial) to Class 6 | Preparation of Non-Standard Connection Agreement and on site attendance of Evoenergy to witness commissioning of the embedded generation where Evoenergy is not required to make any network alterations or additions. | na | na | 16 | Normal | Management ( Senior Project Engineer - SPE) | 158.4056 | 221.7678 | 2534.4895 | 937.7611 |  |  |  | 608.2775 | 4080.5281
Provision of Data for Network Technical Study - Embedded Generation Installations over 5MW | Service | Service Description / Scope | Current Prices 2017/18 | GST Inclusive | Appointment Time Hours | Normal/Over | Crew | Crew rate | Crew O/T Rate | Labour | Direct Overhead | Contract Payments | Plant Costs | Material Costs | Corporate Overheads | Total Expenditure
602 | Embedded Generator Network Technical Study - Embedded Generation over 5MW | The provision of network data for and an analysis of the results of the Embedded Generator Network Technical Study. | 11424.12 | 12566.54 | 80 | Normal | Management ( Senior Project Engineer - SPE) | 158.4056 | 221.7678 | 12672.4475 | 4688.8056 |  |  |  | 3041.3874 | 20402.6404
Residential Estate Subdivision Services (per block) | Service | Service Description / Scope | Current Prices 2017/18 | GST Inclusive | Appointment Time Hours | Normal/Over | Crew | Crew rate | Crew O/T Rate | Labour | Direct Overhead | Contract Payments | Plant Costs | Material Costs | Corporate Overheads | Total Expenditure
580 | Subdivision Electricity Distribution Network Reticulation - Multi Unit Blocks | Connection of multi-unit residential blocks to the LV reticulation network | 0 | 0 | 0 | 0 | 0
581 | Subdivision Electricity Distribution Network Reticulation - Blocks <= 650 M2 | Connection of residential blocks less than or equal to 650 square meters, to the LV reticulation network | 1700.39 | 1870.429 | 0 | 0 | 0
582 | Subdivision Electricity Distribution Network Reticulation - Blocks 650 - 1100m2 with average linear frontage of 22-25 metres | Connection of residential blocks less than or equal to 1100 square meters but greater than 650 square meters, with average linear frontage of 22-25 meters, to the LV reticulation network | 2227.78 | 2450.558 | 0 | 0 | 0
Upstream augmentation (per kVA of capacity) | Service | Service Description / Scope | Current Prices 2017/18 | GST Inclusive | Appointment Time Hours | Normal/Over | Crew | Crew rate | Crew O/T Rate | Labour | Direct Overhead | Contract Payments | Plant Costs | Material Costs | Corporate Overheads | Total Expenditure
585 | HV feeder | A $/kVA charge for the installation of new HV feeders | 36.83 | 40.513 | 0 | 0 | 0
586 | Distribution substation | A $/kVA charge for the installation of new distribution substations | 21.33 | 23.463 | 0 | 0 | 0
Rescheduled Site Visits | Service | Service Description / Scope | Current Prices 2017/18 | GST Inclusive | Appointment Time Hours | Normal/Over | Crew | Crew rate | Crew O/T Rate | Labour | Direct Overhead | Contract Payments | Plant Costs | Material Costs | Corporate Overheads | Total Expenditure
590 | Rescheduled Site Visit – One Person | Wasted site visit for a one person team where the service was not able to be completed on attendance. Includes customer cancellations before the work is completed, Officer unable to access site to complete service on arrival, site not ready for service requested on arrival, site unsafe &/or installation defect prevents service being undertaken or completed including non-compliance with Evoenergy Standards and/or Service & installation Rules | 139.0583 | 152.9641 | 1 | Normal | F Crew Meter | 118.2241 | 165.5137 | 118.2241 | 43.7429 |  |  |  | 28.3738 | 190.3408
591 | Rescheduled Site Visit – Service Team | Wasted site visit for a Services Team where the service was not able to be completed on attendance. Includes customer cancellations before the work is completed, Team unable to access site to complete service on arrival, site not ready for service requested on arrival, site unsafe &/or installation defect prevents service being undertaken or completed including non-compliance with Evoenergy Standards and/or Service & installation Rules | 587.5508 | 646.3059 | 1.5 | Normal | G Crew | 327.965 | 459.1511 | 491.9476 | 182.0206 |  |  |  | 118.0674 | 792.0356
Trenching charges | Service | Service Description / Scope | Current Prices 2017/18 | GST Inclusive | Appointment Time Hours | Normal/Over | Crew | Crew rate | Crew O/T Rate | Labour | Direct Overhead | Contract Payments | Plant Costs | Material Costs | Corporate Overheads | Total Expenditure
592 | Trenching - first 2 meters | First two meters of trenching service | 533.3319 | 586.6651 | na | Normal | [5 empty] | 472.3242 |  |  | 113.3578 | 585.682
593 | Trenching - subsequent meters | Subsequent two meters of trenching service | 124.03 | 136.433 | na | Normal | [5 empty] | 109.8428 |  |  | 26.3623 | 136.2051
Boring charges | Service | Service Description / Scope | Current Prices 2017/18 | GST Inclusive | Appointment Time Hours | Normal/Over | Crew | Crew rate | Crew O/T Rate | Labour | Direct Overhead | Contract Payments | Plant Costs | Material Costs | Corporate Overheads | Total Expenditure
594 | Under footpath | Under footpath boring charge | 967.4419 | 1064.1861 | na | Normal | [5 empty] | 856.7742 |  |  | 205.6258 | 1062.4
595 | Under driveway | Under driveway boring charge | 1153.4919 | 1268.8411 | na | Normal | [5 empty] | 1021.5384 |  |  | 245.1692 | 1266.7077
Note on H51: Mifsud, Clay: only 2 fitters reqd.

## 22.23 prices
2022-23 Alternative Control Services Cost Build Up - nominal dollars - fully cost reflective
| 2022/23 unit rate for labour |  | o/t loading | Crews, normal rates | [5 empty] | Crews, overtime rates | [6 empty] | Hours labour list
| Normal | Overtime |  |  | Line Worker (LW) | Trade Assistant/ Labour (TA) | Admin | Per hour crew rate |  |  | Line Worker (LW) | Trade Assistant/ Labour (TA) | Admin | Per hour crew rate |  | O/T Factor | 0.25
Direct overhead | 37% | 37% |  | F Crew Meter | 1 |  |  | 122.9441 |  | F Crew Meter | 1.4 |  |  | 172.1218 |  | 140% | 0.5
Office support service delivery | 100.2527 | 140.3538 | 140% | G Crew | 2 | 1 |  | 341.059 |  | G Crew | 2.8 | 1.4 |  | 477.4826 |  | 140% | 0.75
Connection/Project Engineer (PE) | 130.8391 | 183.1748 | 140% | Meter crew | 2 |  |  | 245.8883 |  | Meter crew | 2.8 |  |  | 344.2436 |  | 140% | 1
Management ( Senior Project Engineer - SPE) | 164.7299 | 230.6219 | 140% | OH Crew | 2 |  |  | 245.8883 |  | OH Crew | 2.8 | 0 |  | 344.2436 |  | 140% | 1.5
GIS Officer (GO) | 117.9318 | 165.1045 | 140% | Switcher | 1 |  |  | 122.9441 |  | Switcher | 1.4 |  |  | 172.1218 |  | 140% | 2
Site Lead/Scheduler ( SL) | 122.9441 | 172.1218 | 140% | UG Crew | 3 |  |  | 368.8324 |  | UG Crew | 4.2 | 0 |  | 516.3654 |  | 140% | 2.5
Electrical Fitter (EF) | 122.9441 | 172.1218 | 140% | Admin | 0 | 0 | 1 | 100.2527 |  | Admin |  |  | 1.4 | 140.3538 |  | 140% | 3
Electrical Operator (EO) | 122.9441 | 172.1218 | 140% | Two fitter crew | 2 |  |  | 245.8883 |  | Two fitter crew | 2.8 |  |  | 344.2436 |  | 140% | 3.5
Plant Operator (PO) | 122.9441 | 172.1218 | 140% | [13 empty] | 4
Line Worker (LW) | 122.9441 | 172.1218 | 140% | [13 empty] | 4.5
Trade Assistant/Labour (TA) | 95.1707 | 133.239 | 140% | [5 empty] | CPI | 1.025 | [6 empty] | 5
Corporate overhead | 24% | 24% | [14 empty] | 5.5
6
6.5
7
Code | Service | Service Description / Scope | Current Prices 2017/18 | GST Inclusive | Appointment Time Hours | Normal/Over | Crew | Crew rate | Crew O/T Rate | Labour | Direct Overhead | Contract Payments | Plant Costs | Material Costs | Corporate Overheads | Total Expenditure | 7.5
Premise Re-energisation – Existing Network Connection | [16 empty] | 8
501 | Re-energise premises – Business Hours | Re-energisation of a premises that is already connected to the network during business hours | 69.524 | 76.4764 | 0.5 | Normal | F Crew Meter | 122.9441 | 172.1218 | 61.4721 | 22.7447 |  |  |  | 14.7533 | 98.97
502 | Re-energise premises – After Hours | Re-energisation of a premises that is already connected to the network during after-hours periods | 88.1301 | 96.9431 | 0.5 | Overtime | F Crew Meter | 122.9441 | 172.1218 | 86.0609 | 22.7447 |  |  |  | 14.7533 | 123.5589
Premise De-energisation – Existing Network Connection | Service | Service Description / Scope | Current Prices 2017/18 | GST Inclusive | Appointment Time Hours | Normal/Over | Crew | Crew rate | Crew O/T Rate | Labour | Direct Overhead | Contract Payments | Plant Costs | Material Costs | Corporate Overheads | Total Expenditure
503 | De-energise premises – Business Hours | De-energisation of a premises that is already connected to the network during business hours; excluding where the de-energisation is for debt non-payment | 69.524 | 76.4764 | 0.5 | Normal | F Crew Meter | 122.9441 | 172.1218 | 61.4721 | 22.7447 |  |  |  | 14.7533 | 98.97
505 | De-energise premises for debt non-payment | De-energisation of a premises that is already connected to the network where the de-energisation is for debt non-payment – Anytime | 139.0583 | 152.9641 | 0.5 | Normal | Meter crew | 245.8883 | 344.2436 | 122.9441 | 45.4893 |  |  |  | 29.5066 | 197.9401
Meter Investigations | Service | Service Description / Scope | Current Prices 2017/18 | GST Inclusive | Appointment Time Hours | Normal/Over | Crew | Crew rate | Crew O/T Rate | Labour | Direct Overhead | Contract Payments | Plant Costs | Material Costs | Corporate Overheads | Total Expenditure
504 | Meter Test (Whole Current) – Business Hours | Meter test for whole current Type 5 – 7 meters only during business hours. Fee is refunded if the meter is proven to be faulty | 278.1166 | 305.9283 | 1 | Normal | Meter crew | 245.8883 | 344.2436 | 245.8883 | 90.9787 |  |  |  | 59.0132 | 395.8801
510 | Meter Test (CT/VT) – Business Hours | Meter test for meters utilising a CT or VT during business hours. Fee is refunded if the meter installation is proven to be faulty | 322.0945 | 354.3039 | 0.25 | Normal | Admin | 100.2527 | 140.3538 | 25.0632 | 9.2734 | 382.8023 |  |  | 97.8877 | 515.0266
Special meters Services | Service | Service Description / Scope | Current Prices 2017/18 | GST Inclusive | Appointment Time Hours | Normal/Over | Crew | Crew rate | Crew O/T Rate | Labour | Direct Overhead | Contract Payments | Plant Costs | Material Costs | Corporate Overheads | Total Expenditure
506 | Special Meter Read | Out of cycle meter read during business hours Use for the following: • Customer Initiated Check Read, • Data validation initiated Check Read - prior to billing, • Data validation Check Read - post billing • Customer initiated additional out-of cycle read for billing purposes • Final read Fee associated with a Check Read is refunded if the original reading is proven to be incorrect | 32.1582 | 35.374 | 0.25 | Normal | Admin | 100.2527 | 140.3538 | 25.0632 | 9.2734 | 7.0368 |  |  | 7.704 | 49.0774
Power of Choice services | Service | Service Description / Scope | Current Prices 2017/18 | GST Inclusive | Appointment Time Hours | Normal/Over | Crew | Crew rate | Crew O/T Rate | Labour | Direct Overhead | Contract Payments | Plant Costs | Material Costs | Corporate Overheads | Total Expenditure
515 | Move, remove, inspect or reconfigure meter | Customer initiated change to an Evoenergy metered site that requires a site visit to move, reseal, reprogram or inspect, but does not require a new meter | na | na | 1 | Normal | F Crew Meter | 122.9441 | 172.1218 | 122.9441 | 45.4893 |  |  |  | 29.5066 | 197.9401
516 | Establish supply | Energisation of a premise that is connected to the network for the first time | na | na | 0.75 | Normal | F Crew Meter | 122.9441 | 172.1218 | 92.2081 | 34.117 |  |  |  | 22.1299 | 148.4551
517 | Faults investigation (meter malfunction) | Customer call to Evoenergy Faults and Emergencies where a subsequent site visit ascertains a non-Evoenergy meter has failed, cannot be safely bypassed, and customer is/remains off supply | na | na | 0.75 | Normal | F Crew Meter | 122.9441 | 172.1218 | 92.2081 | 34.117 |  |  |  | 22.1299 | 148.4551
518 | Faults investigation (meter bypassed) | Customer call to Evoenergy Faults and Emergencies where a subsequent site visit ascertains a non-Evoenergy meter has failed and has been bypassed so that the customer is back on supply | na | na | 1 | Normal | F Crew Meter | 122.9441 | 172.1218 | 122.9441 | 45.4893 |  |  |  | 29.5066 | 197.9401
519 | Faults investigation (customer's side of network boundary) | Customer call to Evoenergy Faults and Emergencies where a subsequent site visit ascertains a failure on the customers side of the network | na | na | 0.5 | Normal | F Crew Meter | 122.9441 | 172.1218 | 61.4721 | 22.7447 |  |  |  | 14.7533 | 98.97
Temporary Network Connections | Service | Service Description / Scope | Current Prices 2017/18 | GST Inclusive | Appointment Time Hours | Normal/Over | Crew | Crew rate | Crew O/T Rate | Labour | Direct Overhead | Contract Payments | Plant Costs | Material Costs | Corporate Overheads | Total Expenditure
520 | Temporary Builders’ Supply – Overhead (Business Hours) | Installation of a new temporary overhead supply connection not including associated metering during business hours; where the service connection complies with the following: • Load is <= 100 Amps/Phase • Single or multi-phase • Meter location <= 25m from source network pole • Point of Attachment/Builders Pole supplied and installed by the customer Includes situations where the service connection point of attachment (POA) and meter are in the permanent location | 624.9269 | 687.4196 | 1.5 | Normal | OH Crew | 245.8883 | 344.2436 | 368.8324 | 136.468 |  |  | 33.9375 | 96.6648 | 635.9027
522 | Temporary Builders’ Supply – Underground (Business Hours) | Installation of a new temporary underground supply connection not including associated metering during business hours; where the service connection complies with the following: • Load is <= 100 Amps/Phase • Single or multi-phase • Meter location <= 15m from source network pole / pillar / pit / cable end • Conduit between meter location and network connection point supplied and installed by the customer Includes situations where the service connection point of entry (POE) and/or meter are in the permanent location | 1364.2578 | 1500.6836 | 2 | Normal | UG Crew | 368.8324 | 516.3654 | 737.6649 | 272.936 |  |  | 33.9375 | 185.1846 | 1229.7229
New Network Connections | Service | Service Description / Scope | Current Prices 2017/18 | GST Inclusive | Appointment Time Hours | Normal/Over | Crew | Crew rate | Crew O/T Rate | Labour | Direct Overhead | Contract Payments | Plant Costs | Material Costs | Corporate Overheads | Total Expenditure
523 | New Underground Service Connection – Greenfield | Installation of a new underground service connection, not including associated metering, during business hours where the service connection complies with the following: • Service connection is the first / initial connection to that block/premise • Load is <= 100 Amps/Phase • Single or multi-phase • Network connection point is located in the street frontage verge • Cable length within block <= 15m • Conduit between the POE/meter location (as applicable) and the property boundary is supplied and installed by the customer • Complete service connection including associated metering can be undertaken in a single visit | 0 | 0 | 1.5 | Normal | G Crew | 341.059 | 477.4826 | 511.5884 | 189.2877 |  |  |  | 122.7812 | 823.6574
526 | New Overhead Service Connection – Brownfield (Business Hours) | Installation of a new overhead service connection, not including associated metering, during business hours; where the service connection complies with the following: • Service connection is not the first / initial connection to that block/premise • Load is <= 100 Amps/Phase • Single or multi-phase • Service connection is continuous with a length <= 2 spans &/or 25m from source network pole Typically use in redevelopment scenario only where an underground service connection cannot be achieved. | 820.7771 | 902.8549 | 2 | Normal | OH Crew | 245.8883 | 344.2436 | 491.7766 | 181.9573 |  |  | 33.9375 | 126.1714 | 833.8428
527 | New Underground Service Connection – Brownfield from Front | Installation of an underground service connection, not including associated metering, during business hours where the service connection complies with the following: • Service connection is not the first / initial connection to that block/premise • Load is <= 100 Amps/Phase • Single or multi-phase • Service connection is continuous with a length <= 25m from network connection point • Network connection point is a pole, pillar or pit located in the street frontage verge • Conduit between the POE/meter location (as applicable) and the network connection point or property boundary is supplied and installed by the customer Where the service connection extends outside the customer property and Evoenergy is required to undertake additional civil works, additional unit rate based fees may also be applied for the additional work beyond the scope of this item Typically use in redevelopment scenarios such as knockdown/rebuilds and/or dual occupancy premises. | 1364.2578 | 1500.6836 | 2.5 | Normal | UG Crew | 368.8324 | 516.3654 | 922.0811 | 341.17 |  |  | 33.9375 | 229.4445 | 1526.6331
528 | New Underground Service Connection – Brownfield from Rear | Installation of an underground service connection, not including associated metering, during business hours where the service connection complies with the following: • Service connection is not the first / initial connection to that block/premise • Load is <= 100 Amps/Phase • Single or multi-phase • Service connection is continuous with a length <= 25m from network connection point • Network connection point is a pole located in the section backspine • Conduit between the POE/meter location (as applicable) and the network connection point or property boundary is supplied and installed by the customer Where the service connection extends outside the customer property and Evoenergy is required to undertake additional civil works, additional unit rate based fees may also be applied for the additional work beyond the scope of this item Typically use in redevelopment scenarios such as knockdown/rebuilds and/or dual occupancy premises. | 1364.2578 | 1500.6836 | 2.5 | Normal | UG Crew | 368.8324 | 516.3654 | 922.0811 | 341.17 |  |  | 33.9375 | 229.4445 | 1526.6331
Network Connection Alterations and Additions | Service | Service Description / Scope | Current Prices 2017/18 | GST Inclusive | Appointment Time Hours | Normal/Over | Crew | Crew rate | Crew O/T Rate | Labour | Direct Overhead | Contract Payments | Plant Costs | Material Costs | Corporate Overheads | Total Expenditure
541 | Overhead Service Relocation – Single Visit (Business Hours) | Relocation of an overhead service connection in a single site visit during business hours where the service connection complies with the following: • Load <= 100 Amps/Phase • Single or multi-phase • Service connection is no more than two spans &/or 25m in length Scope involves: • De-energisation, physical disconnection / dismantling then re-attachment, connection and re-energisation • Replacement of overhead service cable if required | 783.3908 | 861.7299 | 2 | Normal | OH Crew | 245.8883 | 344.2436 | 491.7766 | 181.9573 |  |  |  | 118.0264 | 791.7603
542 | Overhead Service Relocation – Two Visits (Business Hours) | Relocation of an overhead service connection in two site visits during business hours where the service connection complies with the following: • Load <= 100 Amps/Phase • Single or multi-phase • Service connection is no more than two spans &/or 25m in length Scope involves: • De-energisation, physical disconnection / dismantling in first site visit • Re-attachment, connection and re-energisation in second visit • Replacement of overhead service cable if required | 1566.7714 | 1723.4485 | 4 | Normal | OH Crew | 245.8883 | 344.2436 | 983.5531 | 363.9147 |  |  |  | 236.0528 | 1583.5206
543 | Overhead Service Upgrade – Service Cable Replacement Not Required | Upgrade of an existing overhead service connection from single to multi-phase where the installed cable does not require replacement and the service connection complies with the following: • Load <= 100 Amps/Phase • Existing cable is physically able to be connected multi-phase without joints | 783.3908 | 861.7299 | 2 | Normal | OH Crew | 245.8883 | 344.2436 | 491.7766 | 181.9573 |  |  |  | 118.0264 | 791.7603
544 | Overhead Service Upgrade – Service Cable Replacement Required | Upgrade of an existing overhead service connection where the installed cable does not meet the increased load requirements (multi-phase or capacity/rating) and the service connection complies with the following: • Load <= 100 Amps/Phase • Service connection is no more than two spans &/or 25m in length Use for single to multi-phase and capacity upgrades | 820.7771 | 902.8549 | 2 | Normal | OH Crew | 245.8883 | 344.2436 | 491.7766 | 181.9573 |  |  | 33.9375 | 126.1714 | 833.8428
545 | Underground Service Upgrade – Service Cable Replacement Not Required | Upgrade of an existing underground service connection from single to multi-phase where the installed cable does not require replacement and the service connection complies with the following: • Load <= 100 Amps/Phase • Existing cable is physically able to be connected multi-phase without joints | 1326.8817 | 1459.5699 | 1.5 | Normal | Two fitter crew | 245.8883 | 344.2436 | 368.8324 | 136.468 |  |  |  | 88.5198 | 593.8202
546 | Underground Service Upgrade – Service Cable Replacement Required | Upgrade of an existing underground service connection where the existing cable does not meet the increased load requirements (multi-phase or capacity/rating) and the service connection complies with the following: • Load <= 100 Amps/Phase • Service connection is no more than 25m in length • Conduit between the meter location and the network connection point or property boundary is supplied and installed by the customer Where the service connection extends outside the customer property and Evoenergy is required to undertake additional civil works, additional unit rate based fees may also be applied for the additional work outside the scope of this item | 1364.2578 | 1500.6836 | 2.5 | Normal | UG Crew | 368.8324 | 516.3654 | 922.0811 | 341.17 |  |  | 33.9375 | 229.4445 | 1526.6331
547 | Underground Service Relocation – Single Visit (Business Hours) | Relocation of an underground service connection, or part thereof, in a single site visit during business hours where the service connection complies with the following: • Load <= 100 Amps/Phase • Single or multi-phase • Service connection is no more than 25m in length Scope involves: • De-energisation, physical disconnection/cutting away, installation of new service cable section, jointing and then termination, connection and re-energisation Where the service connection extends outside the customer property and Evoenergy is required to undertake additional civil works, additional unit rate based fees may also be applied for the additional work outside the scope of this item | 1364.2578 | 1500.6836 | 2.5 | Normal | UG Crew | 368.8324 | 516.3654 | 922.0811 | 341.17 |  |  | 33.9375 | 229.4445 | 1526.6331
548 | Install surface mounted point of entry (POE) box | Installation of a surface mounted point of entry box and conduit to ground level on the customer’s structure to facilitate installation of a new or relocated underground service connection; where the service connection complies with the following: • Load <= 100 Amps/Phase • Single or multi-phase Scope involves: • Supply and installation of POE box, conduit and associated fixings Applicable where a recessed POE box cannot be provided by the customer Only use in conjunction with Item 526 New Underground Service – Brownfield and Item 547 Underground Service Relocation | 630.9341 | 694.0275 | 1 | Normal | UG Crew | 368.8324 | 516.3654 | 368.8324 | 136.468 |  |  | 90.9381 | 110.3449 | 706.5834
549 | Overhead Service Temporary Disconnect Reconnect same day (Business Hours) | A temporary disconnect and reconnect of an existing overhead service connection to a residential dwelling. | n/a | n/a | 3 | Normal | OH Crew | 245.8883 | 344.2436 | 737.6649 | 272.936 |  |  |  | 177.0396 | 1187.6404
Temporary De-energisation | Service | Service Description / Scope | Current Prices 2017/18 | GST Inclusive | Appointment Time Hours | Normal/Over | Crew | Crew rate | Crew O/T Rate | Labour | Direct Overhead | Contract Payments | Plant Costs | Material Costs | Corporate Overheads | Total Expenditure
560 | Temporary de-energisation – LV (Business Hours) | Temporary de-energisation and re-energisation of LV network infrastructure in business hours to allow safe customer / contractor approach and work in close proximity Scope does not include dismantling of lines or network infrastructure Use for tree pruning, mobile plant operation, oversize loads, construction activities | 417.1749 | 458.8924 | 4 | Normal | Switcher | 122.9441 | 172.1218 | 491.7766 | 181.9573 |  |  |  | 118.0264 | 791.7603
561 | Temporary de-energisation – HV (Business Hours) | Temporary de-energisation and re-energisation of HV network infrastructure in business hours to allow safe customer / contractor approach and work in close proximity Scope does not include dismantling of lines or network infrastructure Use for tree pruning, mobile plant operation, oversize loads, construction activities | 417.1749 | 458.8924 | 4 | Normal | Switcher | 122.9441 | 172.1218 | 491.7766 | 181.9573 |  |  |  | 118.0264 | 791.7603
Supply Abolishment / Removal | Service | Service Description / Scope | Current Prices 2017/18 | GST Inclusive | Appointment Time Hours | Normal/Over | Crew | Crew rate | Crew O/T Rate | Labour | Direct Overhead | Contract Payments | Plant Costs | Material Costs | Corporate Overheads | Total Expenditure
562 | Supply Abolishment / Removal – Overhead (Business Hours) | Decommissioning and removal of an overhead service connection and associated metering during business hours for service connections that comply with the following: • Load <= 100 Amps/Phase • Single or multi-phase • Service connection is no more than two spans &/or 25m in length • Removal of the service connection does not result in a consequential requirement to remove a network pole Use where a property is to be demolished, supply is no longer required, an alternative connection point is to be established / used, or a redundant supply is to be removed. | 587.5508 | 646.3059 | 1.5 | Normal | OH Crew | 245.8883 | 344.2436 | 368.8324 | 136.468 |  |  |  | 88.5198 | 593.8202
563 | Supply Abolishment / Removal - Underground (Business Hours) | Decommissioning and removal of an underground service connection and associated metering during business hours for service connections which comply with the following: • Load <= 100 Amps/Phase • Single or multi-phase • Removal of the service connection does not result in a consequential requirement to remove redundant network mains infrastructure such as a pole, pillar, pit Use where a property is to be demolished, supply is no longer required, an alternative connection point is to be established / used, or a redundant supply is to be removed. | 1061.5074 | 1167.6582 | 2.5 | Normal | UG Crew | 368.8324 | 516.3654 | 922.0811 | 341.17 |  |  |  | 221.2995 | 1484.5505
Miscellaneous Customer Initiated Services | Service | Service Description / Scope | Current Prices 2017/18 | GST Inclusive | Appointment Time Hours | Normal/Over | Crew | Crew rate | Crew O/T Rate | Labour | Direct Overhead | Contract Payments | Plant Costs | Material Costs | Corporate Overheads | Total Expenditure
564 | Install & Remove Tiger Tails – Establishment (Business Hours) | Installation and removal of “Tiger Tail” covers on overhead lines including service lines, LV & HV during business hours – Establishment fee per site Use in conjunction with Item 565 to determine total service charge | 1379.7372 | 1517.7109 | 3 | Normal | OH Crew | 245.8883 | 344.2436 | 737.6649 | 272.936 |  | 202.66 |  | 225.678 | 1438.9389
565 | Install & Remove Tiger Tails - Per Span (Business Hours) | Installation and removal of “Tiger Tail” covers on overhead lines including service lines, LV & HV during business hours – Length based fee Use in conjunction with Item 564 to determine total service charge | 694.5739 | 764.0313 | 3 | Normal | OH Crew | 245.8883 | 344.2436 | 737.6649 | 272.936 |  |  | 750.5928 | 357.1818 | 2118.3755
566 | Install & Remove Warning Flags – Installation (Business Hours) | Installation and removal of Warning Flags on overhead lines including service lines, LV & HV during business hours – Establishment fee per site Use in conjunction with Item 567 to determine total service charge | 1175.0811 | 1292.5892 | 3 | Normal | OH Crew | 245.8883 | 344.2436 | 737.6649 | 272.936 |  | 202.66 |  | 225.678 | 1438.9389
567 | Install & Remove Tiger Tails - Per Span (Business Hours) | Installation and removal of Warning Flags on overhead lines including service lines, LV & HV – Lengths based fee Use in conjunction with Item 566 to determine total service charge | 595.3418 | 654.8759 | 3 | Normal | OH Crew | 245.8883 | 344.2436 | 737.6649 | 272.936 |  |  | 540.4268 | 306.742 | 1857.7696
Operational & Maintenance Fees - Export Only Embedded Generation Installations up to 5MW | Service | Service Description / Scope | Current Prices 2017/18 | GST Inclusive | Appointment Time Hours | Normal/Over | Crew | Crew rate | Crew O/T Rate | Labour | Direct Overhead | Contract Payments | Plant Costs | Material Costs | Corporate Overheads | Total Expenditure
568 | Embedded Generation OPEX Fees - Connection Assets | Annual operational and maintenance charges for the dedicated connections assets of Export Only Embedded Generation | 2% of value of connection assets per annum | 0 | 0 | 0 | 0
569 | Embedded Generation OPEX Fees - Shared Network Asset | Annual operational and maintenance charges for the shared network assets associated with Export Only Embedded Generation | 2% of value of shared assets allocated to the generator per annum (if applicable) | 0 | 0 | 0 | 0
Connection Enquiry Processing - Embedded Generation Installations* | Service | Service Description / Scope | Current Prices 2017/18 | GST Inclusive | Appointment Time Hours | Normal/Over | Crew | Crew rate | Crew O/T Rate | Labour | Direct Overhead | Contract Payments | Plant Costs | Material Costs | Corporate Overheads | Total Expenditure
570 | Embedded Generation Connection Enquiry – Class 1 (Commercial) | Receipt, registration, processing and responding to a connection enquiry for Class 1 (Commercial) Embedded Generation | 0 | 0 | 2 | Normal | Management ( Senior Project Engineer - SPE) | 164.7299 | 230.6219 | 329.4598 | 121.9001 |  |  |  | 79.0703 | 530.4303
596 | Embedded Generation Connection Enquiry – Class 2 | Receipt, registration, processing and responding to a connection enquiry with Preliminary Network Advice for Class 2 Embedded Generation | 571.2 | 628.32 | 2.5 | Normal | Management ( Senior Project Engineer - SPE) | 164.7299 | 230.6219 | 411.8247 | 152.3752 |  |  |  | 98.8379 | 663.0378
597 | Embedded Generation Connection Enquiry – Class 3 | Receipt, registration, processing and responding to a connection enquiry with Preliminary Network Advice for Class 3 Embedded Generation | 571.2 | 628.32 | 3 | Normal | Management ( Senior Project Engineer - SPE) | 164.7299 | 230.6219 | 494.1897 | 182.8502 |  |  |  | 118.6055 | 795.6454
598 | Embedded Generation Connection Enquiry – Class 4 | Receipt, registration, processing and responding to a connection enquiry with Preliminary Network Advice for Class 4 Embedded Generation | 571.2 | 628.32 | 3.5 | Normal | Management ( Senior Project Engineer - SPE) | 164.7299 | 230.6219 | 576.5546 | 213.3252 |  |  |  | 138.3731 | 928.253
599 | Embedded Generation Connection Enquiry – Class 5 | Receipt, registration, processing and responding to a connection enquiry with Preliminary Network Advice for Class 5 Embedded Generation | 571.2 | 628.32 | 4 | Normal | Management ( Senior Project Engineer - SPE) | 164.7299 | 230.6219 | 658.9196 | 243.8002 |  |  |  | 158.1407 | 1060.8605
600 | Embedded Generation Connection Enquiry – Class 6 | Receipt, registration, processing and responding to a connection enquiry with Preliminary Network Advice for Class 6 Embedded Generation | 1142.41 | 1256.64 | 4.5 | Normal | Management ( Senior Project Engineer - SPE) | 164.7299 | 230.6219 | 741.2845 | 274.2753 |  |  |  | 177.9083 | 1193.4681
Network Design & Investigation / Analysis Services - Embedded Generation Installations† | Service | Service Description / Scope | Current Prices 2017/18 | GST Inclusive | Appointment Time Hours | Normal/Over | Crew | Crew rate | Crew O/T Rate | Labour | Direct Overhead | Contract Payments | Plant Costs | Material Costs | Corporate Overheads | Total Expenditure
574 | Embedded Generation Network Technical Study - Class 1 (Commercial) | Technical assessment of Network Capability for connecting Class 1 (Commercial) Export Embedded Generation | 0 | 0 | 8 | Normal | Management ( Senior Project Engineer - SPE) | 164.7299 | 230.6219 | 1317.8392 | 487.6005 |  |  |  | 316.2814 | 2121.721
575 | Embedded Generation Network Technical Study - Class 2 | Technical assessment of Network Capability for connecting Class 2 Export Embedded Generation | 3808.0447 | 4188.8492 | 16 | Normal | Management ( Senior Project Engineer - SPE) | 164.7299 | 230.6219 | 2635.6783 | 975.201 |  |  |  | 632.5628 | 4243.4421
576 | Embedded Generation Network Technical Study - Class 3 | Technical assessment of Network Capability for connecting Class 3 Export Embedded Generation | 5712.0517 | 6283.2568 | 32 | Normal | Management ( Senior Project Engineer - SPE) | 164.7299 | 230.6219 | 5271.3566 | 1950.402 |  |  |  | 1265.1256 | 8486.8842
577 | Embedded Generation Network Technical Study - Class 4 | Technical assessment of Network Capability for connecting Class 4 Export Embedded Generation | 7616.0791 | 8377.6871 | 48 | Normal | Management ( Senior Project Engineer - SPE) | 164.7299 | 230.6219 | 7907.035 | 2925.6029 |  |  |  | 1897.6884 | 12730.3263
578 | Embedded Generation Network Technical Study - Class 5 | Technical assessment of Network Capability for connecting Class 5 Export Embedded Generation | 11424.1238 | 12566.5362 | 64 | Normal | Management ( Senior Project Engineer - SPE) | 164.7299 | 230.6219 | 10542.7133 | 3900.8039 |  |  |  | 2530.2512 | 16973.7684
579 | Embeddded Generation - Embedded Generator Network Technical Study - Class 6 | Technical assessment of Network Capability for connecting Class 6 Embedded Generation where Evoenergy provides the requisite network data and the Embedded Generator undertakes the Network Technical Study. | 14280.1446 | 15708.159 | 80 | Normal | Management ( Senior Project Engineer - SPE) | 164.7299 | 230.6219 | 13178.3916 | 4876.0049 |  |  |  | 3162.814 | 21217.2105
Contract Administration, Commissioning and Testing - Embedded Generation Installations up to 5MW | Service | Service Description / Scope | Current Prices 2017/18 | GST Inclusive | Appointment Time Hours | Normal/Over | Crew | Crew rate | Crew O/T Rate | Labour | Direct Overhead | Contract Payments | Plant Costs | Material Costs | Corporate Overheads | Total Expenditure
601 | Embedded Generation - Connection Contract Establishment - Class 1 (Commercial) to Class 6 | Preparation of Non-Standard Connection Agreement and on site attendance of Evoenergy to witness commissioning of the embedded generation where Evoenergy is not required to make any network alterations or additions. | na | na | 16 | Normal | Management ( Senior Project Engineer - SPE) | 164.7299 | 230.6219 | 2635.6783 | 975.201 |  |  |  | 632.5628 | 4243.4421
Provision of Data for Network Technical Study - Embedded Generation Installations over 5MW | Service | Service Description / Scope | Current Prices 2017/18 | GST Inclusive | Appointment Time Hours | Normal/Over | Crew | Crew rate | Crew O/T Rate | Labour | Direct Overhead | Contract Payments | Plant Costs | Material Costs | Corporate Overheads | Total Expenditure
602 | Embedded Generator Network Technical Study - Embedded Generation over 5MW | The provision of network data for and an analysis of the results of the Embedded Generator Network Technical Study. | 11424.12 | 12566.54 | 80 | Normal | Management ( Senior Project Engineer - SPE) | 164.7299 | 230.6219 | 13178.3916 | 4876.0049 |  |  |  | 3162.814 | 21217.2105
Residential Estate Subdivision Services (per block) | Service | Service Description / Scope | Current Prices 2017/18 | GST Inclusive | Appointment Time Hours | Normal/Over | Crew | Crew rate | Crew O/T Rate | Labour | Direct Overhead | Contract Payments | Plant Costs | Material Costs | Corporate Overheads | Total Expenditure
580 | Subdivision Electricity Distribution Network Reticulation - Multi Unit Blocks | Connection of multi-unit residential blocks to the LV reticulation network | 0 | 0 | 0 | 0 | 0
581 | Subdivision Electricity Distribution Network Reticulation - Blocks <= 650 M2 | Connection of residential blocks less than or equal to 650 square meters, to the LV reticulation network | 1700.39 | 1870.429 | 0 | 0 | 0
582 | Subdivision Electricity Distribution Network Reticulation - Blocks 650 - 1100m2 with average linear frontage of 22-25 metres | Connection of residential blocks less than or equal to 1100 square meters but greater than 650 square meters, with average linear frontage of 22-25 meters, to the LV reticulation network | 2227.78 | 2450.558 | 0 | 0 | 0
Upstream augmentation (per kVA of capacity) | Service | Service Description / Scope | Current Prices 2017/18 | GST Inclusive | Appointment Time Hours | Normal/Over | Crew | Crew rate | Crew O/T Rate | Labour | Direct Overhead | Contract Payments | Plant Costs | Material Costs | Corporate Overheads | Total Expenditure
585 | HV feeder | A $/kVA charge for the installation of new HV feeders | 36.83 | 40.513 | 0 | 0 | 0
586 | Distribution substation | A $/kVA charge for the installation of new distribution substations | 21.33 | 23.463 | 0 | 0 | 0
Rescheduled Site Visits | Service | Service Description / Scope | Current Prices 2017/18 | GST Inclusive | Appointment Time Hours | Normal/Over | Crew | Crew rate | Crew O/T Rate | Labour | Direct Overhead | Contract Payments | Plant Costs | Material Costs | Corporate Overheads | Total Expenditure
590 | Rescheduled Site Visit – One Person | Wasted site visit for a one person team where the service was not able to be completed on attendance. Includes customer cancellations before the work is completed, Officer unable to access site to complete service on arrival, site not ready for service requested on arrival, site unsafe &/or installation defect prevents service being undertaken or completed including non-compliance with Evoenergy Standards and/or Service & installation Rules | 139.0583 | 152.9641 | 1 | Normal | F Crew Meter | 122.9441 | 172.1218 | 122.9441 | 45.4893 |  |  |  | 29.5066 | 197.9401
591 | Rescheduled Site Visit – Service Team | Wasted site visit for a Services Team where the service was not able to be completed on attendance. Includes customer cancellations before the work is completed, Team unable to access site to complete service on arrival, site not ready for service requested on arrival, site unsafe &/or installation defect prevents service being undertaken or completed including non-compliance with Evoenergy Standards and/or Service & installation Rules | 587.5508 | 646.3059 | 1.5 | Normal | G Crew | 341.059 | 477.4826 | 511.5884 | 189.2877 |  |  |  | 122.7812 | 823.6574
Trenching charges | Service | Service Description / Scope | Current Prices 2017/18 | GST Inclusive | Appointment Time Hours | Normal/Over | Crew | Crew rate | Crew O/T Rate | Labour | Direct Overhead | Contract Payments | Plant Costs | Material Costs | Corporate Overheads | Total Expenditure
592 | Trenching - first 2 meters | First two meters of trenching service | 533.3319 | 586.6651 | na | Normal | [5 empty] | 484.1323 |  |  | 116.1918 | 600.3241
593 | Trenching - subsequent meters | Subsequent two meters of trenching service | 124.03 | 136.433 | na | Normal | [5 empty] | 112.5889 |  |  | 27.0213 | 139.6103
Boring charges | Service | Service Description / Scope | Current Prices 2017/18 | GST Inclusive | Appointment Time Hours | Normal/Over | Crew | Crew rate | Crew O/T Rate | Labour | Direct Overhead | Contract Payments | Plant Costs | Material Costs | Corporate Overheads | Total Expenditure
594 | Under footpath | Under footpath boring charge | 967.4419 | 1064.1861 | na | Normal | [5 empty] | 878.1935 |  |  | 210.7664 | 1088.96
595 | Under driveway | Under driveway boring charge | 1153.4919 | 1268.8411 | na | Normal | [5 empty] | 1047.0769 |  |  | 251.2985 | 1298.3754
Note on H51: Mifsud, Clay: only 2 fitters reqd.

## 23.24 prices
2023-24 Alternative Control Services Cost Build Up - nominal dollars - fully cost reflective
| 2023/24 unit rate for labour |  | o/t loading | Crews, normal rates | [5 empty] | Crews, overtime rates | [6 empty] | Hours labour list
| Normal | Overtime |  |  | Line Worker (LW) | Trade Assistant/ Labour (TA) | Admin | Per hour crew rate |  |  | Line Worker (LW) | Trade Assistant/ Labour (TA) | Admin | Per hour crew rate |  | O/T Factor | 0.25
Direct overhead | 37% | 37% |  | F Crew Meter | 1 |  |  | 127.5534 |  | F Crew Meter | 1.4 |  |  | 178.5747 |  | 140% | 0.5
Office support service delivery | 104.0113 | 145.6158 | 140% | G Crew | 2 | 1 |  | 353.8455 |  | G Crew | 2.8 | 1.4 |  | 495.3836 |  | 140% | 0.75
Connection/Project Engineer (PE) | 135.7444 | 190.0421 | 140% | Meter crew | 2 |  |  | 255.1068 |  | Meter crew | 2.8 |  |  | 357.1495 |  | 140% | 1
Management ( Senior Project Engineer - SPE) | 170.9057 | 239.268 | 140% | OH Crew | 2 |  |  | 255.1068 |  | OH Crew | 2.8 | 0 |  | 357.1495 |  | 140% | 1.5
GIS Officer (GO) | 122.3531 | 171.2943 | 140% | Switcher | 1 |  |  | 127.5534 |  | Switcher | 1.4 |  |  | 178.5747 |  | 140% | 2
Site Lead/Scheduler ( SL) | 127.5534 | 178.5747 | 140% | UG Crew | 3 |  |  | 382.6602 |  | UG Crew | 4.2 | 0 |  | 535.7242 |  | 140% | 2.5
Electrical Fitter (EF) | 127.5534 | 178.5747 | 140% | Admin | 0 | 0 | 1 | 104.0113 |  | Admin |  |  | 1.4 | 145.6158 |  | 140% | 3
Electrical Operator (EO) | 127.5534 | 178.5747 | 140% | Two fitter crew | 2 |  |  | 255.1068 |  | Two fitter crew | 2.8 |  |  | 357.1495 |  | 140% | 3.5
Plant Operator (PO) | 127.5534 | 178.5747 | 140% | [13 empty] | 4
Line Worker (LW) | 127.5534 | 178.5747 | 140% | [13 empty] | 4.5
Trade Assistant/Labour (TA) | 98.7387 | 138.2342 | 140% | [5 empty] | CPI | 1.025 | [6 empty] | 5
Corporate overhead | 24% | 24% | [14 empty] | 5.5
6
6.5
7
Code | Service | Service Description / Scope | Current Prices 2017/18 | GST Inclusive | Appointment Time Hours | Normal/Over | Crew | Crew rate | Crew O/T Rate | Labour | Direct Overhead | Contract Payments | Plant Costs | Material Costs | Corporate Overheads | Total Expenditure | 7.5
Premise Re-energisation – Existing Network Connection | [16 empty] | 8
501 | Re-energise premises – Business Hours | Re-energisation of a premises that is already connected to the network during business hours | 69.524 | 76.4764 | 0.5 | Normal | F Crew Meter | 127.5534 | 178.5747 | 63.7767 | 23.5974 |  |  |  | 15.3064 | 102.6805
502 | Re-energise premises – After Hours | Re-energisation of a premises that is already connected to the network during after-hours periods | 88.1301 | 96.9431 | 0.5 | Overtime | F Crew Meter | 127.5534 | 178.5747 | 89.2874 | 23.5974 |  |  |  | 15.3064 | 128.1912
Premise De-energisation – Existing Network Connection | Service | Service Description / Scope | Current Prices 2017/18 | GST Inclusive | Appointment Time Hours | Normal/Over | Crew | Crew rate | Crew O/T Rate | Labour | Direct Overhead | Contract Payments | Plant Costs | Material Costs | Corporate Overheads | Total Expenditure
503 | De-energise premises – Business Hours | De-energisation of a premises that is already connected to the network during business hours; excluding where the de-energisation is for debt non-payment | 69.524 | 76.4764 | 0.5 | Normal | F Crew Meter | 127.5534 | 178.5747 | 63.7767 | 23.5974 |  |  |  | 15.3064 | 102.6805
505 | De-energise premises for debt non-payment | De-energisation of a premises that is already connected to the network where the de-energisation is for debt non-payment – Anytime | 139.0583 | 152.9641 | 0.5 | Normal | Meter crew | 255.1068 | 357.1495 | 127.5534 | 47.1948 |  |  |  | 30.6128 | 205.361
Meter Investigations | Service | Service Description / Scope | Current Prices 2017/18 | GST Inclusive | Appointment Time Hours | Normal/Over | Crew | Crew rate | Crew O/T Rate | Labour | Direct Overhead | Contract Payments | Plant Costs | Material Costs | Corporate Overheads | Total Expenditure
504 | Meter Test (Whole Current) – Business Hours | Meter test for whole current Type 5 – 7 meters only during business hours. Fee is refunded if the meter is proven to be faulty | 278.1166 | 305.9283 | 1 | Normal | Meter crew | 255.1068 | 357.1495 | 255.1068 | 94.3895 |  |  |  | 61.2256 | 410.7219
510 | Meter Test (CT/VT) – Business Hours | Meter test for meters utilising a CT or VT during business hours. Fee is refunded if the meter installation is proven to be faulty | 322.0945 | 354.3039 | 0.25 | Normal | Admin | 104.0113 | 145.6158 | 26.0028 | 9.621 | 392.3724 |  |  | 100.41 | 528.4063
Special meters Services | Service | Service Description / Scope | Current Prices 2017/18 | GST Inclusive | Appointment Time Hours | Normal/Over | Crew | Crew rate | Crew O/T Rate | Labour | Direct Overhead | Contract Payments | Plant Costs | Material Costs | Corporate Overheads | Total Expenditure
506 | Special Meter Read | Out of cycle meter read during business hours Use for the following: • Customer Initiated Check Read, • Data validation initiated Check Read - prior to billing, • Data validation Check Read - post billing • Customer initiated additional out-of cycle read for billing purposes • Final read Fee associated with a Check Read is refunded if the original reading is proven to be incorrect | 32.1582 | 35.374 | 0.25 | Normal | Admin | 104.0113 | 145.6158 | 26.0028 | 9.621 | 7.2127 |  |  | 7.9717 | 50.8083
Power of Choice services | Service | Service Description / Scope | Current Prices 2017/18 | GST Inclusive | Appointment Time Hours | Normal/Over | Crew | Crew rate | Crew O/T Rate | Labour | Direct Overhead | Contract Payments | Plant Costs | Material Costs | Corporate Overheads | Total Expenditure
515 | Move, remove, inspect or reconfigure meter | Customer initiated change to an Evoenergy metered site that requires a site visit to move, reseal, reprogram or inspect, but does not require a new meter | na | na | 1 | Normal | F Crew Meter | 127.5534 | 178.5747 | 127.5534 | 47.1948 |  |  |  | 30.6128 | 205.361
516 | Establish supply | Energisation of a premise that is connected to the network for the first time | na | na | 0.75 | Normal | F Crew Meter | 127.5534 | 178.5747 | 95.665 | 35.3961 |  |  |  | 22.9596 | 154.0207
517 | Faults investigation (meter malfunction) | Customer call to Evoenergy Faults and Emergencies where a subsequent site visit ascertains a non-Evoenergy meter has failed, cannot be safely bypassed, and customer is/remains off supply | na | na | 0.75 | Normal | F Crew Meter | 127.5534 | 178.5747 | 95.665 | 35.3961 |  |  |  | 22.9596 | 154.0207
518 | Faults investigation (meter bypassed) | Customer call to Evoenergy Faults and Emergencies where a subsequent site visit ascertains a non-Evoenergy meter has failed and has been bypassed so that the customer is back on supply | na | na | 1 | Normal | F Crew Meter | 127.5534 | 178.5747 | 127.5534 | 47.1948 |  |  |  | 30.6128 | 205.361
519 | Faults investigation (customer's side of network boundary) | Customer call to Evoenergy Faults and Emergencies where a subsequent site visit ascertains a failure on the customers side of the network | na | na | 0.5 | Normal | F Crew Meter | 127.5534 | 178.5747 | 63.7767 | 23.5974 |  |  |  | 15.3064 | 102.6805
Temporary Network Connections | Service | Service Description / Scope | Current Prices 2017/18 | GST Inclusive | Appointment Time Hours | Normal/Over | Crew | Crew rate | Crew O/T Rate | Labour | Direct Overhead | Contract Payments | Plant Costs | Material Costs | Corporate Overheads | Total Expenditure
520 | Temporary Builders’ Supply – Overhead (Business Hours) | Installation of a new temporary overhead supply connection not including associated metering during business hours; where the service connection complies with the following: • Load is <= 100 Amps/Phase • Single or multi-phase • Meter location <= 25m from source network pole • Point of Attachment/Builders Pole supplied and installed by the customer Includes situations where the service connection point of attachment (POA) and meter are in the permanent location | 624.9269 | 687.4196 | 1.5 | Normal | OH Crew | 255.1068 | 357.1495 | 382.6602 | 141.5843 |  |  | 34.786 | 100.1871 | 659.2175
522 | Temporary Builders’ Supply – Underground (Business Hours) | Installation of a new temporary underground supply connection not including associated metering during business hours; where the service connection complies with the following: • Load is <= 100 Amps/Phase • Single or multi-phase • Meter location <= 15m from source network pole / pillar / pit / cable end • Conduit between meter location and network connection point supplied and installed by the customer Includes situations where the service connection point of entry (POE) and/or meter are in the permanent location | 1364.2578 | 1500.6836 | 2 | Normal | UG Crew | 382.6602 | 535.7242 | 765.3203 | 283.1685 |  |  | 34.786 | 192.0255 | 1275.3003
New Network Connections | Service | Service Description / Scope | Current Prices 2017/18 | GST Inclusive | Appointment Time Hours | Normal/Over | Crew | Crew rate | Crew O/T Rate | Labour | Direct Overhead | Contract Payments | Plant Costs | Material Costs | Corporate Overheads | Total Expenditure
523 | New Underground Service Connection – Greenfield | Installation of a new underground service connection, not including associated metering, during business hours where the service connection complies with the following: • Service connection is the first / initial connection to that block/premise • Load is <= 100 Amps/Phase • Single or multi-phase • Network connection point is located in the street frontage verge • Cable length within block <= 15m • Conduit between the POE/meter location (as applicable) and the property boundary is supplied and installed by the customer • Complete service connection including associated metering can be undertaken in a single visit | 0 | 0 | 1.5 | Normal | G Crew | 353.8455 | 495.3836 | 530.7682 | 196.3842 |  |  |  | 127.3844 | 854.5368
526 | New Overhead Service Connection – Brownfield (Business Hours) | Installation of a new overhead service connection, not including associated metering, during business hours; where the service connection complies with the following: • Service connection is not the first / initial connection to that block/premise • Load is <= 100 Amps/Phase • Single or multi-phase • Service connection is continuous with a length <= 2 spans &/or 25m from source network pole Typically use in redevelopment scenario only where an underground service connection cannot be achieved. | 820.7771 | 902.8549 | 2 | Normal | OH Crew | 255.1068 | 357.1495 | 510.2136 | 188.779 |  |  | 34.786 | 130.7999 | 864.5784
527 | New Underground Service Connection – Brownfield from Front | Installation of an underground service connection, not including associated metering, during business hours where the service connection complies with the following: • Service connection is not the first / initial connection to that block/premise • Load is <= 100 Amps/Phase • Single or multi-phase • Service connection is continuous with a length <= 25m from network connection point • Network connection point is a pole, pillar or pit located in the street frontage verge • Conduit between the POE/meter location (as applicable) and the network connection point or property boundary is supplied and installed by the customer Where the service connection extends outside the customer property and Evoenergy is required to undertake additional civil works, additional unit rate based fees may also be applied for the additional work beyond the scope of this item Typically use in redevelopment scenarios such as knockdown/rebuilds and/or dual occupancy premises. | 1364.2578 | 1500.6836 | 2.5 | Normal | UG Crew | 382.6602 | 535.7242 | 956.6504 | 353.9607 |  |  | 34.786 | 237.9447 | 1583.3418
528 | New Underground Service Connection – Brownfield from Rear | Installation of an underground service connection, not including associated metering, during business hours where the service connection complies with the following: • Service connection is not the first / initial connection to that block/premise • Load is <= 100 Amps/Phase • Single or multi-phase • Service connection is continuous with a length <= 25m from network connection point • Network connection point is a pole located in the section backspine • Conduit between the POE/meter location (as applicable) and the network connection point or property boundary is supplied and installed by the customer Where the service connection extends outside the customer property and Evoenergy is required to undertake additional civil works, additional unit rate based fees may also be applied for the additional work beyond the scope of this item Typically use in redevelopment scenarios such as knockdown/rebuilds and/or dual occupancy premises. | 1364.2578 | 1500.6836 | 2.5 | Normal | UG Crew | 382.6602 | 535.7242 | 956.6504 | 353.9607 |  |  | 34.786 | 237.9447 | 1583.3418
Network Connection Alterations and Additions | Service | Service Description / Scope | Current Prices 2017/18 | GST Inclusive | Appointment Time Hours | Normal/Over | Crew | Crew rate | Crew O/T Rate | Labour | Direct Overhead | Contract Payments | Plant Costs | Material Costs | Corporate Overheads | Total Expenditure
541 | Overhead Service Relocation – Single Visit (Business Hours) | Relocation of an overhead service connection in a single site visit during business hours where the service connection complies with the following: • Load <= 100 Amps/Phase • Single or multi-phase • Service connection is no more than two spans &/or 25m in length Scope involves: • De-energisation, physical disconnection / dismantling then re-attachment, connection and re-energisation • Replacement of overhead service cable if required | 783.3908 | 861.7299 | 2 | Normal | OH Crew | 255.1068 | 357.1495 | 510.2136 | 188.779 |  |  |  | 122.4513 | 821.4438
542 | Overhead Service Relocation – Two Visits (Business Hours) | Relocation of an overhead service connection in two site visits during business hours where the service connection complies with the following: • Load <= 100 Amps/Phase • Single or multi-phase • Service connection is no more than two spans &/or 25m in length Scope involves: • De-energisation, physical disconnection / dismantling in first site visit • Re-attachment, connection and re-energisation in second visit • Replacement of overhead service cable if required | 1566.7714 | 1723.4485 | 4 | Normal | OH Crew | 255.1068 | 357.1495 | 1020.4271 | 377.558 |  |  |  | 244.9025 | 1642.8877
543 | Overhead Service Upgrade – Service Cable Replacement Not Required | Upgrade of an existing overhead service connection from single to multi-phase where the installed cable does not require replacement and the service connection complies with the following: • Load <= 100 Amps/Phase • Existing cable is physically able to be connected multi-phase without joints | 783.3908 | 861.7299 | 2 | Normal | OH Crew | 255.1068 | 357.1495 | 510.2136 | 188.779 |  |  |  | 122.4513 | 821.4438
544 | Overhead Service Upgrade – Service Cable Replacement Required | Upgrade of an existing overhead service connection where the installed cable does not meet the increased load requirements (multi-phase or capacity/rating) and the service connection complies with the following: • Load <= 100 Amps/Phase • Service connection is no more than two spans &/or 25m in length Use for single to multi-phase and capacity upgrades | 820.7771 | 902.8549 | 2 | Normal | OH Crew | 255.1068 | 357.1495 | 510.2136 | 188.779 |  |  | 34.786 | 130.7999 | 864.5784
545 | Underground Service Upgrade – Service Cable Replacement Not Required | Upgrade of an existing underground service connection from single to multi-phase where the installed cable does not require replacement and the service connection complies with the following: • Load <= 100 Amps/Phase • Existing cable is physically able to be connected multi-phase without joints | 1326.8817 | 1459.5699 | 1.5 | Normal | Two fitter crew | 255.1068 | 357.1495 | 382.6602 | 141.5843 |  |  |  | 91.8384 | 616.0829
546 | Underground Service Upgrade – Service Cable Replacement Required | Upgrade of an existing underground service connection where the existing cable does not meet the increased load requirements (multi-phase or capacity/rating) and the service connection complies with the following: • Load <= 100 Amps/Phase • Service connection is no more than 25m in length • Conduit between the meter location and the network connection point or property boundary is supplied and installed by the customer Where the service connection extends outside the customer property and Evoenergy is required to undertake additional civil works, additional unit rate based fees may also be applied for the additional work outside the scope of this item | 1364.2578 | 1500.6836 | 2.5 | Normal | UG Crew | 382.6602 | 535.7242 | 956.6504 | 353.9607 |  |  | 34.786 | 237.9447 | 1583.3418
547 | Underground Service Relocation – Single Visit (Business Hours) | Relocation of an underground service connection, or part thereof, in a single site visit during business hours where the service connection complies with the following: • Load <= 100 Amps/Phase • Single or multi-phase • Service connection is no more than 25m in length Scope involves: • De-energisation, physical disconnection/cutting away, installation of new service cable section, jointing and then termination, connection and re-energisation Where the service connection extends outside the customer property and Evoenergy is required to undertake additional civil works, additional unit rate based fees may also be applied for the additional work outside the scope of this item | 1364.2578 | 1500.6836 | 2.5 | Normal | UG Crew | 382.6602 | 535.7242 | 956.6504 | 353.9607 |  |  | 34.786 | 237.9447 | 1583.3418
548 | Install surface mounted point of entry (POE) box | Installation of a surface mounted point of entry box and conduit to ground level on the customer’s structure to facilitate installation of a new or relocated underground service connection; where the service connection complies with the following: • Load <= 100 Amps/Phase • Single or multi-phase Scope involves: • Supply and installation of POE box, conduit and associated fixings Applicable where a recessed POE box cannot be provided by the customer Only use in conjunction with Item 526 New Underground Service – Brownfield and Item 547 Underground Service Relocation | 630.9341 | 694.0275 | 1 | Normal | UG Crew | 382.6602 | 535.7242 | 382.6602 | 141.5843 |  |  | 93.2115 | 114.2092 | 731.6652
549 | Overhead Service Temporary Disconnect Reconnect same day (Business Hours) | A temporary disconnect and reconnect of an existing overhead service connection to a residential dwelling. | n/a | n/a | 3 | Normal | OH Crew | 255.1068 | 357.1495 | 765.3203 | 283.1685 |  |  |  | 183.6769 | 1232.1657
Temporary De-energisation | Service | Service Description / Scope | Current Prices 2017/18 | GST Inclusive | Appointment Time Hours | Normal/Over | Crew | Crew rate | Crew O/T Rate | Labour | Direct Overhead | Contract Payments | Plant Costs | Material Costs | Corporate Overheads | Total Expenditure
560 | Temporary de-energisation – LV (Business Hours) | Temporary de-energisation and re-energisation of LV network infrastructure in business hours to allow safe customer / contractor approach and work in close proximity Scope does not include dismantling of lines or network infrastructure Use for tree pruning, mobile plant operation, oversize loads, construction activities | 417.1749 | 458.8924 | 4 | Normal | Switcher | 127.5534 | 178.5747 | 510.2136 | 188.779 |  |  |  | 122.4513 | 821.4438
561 | Temporary de-energisation – HV (Business Hours) | Temporary de-energisation and re-energisation of HV network infrastructure in business hours to allow safe customer / contractor approach and work in close proximity Scope does not include dismantling of lines or network infrastructure Use for tree pruning, mobile plant operation, oversize loads, construction activities | 417.1749 | 458.8924 | 4 | Normal | Switcher | 127.5534 | 178.5747 | 510.2136 | 188.779 |  |  |  | 122.4513 | 821.4438
Supply Abolishment / Removal | Service | Service Description / Scope | Current Prices 2017/18 | GST Inclusive | Appointment Time Hours | Normal/Over | Crew | Crew rate | Crew O/T Rate | Labour | Direct Overhead | Contract Payments | Plant Costs | Material Costs | Corporate Overheads | Total Expenditure
562 | Supply Abolishment / Removal – Overhead (Business Hours) | Decommissioning and removal of an overhead service connection and associated metering during business hours for service connections that comply with the following: • Load <= 100 Amps/Phase • Single or multi-phase • Service connection is no more than two spans &/or 25m in length • Removal of the service connection does not result in a consequential requirement to remove a network pole Use where a property is to be demolished, supply is no longer required, an alternative connection point is to be established / used, or a redundant supply is to be removed. | 587.5508 | 646.3059 | 1.5 | Normal | OH Crew | 255.1068 | 357.1495 | 382.6602 | 141.5843 |  |  |  | 91.8384 | 616.0829
563 | Supply Abolishment / Removal - Underground (Business Hours) | Decommissioning and removal of an underground service connection and associated metering during business hours for service connections which comply with the following: • Load <= 100 Amps/Phase • Single or multi-phase • Removal of the service connection does not result in a consequential requirement to remove redundant network mains infrastructure such as a pole, pillar, pit Use where a property is to be demolished, supply is no longer required, an alternative connection point is to be established / used, or a redundant supply is to be removed. | 1061.5074 | 1167.6582 | 2.5 | Normal | UG Crew | 382.6602 | 535.7242 | 956.6504 | 353.9607 |  |  |  | 229.5961 | 1540.2072
Miscellaneous Customer Initiated Services | Service | Service Description / Scope | Current Prices 2017/18 | GST Inclusive | Appointment Time Hours | Normal/Over | Crew | Crew rate | Crew O/T Rate | Labour | Direct Overhead | Contract Payments | Plant Costs | Material Costs | Corporate Overheads | Total Expenditure
564 | Install & Remove Tiger Tails – Establishment (Business Hours) | Installation and removal of “Tiger Tail” covers on overhead lines including service lines, LV & HV during business hours – Establishment fee per site Use in conjunction with Item 565 to determine total service charge | 1379.7372 | 1517.7109 | 3 | Normal | OH Crew | 255.1068 | 357.1495 | 765.3203 | 283.1685 |  | 207.7265 |  | 233.5313 | 1489.7467
565 | Install & Remove Tiger Tails - Per Span (Business Hours) | Installation and removal of “Tiger Tail” covers on overhead lines including service lines, LV & HV during business hours – Length based fee Use in conjunction with Item 564 to determine total service charge | 694.5739 | 764.0313 | 3 | Normal | OH Crew | 255.1068 | 357.1495 | 765.3203 | 283.1685 |  |  | 769.3576 | 368.3227 | 2186.1691
566 | Install & Remove Warning Flags – Installation (Business Hours) | Installation and removal of Warning Flags on overhead lines including service lines, LV & HV during business hours – Establishment fee per site Use in conjunction with Item 567 to determine total service charge | 1175.0811 | 1292.5892 | 3 | Normal | OH Crew | 255.1068 | 357.1495 | 765.3203 | 283.1685 |  | 207.7265 |  | 233.5313 | 1489.7467
567 | Install & Remove Tiger Tails - Per Span (Business Hours) | Installation and removal of Warning Flags on overhead lines including service lines, LV & HV – Lengths based fee Use in conjunction with Item 566 to determine total service charge | 595.3418 | 654.8759 | 3 | Normal | OH Crew | 255.1068 | 357.1495 | 765.3203 | 283.1685 |  |  | 553.9375 | 316.6219 | 1919.0482
Operational & Maintenance Fees - Export Only Embedded Generation Installations up to 5MW | Service | Service Description / Scope | Current Prices 2017/18 | GST Inclusive | Appointment Time Hours | Normal/Over | Crew | Crew rate | Crew O/T Rate | Labour | Direct Overhead | Contract Payments | Plant Costs | Material Costs | Corporate Overheads | Total Expenditure
568 | Embedded Generation OPEX Fees - Connection Assets | Annual operational and maintenance charges for the dedicated connections assets of Export Only Embedded Generation | 2% of value of connection assets per annum | 0 | 0 | 0 | 0
569 | Embedded Generation OPEX Fees - Shared Network Asset | Annual operational and maintenance charges for the shared network assets associated with Export Only Embedded Generation | 2% of value of shared assets allocated to the generator per annum (if applicable) | 0 | 0 | 0 | 0
Connection Enquiry Processing - Embedded Generation Installations* | Service | Service Description / Scope | Current Prices 2017/18 | GST Inclusive | Appointment Time Hours | Normal/Over | Crew | Crew rate | Crew O/T Rate | Labour | Direct Overhead | Contract Payments | Plant Costs | Material Costs | Corporate Overheads | Total Expenditure
570 | Embedded Generation Connection Enquiry – Class 1 (Commercial) | Receipt, registration, processing and responding to a connection enquiry for Class 1 (Commercial) Embedded Generation | 0 | 0 | 2 | Normal | Management ( Senior Project Engineer - SPE) | 170.9057 | 239.268 | 341.8114 | 126.4702 |  |  |  | 82.0347 | 550.3164
596 | Embedded Generation Connection Enquiry – Class 2 | Receipt, registration, processing and responding to a connection enquiry with Preliminary Network Advice for Class 2 Embedded Generation | 571.2 | 628.32 | 2.5 | Normal | Management ( Senior Project Engineer - SPE) | 170.9057 | 239.268 | 427.2643 | 158.0878 |  |  |  | 102.5434 | 687.8955
597 | Embedded Generation Connection Enquiry – Class 3 | Receipt, registration, processing and responding to a connection enquiry with Preliminary Network Advice for Class 3 Embedded Generation | 571.2 | 628.32 | 3 | Normal | Management ( Senior Project Engineer - SPE) | 170.9057 | 239.268 | 512.7171 | 189.7053 |  |  |  | 123.0521 | 825.4746
598 | Embedded Generation Connection Enquiry – Class 4 | Receipt, registration, processing and responding to a connection enquiry with Preliminary Network Advice for Class 4 Embedded Generation | 571.2 | 628.32 | 3.5 | Normal | Management ( Senior Project Engineer - SPE) | 170.9057 | 239.268 | 598.17 | 221.3229 |  |  |  | 143.5608 | 963.0537
599 | Embedded Generation Connection Enquiry – Class 5 | Receipt, registration, processing and responding to a connection enquiry with Preliminary Network Advice for Class 5 Embedded Generation | 571.2 | 628.32 | 4 | Normal | Management ( Senior Project Engineer - SPE) | 170.9057 | 239.268 | 683.6228 | 252.9405 |  |  |  | 164.0695 | 1100.6328
600 | Embedded Generation Connection Enquiry – Class 6 | Receipt, registration, processing and responding to a connection enquiry with Preliminary Network Advice for Class 6 Embedded Generation | 1142.41 | 1256.64 | 4.5 | Normal | Management ( Senior Project Engineer - SPE) | 170.9057 | 239.268 | 769.0757 | 284.558 |  |  |  | 184.5782 | 1238.2119
Network Design & Investigation / Analysis Services - Embedded Generation Installations† | Service | Service Description / Scope | Current Prices 2017/18 | GST Inclusive | Appointment Time Hours | Normal/Over | Crew | Crew rate | Crew O/T Rate | Labour | Direct Overhead | Contract Payments | Plant Costs | Material Costs | Corporate Overheads | Total Expenditure
574 | Embedded Generation Network Technical Study - Class 1 (Commercial) | Technical assessment of Network Capability for connecting Class 1 (Commercial) Export Embedded Generation | 0 | 0 | 8 | Normal | Management ( Senior Project Engineer - SPE) | 170.9057 | 239.268 | 1367.2457 | 505.8809 |  |  |  | 328.139 | 2201.2656
575 | Embedded Generation Network Technical Study - Class 2 | Technical assessment of Network Capability for connecting Class 2 Export Embedded Generation | 3808.0447 | 4188.8492 | 16 | Normal | Management ( Senior Project Engineer - SPE) | 170.9057 | 239.268 | 2734.4914 | 1011.7618 |  |  |  | 656.2779 | 4402.5311
576 | Embedded Generation Network Technical Study - Class 3 | Technical assessment of Network Capability for connecting Class 3 Export Embedded Generation | 5712.0517 | 6283.2568 | 32 | Normal | Management ( Senior Project Engineer - SPE) | 170.9057 | 239.268 | 5468.9828 | 2023.5236 |  |  |  | 1312.5559 | 8805.0623
577 | Embedded Generation Network Technical Study - Class 4 | Technical assessment of Network Capability for connecting Class 4 Export Embedded Generation | 7616.0791 | 8377.6871 | 48 | Normal | Management ( Senior Project Engineer - SPE) | 170.9057 | 239.268 | 8203.4742 | 3035.2854 |  |  |  | 1968.8338 | 13207.5934
578 | Embedded Generation Network Technical Study - Class 5 | Technical assessment of Network Capability for connecting Class 5 Export Embedded Generation | 11424.1238 | 12566.5362 | 64 | Normal | Management ( Senior Project Engineer - SPE) | 170.9057 | 239.268 | 10937.9655 | 4047.0473 |  |  |  | 2625.1117 | 17610.1245
579 | Embeddded Generation - Embedded Generator Network Technical Study - Class 6 | Technical assessment of Network Capability for connecting Class 6 Embedded Generation where Evoenergy provides the requisite network data and the Embedded Generator undertakes the Network Technical Study. | 14280.1446 | 15708.159 | 80 | Normal | Management ( Senior Project Engineer - SPE) | 170.9057 | 239.268 | 13672.4569 | 5058.8091 |  |  |  | 3281.3897 | 22012.6557
Contract Administration, Commissioning and Testing - Embedded Generation Installations up to 5MW | Service | Service Description / Scope | Current Prices 2017/18 | GST Inclusive | Appointment Time Hours | Normal/Over | Crew | Crew rate | Crew O/T Rate | Labour | Direct Overhead | Contract Payments | Plant Costs | Material Costs | Corporate Overheads | Total Expenditure
601 | Embedded Generation - Connection Contract Establishment - Class 1 (Commercial) to Class 6 | Preparation of Non-Standard Connection Agreement and on site attendance of Evoenergy to witness commissioning of the embedded generation where Evoenergy is not required to make any network alterations or additions. | na | na | 16 | Normal | Management ( Senior Project Engineer - SPE) | 170.9057 | 239.268 | 2734.4914 | 1011.7618 |  |  |  | 656.2779 | 4402.5311
Provision of Data for Network Technical Study - Embedded Generation Installations over 5MW | Service | Service Description / Scope | Current Prices 2017/18 | GST Inclusive | Appointment Time Hours | Normal/Over | Crew | Crew rate | Crew O/T Rate | Labour | Direct Overhead | Contract Payments | Plant Costs | Material Costs | Corporate Overheads | Total Expenditure
602 | Embedded Generator Network Technical Study - Embedded Generation over 5MW | The provision of network data for and an analysis of the results of the Embedded Generator Network Technical Study. | 11424.12 | 12566.54 | 80 | Normal | Management ( Senior Project Engineer - SPE) | 170.9057 | 239.268 | 13672.4569 | 5058.8091 |  |  |  | 3281.3897 | 22012.6557
Residential Estate Subdivision Services (per block) | Service | Service Description / Scope | Current Prices 2017/18 | GST Inclusive | Appointment Time Hours | Normal/Over | Crew | Crew rate | Crew O/T Rate | Labour | Direct Overhead | Contract Payments | Plant Costs | Material Costs | Corporate Overheads | Total Expenditure
580 | Subdivision Electricity Distribution Network Reticulation - Multi Unit Blocks | Connection of multi-unit residential blocks to the LV reticulation network | 0 | 0 | 0 | 0 | 0
581 | Subdivision Electricity Distribution Network Reticulation - Blocks <= 650 M2 | Connection of residential blocks less than or equal to 650 square meters, to the LV reticulation network | 1700.39 | 1870.429 | 0 | 0 | 0
582 | Subdivision Electricity Distribution Network Reticulation - Blocks 650 - 1100m2 with average linear frontage of 22-25 metres | Connection of residential blocks less than or equal to 1100 square meters but greater than 650 square meters, with average linear frontage of 22-25 meters, to the LV reticulation network | 2227.78 | 2450.558 | 0 | 0 | 0
Upstream augmentation (per kVA of capacity) | Service | Service Description / Scope | Current Prices 2017/18 | GST Inclusive | Appointment Time Hours | Normal/Over | Crew | Crew rate | Crew O/T Rate | Labour | Direct Overhead | Contract Payments | Plant Costs | Material Costs | Corporate Overheads | Total Expenditure
585 | HV feeder | A $/kVA charge for the installation of new HV feeders | 36.83 | 40.513 | 0 | 0 | 0
586 | Distribution substation | A $/kVA charge for the installation of new distribution substations | 21.33 | 23.463 | 0 | 0 | 0
Rescheduled Site Visits | Service | Service Description / Scope | Current Prices 2017/18 | GST Inclusive | Appointment Time Hours | Normal/Over | Crew | Crew rate | Crew O/T Rate | Labour | Direct Overhead | Contract Payments | Plant Costs | Material Costs | Corporate Overheads | Total Expenditure
590 | Rescheduled Site Visit – One Person | Wasted site visit for a one person team where the service was not able to be completed on attendance. Includes customer cancellations before the work is completed, Officer unable to access site to complete service on arrival, site not ready for service requested on arrival, site unsafe &/or installation defect prevents service being undertaken or completed including non-compliance with Evoenergy Standards and/or Service & installation Rules | 139.0583 | 152.9641 | 1 | Normal | F Crew Meter | 127.5534 | 178.5747 | 127.5534 | 47.1948 |  |  |  | 30.6128 | 205.361
591 | Rescheduled Site Visit – Service Team | Wasted site visit for a Services Team where the service was not able to be completed on attendance. Includes customer cancellations before the work is completed, Team unable to access site to complete service on arrival, site not ready for service requested on arrival, site unsafe &/or installation defect prevents service being undertaken or completed including non-compliance with Evoenergy Standards and/or Service & installation Rules | 587.5508 | 646.3059 | 1.5 | Normal | G Crew | 353.8455 | 495.3836 | 530.7682 | 196.3842 |  |  |  | 127.3844 | 854.5368
Trenching charges | Service | Service Description / Scope | Current Prices 2017/18 | GST Inclusive | Appointment Time Hours | Normal/Over | Crew | Crew rate | Crew O/T Rate | Labour | Direct Overhead | Contract Payments | Plant Costs | Material Costs | Corporate Overheads | Total Expenditure
592 | Trenching - first 2 meters | First two meters of trenching service | 533.3319 | 586.6651 | na | Normal | [5 empty] | 496.2356 |  |  | 119.0966 | 615.3322
593 | Trenching - subsequent meters | Subsequent two meters of trenching service | 124.03 | 136.433 | na | Normal | [5 empty] | 115.4036 |  |  | 27.6969 | 143.1005
Boring charges | Service | Service Description / Scope | Current Prices 2017/18 | GST Inclusive | Appointment Time Hours | Normal/Over | Crew | Crew rate | Crew O/T Rate | Labour | Direct Overhead | Contract Payments | Plant Costs | Material Costs | Corporate Overheads | Total Expenditure
594 | Under footpath | Under footpath boring charge | 967.4419 | 1064.1861 | na | Normal | [5 empty] | 900.1484 |  |  | 216.0356 | 1116.184
595 | Under driveway | Under driveway boring charge | 1153.4919 | 1268.8411 | na | Normal | [5 empty] | 1073.2538 |  |  | 257.5809 | 1330.8348
Note on H51: Mifsud, Clay: only 2 fitters reqd.

## Misc works estimation
Misc. Electrical Works - Cost Estimation -2017-2018 - Normal Hours Calculations | [145 empty] | 1.025 | 1 | 2 | 3 | 4 | 5 | 6
| 603 | [7 empty] | 605 | 605 | [6 empty] | 607 | 607 | [6 empty] | 609 | 609 | [6 empty] | 611 | 611 | [6 empty] | 613 | 613 | [6 empty] | 615 | 615 | [6 empty] | 617 | 617 | [6 empty] | 619 | 619 | [6 empty] | 621 | 621 | [6 empty] | 623 | 623 | [6 empty] | 625 | 625 | [6 empty] | 627 | 627 | [6 empty] | 629 | 629 | [6 empty] | 631 | 631 | [6 empty] | 633 | 633 | [6 empty] | 635 | 635 | [6 empty] | 637 | 637 | [6 empty] | 639 | 1.025: 639 | 641 | 641 | [6 empty] | 643 | 643 | [6 empty] | 645 | 645 | [6 empty] | 647 | 647 | [6 empty] | 649 | 649 | [6 empty] | 651 | 651 | [6 empty] | 653 | 653 | [6 empty] | 655 | 655 | [6 empty] | 657 | 657 | [6 empty] | 659 | 659 | [6 empty] | 661 | 661 | [6 empty] | 663 | 663 | [6 empty] | 665 | 665 | [6 empty] | 667 | 667
| Spiking/Cable Testing | [7 empty] | Substation HV/LV Earthing/Soil Resistivity Testing | [7 empty] | 20003386-Termination of Consumer Mains - up to 50mm² Cu or Al - 1 Set * Includes disconnection of temp. consumer mains if any | [7 empty] | 20003387-Termination of Consumer Mains - Above 50mm² Al or Cu - 1 Set * Includes disconnection of temp. consumer mains if any | [7 empty] | 20003388-Termination of Consumer Mains - Above 50mm² Al or Cu -2 Set * Includes disconnection of temp. consumer mains if any | [7 empty] | Termination of Consumer Mains - Above 50mm² Al or Cu - 3 Set * Includes disconnection of temp. consumer mains if any | [7 empty] | Termination of Consumer Mains - Above 50mm² Al or Cu - 4 Set * Includes disconnection of temp. consumer mains if any | [7 empty] | LV Underground Disconnection & Capping/Abandoning | [7 empty] | Permanent Disconnection of Underground Consumer Mains at AAD Network Asset such as Point of Entry or Substation | [7 empty] | Substation Supervised Access - 1- 4 hours | [7 empty] | Substation Supervised Access - 4-8 hours | [7 empty] | Temporary De-energisation/Isolation of Overhead LV network | [7 empty] | Temporary De-energisation/Isolation of Overhead HV network | [7 empty] | Temporary De-energisation/Isolation of Overhead & Underground SLCC supply | [7 empty] | Temporary De-energisation/Isolation of Underground LV or HV network | [7 empty] | Temporary De-energisation/Isolation of Underground HV network - If HV Cable Insulation Test is required - Isolation for more than 7 days | [7 empty] | Temporary Pole Support - Using Plant such as Lifter/Borer | [7 empty] | Temporary Pole Support - Using Concrete Blocks -including installation and removal | [7 empty] | Pole Stay Replacement with Standard Stay | [7 empty] | Pole Stay Replacement with Side Walk Stay | [7 empty] | LVABC Replacement - 1 Span | [7 empty] | LVABC Replacement - 2 Span | [7 empty] | LVABC Replacement - 3 Span | [7 empty] | Cut & Shackle for LVABC Replacement - Per Crossarm One Direction | [7 empty] | Installation of Fuse Switch Disconnector for LVABC Replacement | [7 empty] | Installation of LV Termination Cross-Arm for LVABC Replacement | [7 empty] | Installation of LV Double Strain Cross-Arm for LVABC Replacement | [7 empty] | 1 Way 630A Weber Fuse Switch Disconnector Installation for consumer mains termination work | [7 empty] | 1 Way 1000A Weber Fuse Switch Disconnector Installation for consumer mains termination work | [7 empty] | 1250A Jean Muller Installation for consumer mains termination work | [7 empty] | 1 Way Weber POE Kit Installation for consumer mains termination work | [7 empty] | 3 Way Weber POE Kit Installation for Termination of Consumer Mains | [7 empty] | Holec Fuse Kit Installation for Termination of Consumer Mains
Office Labour | Hours | Indicative 2017/18 | Indicative 2018/19 | 2019/20 | 2020/21 | 2021/22 | 2022/23 | 2023/24 | Hours | Indicative 2017/18 | Indicative 2018/19 | 2019/20 | 2020/21 | 2021/22 | 2022/23 | 2023/24 | Hours | Indicative 2017/18 | Indicative 2018/19 | 2019/20 | 2020/21 | 2021/22 | 2022/23 | 2023/24 | Hours | Indicative 2017/18 | Indicative 2018/19 | 2019/20 | 2020/21 | 2021/22 | 2022/23 | 2023/24 | Hours | Indicative 2017/18 | Indicative 2018/19 | 2019/20 | 2020/21 | 2021/22 | 2022/23 | 2023/24 | Hours | Indicative 2017/18 | Indicative 2018/19 | 2019/20 | 2020/21 | 2021/22 | 2022/23 | 2023/24 | Hours | Indicative 2017/18 | Indicative 2018/19 | 2019/20 | 2020/21 | 2021/22 | 2022/23 | 2023/24 | Hours | Indicative 2017/18 | Indicative 2018/19 | 2019/20 | 2020/21 | 2021/22 | 2022/23 | 2023/24 | Hours | Indicative 2017/18 | Indicative 2018/19 | 2019/20 | 2020/21 | 2021/22 | 2022/23 | 2023/24 | Hours | Indicative 2017/18 | Indicative 2018/19 | 2019/20 | 2020/21 | 2021/22 | 2022/23 | 2023/24 | Hours | Indicative 2017/18 | Indicative 2018/19 | 2019/20 | 2020/21 | 2021/22 | 2022/23 | 2023/24 | Hours | Indicative 2017/18 | Indicative 2018/19 | 2019/20 | 2020/21 | 2021/22 | 2022/23 | 2023/24 | Hours | Indicative 2017/18 | Indicative 2018/19 | 2019/20 | 2020/21 | 2021/22 | 2022/23 | 2023/24 | Hours | Indicative 2017/18 | Indicative 2018/19 | 2019/20 | 2020/21 | 2021/22 | 2022/23 | 2023/24 | Hours | Indicative 2017/18 | Indicative 2018/19 | 2019/20 | 2020/21 | 2021/22 | 2022/23 | 2023/24 | Hours | Indicative 2017/18 | Indicative 2018/19 | 2019/20 | 2020/21 | 2021/22 | 2022/23 | 2023/24 | Hours | Indicative 2017/18 | Indicative 2018/19 | 2019/20 | 2020/21 | 2021/22 | 2022/23 | 2023/24 | Hours | Indicative 2017/18 | Indicative 2018/19 | 2019/20 | 2020/21 | 2021/22 | 2022/23 | 2023/24 | Hours | Indicative 2017/18 | Indicative 2018/19 | 2019/20 | 2020/21 | 2021/22 | 2022/23 | 2023/24 | Hours | Indicative 2017/18 | Indicative 2018/19 | 2019/20 | 2020/21 | 2021/22 | 2022/23 | 2023/24 | Hours | Indicative 2017/18 | Indicative 2018/19 | 2019/20 | 2020/21 | 2021/22 | 2022/23 | 2023/24 | Hours | Indicative 2017/18 | Indicative 2018/19 | 2019/20 | 2020/21 | 2021/22 | 2022/23 | 2023/24 | Hours | Indicative 2017/18 | Indicative 2018/19 | 2019/20 | 2020/21 | 2021/22 | 2022/23 | 2023/24 | Hours | Indicative 2017/18 | Indicative 2018/19 | 2019/20 | 2020/21 | 2021/22 | 2022/23 | 2023/24 | Hours | Indicative 2017/18 | Indicative 2018/19 | 2019/20 | 2020/21 | 2021/22 | 2022/23 | 2023/24 | Hours | Indicative 2017/18 | Indicative 2018/19 | 2019/20 | 2020/21 | 2021/22 | 2022/23 | 2023/24 | Hours | Indicative 2017/18 | Indicative 2018/19 | 2019/20 | 2020/21 | 2021/22 | 2022/23 | 2023/24 | Hours | Indicative 2017/18 | Indicative 2018/19 | 2019/20 | 2020/21 | 2021/22 | 2022/23 | 2023/24 | Hours | Indicative 2017/18 | Indicative 2018/19 | 2019/20 | 2020/21 | 2021/22 | 2022/23 | 2023/24 | Hours | Indicative 2017/18 | Indicative 2018/19 | 2019/20 | 2020/21 | 2021/22 | 2022/23 | 2023/24 | Hours | Indicative 2017/18 | Indicative 2018/19 | 2019/20 | 2020/21 | 2021/22 | 2022/23 | 2023/24 | Hours | Indicative 2017/18 | Indicative 2018/19 | 2019/20 | 2020/21 | 2021/22 | 2022/23 | 2023/24 | Hours | Indicative 2017/18 | Indicative 2018/19 | 2019/20 | 2020/21 | 2021/22 | 2022/23 | 2023/24
Connection Engineer | 1.5 | 180.972 | na | 192.5619 | 199.5195 | 207.5963 | 215.8846 | 223.9782 | 1.5 | 180.972 | na | 192.5619 | 199.5195 | 207.5963 | 215.8846 | 223.9782 | 3 | 361.944 | na | 385.1239 | 399.039 | 415.1927 | 431.7691 | 447.9564 | 3 | 361.944 | na | 385.1239 | 399.039 | 415.1927 | 431.7691 | 447.9564 | 3 | 361.944 | na | 385.1239 | 399.039 | 415.1927 | 431.7691 | 447.9564 | 3 | 361.944 | na | 385.1239 | 399.039 | 415.1927 | 431.7691 | 447.9564 | 3 | 361.944 | na | 385.1239 | 399.039 | 415.1927 | 431.7691 | 447.9564 | 3 | 361.944 | na | 385.1239 | 399.039 | 415.1927 | 431.7691 | 447.9564 | 3 | 361.944 | na | 385.1239 | 399.039 | 415.1927 | 431.7691 | 447.9564 | 2 | 241.296 | na | 256.7492 | 266.026 | 276.7951 | 287.8461 | 298.6376 | 2 | 241.296 | na | 256.7492 | 266.026 | 276.7951 | 287.8461 | 298.6376 | 3 | 361.944 | na | 385.1239 | 399.039 | 415.1927 | 431.7691 | 447.9564 | 3 | 361.944 | na | 385.1239 | 399.039 | 415.1927 | 431.7691 | 447.9564 | 2 | 241.296 | na | 256.7492 | 266.026 | 276.7951 | 287.8461 | 298.6376 | 3 | 361.944 | na | 385.1239 | 399.039 | 415.1927 | 431.7691 | 447.9564 | 3 | 361.944 | na | 385.1239 | 399.039 | 415.1927 | 431.7691 | 447.9564 | 3 | 361.944 | na | 385.1239 | 399.039 | 415.1927 | 431.7691 | 447.9564 | 3 | 361.944 | na | 385.1239 | 399.039 | 415.1927 | 431.7691 | 447.9564 | 3 | 361.944 | na | 385.1239 | 399.039 | 415.1927 | 431.7691 | 447.9564 | 3 | 361.944 | na | 385.1239 | 399.039 | 415.1927 | 431.7691 | 447.9564 | 6 | 723.888 | na | 770.2477 | 798.078 | 830.3853 | 863.5382 | 895.9128 | 6 | 723.888 | na | 770.2477 | 798.078 | 830.3853 | 863.5382 | 895.9128 | 6 | 723.888 | na | 770.2477 | 798.078 | 830.3853 | 863.5382 | 895.9128 | 1 | 120.648 | na | 128.3746 | 133.013 | 138.3976 | 143.923 | 149.3188 | 1 | 120.648 | na | 128.3746 | 133.013 | 138.3976 | 143.923 | 149.3188 | 1 | 120.648 | na | 128.3746 | 133.013 | 138.3976 | 143.923 | 149.3188 | 1 | 120.648 | na | 128.3746 | 133.013 | 138.3976 | 143.923 | 149.3188 | 0 | 0 | na | 0 | 0 | 0 | 0 | 0 | 0 | 0 | na | 0 | 0 | 0 | 0 | 0 | 0 | 0 | na | 0 | 0 | 0 | 0 | 0 | 0 | 0 | na | 0 | 0 | 0 | 0 | 0 | 0 | 0 | na | 0 | 0 | 0 | 0 | 0 | 0 | 0 | na | 0 | 0 | 0 | 0 | 0
Management | 0.25 | 37.9748 | na | 40.4068 | 41.8667 | 43.5615 | 45.3007 | 46.9991 | 0.25 | 37.9748 | na | 40.4068 | 41.8667 | 43.5615 | 45.3007 | 46.9991 | 0.25 | 37.9748 | na | 40.4068 | 41.8667 | 43.5615 | 45.3007 | 46.9991 | 0.25 | 37.9748 | na | 40.4068 | 41.8667 | 43.5615 | 45.3007 | 46.9991 | 0.25 | 37.9748 | na | 40.4068 | 41.8667 | 43.5615 | 45.3007 | 46.9991 | 0.25 | 37.9748 | na | 40.4068 | 41.8667 | 43.5615 | 45.3007 | 46.9991 | 0.25 | 37.9748 | na | 40.4068 | 41.8667 | 43.5615 | 45.3007 | 46.9991 | 0.25 | 37.9748 | na | 40.4068 | 41.8667 | 43.5615 | 45.3007 | 46.9991 | 0.25 | 37.9748 | na | 40.4068 | 41.8667 | 43.5615 | 45.3007 | 46.9991 | 0.25 | 37.9748 | na | 40.4068 | 41.8667 | 43.5615 | 45.3007 | 46.9991 | 0.25 | 37.9748 | na | 40.4068 | 41.8667 | 43.5615 | 45.3007 | 46.9991 | 0.25 | 37.9748 | na | 40.4068 | 41.8667 | 43.5615 | 45.3007 | 46.9991 | 0.25 | 37.9748 | na | 40.4068 | 41.8667 | 43.5615 | 45.3007 | 46.9991 | 0.25 | 37.9748 | na | 40.4068 | 41.8667 | 43.5615 | 45.3007 | 46.9991 | 0.25 | 37.9748 | na | 40.4068 | 41.8667 | 43.5615 | 45.3007 | 46.9991 | 0.25 | 37.9748 | na | 40.4068 | 41.8667 | 43.5615 | 45.3007 | 46.9991 | 0.25 | 37.9748 | na | 40.4068 | 41.8667 | 43.5615 | 45.3007 | 46.9991 | 0.25 | 37.9748 | na | 40.4068 | 41.8667 | 43.5615 | 45.3007 | 46.9991 | 0.25 | 37.9748 | na | 40.4068 | 41.8667 | 43.5615 | 45.3007 | 46.9991 | 0.25 | 37.9748 | na | 40.4068 | 41.8667 | 43.5615 | 45.3007 | 46.9991 | 0.25 | 37.9748 | na | 40.4068 | 41.8667 | 43.5615 | 45.3007 | 46.9991 | 0.25 | 37.9748 | na | 40.4068 | 41.8667 | 43.5615 | 45.3007 | 46.9991 | 0.25 | 37.9748 | na | 40.4068 | 41.8667 | 43.5615 | 45.3007 | 46.9991 | 0 | 0 | na | 0 | 0 | 0 | 0 | 0 | 0 | 0 | na | 0 | 0 | 0 | 0 | 0 | 0 | 0 | na | 0 | 0 | 0 | 0 | 0 | 0 | 0 | na | 0 | 0 | 0 | 0 | 0 | 0 | 0 | na | 0 | 0 | 0 | 0 | 0 | 0 | 0 | na | 0 | 0 | 0 | 0 | 0 | 0 | 0 | na | 0 | 0 | 0 | 0 | 0 | 0 | 0 | na | 0 | 0 | 0 | 0 | 0 | 0 | 0 | na | 0 | 0 | 0 | 0 | 0 | 0 | 0 | na | 0 | 0 | 0 | 0 | 0
GIS Officer | 0.25 | 27.1865 | na | 28.9276 | 29.9728 | 31.1861 | 32.4312 | 33.6471 | 0.25 | 27.1865 | na | 28.9276 | 29.9728 | 31.1861 | 32.4312 | 33.6471 | 0.25 | 27.1865 | na | 28.9276 | 29.9728 | 31.1861 | 32.4312 | 33.6471 | 0.25 | 27.1865 | na | 28.9276 | 29.9728 | 31.1861 | 32.4312 | 33.6471 | 0.25 | 27.1865 | na | 28.9276 | 29.9728 | 31.1861 | 32.4312 | 33.6471 | 0.25 | 27.1865 | na | 28.9276 | 29.9728 | 31.1861 | 32.4312 | 33.6471 | 0.25 | 27.1865 | na | 28.9276 | 29.9728 | 31.1861 | 32.4312 | 33.6471 | 0.25 | 27.1865 | na | 28.9276 | 29.9728 | 31.1861 | 32.4312 | 33.6471 | 0.25 | 27.1865 | na | 28.9276 | 29.9728 | 31.1861 | 32.4312 | 33.6471 | 0 | 0 | na | 0 | 0 | 0 | 0 | 0 | 0 | 0 | na | 0 | 0 | 0 | 0 | 0 | 0 | 0 | na | 0 | 0 | 0 | 0 | 0 | 0 | 0 | na | 0 | 0 | 0 | 0 | 0 | 0 | 0 | na | 0 | 0 | 0 | 0 | 0 | 0 | 0 | na | 0 | 0 | 0 | 0 | 0 | 0 | 0 | na | 0 | 0 | 0 | 0 | 0 | 0 | 0 | na | 0 | 0 | 0 | 0 | 0 | 0 | 0 | na | 0 | 0 | 0 | 0 | 0 | 0.25 | 27.1865 | na | 28.9276 | 29.9728 | 31.1861 | 32.4312 | 33.6471 | 0.25 | 27.1865 | na | 28.9276 | 29.9728 | 31.1861 | 32.4312 | 33.6471 | 0.25 | 27.1865 | na | 28.9276 | 29.9728 | 31.1861 | 32.4312 | 33.6471 | 0.25 | 27.1865 | na | 28.9276 | 29.9728 | 31.1861 | 32.4312 | 33.6471 | 0.25 | 27.1865 | na | 28.9276 | 29.9728 | 31.1861 | 32.4312 | 33.6471 | 0 | 0 | na | 0 | 0 | 0 | 0 | 0 | 0 | 0 | na | 0 | 0 | 0 | 0 | 0 | 0 | 0 | na | 0 | 0 | 0 | 0 | 0 | 0 | 0 | na | 0 | 0 | 0 | 0 | 0 | 0 | 0 | na | 0 | 0 | 0 | 0 | 0 | 0 | 0 | na | 0 | 0 | 0 | 0 | 0 | 0 | 0 | na | 0 | 0 | 0 | 0 | 0 | 0 | 0 | na | 0 | 0 | 0 | 0 | 0 | 0 | 0 | na | 0 | 0 | 0 | 0 | 0 | 0 | 0 | na | 0 | 0 | 0 | 0 | 0
Field Services
Site Lead/Scheduler ( SL) | 1 | 156.83 | na | 186.294 | 193.0251 | 200.8391 | 208.8575 | 216.6877 | 1 | 156.83 | na | 186.294 | 193.0251 | 200.8391 | 208.8575 | 216.6877 | 1 | 156.83 | na | 186.294 | 193.0251 | 200.8391 | 208.8575 | 216.6877 | 1 | 156.83 | na | 186.294 | 193.0251 | 200.8391 | 208.8575 | 216.6877 | 1 | 156.83 | na | 186.294 | 193.0251 | 200.8391 | 208.8575 | 216.6877 | 1 | 156.83 | na | 186.294 | 193.0251 | 200.8391 | 208.8575 | 216.6877 | 1 | 156.83 | na | 186.294 | 193.0251 | 200.8391 | 208.8575 | 216.6877 | 2 | 313.66 | na | 372.5881 | 386.0503 | 401.6781 | 417.715 | 433.3754 | 2 | 313.66 | na | 372.5881 | 386.0503 | 401.6781 | 417.715 | 433.3754 | 0 | 0 | na | 0 | 0 | 0 | 0 | 0 | 0 | 0 | na | 0 | 0 | 0 | 0 | 0 | 3 | 470.49 | na | 558.8821 | 579.0754 | 602.5172 | 626.5725 | 650.0631 | 3 | 470.49 | na | 558.8821 | 579.0754 | 602.5172 | 626.5725 | 650.0631 | 0 | 0 | na | 0 | 0 | 0 | 0 | 0 | 2 | 313.66 | na | 372.5881 | 386.0503 | 401.6781 | 417.715 | 433.3754 | 2 | 313.66 | na | 372.5881 | 386.0503 | 401.6781 | 417.715 | 433.3754 | 2 | 313.66 | na | 372.5881 | 386.0503 | 401.6781 | 417.715 | 433.3754 | 2 | 313.66 | na | 372.5881 | 386.0503 | 401.6781 | 417.715 | 433.3754 | 2 | 313.66 | na | 372.5881 | 386.0503 | 401.6781 | 417.715 | 433.3754 | 2 | 313.66 | na | 372.5881 | 386.0503 | 401.6781 | 417.715 | 433.3754 | 2 | 313.66 | na | 372.5881 | 386.0503 | 401.6781 | 417.715 | 433.3754 | 3 | 470.49 | na | 558.8821 | 579.0754 | 602.5172 | 626.5725 | 650.0631 | 3 | 470.49 | na | 558.8821 | 579.0754 | 602.5172 | 626.5725 | 650.0631 | 0 | 0 | na | 0 | 0 | 0 | 0 | 0 | 0 | 0 | na | 0 | 0 | 0 | 0 | 0 | 0 | 0 | na | 0 | 0 | 0 | 0 | 0 | 0 | 0 | na | 0 | 0 | 0 | 0 | 0 | 0 | 0 | na | 0 | 0 | 0 | 0 | 0 | 0 | 0 | na | 0 | 0 | 0 | 0 | 0 | 0 | 0 | na | 0 | 0 | 0 | 0 | 0 | 0 | 0 | na | 0 | 0 | 0 | 0 | 0 | 0 | 0 | na | 0 | 0 | 0 | 0 | 0 | 0 | 0 | na | 0 | 0 | 0 | 0 | 0
Electrical Fitter (EF) | 3 | 470.49 | na | 558.8821 | 579.0754 | 602.5172 | 626.5725 | 650.0631 | 4 | 627.32 | na | 745.1761 | 772.1005 | 803.3563 | 835.43 | 866.7508 | 4 | 627.32 | na | 745.1761 | 772.1005 | 803.3563 | 835.43 | 866.7508 | 4 | 627.32 | na | 745.1761 | 772.1005 | 803.3563 | 835.43 | 866.7508 | 6 | 940.98 | na | 1117.7642 | 1158.1508 | 1205.0344 | 1253.1451 | 1300.1262 | 8 | 1254.64 | na | 1490.3523 | 1544.201 | 1606.7125 | 1670.8601 | 1733.5016 | 9 | 1411.47 | na | 1676.6463 | 1737.2261 | 1807.5516 | 1879.7176 | 1950.1893 | 4 | 627.32 | na | 745.1761 | 772.1005 | 803.3563 | 835.43 | 866.7508 | 4 | 627.32 | na | 745.1761 | 772.1005 | 803.3563 | 835.43 | 866.7508 | 5 | 784.15 | na | 931.4702 | 965.1256 | 1004.1953 | 1044.2876 | 1083.4385 | 9 | 1411.47 | na | 1676.6463 | 1737.2261 | 1807.5516 | 1879.7176 | 1950.1893 | 0 | 0 | na | 0 | 0 | 0 | 0 | 0 | 0 | 0 | na | 0 | 0 | 0 | 0 | 0 | 0 | 0 | na | 0 | 0 | 0 | 0 | 0 | 0 | 0 | na | 0 | 0 | 0 | 0 | 0 | 3 | 470.49 | na | 558.8821 | 579.0754 | 602.5172 | 626.5725 | 650.0631 | 0 | 0 | na | 0 | 0 | 0 | 0 | 0 | 0 | 0 | na | 0 | 0 | 0 | 0 | 0 | 0 | 0 | na | 0 | 0 | 0 | 0 | 0 | 0 | 0 | na | 0 | 0 | 0 | 0 | 0 | 0 | 0 | na | 0 | 0 | 0 | 0 | 0 | 0 | 0 | na | 0 | 0 | 0 | 0 | 0 | 0 | 0 | na | 0 | 0 | 0 | 0 | 0 | 0 | 0 | na | 0 | 0 | 0 | 0 | 0 | 0 | 0 | na | 0 | 0 | 0 | 0 | 0 | 0 | 0 | na | 0 | 0 | 0 | 0 | 0 | 0 | 0 | na | 0 | 0 | 0 | 0 | 0 | 1 | 156.83 | na | 186.294 | 193.0251 | 200.8391 | 208.8575 | 216.6877 | 1 | 156.83 | na | 186.294 | 193.0251 | 200.8391 | 208.8575 | 216.6877 | 1.5 | 235.245 | na | 279.4411 | 289.5377 | 301.2586 | 313.2863 | 325.0315 | 1 | 156.83 | na | 186.294 | 193.0251 | 200.8391 | 208.8575 | 216.6877 | 1 | 156.83 | na | 186.294 | 193.0251 | 200.8391 | 208.8575 | 216.6877 | 1 | 156.83 | na | 186.294 | 193.0251 | 200.8391 | 208.8575 | 216.6877
Electrical Operator (EO) | 0 | 0 | na | 0 | 0 | 0 | 0 | 0 | 0 | 0 | na | 0 | 0 | 0 | 0 | 0 | 0 | 0 | na | 0 | 0 | 0 | 0 | 0 | 2 | 313.66 | na | 372.5881 | 386.0503 | 401.6781 | 417.715 | 433.3754 | 2 | 313.66 | na | 372.5881 | 386.0503 | 401.6781 | 417.715 | 433.3754 | 2 | 313.66 | na | 372.5881 | 386.0503 | 401.6781 | 417.715 | 433.3754 | 2 | 313.66 | na | 372.5881 | 386.0503 | 401.6781 | 417.715 | 433.3754 | 2 | 313.66 | na | 372.5881 | 386.0503 | 401.6781 | 417.715 | 433.3754 | 2 | 313.66 | na | 372.5881 | 386.0503 | 401.6781 | 417.715 | 433.3754 | 0 | 0 | na | 0 | 0 | 0 | 0 | 0 | 0 | 0 | na | 0 | 0 | 0 | 0 | 0 | 3 | 470.49 | na | 558.8821 | 579.0754 | 602.5172 | 626.5725 | 650.0631 | 3 | 470.49 | na | 558.8821 | 579.0754 | 602.5172 | 626.5725 | 650.0631 | 2 | 313.66 | na | 372.5881 | 386.0503 | 401.6781 | 417.715 | 433.3754 | 3 | 470.49 | na | 558.8821 | 579.0754 | 602.5172 | 626.5725 | 650.0631 | 3 | 470.49 | na | 558.8821 | 579.0754 | 602.5172 | 626.5725 | 650.0631 | 0 | 0 | na | 0 | 0 | 0 | 0 | 0 | 0 | 0 | na | 0 | 0 | 0 | 0 | 0 | 0 | 0 | na | 0 | 0 | 0 | 0 | 0 | 0 | 0 | na | 0 | 0 | 0 | 0 | 0 | 4 | 627.32 | na | 745.1761 | 772.1005 | 803.3563 | 835.43 | 866.7508 | 4 | 627.32 | na | 745.1761 | 772.1005 | 803.3563 | 835.43 | 866.7508 | 4 | 627.32 | na | 745.1761 | 772.1005 | 803.3563 | 835.43 | 866.7508 | 0 | 0 | na | 0 | 0 | 0 | 0 | 0 | 0 | 0 | na | 0 | 0 | 0 | 0 | 0 | 0 | 0 | na | 0 | 0 | 0 | 0 | 0 | 0 | 0 | na | 0 | 0 | 0 | 0 | 0 | 0 | 0 | na | 0 | 0 | 0 | 0 | 0 | 0 | 0 | na | 0 | 0 | 0 | 0 | 0 | 0 | 0 | na | 0 | 0 | 0 | 0 | 0 | 0 | 0 | na | 0 | 0 | 0 | 0 | 0 | 0 | 0 | na | 0 | 0 | 0 | 0 | 0 | 0 | 0 | na | 0 | 0 | 0 | 0 | 0
Plant Operator (PO) | 0 | 0 | na | 0 | 0 | 0 | 0 | 0 | 0 | 0 | na | 0 | 0 | 0 | 0 | 0 | 0 | 0 | na | 0 | 0 | 0 | 0 | 0 | 0 | 0 | na | 0 | 0 | 0 | 0 | 0 | 0 | 0 | na | 0 | 0 | 0 | 0 | 0 | 0 | 0 | na | 0 | 0 | 0 | 0 | 0 | 0 | 0 | na | 0 | 0 | 0 | 0 | 0 | 0 | 0 | na | 0 | 0 | 0 | 0 | 0 | 0 | 0 | na | 0 | 0 | 0 | 0 | 0 | 0 | 0 | na | 0 | 0 | 0 | 0 | 0 | 0 | 0 | na | 0 | 0 | 0 | 0 | 0 | 0 | 0 | na | 0 | 0 | 0 | 0 | 0 | 4 | 627.32 | na | 745.1761 | 772.1005 | 803.3563 | 835.43 | 866.7508 | 0 | 0 | na | 0 | 0 | 0 | 0 | 0 | 0 | 0 | na | 0 | 0 | 0 | 0 | 0 | 0 | 0 | na | 0 | 0 | 0 | 0 | 0 | 9 | 1411.47 | na | 1676.6463 | 1737.2261 | 1807.5516 | 1879.7176 | 1950.1893 | 6 | 940.98 | na | 1117.7642 | 1158.1508 | 1205.0344 | 1253.1451 | 1300.1262 | 3 | 470.49 | na | 558.8821 | 579.0754 | 602.5172 | 626.5725 | 650.0631 | 3 | 470.49 | na | 558.8821 | 579.0754 | 602.5172 | 626.5725 | 650.0631 | 6 | 940.98 | na | 1117.7642 | 1158.1508 | 1205.0344 | 1253.1451 | 1300.1262 | 8 | 1254.64 | na | 1490.3523 | 1544.201 | 1606.7125 | 1670.8601 | 1733.5016 | 12 | 1881.96 | na | 2235.5284 | 2316.3015 | 2410.0688 | 2506.2901 | 2600.2524 | 0 | 0 | na | 0 | 0 | 0 | 0 | 0 | 0 | 0 | na | 0 | 0 | 0 | 0 | 0 | 0 | 0 | na | 0 | 0 | 0 | 0 | 0 | 0 | 0 | na | 0 | 0 | 0 | 0 | 0 | 0 | 0 | na | 0 | 0 | 0 | 0 | 0 | 0 | 0 | na | 0 | 0 | 0 | 0 | 0 | 0 | 0 | na | 0 | 0 | 0 | 0 | 0 | 0 | 0 | na | 0 | 0 | 0 | 0 | 0 | 0 | 0 | na | 0 | 0 | 0 | 0 | 0 | 0 | 0 | na | 0 | 0 | 0 | 0 | 0
Line Worker (LW) | 0 | 0 | na | 0 | 0 | 0 | 0 | 0 | 0 | 0 | na | 0 | 0 | 0 | 0 | 0 | 0 | 0 | na | 0 | 0 | 0 | 0 | 0 | 0 | 0 | na | 0 | 0 | 0 | 0 | 0 | 0 | 0 | na | 0 | 0 | 0 | 0 | 0 | 0 | 0 | na | 0 | 0 | 0 | 0 | 0 | 0 | 0 | na | 0 | 0 | 0 | 0 | 0 | 0 | 0 | na | 0 | 0 | 0 | 0 | 0 | 0 | 0 | na | 0 | 0 | 0 | 0 | 0 | 0 | 0 | na | 0 | 0 | 0 | 0 | 0 | 0 | 0 | na | 0 | 0 | 0 | 0 | 0 | 0 | 0 | na | 0 | 0 | 0 | 0 | 0 | 0 | 0 | na | 0 | 0 | 0 | 0 | 0 | 0 | 0 | na | 0 | 0 | 0 | 0 | 0 | 0 | 0 | na | 0 | 0 | 0 | 0 | 0 | 0 | 0 | na | 0 | 0 | 0 | 0 | 0 | 0 | 0 | na | 0 | 0 | 0 | 0 | 0 | 0 | 0 | na | 0 | 0 | 0 | 0 | 0 | 6 | 940.98 | na | 1117.7642 | 1158.1508 | 1205.0344 | 1253.1451 | 1300.1262 | 7.5 | 1176.225 | na | 1397.2053 | 1447.6884 | 1506.293 | 1566.4313 | 1625.1577 | 28 | 4391.24 | na | 5216.233 | 5404.7035 | 5623.4938 | 5848.0103 | 6067.2555 | 42 | 6586.86 | na | 7824.3495 | 8107.0553 | 8435.2407 | 8772.0155 | 9100.8833 | 54 | 8468.82 | na | 10059.8779 | 10423.3568 | 10845.3095 | 11278.3056 | 11701.1357 | 3 | 470.49 | na | 558.8821 | 579.0754 | 602.5172 | 626.5725 | 650.0631 | 3 | 470.49 | na | 558.8821 | 579.0754 | 602.5172 | 626.5725 | 650.0631 | 5.5 | 862.565 | na | 1024.6172 | 1061.6382 | 1104.6149 | 1148.7163 | 1191.7823 | 6.5 | 1019.395 | na | 1210.9112 | 1254.6633 | 1305.4539 | 1357.5738 | 1408.47 | 0 | 0 | na | 0 | 0 | 0 | 0 | 0 | 0 | 0 | na | 0 | 0 | 0 | 0 | 0 | 0 | 0 | na | 0 | 0 | 0 | 0 | 0 | 0 | 0 | na | 0 | 0 | 0 | 0 | 0 | 0 | 0 | na | 0 | 0 | 0 | 0 | 0 | 0 | 0 | na | 0 | 0 | 0 | 0 | 0
Trade Assistant/Labour (TA) | 0 | 0 | na | 0 | 0 | 0 | 0 | 0 | 0 | 0 | na | 0 | 0 | 0 | 0 | 0 | 0 | 0 | na | 0 | 0 | 0 | 0 | 0 | 0 | 0 | na | 0 | 0 | 0 | 0 | 0 | 0 | 0 | na | 0 | 0 | 0 | 0 | 0 | 0 | 0 | na | 0 | 0 | 0 | 0 | 0 | 0 | 0 | na | 0 | 0 | 0 | 0 | 0 | 0 | 0 | na | 0 | 0 | 0 | 0 | 0 | 0 | 0 | na | 0 | 0 | 0 | 0 | 0 | 0 | 0 | na | 0 | 0 | 0 | 0 | 0 | 0 | 0 | na | 0 | 0 | 0 | 0 | 0 | 0 | 0 | na | 0 | 0 | 0 | 0 | 0 | 0 | 0 | na | 0 | 0 | 0 | 0 | 0 | 0 | 0 | na | 0 | 0 | 0 | 0 | 0 | 0 | 0 | na | 0 | 0 | 0 | 0 | 0 | 0 | 0 | na | 0 | 0 | 0 | 0 | 0 | 0 | 0 | na | 0 | 0 | 0 | 0 | 0 | 0 | 0 | na | 0 | 0 | 0 | 0 | 0 | 4 | 486.64 | na | 576.8385 | 597.6806 | 621.8756 | 646.7038 | 670.9491 | 2 | 243.32 | na | 288.4193 | 298.8403 | 310.9378 | 323.3519 | 335.4745 | 0 | 0 | na | 0 | 0 | 0 | 0 | 0 | 0 | 0 | na | 0 | 0 | 0 | 0 | 0 | 0 | 0 | na | 0 | 0 | 0 | 0 | 0 | 0 | 0 | na | 0 | 0 | 0 | 0 | 0 | 0 | 0 | na | 0 | 0 | 0 | 0 | 0 | 0 | 0 | na | 0 | 0 | 0 | 0 | 0 | 0 | 0 | na | 0 | 0 | 0 | 0 | 0 | 0 | 0 | na | 0 | 0 | 0 | 0 | 0 | 0 | 0 | na | 0 | 0 | 0 | 0 | 0 | 0 | 0 | na | 0 | 0 | 0 | 0 | 0 | 0 | 0 | na | 0 | 0 | 0 | 0 | 0 | 0 | 0 | na | 0 | 0 | 0 | 0 | 0 | 0 | 0 | na | 0 | 0 | 0 | 0 | 0
Equipment
EWP -General Duty | 0 | 0 | na | 0 | 0 | 0 | 0 | 0 | 0 | 0 | na | 0 | 0 | 0 | 0 | 0 | 0 | 0 | na | 0 | 0 | 0 | 0 | 0 | 0 | 0 | na | 0 | 0 | 0 | 0 | 0 | 0 | 0 | na | 0 | 0 | 0 | 0 | 0 | 0 | 0 | na | 0 | 0 | 0 | 0 | 0 | 0 | 0 | na | 0 | 0 | 0 | 0 | 0 | 0 | 0 | na | 0 | 0 | 0 | 0 | 0 | 0 | 0 | na | 0 | 0 | 0 | 0 | 0 | 0 | 0 | na | 0 | 0 | 0 | 0 | 0 | 0 | 0 | na | 0 | 0 | 0 | 0 | 0 | 0 | 0 | na | 0 | 0 | 0 | 0 | 0 | 4 | 446.4 | na | 474.9886 | 492.1507 | 512.0737 | 532.5181 | 552.4825 | 0 | 0 | na | 0 | 0 | 0 | 0 | 0 | 0 | 0 | na | 0 | 0 | 0 | 0 | 0 | 0 | 0 | na | 0 | 0 | 0 | 0 | 0 | 0 | 0 | na | 0 | 0 | 0 | 0 | 0 | 0 | 0 | na | 0 | 0 | 0 | 0 | 0 | 3 | 334.8 | na | 356.2415 | 369.113 | 384.0553 | 399.3886 | 414.3619 | 3 | 334.8 | na | 356.2415 | 369.113 | 384.0553 | 399.3886 | 414.3619 | 6 | 669.6 | na | 712.483 | 738.2261 | 768.1105 | 798.7772 | 828.7238 | 12 | 1339.2 | na | 1424.9659 | 1476.4521 | 1536.2211 | 1597.5543 | 1657.4475 | 18 | 2008.8 | na | 2137.4489 | 2214.6782 | 2304.3316 | 2396.3315 | 2486.1713 | 2 | 223.2 | na | 237.4943 | 246.0754 | 256.0368 | 266.2591 | 276.2413 | 1 | 111.6 | na | 118.7472 | 123.0377 | 128.0184 | 133.1295 | 138.1206 | 0 | 0 | na | 0 | 0 | 0 | 0 | 0 | 0 | 0 | na | 0 | 0 | 0 | 0 | 0 | 0 | 0 | na | 0 | 0 | 0 | 0 | 0 | 0 | 0 | na | 0 | 0 | 0 | 0 | 0 | 0 | 0 | na | 0 | 0 | 0 | 0 | 0 | 0 | 0 | na | 0 | 0 | 0 | 0 | 0 | 0 | 0 | na | 0 | 0 | 0 | 0 | 0 | 0 | 0 | na | 0 | 0 | 0 | 0 | 0
Liftter-Borer ( incl. pole jinker) (LB) | 0 | 0 | na | 0 | 0 | 0 | 0 | 0 | 0 | 0 | na | 0 | 0 | 0 | 0 | 0 | 0 | 0 | na | 0 | 0 | 0 | 0 | 0 | 0 | 0 | na | 0 | 0 | 0 | 0 | 0 | 0 | 0 | na | 0 | 0 | 0 | 0 | 0 | 0 | 0 | na | 0 | 0 | 0 | 0 | 0 | 0 | 0 | na | 0 | 0 | 0 | 0 | 0 | 0 | 0 | na | 0 | 0 | 0 | 0 | 0 | 0 | 0 | na | 0 | 0 | 0 | 0 | 0 | 0 | 0 | na | 0 | 0 | 0 | 0 | 0 | 0 | 0 | na | 0 | 0 | 0 | 0 | 0 | 0 | 0 | na | 0 | 0 | 0 | 0 | 0 | 0 | 0 | na | 0 | 0 | 0 | 0 | 0 | 0 | 0 | na | 0 | 0 | 0 | 0 | 0 | 0 | 0 | na | 0 | 0 | 0 | 0 | 0 | 0 | 0 | na | 0 | 0 | 0 | 0 | 0 | 8 | 1289.6 | na | 1372.1894 | 1421.7687 | 1479.324 | 1538.3856 | 1596.0606 | 6 | 967.2 | na | 1029.1421 | 1066.3266 | 1109.493 | 1153.7892 | 1197.0454 | 3 | 483.6 | na | 514.571 | 533.1633 | 554.7465 | 576.8946 | 598.5227 | 3 | 483.6 | na | 514.571 | 533.1633 | 554.7465 | 576.8946 | 598.5227 | 0 | 0 | na | 0 | 0 | 0 | 0 | 0 | 0 | 0 | na | 0 | 0 | 0 | 0 | 0 | 0 | 0 | na | 0 | 0 | 0 | 0 | 0 | 0 | 0 | na | 0 | 0 | 0 | 0 | 0 | 0 | 0 | na | 0 | 0 | 0 | 0 | 0 | 0 | 0 | na | 0 | 0 | 0 | 0 | 0 | 0 | 0 | na | 0 | 0 | 0 | 0 | 0 | 0 | 0 | na | 0 | 0 | 0 | 0 | 0 | 0 | 0 | na | 0 | 0 | 0 | 0 | 0 | 0 | 0 | na | 0 | 0 | 0 | 0 | 0 | 0 | 0 | na | 0 | 0 | 0 | 0 | 0 | 0 | 0 | na | 0 | 0 | 0 | 0 | 0 | 0 | 0 | na | 0 | 0 | 0 | 0 | 0
SCAT- Mini Excavator ( & truck) | 0 | 0 | na | 0 | 0 | 0 | 0 | 0 | 0 | 0 | na | 0 | 0 | 0 | 0 | 0 | 0 | 0 | na | 0 | 0 | 0 | 0 | 0 | 0 | 0 | na | 0 | 0 | 0 | 0 | 0 | 0 | 0 | na | 0 | 0 | 0 | 0 | 0 | 0 | 0 | na | 0 | 0 | 0 | 0 | 0 | 0 | 0 | na | 0 | 0 | 0 | 0 | 0 | 0 | 0 | na | 0 | 0 | 0 | 0 | 0 | 0 | 0 | na | 0 | 0 | 0 | 0 | 0 | 0 | 0 | na | 0 | 0 | 0 | 0 | 0 | 0 | 0 | na | 0 | 0 | 0 | 0 | 0 | 0 | 0 | na | 0 | 0 | 0 | 0 | 0 | 0 | 0 | na | 0 | 0 | 0 | 0 | 0 | 0 | 0 | na | 0 | 0 | 0 | 0 | 0 | 0 | 0 | na | 0 | 0 | 0 | 0 | 0 | 0 | 0 | na | 0 | 0 | 0 | 0 | 0 | 0 | 0 | na | 0 | 0 | 0 | 0 | 0 | 0 | 0 | na | 0 | 0 | 0 | 0 | 0 | 2 | 49.6 | na | 52.7765 | 54.6834 | 56.8971 | 59.1687 | 61.3869 | 2 | 49.6 | na | 52.7765 | 54.6834 | 56.8971 | 59.1687 | 61.3869 | 2 | 49.6 | na | 52.7765 | 54.6834 | 56.8971 | 59.1687 | 61.3869 | 4 | 99.2 | na | 105.553 | 109.3668 | 113.7942 | 118.3374 | 122.7739 | 6 | 148.8 | na | 158.3295 | 164.0502 | 170.6912 | 177.506 | 184.1608 | 0 | 0 | na | 0 | 0 | 0 | 0 | 0 | 0 | 0 | na | 0 | 0 | 0 | 0 | 0 | 0 | 0 | na | 0 | 0 | 0 | 0 | 0 | 0 | 0 | na | 0 | 0 | 0 | 0 | 0 | 0 | 0 | na | 0 | 0 | 0 | 0 | 0 | 0 | 0 | na | 0 | 0 | 0 | 0 | 0 | 0 | 0 | na | 0 | 0 | 0 | 0 | 0 | 0 | 0 | na | 0 | 0 | 0 | 0 | 0 | 0 | 0 | na | 0 | 0 | 0 | 0 | 0 | 0 | 0 | na | 0 | 0 | 0 | 0 | 0
Cable Jinker | 0 | 0 | na | 0 | 0 | 0 | 0 | 0 | 0 | 0 | na | 0 | 0 | 0 | 0 | 0 | 0 | 0 | na | 0 | 0 | 0 | 0 | 0 | 0 | 0 | na | 0 | 0 | 0 | 0 | 0 | 0 | 0 | na | 0 | 0 | 0 | 0 | 0 | 0 | 0 | na | 0 | 0 | 0 | 0 | 0 | 0 | 0 | na | 0 | 0 | 0 | 0 | 0 | 0 | 0 | na | 0 | 0 | 0 | 0 | 0 | 0 | 0 | na | 0 | 0 | 0 | 0 | 0 | 0 | 0 | na | 0 | 0 | 0 | 0 | 0 | 0 | 0 | na | 0 | 0 | 0 | 0 | 0 | 0 | 0 | na | 0 | 0 | 0 | 0 | 0 | 0 | 0 | na | 0 | 0 | 0 | 0 | 0 | 0 | 0 | na | 0 | 0 | 0 | 0 | 0 | 0 | 0 | na | 0 | 0 | 0 | 0 | 0 | 0 | 0 | na | 0 | 0 | 0 | 0 | 0 | 0 | 0 | na | 0 | 0 | 0 | 0 | 0 | 0 | 0 | na | 0 | 0 | 0 | 0 | 0 | 0 | 0 | na | 0 | 0 | 0 | 0 | 0 | 0 | 0 | na | 0 | 0 | 0 | 0 | 0 | 6 | 111.6 | na | 118.7472 | 123.0377 | 128.0184 | 133.1295 | 138.1206 | 6 | 111.6 | na | 118.7472 | 123.0377 | 128.0184 | 133.1295 | 138.1206 | 8 | 148.8 | na | 158.3295 | 164.0502 | 170.6912 | 177.506 | 184.1608 | 0 | 0 | na | 0 | 0 | 0 | 0 | 0 | 0 | 0 | na | 0 | 0 | 0 | 0 | 0 | 0 | 0 | na | 0 | 0 | 0 | 0 | 0 | 0 | 0 | na | 0 | 0 | 0 | 0 | 0 | 0 | 0 | na | 0 | 0 | 0 | 0 | 0 | 0 | 0 | na | 0 | 0 | 0 | 0 | 0 | 0 | 0 | na | 0 | 0 | 0 | 0 | 0 | 0 | 0 | na | 0 | 0 | 0 | 0 | 0 | 0 | 0 | na | 0 | 0 | 0 | 0 | 0 | 0 | 0 | na | 0 | 0 | 0 | 0 | 0
C
Material | 0 | 0 | na | 0 | 0 | 0 | 0 | 0 | 0 | 0 | na | 0 | 0 | 0 | 0 | 0 | 0 | 0 | na | 0 | 0 | 0 | 0 | 0 | 0 | 0 | na | 0 | 0 | 0 | 0 | 0 | 0 | 0 | na | 0 | 0 | 0 | 0 | 0 | 0 | 0 | na | 0 | 0 | 0 | 0 | 0 | 0 | 0 | na | 0 | 0 | 0 | 0 | 0 | 0 | 0 | na | 0 | 0 | 0 | 0 | 0 | 0 | 0 | na | 0 | 0 | 0 | 0 | 0 | 0 | 0 | na | 0 | 0 | 0 | 0 | 0 | 0 | 0 | na | 0 | 0 | 0 | 0 | 0 | 0 | 0 | na | 0 | 0 | 0 | 0 | 0 | 0 | 0 | na | 0 | 0 | 0 | 0 | 0 | 0 | 0 | na | 0 | 0 | 0 | 0 | 0 | 0 | 0 | na | 0 | 0 | 0 | 0 | 0 | 0 | 0 | na | 0 | 0 | 0 | 0 | 0 | 0 | 0 | na | 0 | 0 | 0 | 0 | 0 | 0 | 0 | na | 0 | 0 | 0 | 0 | 0 | 166 | 235.72 | na | 247.6533 | 253.8447 | 260.1908 | 266.6955 | 273.3629 | 672.88 | 955.4896 | na | 1003.8613 | 1028.9578 | 1054.6817 | 1081.0488 | 1108.075 | 650.57 | 923.8094 | na | 970.5773 | 994.8417 | 1019.7127 | 1045.2055 | 1071.3357 | 1301.14 | 1847.6188 | na | 1941.1545 | 1989.6834 | 2039.4254 | 2090.4111 | 2142.6714 | 1951.71 | 2771.4282 | na | 2911.7318 | 2984.525 | 3059.1382 | 3135.6166 | 3214.007 | 258.57 | 367.1694 | na | 385.7574 | 395.4013 | 405.2863 | 415.4185 | 425.8039 | 463.21 | 657.7582 | na | 691.0572 | 708.3336 | 726.042 | 744.193 | 762.7979 | 276.26 | 392.2892 | na | 412.1488 | 422.4526 | 433.0139 | 443.8392 | 454.9352 | 308.26 | 437.7292 | na | 459.8892 | 471.3865 | 483.1711 | 495.2504 | 507.6317 | 401.43 | 570.0306 | na | 598.8884 | 613.8606 | 629.2071 | 644.9373 | 661.0607 | 475.2 | 674.784 | na | 708.9449 | 726.6686 | 744.8353 | 763.4562 | 782.5426 | 2583.17 | 3668.1014 | na | 3853.799 | 3950.144 | 4048.8976 | 4150.12 | 4253.8731 | 1562 | 2218.04 | na | 2330.3283 | 2388.5865 | 2448.3011 | 2509.5087 | 2572.2464 | 2072 | 2942.24 | na | 3091.1909 | 3168.4707 | 3247.6824 | 3328.8745 | 3412.0964 | 83.88 | 119.1096 | na | 125.1395 | 128.268 | 131.4747 | 134.7616 | 138.1306
Total |  | 873.4533 | na | 1007.0724 | 1043.4595 | 1085.7003 | 1129.0466 | 1171.3752 |  | 1030.2832 | na | 1193.3665 | 1236.4846 | 1286.5393 | 1337.9041 | 1388.0628 |  | 1211.2553 | na | 1385.9284 | 1436.0041 | 1494.1357 | 1553.7886 | 1612.041 |  | 1524.9153 | na | 1758.5165 | 1822.0544 | 1895.8138 | 1971.5036 | 2045.4164 |  | 1838.5753 | na | 2131.1045 | 2208.1046 | 2297.4919 | 2389.2187 | 2478.7918 |  | 2152.2353 | na | 2503.6926 | 2594.1549 | 2699.17 | 2806.9337 | 2912.1672 |  | 2309.0653 | na | 2689.9866 | 2787.18 | 2900.0091 | 3015.7912 | 3128.8549 |  | 1681.7453 | na | 1944.8105 | 2015.0795 | 2096.6528 | 2180.3612 | 2262.1041 |  | 1681.7453 | na | 1944.8105 | 2015.0795 | 2096.6528 | 2180.3612 | 2262.1041 |  | 1063.4208 | na | 1228.6262 | 1273.0183 | 1324.552 | 1377.4344 | 1429.0751 |  | 1690.7407 | na | 1973.8023 | 2045.1188 | 2127.9082 | 2212.8644 | 2295.8259 |  | 1340.8988 | na | 1543.2948 | 1599.0564 | 1663.7886 | 1730.2149 | 1795.0816 |  | 2414.6188 | na | 2763.4596 | 2863.3077 | 2979.2185 | 3098.1631 | 3214.3149 |  | 592.9307 | na | 669.7441 | 693.9429 | 722.0348 | 750.8618 | 779.0121 |  | 1184.0688 | na | 1357.0008 | 1406.0313 | 1462.9495 | 1521.3574 | 1578.3939 |  | 1654.5588 | na | 1915.8829 | 1985.1067 | 2065.4667 | 2147.9299 | 2228.457 |  | 3414.6487 | na | 3846.9544 | 3985.9508 | 4147.3079 | 4312.8881 | 4474.5807 |  | 2621.7587 | na | 2945.025 | 3051.4332 | 3174.9597 | 3301.7192 | 3425.5025 |  | 3742.5952 | na | 4251.7735 | 4402.6398 | 4576.9352 | 4755.7849 | 4930.7508 |  | 4454.2899 | na | 4999.0032 | 5168.4504 | 5361.747 | 5560.0725 | 5755.0199 |  | 8816.8587 | na | 10145.9274 | 10501.7113 | 10911.4343 | 11331.8515 | 11743.6338 |  | 13125.9781 | na | 15048.7627 | 15570.8896 | 16170.4188 | 16785.5806 | 17388.7711 |  | 17315.4675 | na | 19804.8864 | 20488.0553 | 21271.237 | 22074.8287 | 22863.2608 |  | 1181.5074 | na | 1310.5084 | 1353.565 | 1402.2379 | 1452.1731 | 1501.4271 |  | 1360.4962 | na | 1497.0611 | 1543.4597 | 1594.9751 | 1647.8181 | 1700.3004 |  | 1375.5022 | na | 1565.1407 | 1617.1037 | 1676.0263 | 1736.4786 | 1796.0363 |  | 1577.7722 | na | 1799.1751 | 1859.0628 | 1927.0226 | 1996.7473 | 2065.4205 |  | 726.8606 | na | 785.1824 | 806.8857 | 830.0462 | 853.7948 | 877.7484 |  | 831.614 | na | 895.239 | 919.6937 | 945.6743 | 972.3137 | 999.2303 |  | 3903.3464 | na | 4133.2401 | 4239.6817 | 4350.1562 | 4463.4063 | 4578.9046 |  | 2374.87 | na | 2516.6223 | 2581.6116 | 2649.1402 | 2718.3662 | 2788.9341 |  | 3099.07 | na | 3277.4849 | 3361.4958 | 3448.5215 | 3537.732 | 3628.7841 |  | 275.9396 | na | 311.4336 | 321.2931 | 332.3138 | 343.6191 | 354.8183
Contingency | NO | 0 | 0 | 0 | 0 | 0 | 0 | 0 | NO | 0 | 0 | 0 | 0 | 0 | 0 | 0 | NO | 0 | 0 | 0 | 0 | 0 | 0 | 0 | NO | 0 | 0 | 0 | 0 | 0 | 0 | 0 | NO | 0 | 0 | 0 | 0 | 0 | 0 | 0 | NO | 0 | 0 | 0 | 0 | 0 | 0 | 0 | NO | 0 | 0 | 0 | 0 | 0 | 0 | 0 | NO | 0 | 0 | 0 | 0 | 0 | 0 | 0 | NO | 0 | 0 | 0 | 0 | 0 | 0 | 0 | NO | 0 | 0 | 0 | 0 | 0 | 0 | 0 | NO | 0 | 0 | 0 | 0 | 0 | 0 | 0 | NO | 0 | 0 | 0 | 0 | 0 | 0 | 0 | NO | 0 | 0 | 0 | 0 | 0 | 0 | 0 | NO | 0 | 0 | 0 | 0 | 0 | 0 | 0 | NO | 0 | 0 | 0 | 0 | 0 | 0 | 0 | NO | 0 | 0 | 0 | 0 | 0 | 0 | 0 | NO | 0 | 0 | 0 | 0 | 0 | 0 | 0 | NO | 0 | 0 | 0 | 0 | 0 | 0 | 0 | NO | 0 | 0 | 0 | 0 | 0 | 0 | 0 | NO | 0 | 0 | 0 | 0 | 0 | 0 | 0 | NO | 0 | 0 | 0 | 0 | 0 | 0 | 0 | NO | 0 | 0 | 0 | 0 | 0 | 0 | 0 | NO | 0 | 0 | 0 | 0 | 0 | 0 | 0 | NO | 0 | 0 | 0 | 0 | 0 | 0 | 0 | NO | 0 | 0 | 0 | 0 | 0 | 0 | 0 | NO | 0 | 0 | 0 | 0 | 0 | 0 | 0 | NO | 0 | 0 | 0 | 0 | 0 | 0 | 0 | NO | 0 | 0 | 0 | 0 | 0 | 0 | 0 | NO | 0 | 0 | 0 | 0 | 0 | 0 | 0 | NO | 0 | 0 | 0 | 0 | 0 | 0 | 0 | NO | 0 | 0 | 0 | 0 | 0 | 0 | 0 | NO | 0 | 0 | 0 | 0 | 0 | 0 | 0 | NO | 0 | 0 | 0 | 0 | 0 | 0 | 0
Margin | NO | 0 | 0 | 0 | 0 | 0 | 0 | 0 | NO | 0 | 0 | 0 | 0 | 0 | 0 | 0 | NO | 0 | 0 | 0 | 0 | 0 | 0 | 0 | NO | 0 | 0 | 0 | 0 | 0 | 0 | 0 | NO | 0 | 0 | 0 | 0 | 0 | 0 | 0 | NO | 0 | 0 | 0 | 0 | 0 | 0 | 0 | NO | 0 | 0 | 0 | 0 | 0 | 0 | 0 | NO | 0 | 0 | 0 | 0 | 0 | 0 | 0 | NO | 0 | 0 | 0 | 0 | 0 | 0 | 0 | NO | 0 | 0 | 0 | 0 | 0 | 0 | 0 | NO | 0 | 0 | 0 | 0 | 0 | 0 | 0 | NO | 0 | 0 | 0 | 0 | 0 | 0 | 0 | NO | 0 | 0 | 0 | 0 | 0 | 0 | 0 | NO | 0 | 0 | 0 | 0 | 0 | 0 | 0 | NO | 0 | 0 | 0 | 0 | 0 | 0 | 0 | NO | 0 | 0 | 0 | 0 | 0 | 0 | 0 | NO | 0 | 0 | 0 | 0 | 0 | 0 | 0 | NO | 0 | 0 | 0 | 0 | 0 | 0 | 0 | NO | 0 | 0 | 0 | 0 | 0 | 0 | 0 | NO | 0 | 0 | 0 | 0 | 0 | 0 | 0 | NO | 0 | 0 | 0 | 0 | 0 | 0 | 0 | NO | 0 | 0 | 0 | 0 | 0 | 0 | 0 | NO | 0 | 0 | 0 | 0 | 0 | 0 | 0 | NO | 0 | 0 | 0 | 0 | 0 | 0 | 0 | NO | 0 | 0 | 0 | 0 | 0 | 0 | 0 | NO | 0 | 0 | 0 | 0 | 0 | 0 | 0 | NO | 0 | 0 | 0 | 0 | 0 | 0 | 0 | NO | 0 | 0 | 0 | 0 | 0 | 0 | 0 | NO | 0 | 0 | 0 | 0 | 0 | 0 | 0 | NO | 0 | 0 | 0 | 0 | 0 | 0 | 0 | NO | 0 | 0 | 0 | 0 | 0 | 0 | 0 | NO | 0 | 0 | 0 | 0 | 0 | 0 | 0 | NO | 0 | 0 | 0 | 0 | 0 | 0 | 0
Total |  | 873.4533 | na | 1007.0724 | 1043.4595 | 1085.7003 | 1129.0466 | 1171.3752 |  | 1030.2832 | na | 1193.3665 | 1236.4846 | 1286.5393 | 1337.9041 | 1388.0628 |  | 1211.2553 | na | 1385.9284 | 1436.0041 | 1494.1357 | 1553.7886 | 1612.041 |  | 1524.9153 | na | 1758.5165 | 1822.0544 | 1895.8138 | 1971.5036 | 2045.4164 |  | 1838.5753 | na | 2131.1045 | 2208.1046 | 2297.4919 | 2389.2187 | 2478.7918 |  | 2152.2353 | na | 2503.6926 | 2594.1549 | 2699.17 | 2806.9337 | 2912.1672 |  | 2309.0653 | na | 2689.9866 | 2787.18 | 2900.0091 | 3015.7912 | 3128.8549 |  | 1681.7453 | na | 1944.8105 | 2015.0795 | 2096.6528 | 2180.3612 | 2262.1041 |  | 1681.7453 | na | 1944.8105 | 2015.0795 | 2096.6528 | 2180.3612 | 2262.1041 |  | 1063.4208 | na | 1228.6262 | 1273.0183 | 1324.552 | 1377.4344 | 1429.0751 |  | 1690.7407 | na | 1973.8023 | 2045.1188 | 2127.9082 | 2212.8644 | 2295.8259 |  | 1340.8988 | na | 1543.2948 | 1599.0564 | 1663.7886 | 1730.2149 | 1795.0816 |  | 2414.6188 | na | 2763.4596 | 2863.3077 | 2979.2185 | 3098.1631 | 3214.3149 |  | 592.9307 | na | 669.7441 | 693.9429 | 722.0348 | 750.8618 | 779.0121 |  | 1184.0688 | na | 1357.0008 | 1406.0313 | 1462.9495 | 1521.3574 | 1578.3939 |  | 1654.5588 | na | 1915.8829 | 1985.1067 | 2065.4667 | 2147.9299 | 2228.457 |  | 3414.6487 | na | 3846.9544 | 3985.9508 | 4147.3079 | 4312.8881 | 4474.5807 |  | 2621.7587 | na | 2945.025 | 3051.4332 | 3174.9597 | 3301.7192 | 3425.5025 |  | 3742.5952 | na | 4251.7735 | 4402.6398 | 4576.9352 | 4755.7849 | 4930.7508 |  | 4454.2899 | na | 4999.0032 | 5168.4504 | 5361.747 | 5560.0725 | 5755.0199 |  | 8816.8587 | na | 10145.9274 | 10501.7113 | 10911.4343 | 11331.8515 | 11743.6338 |  | 13125.9781 | na | 15048.7627 | 15570.8896 | 16170.4188 | 16785.5806 | 17388.7711 |  | 17315.4675 | na | 19804.8864 | 20488.0553 | 21271.237 | 22074.8287 | 22863.2608 |  | 1181.5074 | na | 1310.5084 | 1353.565 | 1402.2379 | 1452.1731 | 1501.4271 |  | 1360.4962 | na | 1497.0611 | 1543.4597 | 1594.9751 | 1647.8181 | 1700.3004 |  | 1375.5022 | na | 1565.1407 | 1617.1037 | 1676.0263 | 1736.4786 | 1796.0363 |  | 1577.7722 | na | 1799.1751 | 1859.0628 | 1927.0226 | 1996.7473 | 2065.4205 |  | 726.8606 | na | 785.1824 | 806.8857 | 830.0462 | 853.7948 | 877.7484 |  | 831.614 | na | 895.239 | 919.6937 | 945.6743 | 972.3137 | 999.2303 |  | 3903.3464 | na | 4133.2401 | 4239.6817 | 4350.1562 | 4463.4063 | 4578.9046 |  | 2374.87 | na | 2516.6223 | 2581.6116 | 2649.1402 | 2718.3662 | 2788.9341 |  | 3099.07 | na | 3277.4849 | 3361.4958 | 3448.5215 | 3537.732 | 3628.7841 |  | 275.9396 | na | 311.4336 | 321.2931 | 332.3138 | 343.6191 | 354.8183
[5 empty] | 3.613% | 4.048% | 3.992% | 3.749% |  |  |  |  | 3.613% | 4.048% | 3.992% | 3.749% |  |  |  |  | 3.613% | 4.048% | 3.992% | 3.749% |  |  |  |  | 3.613% | 4.048% | 3.992% | 3.749% |  |  |  |  | 3.613% | 4.048% | 3.992% | 3.749% |  |  |  |  | 3.613% | 4.048% | 3.992% | 3.749% |  |  |  |  | 3.613% | 4.048% | 3.992% | 3.749% |  |  |  |  | 3.613% | 4.048% | 3.992% | 3.749% |  |  |  |  | 3.613% | 4.048% | 3.992% | 3.749% |  |  |  |  | 3.613% | 4.048% | 3.992% | 3.749% |  |  |  |  | 3.613% | 4.048% | 3.992% | 3.749% |  |  |  |  | 3.613% | 4.048% | 3.992% | 3.749% |  |  |  |  | 3.613% | 4.048% | 3.992% | 3.749% |  |  |  |  | 3.613% | 4.048% | 3.992% | 3.749% |  |  |  |  | 3.613% | 4.048% | 3.992% | 3.749% |  |  |  |  | 3.613% | 4.048% | 3.992% | 3.749% |  |  |  |  | 3.613% | 4.048% | 3.992% | 3.749% |  |  |  |  | 3.613% | 4.048% | 3.992% | 3.749% |  | 3: 3.548%; 4: 3.959%; 5: 3.908%; 6: 3.679% |  |  |  |  | 3.39% | 3.74% | 3.699% | 3.506% |  |  |  |  | 3.507% | 3.901% | 3.853% | 3.634% |  |  |  |  | 3.47% | 3.85% | 3.804% | 3.594% |  |  |  |  | 3.449% | 3.823% | 3.778% | 3.572% |  |  |  |  | 3.285% | 3.596% | 3.561% | 3.392% |  |  |  |  | 3.099% | 3.338% | 3.313% | 3.185% |  |  |  |  | 3.32% | 3.644% | 3.607% | 3.43% |  |  |  |  | 3.329% | 3.656% | 3.618% | 3.439% |  |  |  |  | 2.764% | 2.87% | 2.861% | 2.806% |  |  |  |  | 2.732% | 2.825% | 2.817% | 2.768% |  |  |  |  | 2.575% | 2.606% | 2.603% | 2.588% |  |  |  |  | 2.582% | 2.616% | 2.613% | 2.596% |  |  |  |  | 2.563% | 2.589% | 2.587% | 2.574% |  |  |  |  | 3.166% | 3.43% | 3.402% | 3.259%
Misc. Electrical Works - Cost Estimation -2017-2018 - After Hours Calculations
| 604 | [7 empty] | 606 | 606 | [6 empty] | 608 | 608 | [6 empty] | 610 | 610 | [6 empty] | 612 | 612 | [6 empty] | 614 | 614 | [6 empty] | 616 | 616 | [6 empty] | 618 | 618 | [6 empty] | 620 | 620 | [6 empty] | 622 | 622 | [6 empty] | 624 | 624 | [6 empty] | 626 | 626 | [6 empty] | 628 | 628 | [6 empty] | 630 | 630 | [6 empty] | 632 | 632 | [6 empty] | 634 | 634 | [6 empty] | 636 | 636 | [6 empty] | 638 | 638 | [6 empty] | 640 | 1.025: 640 | 642 | 642 | [6 empty] | 644 | 644 | [6 empty] | 646 | 646 | [6 empty] | 648 | 648 | [6 empty] | 650 | 650 | [6 empty] | 652 | 652 | [6 empty] | 654 | 654 | [6 empty] | 656 | 656 | [6 empty] | 658 | 658 | [6 empty] | 660 | 660 | [6 empty] | 662 | 662 | [6 empty] | 664 | 664 | [6 empty] | 666 | 666 | [6 empty] | 668 | 668
| Spiking/Cable Testing | [7 empty] | Substation HV/LV Earthing/Soil Resistivity Testing | [7 empty] | 20003386-Termination of Consumer Mains - up to 50mm² Cu or Al - 1 Set * Includes disconnection of temp. consumer mains if any | [7 empty] | 20003387-Termination of Consumer Mains - Above 50mm² Al or Cu - 1 Set * Includes disconnection of temp. consumer mains if any | [7 empty] | 20003388-Termination of Consumer Mains - Above 50mm² Al or Cu -2 Set * Includes disconnection of temp. consumer mains if any | [7 empty] | Termination of Consumer Mains - Above 50mm² Al or Cu - 3 Set * Includes disconnection of temp. consumer mains if any | [7 empty] | Termination of Consumer Mains - Above 50mm² Al or Cu - 4 Set * Includes disconnection of temp. consumer mains if any | [7 empty] | LV Underground Disconnection & Capping/Abandoning | [7 empty] | Permanent Disconnection of Underground Consumer Mains at AAD Network Asset such as Point of Entry or Substation | [7 empty] | Substation Supervised Access - 1- 4 hours | [7 empty] | Substation Supervised Access - 4-8 hours | [7 empty] | Temporary De-energisation/Isolation of Overhead LV network | [7 empty] | Temporary De-energisation/Isolation of Overhead HV network | [7 empty] | Temporary De-energisation/Isolation of Overhead or Underground SLCC supply | [7 empty] | Temporary De-energisation/Isolation of Underground LV or HV network | [7 empty] | Temporary De-energisation/Isolation of Underground HV network - If HV Cable Insulation Test is required - Isolation for more than 7 days | [7 empty] | Temporary Pole Support - Using Plant such as Lifter/Borer | [7 empty] | Temporary Pole Support - Using Concrete Blocks -including installation and removal | [7 empty] | Pole Stay Replacement with Standard Stay | [7 empty] | Pole Stay Replacement with Side Walk Stay | [7 empty] | LVABC Replacement - 1 Span | [7 empty] | LVABC Replacement - 2 Span | [7 empty] | LVABC Replacement - 3 Span | [7 empty] | Cut & Shackle for LVABC Replacement - Per Crossarm One Direction | [7 empty] | Installation of Fuse Switch Disconnector for LVABC Replacement | [7 empty] | Installation of LV Termination Cross-Arm for LVABC Replacement | [7 empty] | Installation of LV Double Strain Cross-Arm for LVABC Replacement | [7 empty] | 1 Way 630A Weber Fuse Switch Disconnector Installation for consumer mains termination work | [7 empty] | 1 Way 1000A Weber Fuse Switch Disconnector Installation for consumer mains termination work | [7 empty] | 1250A Jean Muller Installation for consumer mains termination work | [7 empty] | 1 Way Weber POE Kit Installation for consumer mains termination work | [7 empty] | 3 Way Weber POE Kit Installation for Termination of Consumer Mains | [7 empty] | Holec Fuse Kit Installation for Termination of Consumer Mains
Office Labour | Hours | Indicative 2017/18 | Indicative 2018/19 | 2019/20 | 2020/21 | 2021/22 | 2022/23 | 2023/24 | Hours | Indicative 2017/18 | Indicative 2018/19 | 2019/20 | 2020/21 | 2021/22 | 2022/23 | 2023/24 | Hours | Indicative 2017/18 | Indicative 2018/19 | 2019/20 | 2020/21 | 2021/22 | 2022/23 | 2023/24 | Hours | Indicative 2017/18 | Indicative 2018/19 | 2019/20 | 2020/21 | 2021/22 | 2022/23 | 2023/24 | Hours | Indicative 2017/18 | Indicative 2018/19 | 2019/20 | 2020/21 | 2021/22 | 2022/23 | 2023/24 | Hours | Indicative 2017/18 | Indicative 2018/19 | 2019/20 | 2020/21 | 2021/22 | 2022/23 | 2023/24 | Hours | Indicative 2017/18 | Indicative 2018/19 | 2019/20 | 2020/21 | 2021/22 | 2022/23 | 2023/24 | Hours | Indicative 2017/18 | Indicative 2018/19 | 2019/20 | 2020/21 | 2021/22 | 2022/23 | 2023/24 | Hours | Indicative 2017/18 | Indicative 2018/19 | 2019/20 | 2020/21 | 2021/22 | 2022/23 | 2023/24 | Hours | Indicative 2017/18 | Indicative 2018/19 | 2019/20 | 2020/21 | 2021/22 | 2022/23 | 2023/24 | Hours | Indicative 2017/18 | Indicative 2018/19 | 2019/20 | 2020/21 | 2021/22 | 2022/23 | 2023/24 | Hours | Indicative 2017/18 | Indicative 2018/19 | 2019/20 | 2020/21 | 2021/22 | 2022/23 | 2023/24 | Hours | Indicative 2017/18 | Indicative 2018/19 | 2019/20 | 2020/21 | 2021/22 | 2022/23 | 2023/24 | Hours | Indicative 2017/18 | Indicative 2018/19 | 2019/20 | 2020/21 | 2021/22 | 2022/23 | 2023/24 | Hours | Indicative 2017/18 | Indicative 2018/19 | 2019/20 | 2020/21 | 2021/22 | 2022/23 | 2023/24 | Hours | Indicative 2017/18 | Indicative 2018/19 | 2019/20 | 2020/21 | 2021/22 | 2022/23 | 2023/24 | Hours | Indicative 2017/18 | Indicative 2018/19 | 2019/20 | 2020/21 | 2021/22 | 2022/23 | 2023/24 | Hours | Indicative 2017/18 | Indicative 2018/19 | 2019/20 | 2020/21 | 2021/22 | 2022/23 | 2023/24 | Hours | Indicative 2017/18 | Indicative 2018/19 | 2019/20 | 2020/21 | 2021/22 | 2022/23 | 2023/24 | Hours | Indicative 2017/18 | Indicative 2018/19 | 2019/20 | 2020/21 | 2021/22 | 2022/23 | 2023/24 | Hours | Indicative 2017/18 | Indicative 2018/19 | 2019/20 | 2020/21 | 2021/22 | 2022/23 | 2023/24 | Hours | Indicative 2017/18 | Indicative 2018/19 | 2019/20 | 2020/21 | 2021/22 | 2022/23 | 2023/24 | Hours | Indicative 2017/18 | Indicative 2018/19 | 2019/20 | 2020/21 | 2021/22 | 2022/23 | 2023/24 | Hours | Indicative 2017/18 | Indicative 2018/19 | 2019/20 | 2020/21 | 2021/22 | 2022/23 | 2023/24 | Hours | Indicative 2017/18 | Indicative 2018/19 | 2019/20 | 2020/21 | 2021/22 | 2022/23 | 2023/24 | Hours | Indicative 2017/18 | Indicative 2018/19 | 2019/20 | 2020/21 | 2021/22 | 2022/23 | 2023/24 | Hours | Indicative 2017/18 | Indicative 2018/19 | 2019/20 | 2020/21 | 2021/22 | 2022/23 | 2023/24 | Hours | Indicative 2017/18 | Indicative 2018/19 | 2019/20 | 2020/21 | 2021/22 | 2022/23 | 2023/24 | Hours | Indicative 2017/18 | Indicative 2018/19 | 2019/20 | 2020/21 | 2021/22 | 2022/23 | 2023/24 | Hours | Indicative 2017/18 | Indicative 2018/19 | 2019/20 | 2020/21 | 2021/22 | 2022/23 | 2023/24 | Hours | Indicative 2017/18 | Indicative 2018/19 | 2019/20 | 2020/21 | 2021/22 | 2022/23 | 2023/24 | Hours | Indicative 2017/18 | Indicative 2018/19 | 2019/20 | 2020/21 | 2021/22 | 2022/23 | 2023/24 | Hours | Indicative 2017/18 | Indicative 2018/19 | 2019/20 | 2020/21 | 2021/22 | 2022/23 | 2023/24
Connection Engineer | 1.5 | 180.972 | na | 192.5619 | 199.5195 | 207.5963 | 215.8846 | 223.9782 | 1.5 | 180.972 | na | 192.5619 | 199.5195 | 207.5963 | 215.8846 | 223.9782 | 3 | 361.944 | na | 385.1239 | 399.039 | 415.1927 | 431.7691 | 447.9564 | 3 | 361.944 | na | 385.1239 | 399.039 | 415.1927 | 431.7691 | 447.9564 | 3 | 361.944 | na | 385.1239 | 399.039 | 415.1927 | 431.7691 | 447.9564 | 3 | 361.944 | na | 385.1239 | 399.039 | 415.1927 | 431.7691 | 447.9564 | 3 | 361.944 | na | 385.1239 | 399.039 | 415.1927 | 431.7691 | 447.9564 | 3 | 361.944 | na | 385.1239 | 399.039 | 415.1927 | 431.7691 | 447.9564 | 3 | 361.944 | na | 385.1239 | 399.039 | 415.1927 | 431.7691 | 447.9564 | 2 | 241.296 | na | 256.7492 | 266.026 | 276.7951 | 287.8461 | 298.6376 | 2 | 241.296 | na | 256.7492 | 266.026 | 276.7951 | 287.8461 | 298.6376 | 3 | 361.944 | na | 385.1239 | 399.039 | 415.1927 | 431.7691 | 447.9564 | 3 | 361.944 | na | 385.1239 | 399.039 | 415.1927 | 431.7691 | 447.9564 | 2 | 241.296 | na | 256.7492 | 266.026 | 276.7951 | 287.8461 | 298.6376 | 3 | 361.944 | na | 385.1239 | 399.039 | 415.1927 | 431.7691 | 447.9564 | 3 | 361.944 | na | 385.1239 | 399.039 | 415.1927 | 431.7691 | 447.9564 | 2 | 241.296 | na | 256.7492 | 266.026 | 276.7951 | 287.8461 | 298.6376 | 2 | 241.296 | na | 256.7492 | 266.026 | 276.7951 | 287.8461 | 298.6376 | 3 | 361.944 | na | 385.1239 | 399.039 | 415.1927 | 431.7691 | 447.9564 | 3 | 361.944 | na | 385.1239 | 399.039 | 415.1927 | 431.7691 | 447.9564 | 6 | 723.888 | na | 770.2477 | 798.078 | 830.3853 | 863.5382 | 895.9128 | 6 | 723.888 | na | 770.2477 | 798.078 | 830.3853 | 863.5382 | 895.9128 | 6 | 723.888 | na | 770.2477 | 798.078 | 830.3853 | 863.5382 | 895.9128 | 2 | 241.296 | na | 256.7492 | 266.026 | 276.7951 | 287.8461 | 298.6376 | 2 | 241.296 | na | 256.7492 | 266.026 | 276.7951 | 287.8461 | 298.6376 | 1 | 120.648 | na | 128.3746 | 133.013 | 138.3976 | 143.923 | 149.3188 | 2 | 241.296 | na | 256.7492 | 266.026 | 276.7951 | 287.8461 | 298.6376 | 0 | 0 | na | 0 | 0 | 0 | 0 | 0 | 0 | 0 | na | 0 | 0 | 0 | 0 | 0 | 0 | 0 | na | 0 | 0 | 0 | 0 | 0 | 0 | 0 | na | 0 | 0 | 0 | 0 | 0 | 0 | 0 | na | 0 | 0 | 0 | 0 | 0 | 0 | 0 | na | 0 | 0 | 0 | 0 | 0
Management | 0.25 | 37.9748 | na | 40.4068 | 41.8667 | 43.5615 | 45.3007 | 46.9991 | 0.25 | 37.9748 | na | 40.4068 | 41.8667 | 43.5615 | 45.3007 | 46.9991 | 0.25 | 37.9748 | na | 40.4068 | 41.8667 | 43.5615 | 45.3007 | 46.9991 | 0.25 | 37.9748 | na | 40.4068 | 41.8667 | 43.5615 | 45.3007 | 46.9991 | 0.25 | 37.9748 | na | 40.4068 | 41.8667 | 43.5615 | 45.3007 | 46.9991 | 0.25 | 37.9748 | na | 40.4068 | 41.8667 | 43.5615 | 45.3007 | 46.9991 | 0.25 | 37.9748 | na | 40.4068 | 41.8667 | 43.5615 | 45.3007 | 46.9991 | 0.25 | 37.9748 | na | 40.4068 | 41.8667 | 43.5615 | 45.3007 | 46.9991 | 0.25 | 37.9748 | na | 40.4068 | 41.8667 | 43.5615 | 45.3007 | 46.9991 | 0.25 | 37.9748 | na | 40.4068 | 41.8667 | 43.5615 | 45.3007 | 46.9991 | 0.25 | 37.9748 | na | 40.4068 | 41.8667 | 43.5615 | 45.3007 | 46.9991 | 0.25 | 37.9748 | na | 40.4068 | 41.8667 | 43.5615 | 45.3007 | 46.9991 | 0.25 | 37.9748 | na | 40.4068 | 41.8667 | 43.5615 | 45.3007 | 46.9991 | 0.25 | 37.9748 | na | 40.4068 | 41.8667 | 43.5615 | 45.3007 | 46.9991 | 0.25 | 37.9748 | na | 40.4068 | 41.8667 | 43.5615 | 45.3007 | 46.9991 | 0.25 | 37.9748 | na | 40.4068 | 41.8667 | 43.5615 | 45.3007 | 46.9991 | 0.25 | 37.9748 | na | 40.4068 | 41.8667 | 43.5615 | 45.3007 | 46.9991 | 0.25 | 37.9748 | na | 40.4068 | 41.8667 | 43.5615 | 45.3007 | 46.9991 | 0.25 | 37.9748 | na | 40.4068 | 41.8667 | 43.5615 | 45.3007 | 46.9991 | 0.25 | 37.9748 | na | 40.4068 | 41.8667 | 43.5615 | 45.3007 | 46.9991 | 0.25 | 37.9748 | na | 40.4068 | 41.8667 | 43.5615 | 45.3007 | 46.9991 | 0.25 | 37.9748 | na | 40.4068 | 41.8667 | 43.5615 | 45.3007 | 46.9991 | 0.25 | 37.9748 | na | 40.4068 | 41.8667 | 43.5615 | 45.3007 | 46.9991 | 0 | 0 | na | 0 | 0 | 0 | 0 | 0 | 0 | 0 | na | 0 | 0 | 0 | 0 | 0 | 0 | 0 | na | 0 | 0 | 0 | 0 | 0 | 0 | 0 | na | 0 | 0 | 0 | 0 | 0 | 0 | 0 | na | 0 | 0 | 0 | 0 | 0 | 0 | 0 | na | 0 | 0 | 0 | 0 | 0 | 0 | 0 | na | 0 | 0 | 0 | 0 | 0 | 0 | 0 | na | 0 | 0 | 0 | 0 | 0 | 0 | 0 | na | 0 | 0 | 0 | 0 | 0 | 0 | 0 | na | 0 | 0 | 0 | 0 | 0
GIS Officer | 0.25 | 27.1865 | na | 28.9276 | 29.9728 | 31.1861 | 32.4312 | 33.6471 | 0.25 | 27.1865 | na | 28.9276 | 29.9728 | 31.1861 | 32.4312 | 33.6471 | 0.25 | 27.1865 | na | 28.9276 | 29.9728 | 31.1861 | 32.4312 | 33.6471 | 0.25 | 27.1865 | na | 28.9276 | 29.9728 | 31.1861 | 32.4312 | 33.6471 | 0.25 | 27.1865 | na | 28.9276 | 29.9728 | 31.1861 | 32.4312 | 33.6471 | 0.25 | 27.1865 | na | 28.9276 | 29.9728 | 31.1861 | 32.4312 | 33.6471 | 0.25 | 27.1865 | na | 28.9276 | 29.9728 | 31.1861 | 32.4312 | 33.6471 | 0.25 | 27.1865 | na | 28.9276 | 29.9728 | 31.1861 | 32.4312 | 33.6471 | 0.25 | 27.1865 | na | 28.9276 | 29.9728 | 31.1861 | 32.4312 | 33.6471 | 0 | 0 | na | 0 | 0 | 0 | 0 | 0 | 0 | 0 | na | 0 | 0 | 0 | 0 | 0 | 0 | 0 | na | 0 | 0 | 0 | 0 | 0 | 0 | 0 | na | 0 | 0 | 0 | 0 | 0 | 0 | 0 | na | 0 | 0 | 0 | 0 | 0 | 0 | 0 | na | 0 | 0 | 0 | 0 | 0 | 0 | 0 | na | 0 | 0 | 0 | 0 | 0 | 0 | 0 | na | 0 | 0 | 0 | 0 | 0 | 0 | 0 | na | 0 | 0 | 0 | 0 | 0 | 0 | 0 | na | 0 | 0 | 0 | 0 | 0 | 0.25 | 27.1865 | na | 28.9276 | 29.9728 | 31.1861 | 32.4312 | 33.6471 | 0.25 | 27.1865 | na | 28.9276 | 29.9728 | 31.1861 | 32.4312 | 33.6471 | 0.25 | 27.1865 | na | 28.9276 | 29.9728 | 31.1861 | 32.4312 | 33.6471 | 0.25 | 27.1865 | na | 28.9276 | 29.9728 | 31.1861 | 32.4312 | 33.6471 | 0 | 0 | na | 0 | 0 | 0 | 0 | 0 | 0 | 0 | na | 0 | 0 | 0 | 0 | 0 | 0 | 0 | na | 0 | 0 | 0 | 0 | 0 | 0 | 0 | na | 0 | 0 | 0 | 0 | 0 | 0 | 0 | na | 0 | 0 | 0 | 0 | 0 | 0 | 0 | na | 0 | 0 | 0 | 0 | 0 | 0 | 0 | na | 0 | 0 | 0 | 0 | 0 | 0 | 0 | na | 0 | 0 | 0 | 0 | 0 | 0 | 0 | na | 0 | 0 | 0 | 0 | 0 | 0 | 0 | na | 0 | 0 | 0 | 0 | 0
Field Services
Site Lead/Scheduler ( SL) | 1 | 195.79 | na | 260.8116 | 270.2352 | 281.1747 | 292.4005 | 303.3628 | 1 | 195.79 | na | 260.8116 | 270.2352 | 281.1747 | 292.4005 | 303.3628 | 1 | 195.79 | na | 260.8116 | 270.2352 | 281.1747 | 292.4005 | 303.3628 | 1 | 195.79 | na | 260.8116 | 270.2352 | 281.1747 | 292.4005 | 303.3628 | 1 | 195.79 | na | 260.8116 | 270.2352 | 281.1747 | 292.4005 | 303.3628 | 1 | 195.79 | na | 260.8116 | 270.2352 | 281.1747 | 292.4005 | 303.3628 | 1 | 195.79 | na | 260.8116 | 270.2352 | 281.1747 | 292.4005 | 303.3628 | 2 | 391.58 | na | 521.6233 | 540.4704 | 562.3494 | 584.801 | 606.7256 | 2 | 391.58 | na | 521.6233 | 540.4704 | 562.3494 | 584.801 | 606.7256 | 0 | 0 | na | 0 | 0 | 0 | 0 | 0 | 0 | 0 | na | 0 | 0 | 0 | 0 | 0 | 3 | 587.37 | na | 782.4349 | 810.7055 | 843.5241 | 877.2015 | 910.0883 | 3 | 587.37 | na | 782.4349 | 810.7055 | 843.5241 | 877.2015 | 910.0883 | 0 | 0 | na | 0 | 0 | 0 | 0 | 0 | 2 | 391.58 | na | 521.6233 | 540.4704 | 562.3494 | 584.801 | 606.7256 | 2 | 391.58 | na | 521.6233 | 540.4704 | 562.3494 | 584.801 | 606.7256 | 2 | 391.58 | na | 521.6233 | 540.4704 | 562.3494 | 584.801 | 606.7256 | 2 | 391.58 | na | 521.6233 | 540.4704 | 562.3494 | 584.801 | 606.7256 | 2 | 391.58 | na | 521.6233 | 540.4704 | 562.3494 | 584.801 | 606.7256 | 2 | 391.58 | na | 521.6233 | 540.4704 | 562.3494 | 584.801 | 606.7256 | 2 | 391.58 | na | 521.6233 | 540.4704 | 562.3494 | 584.801 | 606.7256 | 3 | 587.37 | na | 782.4349 | 810.7055 | 843.5241 | 877.2015 | 910.0883 | 3 | 587.37 | na | 782.4349 | 810.7055 | 843.5241 | 877.2015 | 910.0883 | 0 | 0 | na | 0 | 0 | 0 | 0 | 0 | 0 | 0 | na | 0 | 0 | 0 | 0 | 0 | 0 | 0 | na | 0 | 0 | 0 | 0 | 0 | 0 | 0 | na | 0 | 0 | 0 | 0 | 0 | 0 | 0 | na | 0 | 0 | 0 | 0 | 0 | 0 | 0 | na | 0 | 0 | 0 | 0 | 0 | 0 | 0 | na | 0 | 0 | 0 | 0 | 0 | 0 | 0 | na | 0 | 0 | 0 | 0 | 0 | 0 | 0 | na | 0 | 0 | 0 | 0 | 0 | 0 | 0 | na | 0 | 0 | 0 | 0 | 0
Electrical Fitter (EF) | 3 | 587.37 | na | 782.4349 | 810.7055 | 843.5241 | 877.2015 | 910.0883 | 4 | 783.16 | na | 1043.2466 | 1080.9407 | 1124.6988 | 1169.6021 | 1213.4511 | 4 | 783.16 | na | 1043.2466 | 1080.9407 | 1124.6988 | 1169.6021 | 1213.4511 | 4 | 783.16 | na | 1043.2466 | 1080.9407 | 1124.6988 | 1169.6021 | 1213.4511 | 6 | 1174.74 | na | 1564.8699 | 1621.4111 | 1687.0481 | 1754.4031 | 1820.1767 | 8 | 1566.32 | na | 2086.4932 | 2161.8814 | 2249.3975 | 2339.2041 | 2426.9022 | 9 | 1762.11 | na | 2347.3048 | 2432.1166 | 2530.5722 | 2631.6046 | 2730.265 | 4 | 783.16 | na | 1043.2466 | 1080.9407 | 1124.6988 | 1169.6021 | 1213.4511 | 4 | 783.16 | na | 1043.2466 | 1080.9407 | 1124.6988 | 1169.6021 | 1213.4511 | 5 | 978.95 | na | 1304.0582 | 1351.1759 | 1405.8735 | 1462.0026 | 1516.8139 | 9 | 1762.11 | na | 2347.3048 | 2432.1166 | 2530.5722 | 2631.6046 | 2730.265 | 0 | 0 | na | 0 | 0 | 0 | 0 | 0 | 0 | 0 | na | 0 | 0 | 0 | 0 | 0 | 0 | 0 | na | 0 | 0 | 0 | 0 | 0 | 0 | 0 | na | 0 | 0 | 0 | 0 | 0 | 3 | 587.37 | na | 782.4349 | 810.7055 | 843.5241 | 877.2015 | 910.0883 | 0 | 0 | na | 0 | 0 | 0 | 0 | 0 | 0 | 0 | na | 0 | 0 | 0 | 0 | 0 | 0 | 0 | na | 0 | 0 | 0 | 0 | 0 | 0 | 0 | na | 0 | 0 | 0 | 0 | 0 | 0 | 0 | na | 0 | 0 | 0 | 0 | 0 | 0 | 0 | na | 0 | 0 | 0 | 0 | 0 | 0 | 0 | na | 0 | 0 | 0 | 0 | 0 | 0 | 0 | na | 0 | 0 | 0 | 0 | 0 | 0 | 0 | na | 0 | 0 | 0 | 0 | 0 | 0 | 0 | na | 0 | 0 | 0 | 0 | 0 | 0 | 0 | na | 0 | 0 | 0 | 0 | 0 | 1 | 195.79 | na | 260.8116 | 270.2352 | 281.1747 | 292.4005 | 303.3628 | 1 | 195.79 | na | 260.8116 | 270.2352 | 281.1747 | 292.4005 | 303.3628 | 1.5 | 293.685 | na | 391.2175 | 405.3528 | 421.762 | 438.6008 | 455.0442 | 1 | 195.79 | na | 260.8116 | 270.2352 | 281.1747 | 292.4005 | 303.3628 | 1 | 195.79 | na | 260.8116 | 270.2352 | 281.1747 | 292.4005 | 303.3628 | 1 | 195.79 | na | 260.8116 | 270.2352 | 281.1747 | 292.4005 | 303.3628
Electrical Operator (EO) | 0 | 0 | na | 0 | 0 | 0 | 0 | 0 | 0 | 0 | na | 0 | 0 | 0 | 0 | 0 | 0 | 0 | na | 0 | 0 | 0 | 0 | 0 | 2 | 391.58 | na | 521.6233 | 540.4704 | 562.3494 | 584.801 | 606.7256 | 2 | 391.58 | na | 521.6233 | 540.4704 | 562.3494 | 584.801 | 606.7256 | 2 | 391.58 | na | 521.6233 | 540.4704 | 562.3494 | 584.801 | 606.7256 | 2 | 391.58 | na | 521.6233 | 540.4704 | 562.3494 | 584.801 | 606.7256 | 2 | 391.58 | na | 521.6233 | 540.4704 | 562.3494 | 584.801 | 606.7256 | 2 | 391.58 | na | 521.6233 | 540.4704 | 562.3494 | 584.801 | 606.7256 | 0 | 0 | na | 0 | 0 | 0 | 0 | 0 | 0 | 0 | na | 0 | 0 | 0 | 0 | 0 | 3 | 587.37 | na | 782.4349 | 810.7055 | 843.5241 | 877.2015 | 910.0883 | 3 | 587.37 | na | 782.4349 | 810.7055 | 843.5241 | 877.2015 | 910.0883 | 2 | 391.58 | na | 521.6233 | 540.4704 | 562.3494 | 584.801 | 606.7256 | 3 | 587.37 | na | 782.4349 | 810.7055 | 843.5241 | 877.2015 | 910.0883 | 3 | 587.37 | na | 782.4349 | 810.7055 | 843.5241 | 877.2015 | 910.0883 | 0 | 0 | na | 0 | 0 | 0 | 0 | 0 | 0 | 0 | na | 0 | 0 | 0 | 0 | 0 | 0 | 0 | na | 0 | 0 | 0 | 0 | 0 | 0 | 0 | na | 0 | 0 | 0 | 0 | 0 | 4 | 783.16 | na | 1043.2466 | 1080.9407 | 1124.6988 | 1169.6021 | 1213.4511 | 4 | 783.16 | na | 1043.2466 | 1080.9407 | 1124.6988 | 1169.6021 | 1213.4511 | 4 | 783.16 | na | 1043.2466 | 1080.9407 | 1124.6988 | 1169.6021 | 1213.4511 | 0 | 0 | na | 0 | 0 | 0 | 0 | 0 | 0 | 0 | na | 0 | 0 | 0 | 0 | 0 | 0 | 0 | na | 0 | 0 | 0 | 0 | 0 | 0 | 0 | na | 0 | 0 | 0 | 0 | 0 | 0 | 0 | na | 0 | 0 | 0 | 0 | 0 | 0 | 0 | na | 0 | 0 | 0 | 0 | 0 | 0 | 0 | na | 0 | 0 | 0 | 0 | 0 | 0 | 0 | na | 0 | 0 | 0 | 0 | 0 | 0 | 0 | na | 0 | 0 | 0 | 0 | 0 | 0 | 0 | na | 0 | 0 | 0 | 0 | 0
Plant Operator (PO) | 0 | 0 | na | 0 | 0 | 0 | 0 | 0 | 0 | 0 | na | 0 | 0 | 0 | 0 | 0 | 0 | 0 | na | 0 | 0 | 0 | 0 | 0 | 0 | 0 | na | 0 | 0 | 0 | 0 | 0 | 0 | 0 | na | 0 | 0 | 0 | 0 | 0 | 0 | 0 | na | 0 | 0 | 0 | 0 | 0 | 0 | 0 | na | 0 | 0 | 0 | 0 | 0 | 0 | 0 | na | 0 | 0 | 0 | 0 | 0 | 0 | 0 | na | 0 | 0 | 0 | 0 | 0 | 0 | 0 | na | 0 | 0 | 0 | 0 | 0 | 0 | 0 | na | 0 | 0 | 0 | 0 | 0 | 0 | 0 | na | 0 | 0 | 0 | 0 | 0 | 4 | 783.16 | na | 1043.2466 | 1080.9407 | 1124.6988 | 1169.6021 | 1213.4511 | 0 | 0 | na | 0 | 0 | 0 | 0 | 0 | 0 | 0 | na | 0 | 0 | 0 | 0 | 0 | 0 | 0 | na | 0 | 0 | 0 | 0 | 0 | 9 | 1762.11 | na | 2347.3048 | 2432.1166 | 2530.5722 | 2631.6046 | 2730.265 | 6 | 1174.74 | na | 1564.8699 | 1621.4111 | 1687.0481 | 1754.4031 | 1820.1767 | 3 | 587.37 | na | 782.4349 | 810.7055 | 843.5241 | 877.2015 | 910.0883 | 3 | 587.37 | na | 782.4349 | 810.7055 | 843.5241 | 877.2015 | 910.0883 | 6 | 1174.74 | na | 1564.8699 | 1621.4111 | 1687.0481 | 1754.4031 | 1820.1767 | 8 | 1566.32 | na | 2086.4932 | 2161.8814 | 2249.3975 | 2339.2041 | 2426.9022 | 12 | 2349.48 | na | 3129.7398 | 3242.8221 | 3374.0963 | 3508.8062 | 3640.3533 | 0 | 0 | na | 0 | 0 | 0 | 0 | 0 | 0 | 0 | na | 0 | 0 | 0 | 0 | 0 | 0 | 0 | na | 0 | 0 | 0 | 0 | 0 | 0 | 0 | na | 0 | 0 | 0 | 0 | 0 | 0 | 0 | na | 0 | 0 | 0 | 0 | 0 | 0 | 0 | na | 0 | 0 | 0 | 0 | 0 | 0 | 0 | na | 0 | 0 | 0 | 0 | 0 | 0 | 0 | na | 0 | 0 | 0 | 0 | 0 | 0 | 0 | na | 0 | 0 | 0 | 0 | 0 | 0 | 0 | na | 0 | 0 | 0 | 0 | 0
Line Worker (LW) | 0 | 0 | na | 0 | 0 | 0 | 0 | 0 | 0 | 0 | na | 0 | 0 | 0 | 0 | 0 | 0 | 0 | na | 0 | 0 | 0 | 0 | 0 | 0 | 0 | na | 0 | 0 | 0 | 0 | 0 | 0 | 0 | na | 0 | 0 | 0 | 0 | 0 | 0 | 0 | na | 0 | 0 | 0 | 0 | 0 | 0 | 0 | na | 0 | 0 | 0 | 0 | 0 | 0 | 0 | na | 0 | 0 | 0 | 0 | 0 | 0 | 0 | na | 0 | 0 | 0 | 0 | 0 | 0 | 0 | na | 0 | 0 | 0 | 0 | 0 | 0 | 0 | na | 0 | 0 | 0 | 0 | 0 | 0 | 0 | na | 0 | 0 | 0 | 0 | 0 | 0 | 0 | na | 0 | 0 | 0 | 0 | 0 | 0 | 0 | na | 0 | 0 | 0 | 0 | 0 | 0 | 0 | na | 0 | 0 | 0 | 0 | 0 | 0 | 0 | na | 0 | 0 | 0 | 0 | 0 | 0 | 0 | na | 0 | 0 | 0 | 0 | 0 | 0 | 0 | na | 0 | 0 | 0 | 0 | 0 | 6 | 1174.74 | na | 1564.8699 | 1621.4111 | 1687.0481 | 1754.4031 | 1820.1767 | 7.5 | 1468.425 | na | 1956.0874 | 2026.7638 | 2108.8102 | 2193.0039 | 2275.2208 | 28 | 5482.12 | na | 7302.7262 | 7566.5849 | 7872.8913 | 8187.2144 | 8494.1577 | 42 | 8223.18 | na | 10954.0893 | 11349.8774 | 11809.337 | 12280.8217 | 12741.2366 | 54 | 10572.66 | na | 14083.8291 | 14592.6995 | 15183.4333 | 15789.6279 | 16381.5899 | 3 | 587.37 | na | 782.4349 | 810.7055 | 843.5241 | 877.2015 | 910.0883 | 3 | 587.37 | na | 782.4349 | 810.7055 | 843.5241 | 877.2015 | 910.0883 | 5.5 | 1076.845 | na | 1434.4641 | 1486.2935 | 1546.4608 | 1608.2028 | 1668.4953 | 6.5 | 1272.635 | na | 1695.2757 | 1756.5286 | 1827.6355 | 1900.6034 | 1971.858 | 0 | 0 | na | 0 | 0 | 0 | 0 | 0 | 0 | 0 | na | 0 | 0 | 0 | 0 | 0 | 0 | 0 | na | 0 | 0 | 0 | 0 | 0 | 0 | 0 | na | 0 | 0 | 0 | 0 | 0 | 0 | 0 | na | 0 | 0 | 0 | 0 | 0 | 0 | 0 | na | 0 | 0 | 0 | 0 | 0
Trade Assistant/Labour (TA) | 0 | 0 | na | 0 | 0 | 0 | 0 | 0 | 0 | 0 | na | 0 | 0 | 0 | 0 | 0 | 0 | 0 | na | 0 | 0 | 0 | 0 | 0 | 0 | 0 | na | 0 | 0 | 0 | 0 | 0 | 0 | 0 | na | 0 | 0 | 0 | 0 | 0 | 0 | 0 | na | 0 | 0 | 0 | 0 | 0 | 0 | 0 | na | 0 | 0 | 0 | 0 | 0 | 0 | 0 | na | 0 | 0 | 0 | 0 | 0 | 0 | 0 | na | 0 | 0 | 0 | 0 | 0 | 0 | 0 | na | 0 | 0 | 0 | 0 | 0 | 0 | 0 | na | 0 | 0 | 0 | 0 | 0 | 0 | 0 | na | 0 | 0 | 0 | 0 | 0 | 0 | 0 | na | 0 | 0 | 0 | 0 | 0 | 0 | 0 | na | 0 | 0 | 0 | 0 | 0 | 0 | 0 | na | 0 | 0 | 0 | 0 | 0 | 0 | 0 | na | 0 | 0 | 0 | 0 | 0 | 0 | 0 | na | 0 | 0 | 0 | 0 | 0 | 0 | 0 | na | 0 | 0 | 0 | 0 | 0 | 4 | 607.56 | na | 807.5739 | 836.7528 | 870.6258 | 905.3853 | 939.3287 | 2 | 303.78 | na | 403.787 | 418.3764 | 435.3129 | 452.6927 | 469.6644 | 0 | 0 | na | 0 | 0 | 0 | 0 | 0 | 0 | 0 | na | 0 | 0 | 0 | 0 | 0 | 0 | 0 | na | 0 | 0 | 0 | 0 | 0 | 0 | 0 | na | 0 | 0 | 0 | 0 | 0 | 0 | 0 | na | 0 | 0 | 0 | 0 | 0 | 0 | 0 | na | 0 | 0 | 0 | 0 | 0 | 0 | 0 | na | 0 | 0 | 0 | 0 | 0 | 0 | 0 | na | 0 | 0 | 0 | 0 | 0 | 0 | 0 | na | 0 | 0 | 0 | 0 | 0 | 0 | 0 | na | 0 | 0 | 0 | 0 | 0 | 0 | 0 | na | 0 | 0 | 0 | 0 | 0 | 0 | 0 | na | 0 | 0 | 0 | 0 | 0 | 0 | 0 | na | 0 | 0 | 0 | 0 | 0
Equipment
EWP -General Duty | 0 | 0 | na | 0 | 0 | 0 | 0 | 0 | 0 | 0 | na | 0 | 0 | 0 | 0 | 0 | 0 | 0 | na | 0 | 0 | 0 | 0 | 0 | 0 | 0 | na | 0 | 0 | 0 | 0 | 0 | 0 | 0 | na | 0 | 0 | 0 | 0 | 0 | 0 | 0 | na | 0 | 0 | 0 | 0 | 0 | 0 | 0 | na | 0 | 0 | 0 | 0 | 0 | 0 | 0 | na | 0 | 0 | 0 | 0 | 0 | 0 | 0 | na | 0 | 0 | 0 | 0 | 0 | 0 | 0 | na | 0 | 0 | 0 | 0 | 0 | 0 | 0 | na | 0 | 0 | 0 | 0 | 0 | 0 | 0 | na | 0 | 0 | 0 | 0 | 0 | 4 | 446.4 | na | 474.9886 | 492.1507 | 512.0737 | 532.5181 | 552.4825 | 0 | 0 | na | 0 | 0 | 0 | 0 | 0 | 0 | 0 | na | 0 | 0 | 0 | 0 | 0 | 0 | 0 | na | 0 | 0 | 0 | 0 | 0 | 0 | 0 | na | 0 | 0 | 0 | 0 | 0 | 0 | 0 | na | 0 | 0 | 0 | 0 | 0 | 3 | 334.8 | na | 356.2415 | 369.113 | 384.0553 | 399.3886 | 414.3619 | 3 | 334.8 | na | 356.2415 | 369.113 | 384.0553 | 399.3886 | 414.3619 | 6 | 669.6 | na | 712.483 | 738.2261 | 768.1105 | 798.7772 | 828.7238 | 12 | 1339.2 | na | 1424.9659 | 1476.4521 | 1536.2211 | 1597.5543 | 1657.4475 | 18 | 2008.8 | na | 2137.4489 | 2214.6782 | 2304.3316 | 2396.3315 | 2486.1713 | 2 | 223.2 | na | 237.4943 | 246.0754 | 256.0368 | 266.2591 | 276.2413 | 1 | 111.6 | na | 118.7472 | 123.0377 | 128.0184 | 133.1295 | 138.1206 | 0 | 0 | na | 0 | 0 | 0 | 0 | 0 | 0 | 0 | na | 0 | 0 | 0 | 0 | 0 | 0 | 0 | na | 0 | 0 | 0 | 0 | 0 | 0 | 0 | na | 0 | 0 | 0 | 0 | 0 | 0 | 0 | na | 0 | 0 | 0 | 0 | 0 | 0 | 0 | na | 0 | 0 | 0 | 0 | 0 | 0 | 0 | na | 0 | 0 | 0 | 0 | 0 | 0 | 0 | na | 0 | 0 | 0 | 0 | 0
Liftter-Borer ( incl. pole jinker) (LB) | 0 | 0 | na | 0 | 0 | 0 | 0 | 0 | 0 | 0 | na | 0 | 0 | 0 | 0 | 0 | 0 | 0 | na | 0 | 0 | 0 | 0 | 0 | 0 | 0 | na | 0 | 0 | 0 | 0 | 0 | 0 | 0 | na | 0 | 0 | 0 | 0 | 0 | 0 | 0 | na | 0 | 0 | 0 | 0 | 0 | 0 | 0 | na | 0 | 0 | 0 | 0 | 0 | 0 | 0 | na | 0 | 0 | 0 | 0 | 0 | 0 | 0 | na | 0 | 0 | 0 | 0 | 0 | 0 | 0 | na | 0 | 0 | 0 | 0 | 0 | 0 | 0 | na | 0 | 0 | 0 | 0 | 0 | 0 | 0 | na | 0 | 0 | 0 | 0 | 0 | 0 | 0 | na | 0 | 0 | 0 | 0 | 0 | 0 | 0 | na | 0 | 0 | 0 | 0 | 0 | 0 | 0 | na | 0 | 0 | 0 | 0 | 0 | 0 | 0 | na | 0 | 0 | 0 | 0 | 0 | 8 | 1289.6 | na | 1372.1894 | 1421.7687 | 1479.324 | 1538.3856 | 1596.0606 | 6 | 967.2 | na | 1029.1421 | 1066.3266 | 1109.493 | 1153.7892 | 1197.0454 | 3 | 483.6 | na | 514.571 | 533.1633 | 554.7465 | 576.8946 | 598.5227 | 3 | 483.6 | na | 514.571 | 533.1633 | 554.7465 | 576.8946 | 598.5227 | 0 | 0 | na | 0 | 0 | 0 | 0 | 0 | 0 | 0 | na | 0 | 0 | 0 | 0 | 0 | 0 | 0 | na | 0 | 0 | 0 | 0 | 0 | 0 | 0 | na | 0 | 0 | 0 | 0 | 0 | 0 | 0 | na | 0 | 0 | 0 | 0 | 0 | 0 | 0 | na | 0 | 0 | 0 | 0 | 0 | 0 | 0 | na | 0 | 0 | 0 | 0 | 0 | 0 | 0 | na | 0 | 0 | 0 | 0 | 0 | 0 | 0 | na | 0 | 0 | 0 | 0 | 0 | 0 | 0 | na | 0 | 0 | 0 | 0 | 0 | 0 | 0 | na | 0 | 0 | 0 | 0 | 0 | 0 | 0 | na | 0 | 0 | 0 | 0 | 0 | 0 | 0 | na | 0 | 0 | 0 | 0 | 0
SCAT- Mini Excavator ( & truck) | 0 | 0 | na | 0 | 0 | 0 | 0 | 0 | 0 | 0 | na | 0 | 0 | 0 | 0 | 0 | 0 | 0 | na | 0 | 0 | 0 | 0 | 0 | 0 | 0 | na | 0 | 0 | 0 | 0 | 0 | 0 | 0 | na | 0 | 0 | 0 | 0 | 0 | 0 | 0 | na | 0 | 0 | 0 | 0 | 0 | 0 | 0 | na | 0 | 0 | 0 | 0 | 0 | 0 | 0 | na | 0 | 0 | 0 | 0 | 0 | 0 | 0 | na | 0 | 0 | 0 | 0 | 0 | 0 | 0 | na | 0 | 0 | 0 | 0 | 0 | 0 | 0 | na | 0 | 0 | 0 | 0 | 0 | 0 | 0 | na | 0 | 0 | 0 | 0 | 0 | 0 | 0 | na | 0 | 0 | 0 | 0 | 0 | 0 | 0 | na | 0 | 0 | 0 | 0 | 0 | 0 | 0 | na | 0 | 0 | 0 | 0 | 0 | 0 | 0 | na | 0 | 0 | 0 | 0 | 0 | 0 | 0 | na | 0 | 0 | 0 | 0 | 0 | 0 | 0 | na | 0 | 0 | 0 | 0 | 0 | 2 | 49.6 | na | 52.7765 | 54.6834 | 56.8971 | 59.1687 | 61.3869 | 2 | 49.6 | na | 52.7765 | 54.6834 | 56.8971 | 59.1687 | 61.3869 | 2 | 49.6 | na | 52.7765 | 54.6834 | 56.8971 | 59.1687 | 61.3869 | 4 | 99.2 | na | 105.553 | 109.3668 | 113.7942 | 118.3374 | 122.7739 | 6 | 148.8 | na | 158.3295 | 164.0502 | 170.6912 | 177.506 | 184.1608 | 0 | 0 | na | 0 | 0 | 0 | 0 | 0 | 0 | 0 | na | 0 | 0 | 0 | 0 | 0 | 0 | 0 | na | 0 | 0 | 0 | 0 | 0 | 0 | 0 | na | 0 | 0 | 0 | 0 | 0 | 0 | 0 | na | 0 | 0 | 0 | 0 | 0 | 0 | 0 | na | 0 | 0 | 0 | 0 | 0 | 0 | 0 | na | 0 | 0 | 0 | 0 | 0 | 0 | 0 | na | 0 | 0 | 0 | 0 | 0 | 0 | 0 | na | 0 | 0 | 0 | 0 | 0 | 0 | 0 | na | 0 | 0 | 0 | 0 | 0
Cable Jinker | 0 | 0 | na | 0 | 0 | 0 | 0 | 0 | 0 | 0 | na | 0 | 0 | 0 | 0 | 0 | 0 | 0 | na | 0 | 0 | 0 | 0 | 0 | 0 | 0 | na | 0 | 0 | 0 | 0 | 0 | 0 | 0 | na | 0 | 0 | 0 | 0 | 0 | 0 | 0 | na | 0 | 0 | 0 | 0 | 0 | 0 | 0 | na | 0 | 0 | 0 | 0 | 0 | 0 | 0 | na | 0 | 0 | 0 | 0 | 0 | 0 | 0 | na | 0 | 0 | 0 | 0 | 0 | 0 | 0 | na | 0 | 0 | 0 | 0 | 0 | 0 | 0 | na | 0 | 0 | 0 | 0 | 0 | 0 | 0 | na | 0 | 0 | 0 | 0 | 0 | 0 | 0 | na | 0 | 0 | 0 | 0 | 0 | 0 | 0 | na | 0 | 0 | 0 | 0 | 0 | 0 | 0 | na | 0 | 0 | 0 | 0 | 0 | 0 | 0 | na | 0 | 0 | 0 | 0 | 0 | 0 | 0 | na | 0 | 0 | 0 | 0 | 0 | 0 | 0 | na | 0 | 0 | 0 | 0 | 0 | 0 | 0 | na | 0 | 0 | 0 | 0 | 0 | 0 | 0 | na | 0 | 0 | 0 | 0 | 0 | 6 | 111.6 | na | 118.7472 | 123.0377 | 128.0184 | 133.1295 | 138.1206 | 6 | 111.6 | na | 118.7472 | 123.0377 | 128.0184 | 133.1295 | 138.1206 | 8 | 148.8 | na | 158.3295 | 164.0502 | 170.6912 | 177.506 | 184.1608 | 0 | 0 | na | 0 | 0 | 0 | 0 | 0 | 0 | 0 | na | 0 | 0 | 0 | 0 | 0 | 0 | 0 | na | 0 | 0 | 0 | 0 | 0 | 0 | 0 | na | 0 | 0 | 0 | 0 | 0 | 0 | 0 | na | 0 | 0 | 0 | 0 | 0 | 0 | 0 | na | 0 | 0 | 0 | 0 | 0 | 0 | 0 | na | 0 | 0 | 0 | 0 | 0 | 0 | 0 | na | 0 | 0 | 0 | 0 | 0 | 0 | 0 | na | 0 | 0 | 0 | 0 | 0 | 0 | 0 | na | 0 | 0 | 0 | 0 | 0
C
Material | 0 | 0 | na | 0 | 0 | 0 | 0 | 0 | 0 | 0 | na | 0 | 0 | 0 | 0 | 0 | 0 | 0 | na | 0 | 0 | 0 | 0 | 0 | 0 | 0 | na | 0 | 0 | 0 | 0 | 0 | 0 | 0 | na | 0 | 0 | 0 | 0 | 0 | 0 | 0 | na | 0 | 0 | 0 | 0 | 0 | 0 | 0 | na | 0 | 0 | 0 | 0 | 0 | 0 | 0 | na | 0 | 0 | 0 | 0 | 0 | 0 | 0 | na | 0 | 0 | 0 | 0 | 0 | 0 | 0 | na | 0 | 0 | 0 | 0 | 0 | 0 | 0 | na | 0 | 0 | 0 | 0 | 0 | 0 | 0 | na | 0 | 0 | 0 | 0 | 0 | 0 | 0 | na | 0 | 0 | 0 | 0 | 0 | 0 | 0 | na | 0 | 0 | 0 | 0 | 0 | 0 | 0 | na | 0 | 0 | 0 | 0 | 0 | 0 | 0 | na | 0 | 0 | 0 | 0 | 0 | 0 | 0 | na | 0 | 0 | 0 | 0 | 0 | 0 | 0 | na | 0 | 0 | 0 | 0 | 0 | 166 | 235.72 | na | 247.6533 | 253.8447 | 260.1908 | 266.6955 | 273.3629 | 672.88 | 955.4896 | na | 1003.8613 | 1028.9578 | 1054.6817 | 1081.0488 | 1108.075 | 650.57 | 923.8094 | na | 970.5773 | 994.8417 | 1019.7127 | 1045.2055 | 1071.3357 | 1301.14 | 1847.6188 | na | 1941.1545 | 1989.6834 | 2039.4254 | 2090.4111 | 2142.6714 | 1951.71 | 2771.4282 | na | 2911.7318 | 2984.525 | 3059.1382 | 3135.6166 | 3214.007 | 258.57 | 367.1694 | na | 385.7574 | 395.4013 | 405.2863 | 415.4185 | 425.8039 | 463.21 | 657.7582 | na | 691.0572 | 708.3336 | 726.042 | 744.193 | 762.7979 | 276.26 | 392.2892 | na | 412.1488 | 422.4526 | 433.0139 | 443.8392 | 454.9352 | 308.26 | 437.7292 | na | 459.8892 | 471.3865 | 483.1711 | 495.2504 | 507.6317 | 401.43 | 570.0306 | na | 598.8884 | 613.8606 | 629.2071 | 644.9373 | 661.0607 | 475.2 | 674.784 | na | 708.9449 | 726.6686 | 744.8353 | 763.4562 | 782.5426 | 2583.17 | 3668.1014 | na | 3853.799 | 3950.144 | 4048.8976 | 4150.12 | 4253.8731 | 1562 | 2218.04 | na | 2330.3283 | 2388.5865 | 2448.3011 | 2509.5087 | 2572.2464 | 2072 | 2942.24 | na | 3091.1909 | 3168.4707 | 3247.6824 | 3328.8745 | 3412.0964 | 83.88 | 119.1096 | na | 125.1395 | 128.268 | 131.4747 | 134.7616 | 138.1306
Total |  | 1029.2933 | na | 1305.1429 | 1352.2997 | 1407.0428 | 1463.2186 | 1518.0755 |  | 1225.0833 | na | 1565.9545 | 1622.5349 | 1688.2175 | 1755.6191 | 1821.4382 |  | 1406.0553 | na | 1758.5165 | 1822.0544 | 1895.8138 | 1971.5036 | 2045.4164 |  | 1797.6353 | na | 2280.1398 | 2362.5247 | 2458.1632 | 2556.3047 | 2652.142 |  | 2189.2153 | na | 2801.7631 | 2902.9951 | 3020.5125 | 3141.1057 | 3258.8675 |  | 2580.7953 | na | 3323.3864 | 3443.4654 | 3582.8619 | 3725.9067 | 3865.5931 |  | 2776.5853 | na | 3584.198 | 3713.7006 | 3864.0366 | 4018.3073 | 4168.9559 |  | 1993.4253 | na | 2540.9514 | 2632.7599 | 2739.3379 | 2848.7052 | 2955.5048 |  | 1993.4253 | na | 2540.9514 | 2632.7599 | 2739.3379 | 2848.7052 | 2955.5048 |  | 1258.2207 | na | 1601.2142 | 1659.0686 | 1726.2301 | 1795.1494 | 1862.4505 |  | 2041.3807 | na | 2644.4608 | 2740.0093 | 2850.9289 | 2964.7514 | 3075.9016 |  | 1574.6588 | na | 1990.4005 | 2062.3167 | 2145.8023 | 2231.4729 | 2315.1321 |  | 2804.2188 | na | 3508.6358 | 3635.4082 | 3782.5748 | 3933.5931 | 4081.0657 |  | 670.8508 | na | 818.7793 | 848.363 | 882.706 | 917.9478 | 952.3622 |  | 1378.8688 | na | 1729.5889 | 1792.0816 | 1864.6276 | 1939.0724 | 2011.7693 |  | 1966.2387 | na | 2512.0238 | 2602.7871 | 2708.1517 | 2816.274 | 2921.8577 |  | 3722.5608 | na | 4538.2736 | 4702.2484 | 4892.6022 | 5087.9381 | 5278.6878 |  | 2812.7908 | na | 3412.7913 | 3536.1006 | 3679.2472 | 3826.1402 | 3969.5843 |  | 4264.8888 | na | 5273.2751 | 5461.0498 | 5678.1912 | 5901.0082 | 6118.9092 |  | 5001.7499 | na | 6045.8411 | 6253.1121 | 6490.3175 | 6733.7008 | 6972.6482 |  | 10375.2587 | na | 13126.632 | 13590.1133 | 14124.8594 | 14673.5717 | 15210.637 |  | 15346.6981 | na | 19296.2667 | 19971.8625 | 20749.5494 | 21547.5319 | 22329.2506 |  | 20159.5474 | na | 25244.6722 | 26124.389 | 27135.7376 | 28173.468 | 29190.5416 |  | 1419.0354 | na | 1662.4359 | 1718.2082 | 1781.6423 | 1846.7252 | 1910.7711 |  | 1598.0242 | na | 1848.9886 | 1908.1028 | 1974.3796 | 2042.3702 | 2109.6444 |  | 1589.7822 | na | 1974.9875 | 2041.759 | 2117.8722 | 2195.9651 | 2272.7493 |  | 1951.6602 | na | 2411.9142 | 2493.9411 | 2587.6017 | 2683.6998 | 2778.1273 |  | 765.8206 | na | 859.7 | 884.0958 | 910.3818 | 937.3378 | 964.4235 |  | 870.574 | na | 969.7566 | 996.9037 | 1026.01 | 1055.8567 | 1085.9053 |  | 3961.7864 | na | 4245.0165 | 4355.4968 | 4470.6596 | 4588.7208 | 4708.9172 |  | 2413.83 | na | 2591.1399 | 2658.8217 | 2729.4758 | 2801.9092 | 2875.6092 |  | 3138.03 | na | 3352.0025 | 3438.7058 | 3528.8571 | 3621.275 | 3715.4591 |  | 314.8996 | na | 385.9512 | 398.5032 | 412.6494 | 427.1621 | 441.4934
Contingency | NO | 0 | 0 | [5 empty] | NO | 0 | 0 | 0 | 0 | 0 | 0 | 0 | NO | 0 | 0 | 0 | 0 | 0 | 0 | 0 | NO | 0 | 0 | 0 | 0 | 0 | 0 | 0 | NO | 0 | 0 | 0 | 0 | 0 | 0 | 0 | NO | 0 | 0 | 0 | 0 | 0 | 0 | 0 | NO | 0 | 0 | 0 | 0 | 0 | 0 | 0 | NO | 0 | 0 | 0 | 0 | 0 | 0 | 0 | NO | 0 | 0 | 0 | 0 | 0 | 0 | 0 | NO | 0 | 0 | 0 | 0 | 0 | 0 | 0 | NO | 0 | 0 | 0 | 0 | 0 | 0 | 0 | NO | 0 | 0 | 0 | 0 | 0 | 0 | 0 | NO | 0 | 0 | 0 | 0 | 0 | 0 | 0 | NO | 0 | 0 | 0 | 0 | 0 | 0 | 0 | NO | 0 | 0 | 0 | 0 | 0 | 0 | 0 | NO | 0 | 0 | 0 | 0 | 0 | 0 | 0 | NO | 0 | 0 | 0 | 0 | 0 | 0 | 0 | NO | 0 | 0 | 0 | 0 | 0 | 0 | 0 | NO | 0 | 0 | 0 | 0 | 0 | 0 | 0 | NO | 0 | 0 | 0 | 0 | 0 | 0 | 0 | NO | 0 | 0 | 0 | 0 | 0 | 0 | 0 | NO | 0 | 0 | 0 | 0 | 0 | 0 | 0 | NO | 0 | 0 | 0 | 0 | 0 | 0 | 0 | NO | 0 | 0 | 0 | 0 | 0 | 0 | 0 | NO | 0 | 0 | 0 | 0 | 0 | 0 | 0 | NO | 0 | 0 | 0 | 0 | 0 | 0 | 0 | NO | 0 | 0 | 0 | 0 | 0 | 0 | 0 | NO | 0 | 0 | 0 | 0 | 0 | 0 | 0 | NO | 0 | 0 | 0 | 0 | 0 | 0 | 0 | NO | 0 | 0 | 0 | 0 | 0 | 0 | 0 | NO | 0 | 0 | 0 | 0 | 0 | 0 | 0 | NO | 0 | 0 | 0 | 0 | 0 | 0 | 0 | NO | 0 | 0 | 0 | 0 | 0 | 0 | 0
Margin | NO | 0 | 0 | [5 empty] | NO | 0 | 0 | 0 | 0 | 0 | 0 | 0 | NO | 0 | 0 | 0 | 0 | 0 | 0 | 0 | NO | 0 | 0 | 0 | 0 | 0 | 0 | 0 | NO | 0 | 0 | 0 | 0 | 0 | 0 | 0 | NO | 0 | 0 | 0 | 0 | 0 | 0 | 0 | NO | 0 | 0 | 0 | 0 | 0 | 0 | 0 | NO | 0 | 0 | 0 | 0 | 0 | 0 | 0 | NO | 0 | 0 | 0 | 0 | 0 | 0 | 0 | NO | 0 | 0 | 0 | 0 | 0 | 0 | 0 | NO | 0 | 0 | 0 | 0 | 0 | 0 | 0 | NO | 0 | 0 | 0 | 0 | 0 | 0 | 0 | NO | 0 | 0 | 0 | 0 | 0 | 0 | 0 | NO | 0 | 0 | 0 | 0 | 0 | 0 | 0 | NO | 0 | 0 | 0 | 0 | 0 | 0 | 0 | NO | 0 | 0 | 0 | 0 | 0 | 0 | 0 | NO | 0 | 0 | 0 | 0 | 0 | 0 | 0 | NO | 0 | 0 | 0 | 0 | 0 | 0 | 0 | NO | 0 | 0 | 0 | 0 | 0 | 0 | 0 | NO | 0 | 0 | 0 | 0 | 0 | 0 | 0 | NO | 0 | 0 | 0 | 0 | 0 | 0 | 0 | NO | 0 | 0 | 0 | 0 | 0 | 0 | 0 | NO | 0 | 0 | 0 | 0 | 0 | 0 | 0 | NO | 0 | 0 | 0 | 0 | 0 | 0 | 0 | NO | 0 | 0 | 0 | 0 | 0 | 0 | 0 | NO | 0 | 0 | 0 | 0 | 0 | 0 | 0 | NO | 0 | 0 | 0 | 0 | 0 | 0 | 0 | NO | 0 | 0 | 0 | 0 | 0 | 0 | 0 | NO | 0 | 0 | 0 | 0 | 0 | 0 | 0 | NO | 0 | 0 | 0 | 0 | 0 | 0 | 0 | NO | 0 | 0 | 0 | 0 | 0 | 0 | 0 | NO | 0 | 0 | 0 | 0 | 0 | 0 | 0 | NO | 0 | 0 | 0 | 0 | 0 | 0 | 0
Total |  | 1029.2933 | na | 1305.1429 | 1352.2997 | 1407.0428 | 1463.2186 | 1518.0755 |  | 1225.0833 | na | 1565.9545 | 1622.5349 | 1688.2175 | 1755.6191 | 1821.4382 |  | 1406.0553 | na | 1758.5165 | 1822.0544 | 1895.8138 | 1971.5036 | 2045.4164 |  | 1797.6353 | na | 2280.1398 | 2362.5247 | 2458.1632 | 2556.3047 | 2652.142 |  | 2189.2153 | na | 2801.7631 | 2902.9951 | 3020.5125 | 3141.1057 | 3258.8675 |  | 2580.7953 | na | 3323.3864 | 3443.4654 | 3582.8619 | 3725.9067 | 3865.5931 |  | 2776.5853 | na | 3584.198 | 3713.7006 | 3864.0366 | 4018.3073 | 4168.9559 |  | 1993.4253 | na | 2540.9514 | 2632.7599 | 2739.3379 | 2848.7052 | 2955.5048 |  | 1993.4253 | na | 2540.9514 | 2632.7599 | 2739.3379 | 2848.7052 | 2955.5048 |  | 1258.2207 | na | 1601.2142 | 1659.0686 | 1726.2301 | 1795.1494 | 1862.4505 |  | 2041.3807 | na | 2644.4608 | 2740.0093 | 2850.9289 | 2964.7514 | 3075.9016 |  | 1574.6588 | na | 1990.4005 | 2062.3167 | 2145.8023 | 2231.4729 | 2315.1321 |  | 2804.2188 | na | 3508.6358 | 3635.4082 | 3782.5748 | 3933.5931 | 4081.0657 |  | 670.8508 | na | 818.7793 | 848.363 | 882.706 | 917.9478 | 952.3622 |  | 1378.8688 | na | 1729.5889 | 1792.0816 | 1864.6276 | 1939.0724 | 2011.7693 |  | 1966.2387 | na | 2512.0238 | 2602.7871 | 2708.1517 | 2816.274 | 2921.8577 |  | 3722.5608 | na | 4538.2736 | 4702.2484 | 4892.6022 | 5087.9381 | 5278.6878 |  | 2812.7908 | na | 3412.7913 | 3536.1006 | 3679.2472 | 3826.1402 | 3969.5843 |  | 4264.8888 | na | 5273.2751 | 5461.0498 | 5678.1912 | 5901.0082 | 6118.9092 |  | 5001.7499 | na | 6045.8411 | 6253.1121 | 6490.3175 | 6733.7008 | 6972.6482 |  | 10375.2587 | na | 13126.632 | 13590.1133 | 14124.8594 | 14673.5717 | 15210.637 |  | 15346.6981 | na | 19296.2667 | 19971.8625 | 20749.5494 | 21547.5319 | 22329.2506 |  | 20159.5474 | na | 25244.6722 | 26124.389 | 27135.7376 | 28173.468 | 29190.5416 |  | 1419.0354 | na | 1662.4359 | 1718.2082 | 1781.6423 | 1846.7252 | 1910.7711 |  | 1598.0242 | na | 1848.9886 | 1908.1028 | 1974.3796 | 2042.3702 | 2109.6444 |  | 1589.7822 | na | 1974.9875 | 2041.759 | 2117.8722 | 2195.9651 | 2272.7493 |  | 1951.6602 | na | 2411.9142 | 2493.9411 | 2587.6017 | 2683.6998 | 2778.1273 |  | 765.8206 | na | 859.7 | 884.0958 | 910.3818 | 937.3378 | 964.4235 |  | 870.574 | na | 969.7566 | 996.9037 | 1026.01 | 1055.8567 | 1085.9053 |  | 3961.7864 | na | 4245.0165 | 4355.4968 | 4470.6596 | 4588.7208 | 4708.9172 |  | 2413.83 | na | 2591.1399 | 2658.8217 | 2729.4758 | 2801.9092 | 2875.6092 |  | 3138.03 | na | 3352.0025 | 3438.7058 | 3528.8571 | 3621.275 | 3715.4591 |  | 314.8996 | na | 385.9512 | 398.5032 | 412.6494 | 427.1621 | 441.4934
[5 empty] | 3.613% | 4.048% | 3.992% | 3.749% |  |  |  |  | 3.613% | 4.048% | 3.992% | 3.749% |  |  |  |  | 3.613% | 4.048% | 3.992% | 3.749% |  |  |  |  | 3.613% | 4.048% | 3.992% | 3.749% |  |  |  |  | 3.613% | 4.048% | 3.992% | 3.749% |  |  |  |  | 3.613% | 4.048% | 3.992% | 3.749% |  |  |  |  | 3.613% | 4.048% | 3.992% | 3.749% |  |  |  |  | 3.613% | 4.048% | 3.992% | 3.749% |  |  |  |  | 3.613% | 4.048% | 3.992% | 3.749% |  |  |  |  | 3.613% | 4.048% | 3.992% | 3.749% |  |  |  |  | 3.613% | 4.048% | 3.992% | 3.749% |  |  |  |  | 3.613% | 4.048% | 3.992% | 3.749% |  |  |  |  | 3.613% | 4.048% | 3.992% | 3.749% |  |  |  |  | 3.613% | 4.048% | 3.992% | 3.749% |  |  |  |  | 3.613% | 4.048% | 3.992% | 3.749% |  |  |  |  | 3.613% | 4.048% | 3.992% | 3.749% |  |  |  |  | 3.613% | 4.048% | 3.992% | 3.749% |  |  |  |  | 3.613% | 4.048% | 3.992% | 3.749% |  | 3: 3.561%; 4: 3.976%; 5: 3.924%; 6: 3.693% |  |  |  |  | 3.428% | 3.793% | 3.75% | 3.549% |  |  |  |  | 3.531% | 3.935% | 3.885% | 3.66% |  |  |  |  | 3.501% | 3.894% | 3.846% | 3.628% |  |  |  |  | 3.485% | 3.871% | 3.824% | 3.61% |  |  |  |  | 3.355% | 3.692% | 3.653% | 3.468% |  |  |  |  | 3.197% | 3.473% | 3.444% | 3.294% |  |  |  |  | 3.381% | 3.728% | 3.687% | 3.497% |  |  |  |  | 3.401% | 3.756% | 3.714% | 3.519% |  |  |  |  | 2.838% | 2.973% | 2.961% | 2.89% |  |  |  |  | 2.799% | 2.92% | 2.909% | 2.846% |  |  |  |  | 2.603% | 2.644% | 2.641% | 2.619% |  |  |  |  | 2.612% | 2.657% | 2.654% | 2.63% |  |  |  |  | 2.587% | 2.622% | 2.619% | 2.601% |  |  |  |  | 3.252% | 3.55% | 3.517% | 3.355%
Note on EQ24: Vedanti, Kedar: D204-0018
Note on EY24: Vedanti, Kedar: D201-0013 & D108-0007
Note on FG24: Vedanti, Kedar: D102-003, D103-0063 & D202-0020
Note on FO24: Vedanti, Kedar: D102-003, D103-0063 & D202-0020 x 2 spans
Note on FW24: Vedanti, Kedar: D102-003, D103-0063 & D202-0020 x 3 spans
Note on GE24: Vedanti, Kedar: D202-0002 Ref. WO 248895
Note on GM24: Vedanti, Kedar: D202-0012 Ref. WO 297951
Note on GU24: Vedanti, Kedar: D202-0003 Ref. WO 306262
Note on HC24: Vedanti, Kedar: D202-0004 Ref. WO 287273
Note on HK24: Vedanti, Kedar: 1151952
Note on HS24: Vedanti, Kedar: 1166703
Note on IA24: Vedanti, Kedar: 1155593
Note on II24: Vedanti, Kedar: 1189545
Note on IQ24: Vedanti, Kedar: 1151964
Note on IY24: Vedanti, Kedar: 1112090
Note on FG52: Vedanti, Kedar: D102-003, D103-0063 & D202-0020
Note on FO52: Vedanti, Kedar: D102-003, D103-0063 & D202-0020 x 2 spans
Note on FW52: Vedanti, Kedar: D102-003, D103-0063 & D202-0020 x 3 spans
Note on GE52: Vedanti, Kedar: D202-0002 Ref. WO 248895
Note on GM52: Vedanti, Kedar: D202-0012 Ref. WO 297951
Note on GU52: Vedanti, Kedar: D202-0003 Ref. WO 306262
Note on HC52: Vedanti, Kedar: D202-0004 Ref. WO 287273
Note on HK52: Vedanti, Kedar: 1151952
Note on HS52: Vedanti, Kedar: 1166703
Note on IA52: Vedanti, Kedar: 1155593
Note on II52: Vedanti, Kedar: 1189545
Note on IQ52: Vedanti, Kedar: 1151964
Note on IY52: Vedanti, Kedar: 1151964

## Price cost comparison
[31 empty] | 19-24 | 1.025
Fee based ancillary services - comparison of prices and costs in 2017-18
[26 empty] | nominal | [9 empty] | 18/19 $ for RIN Table 4.3
Code | Service |  | 17/18 price (excl GST) | 17/18 cost (excl GST) | Difference % | 0.02 | [26 empty] | 0.98039 | 1 | 1.025 | 1.0506 | 1.0769 | 1.1038 | 1.1314
|  |  | 2017/18 price charged to customers | Cost reflective 2017/18 price |  | Indicative 18/19 pricing | Cost reflective 2019/20 price | Cost reflective 2020/21 price | Cost reflective 2021/22 price | Cost reflective 2022/23 price | Cost reflective 2023/24 price | Proposed 2019/20 price | Proposed 2020/21 price | Proposed 2021/22 price | Proposed 2022/23 price | Proposed 2023/24 price | Forecast quantity 2017/18 | Forecast quantity 2018/19 | Forecast quantity 2019/20 | Forecast quantity 2020/21 | Forecast quantity 2021/22 | Forecast quantity 2022/23 | Forecast quantity 2023/24 | Forecast revenue 2017/18 | Forecast revenue 2018/19 | Forecast revenue 2019/20 | Forecast revenue 2020/21 | Forecast revenue 2021/22 | Forecast revenue 2022/23 | Forecast revenue 2023/24 | Yearly change |  | Forecast revenue 2017/18 | Forecast revenue 2018/19 | Forecast revenue 2019/20 | Forecast revenue 2020/21 | Forecast revenue 2021/22 | Forecast revenue 2022/23 | Forecast revenue 2023/24
Premise Re-energisation – Existing Network Connection |  |  | 17/18 price (excl GST) | 17/18 cost (excl GST) | % diff. | 18/19 | 19/20 | 20/21 | 21/22 | 22/23 | 23/24 | 19/20 | 20/21 | 21/22 | 22/23 | 23/24 | 17/18 | 18/19 | 19/20 | 20/21 | 21/22 | 22/23 | 23/24 | 17/18 | 18/19 | 19/20 | 20/21 | 21/22 | 22/23 | 23/24
501 | Re-energise premises – Business Hours | per visit | 69.52 | 82.9647 | 19.34% | 70.9104 | 88.278 | 91.4676 | 95.1704 | 98.97 | 102.6805 | 77.2644 | 83.6184 | 89.9724 | 96.3265 | 102.6805 | 10556 | 10556 | 10556 | 10556 | 10556 | 10556 | 10556 | 733853.12 | 748530.1824 | 815603.1714 | 882676.1605 | 949749.1495 | 1016822.1385 | 1083895.1276 | 6.354 |  | 748530.1824 | 748530.1824 | 795710.4112 | 840143.8767 | 881936.5008 | 921190.6721 | 958005.3558
502 | Re-energise premises – After Hours | per visit | 88.13 | 103.5771 | 17.53% | 89.8926 | 110.2104 | 114.1925 | 118.8152 | 123.5589 | 128.1912 | 97.5523 | 105.212 | 112.8717 | 120.5314 | 128.1912 | 465 | 465 | 465 | 465 | 465 | 465 | 465 | 40980.45 | 41800.059 | 45361.8247 | 48923.5904 | 52485.3561 | 56047.1218 | 59608.8875 | 7.6597 |  | 41800.059 | 41800.059 | 44255.4387 | 46566.1777 | 48737.8708 | 50775.9262 | 52685.5708
Premise De-energisation – Existing Network Connection
503 | De-energise premises – Business Hours | per visit | 69.52 | 82.9647 | 19.34% | 70.9104 | 88.278 | 91.4676 | 95.1704 | 98.97 | 102.6805 | 77.2644 | 83.6184 | 89.9724 | 96.3265 | 102.6805 | 3643 | 3643 | 3643 | 3643 | 3643 | 3643 | 3643 | 253261.36 | 258326.5872 | 281474.2662 | 304621.9451 | 327769.6241 | 350917.303 | 374064.982 | 6.354 |  | 258326.5872 | 258326.5872 | 274609.0402 | 289943.5528 | 304366.6798 | 317913.7569 | 330618.9382
505 | De-energise premises for debt non-payment | per test | 139.06 | 165.9295 | 19.32% | 141.8412 | 176.556 | 182.9353 | 190.3408 | 197.9401 | 205.361 | 154.5452 | 167.2491 | 179.9531 | 192.657 | 205.361 | 589.5 | 589.5 | 589.5 | 589.5 | 589.5 | 589.5 | 589.5 | 81975.87 | 83615.3874 | 91104.3667 | 98593.3459 | 106082.3252 | 113571.3045 | 121060.2838 | 12.704 |  | 83615.3874 | 83615.3874 | 88882.3089 | 93842.566 | 98507.9847 | 102889.9965 | 106999.6509
Meter Investigations
504 | Meter Test (Whole Current) – Business Hours | per test | 278.12 | 331.8589 | 19.32% | 283.6824 | 353.1121 | 365.8706 | 380.6815 | 395.8801 | 410.7219 | 309.0903 | 334.4982 | 359.9061 | 385.314 | 410.7219 | 11.5 | 11.5 | 11.5 | 11.5 | 11.5 | 11.5 | 11.5 | 3198.38 | 3262.3476 | 3554.5385 | 3846.7294 | 4138.9202 | 4431.1111 | 4723.302 | 25.4079 |  | 3262.3476 | 3262.3476 | 3467.8424 | 3661.3724 | 3843.3989 | 4014.368 | 4174.7107
510 | Meter Test (CT/VT) – Business Hours | per test | 322.09 | 455.4261 | 41.4% | 328.5318 | 476.7752 | 489.0952 | 501.9 | 515.0266 | 528.4063 | 368.5067 | 408.4816 | 448.4565 | 488.4314 | 528.4063 | 0.5 | 0.5 | 0.5 | 0.5 | 0.5 | 0.5 | 0.5 | 161.045 | 164.2659 | 184.2533 | 204.2408 | 224.2282 | 244.2157 | 264.2031 | 39.9749 |  | 164.2659 | 164.2659 | 179.7594 | 194.3993 | 208.2182 | 221.2474 | 233.5171
Special meters Services
506 | Special Meter Read | per read | 32.16 | 41.5761 | 29.28% | 32.8032 | 44.095 | 45.5981 | 47.3154 | 49.0774 | 50.8083 | 36.4042 | 40.0052 | 43.6063 | 47.2073 | 50.8083 | 33187 | 33187 | 33187 | 33187 | 33187 | 33187 | 33187 | 1067293.92 | 1088639.7984 | 1208146.964 | 1327654.1296 | 1447161.2952 | 1566668.4608 | 1686175.6264 | 3.601 |  | 1088639.7984 | 1088639.7984 | 1178679.9649 | 1263680.3137 | 1343833.1262 | 1419324.3023 | 1490333.5571
Power of Choice services
515 | Move, remove, inspect or reconfigure meter | Per movement, inspection or re-configure | na | 165.9295 | na | na | 176.556 | 182.9353 | 190.3408 | 197.9401 | 205.361 | 176.556 | 182.9353 | 190.3408 | 197.9401 | 205.361 | 0 | 0 | 600 | 600 | 500 | 400 | 300 | 0 | 0 | 105933.6227 | 109761.1672 | 95170.3831 | 79176.0285 | 61608.2869 | na |  | 0 | 0 | 103349.8758 | 104472.2591 | 88375.1617 | 71729.5741 | 54452.7485
516 | Establish supply | Per establishment | na | 124.4471 | na | na | 132.417 | 137.2015 | 142.7556 | 148.4551 | 154.0207 | 132.417 | 137.2015 | 142.7556 | 148.4551 | 154.0207 | 0 | 0 | 3233 | 3270 | 3266 | 3240 | 3208 | 0 | 0 | 428104.2526 | 448648.7708 | 466239.7069 | 480994.3733 | 494098.461 | na |  | 0 | 0 | 417662.6855 | 427030.3589 | 432949.9172 | 435757.1626 | 436711.0432
517 | Faults investigation (meter malfunction) | per investigation | na | 124.4471 | na | na | 132.417 | 137.2015 | 142.7556 | 148.4551 | 154.0207 | 132.417 | 137.2015 | 142.7556 | 148.4551 | 154.0207 | 0 | 0 | 25 | 50 | 150 | 250 | 250 | 0 | 0 | 3310.4257 | 6860.0729 | 21413.3362 | 37113.7634 | 38505.1793 | na |  | 0 | 0 | 3229.6836 | 6529.5162 | 19884.4114 | 33623.2379 | 34032.9678
518 | Faults investigation (meter bypassed) | per investigation | na | 165.9295 | na | na | 176.556 | 182.9353 | 190.3408 | 197.9401 | 205.361 | 176.556 | 182.9353 | 190.3408 | 197.9401 | 205.361 | 0 | 0 | 25 | 50 | 150 | 250 | 250 | 0 | 0 | 4413.9009 | 9146.7639 | 28551.1149 | 49485.0178 | 51340.2391 | na |  | 0 | 0 | 4306.2448 | 8706.0216 | 26512.5485 | 44830.9838 | 45377.2904
519 | Faults investigation (customer's side of network boundary) | per investigation | na | 82.9647 | na | na | 88.278 | 91.4676 | 95.1704 | 98.97 | 102.6805 | 88.278 | 91.4676 | 95.1704 | 98.97 | 102.6805 | 0 | 0 | 950 | 1000 | 1000 | 1000 | 1000 | 0 | 0 | 83864.118 | 91467.6393 | 95170.3831 | 98970.0357 | 102680.4782 | na |  | 0 | 0 | 81818.6517 | 87060.2159 | 88375.1617 | 89661.9676 | 90754.5809
Temporary Network Connections
520 | Temporary Builders’ Supply – Overhead (Business Hours) | per installation | 624.93 | 535.1656 | -14.36% | 637.4286 | 568.7459 | 588.8606 | 612.0784 | 635.9027 | 659.2175 | 568.7459 | 588.8606 | 612.0784 | 635.9027 | 659.2175 | 161.5 | 161.5 | 161.5 | 161.5 | 161.5 | 161.5 | 161.5 | 100926.195 | 102944.7189 | 91852.4655 | 95100.9843 | 98850.6641 | 102698.2915 | 106463.6184 | 4.3578 |  | 102944.7189 | 102944.7189 | 89612.1614 | 90518.4859 | 91792.6684 | 93039.5834 | 94098.3256
522 | Temporary Builders’ Supply – Underground (Business Hours) | per installation | 1364.26 | 1032.954 | -24.28% | 1391.5452 | 1098.414 | 1137.6664 | 1183.1007 | 1229.7229 | 1275.3003 | 1098.414 | 1137.6664 | 1183.1007 | 1229.7229 | 1275.3003 | 37.5 | 37.5 | 37.5 | 37.5 | 37.5 | 37.5 | 37.5 | 51159.75 | 52182.945 | 41190.5261 | 42662.4907 | 44366.2768 | 46114.6105 | 47823.762 | -23.249 |  | 52182.945 | 52182.945 | 40185.8791 | 40606.7729 | 41198.4985 | 41777.5611 | 42269.2371
New Network Connections
523 | New Underground Service Connection – Greenfield | per installation | 0 | 690.4566 | na | 0 | 734.6753 | 761.2203 | 792.0356 | 823.6574 | 854.5368 | 734.6753 | 761.2203 | 792.0356 | 823.6574 | 854.5368 | [7 empty] | 0 | 0 | 0 | 0 | 0 | 0 | 0 | 170.9074 |  | 0 | 0 | 0 | 0 | 0 | 0 | 0 | bar: 17/18 to 23/24
526 | New Overhead Service Connection – Brownfield (Business Hours) | per installation | 820.78 | 701.095 | -14.58% | 837.1956 | 745.302 | 771.7959 | 802.4192 | 833.8428 | 864.5784 | 745.302 | 771.7959 | 802.4192 | 833.8428 | 864.5784 | 36.5 | 36.5 | 36.5 | 36.5 | 36.5 | 36.5 | 36.5 | 29958.47 | 30557.6394 | 27203.5213 | 28170.549 | 29288.3001 | 30435.2624 | 31557.1119 | 5.4766 |  | 30557.6394 | 30557.6394 | 26540.0208 | 26813.1341 | 27197.0982 | 27572.8456 | 27891.8886
527 | New Underground Service Connection – Brownfield from Front | per installation | 1364.26 | 1281.8482 | -6.041% | 1391.5452 | 1363.2481 | 1412.0693 | 1468.6119 | 1526.6331 | 1583.3418 | 1363.2481 | 1412.0693 | 1468.6119 | 1526.6331 | 1583.3418 | 137 | 137 | 137 | 137 | 137 | 137 | 137 | 186903.62 | 190641.6924 | 186764.9878 | 193453.4993 | 201199.8253 | 209148.7284 | 216917.8205 | 38.3593 |  | 190641.6924 | 190641.6924 | 182209.7442 | 184131.8256 | 186834.0392 | 189478.4254 | 191723.7457
528 | New Underground Service Connection – Brownfield from Rear | per installation | 1364.26 | 1281.8482 | -6.041% | 1391.5452 | 1363.2481 | 1412.0693 | 1468.6119 | 1526.6331 | 1583.3418 | 1363.2481 | 1412.0693 | 1468.6119 | 1526.6331 | 1583.3418 | 265 | 265 | 265 | 265 | 265 | 265 | 265 | 361528.9 | 368759.478 | 361260.7429 | 374198.3745 | 389182.1438 | 404557.7594 | 419585.5651 | 38.3593 |  | 368759.478 | 368759.478 | 352449.5052 | 356167.3999 | 361394.3095 | 366509.363 | 370852.5007
Network Connection Alterations and Additions
541 | Overhead Service Relocation – Single Visit (Business Hours) | per installation | 783.39 | 663.7179 | -15.28% | 799.0578 | 706.2242 | 731.7411 | 761.3631 | 791.7603 | 821.4438 | 706.2242 | 731.7411 | 761.3631 | 791.7603 | 821.4438 | 139 | 139 | 139 | 139 | 139 | 139 | 139 | 108891.21 | 111069.0342 | 98165.157 | 101712.0149 | 105829.466 | 110054.6796 | 114180.6917 | 4.4772 |  | 111069.0342 | 111069.0342 | 95770.8849 | 96810.9601 | 98273.1798 | 99704.108 | 100919.0939
542 | Overhead Service Relocation – Two Visits (Business Hours) | per installation | 1566.77 | 1327.4358 | -15.28% | 1598.1054 | 1412.4483 | 1463.4822 | 1522.7261 | 1583.5206 | 1642.8877 | 1412.4483 | 1463.4822 | 1522.7261 | 1583.5206 | 1642.8877 | 9 | 9 | 9 | 9 | 9 | 9 | 9 | 14100.93 | 14382.9486 | 12712.0347 | 13171.3401 | 13704.5352 | 14251.6851 | 14785.9889 | 8.9565 |  | 14382.9486 | 14382.9486 | 12401.9851 | 12536.6711 | 12726.0233 | 12911.3233 | 13068.6596
543 | Overhead Service Upgrade – Service Cable Replacement Not Required | per installation | 783.39 | 663.7179 | -15.28% | 799.0578 | 706.2242 | 731.7411 | 761.3631 | 791.7603 | 821.4438 | 706.2242 | 731.7411 | 761.3631 | 791.7603 | 821.4438 | 10 | 10 | 10 | 10 | 10 | 10 | 10 | 7833.9 | 7990.578 | 7062.2415 | 7317.4111 | 7613.6306 | 7917.6029 | 8214.4383 | 4.4772 |  | 7990.578 | 7990.578 | 6889.9917 | 6964.8173 | 7070.0129 | 7172.9574 | 7260.3665
544 | Overhead Service Upgrade – Service Cable Replacement Required | per installation | 820.78 | 701.095 | -14.58% | 837.1956 | 745.302 | 771.7959 | 802.4192 | 833.8428 | 864.5784 | 745.302 | 771.7959 | 802.4192 | 833.8428 | 864.5784 | 32.5 | 32.5 | 32.5 | 32.5 | 32.5 | 32.5 | 32.5 | 26675.35 | 27208.857 | 24222.3135 | 25083.3655 | 26078.6234 | 27099.8912 | 28098.7983 | 5.4766 |  | 27208.857 | 27208.857 | 23631.5254 | 23874.7084 | 24216.5943 | 24551.1639 | 24835.2433
545 | Underground Service Upgrade – Service Cable Replacement Not Required | per installation | 1326.88 | 497.7884 | -62.48% | 1353.4176 | 529.6681 | 548.8058 | 571.0223 | 593.8202 | 616.0829 | 529.6681 | 548.8058 | 571.0223 | 593.8202 | 616.0829 | 5 | 5 | 5 | 5 | 5 | 5 | 5 | 6634.4 | 6767.088 | 2648.3406 | 2744.0292 | 2855.1115 | 2969.1011 | 3080.4143 | -147.4669 |  | 6767.088 | 6767.088 | 2583.7469 | 2611.8065 | 2651.2549 | 2689.859 | 2722.6374
546 | Underground Service Upgrade – Service Cable Replacement Required | per installation | 1364.26 | 1281.8482 | -6.041% | 1391.5452 | 1363.2481 | 1412.0693 | 1468.6119 | 1526.6331 | 1583.3418 | 1363.2481 | 1412.0693 | 1468.6119 | 1526.6331 | 1583.3418 | 22.5 | 22.5 | 22.5 | 22.5 | 22.5 | 22.5 | 22.5 | 30695.85 | 31309.767 | 30673.0819 | 31771.5601 | 33043.7669 | 34349.2437 | 35625.1895 | 38.3593 |  | 31309.767 | 31309.767 | 29924.958 | 30240.6283 | 30684.4225 | 31118.7195 | 31487.4765
547 | Underground Service Relocation – Single Visit (Business Hours) | per installation | 1364.26 | 1281.8482 | -6.041% | 1391.5452 | 1363.2481 | 1412.0693 | 1468.6119 | 1526.6331 | 1583.3418 | 1363.2481 | 1412.0693 | 1468.6119 | 1526.6331 | 1583.3418 | 13 | 13 | 13 | 13 | 13 | 13 | 13 | 17735.38 | 18090.0876 | 17722.2251 | 18356.9014 | 19091.9542 | 19846.2297 | 20583.4428 | 38.3593 |  | 18090.0876 | 18090.0876 | 17289.9757 | 17472.363 | 17728.7774 | 17979.7046 | 18192.7642
548 | Install surface mounted point of entry (POE) box | per installation | 630.93 | 597.9432 | -5.228% | 643.5486 | 634.38 | 656.1355 | 681.0352 | 706.5834 | 731.6652 | 634.38 | 656.1355 | 681.0352 | 706.5834 | 731.6652 | 113 | 113 | 113 | 113 | 113 | 113 | 113 | 71295.09 | 72720.9918 | 71684.9351 | 74143.3087 | 76956.9752 | 79843.9261 | 82678.1621 | 17.6233 |  | 72720.9918 | 72720.9918 | 69936.5221 | 70570.6686 | 71462.2019 | 72334.6563 | 73075.4481
549 | Overhead Service Temporary Disconnect Reconnect same day (Business Hours) | per installation | na | 995.5768 | na | na | 1059.3362 | 1097.6117 | 1142.0446 | 1187.6404 | 1232.1657 | 1059.3362 | 1097.6117 | 1142.0446 | 1187.6404 | 1232.1657 | 0 | 0 | 10 | 10 | 10 | 10 | 10 | 0 | 0 | 10593.3623 | 10976.1167 | 11420.446 | 11876.4043 | 12321.6574 | na |  | 0 | 0 | 10334.9876 | 10447.2259 | 10605.0194 | 10759.4361 | 10890.5497
Temporary De-energisation
560 | Temporary de-energisation – LV (Business Hours) | per occurrence | 417.17 | 663.7179 | 59.1% | 425.5134 | 706.2242 | 731.7411 | 761.3631 | 791.7603 | 821.4438 | 504.6995 | 583.8856 | 663.0717 | 742.2577 | 821.4438 | 3.5 | 3.5 | 3.5 | 3.5 | 3.5 | 3.5 | 3.5 | 1460.095 | 1489.2969 | 1766.4482 | 2043.5995 | 2320.7508 | 2597.9021 | 2875.0534 | 79.1861 |  | 1489.2969 | 1489.2969 | 1723.3641 | 1945.1274 | 2155.0478 | 2353.5711 | 2541.1283
561 | Temporary de-energisation – HV (Business Hours) | per occurrence | 417.17 | 663.7179 | 59.1% | 425.5134 | 706.2242 | 731.7411 | 761.3631 | 791.7603 | 821.4438 | 504.6995 | 583.8856 | 663.0717 | 742.2577 | 821.4438 | 0.5 | 0.5 | 0.5 | 0.5 | 0.5 | 0.5 | 0.5 | 208.585 | 212.7567 | 252.3497 | 291.9428 | 331.5358 | 371.1289 | 410.7219 | 79.1861 |  | 212.7567 | 212.7567 | 246.1949 | 277.8753 | 307.864 | 336.2244 | 363.0183
Supply Abolishment / Removal
562 | Supply Abolishment / Removal – Overhead (Business Hours) | per site visit | 587.55 | 497.7884 | -15.28% | 599.301 | 529.6681 | 548.8058 | 571.0223 | 593.8202 | 616.0829 | 529.6681 | 548.8058 | 571.0223 | 593.8202 | 616.0829 | 81 | 81 | 81 | 81 | 81 | 81 | 81 | 47591.55 | 48543.381 | 42903.1172 | 44453.2727 | 46252.8062 | 48099.4373 | 49902.7124 | 3.3564 |  | 48543.381 | 48543.381 | 41856.6997 | 42311.2649 | 42950.3286 | 43575.7163 | 44106.7263
563 | Supply Abolishment / Removal - Underground (Business Hours) | per site visit | 1061.51 | 1244.471 | 17.24% | 1082.7402 | 1324.1703 | 1372.0146 | 1427.5557 | 1484.5505 | 1540.2072 | 1174.2336 | 1265.727 | 1357.2204 | 1448.7138 | 1540.2072 | 38.5 | 38.5 | 38.5 | 38.5 | 38.5 | 38.5 | 38.5 | 40868.135 | 41685.4977 | 45207.9934 | 48730.4891 | 52252.9848 | 55775.4805 | 59297.9761 | 91.4934 |  | 41685.4977 | 41685.4977 | 44105.3594 | 46382.381 | 48522.0909 | 50529.8325 | 52410.7705
Miscellaneous Customer Initiated Services
564 | Install & Remove Tiger Tails – Establishment (Business Hours) | per installation | 1379.74 | 1218.7768 | -11.67% | 1407.3348 | 1292.6918 | 1336.8012 | 1387.2138 | 1438.9389 | 1489.7467 | 1292.6918 | 1336.8012 | 1387.2138 | 1438.9389 | 1489.7467 | 35.5 | 35.5 | 35.5 | 35.5 | 35.5 | 35.5 | 35.5 | 48980.77 | 49960.3854 | 45890.5599 | 47456.4412 | 49246.0908 | 51082.3304 | 52886.0063 | 16.4824 |  | 49960.3854 | 49960.3854 | 44771.2779 | 45169.724 | 45729.8909 | 46278.0702 | 46743.5235
565 | Install & Remove Tiger Tails - Per Span (Business Hours) | per installation | 694.57 | 1822.2435 | 162.4% | 708.4614 | 1923.6162 | 1983.4987 | 2050.0788 | 2118.3755 | 2186.1691 | 1004.0029 | 1299.5445 | 1595.086 | 1890.6276 | 2186.1691 | 0 | 0 | 0 | 0 | 0 | 0 | 0 | 0 | 0 | 0 | 0 | 0 | 0 | 0 | 295.5415 |  | 0 | 0 | 0 | 0 | 0 | 0 | 0
566 | Install & Remove Warning Flags – Installation (Business Hours) | per installation | 1175.08 | 1218.7768 | 3.719% | 1198.5816 | 1292.6918 | 1336.8012 | 1387.2138 | 1438.9389 | 1489.7467 | 1256.8146 | 1315.0476 | 1373.2806 | 1431.5136 | 1489.7467 | 0 | 0 | 0 | 0 | 0 | 0 | 0 | 0 | 0 | 0 | 0 | 0 | 0 | 0 | 58.233 |  | 0 | 0 | 0 | 0 | 0 | 0 | 0
567 | Install & Remove Tiger Tails - Per Span (Business Hours) | per installation | 595.34 | 1590.7768 | 167.2% | 607.2468 | 1681.6178 | 1735.4503 | 1795.8292 | 1857.7696 | 1919.0482 | 869.6071 | 1131.9674 | 1394.3276 | 1656.6879 | 1919.0482 | 0 | 0 | 0 | 0 | 0 | 0 | 0 | 0 | 0 | 0 | 0 | 0 | 0 | 0 | 262.3603 |  | 0 | 0 | 0 | 0 | 0 | 0 | 0
Operational & Maintenance Fees - Export Only Embedded Generation Installations up to 5MW
568 | Embedded Generation OPEX Fees - Connection Assets | per annum | 2% | 2% | na |  | 0.02 | 0.02 | 0.02 | 0.02 | 0.02 | 0.02 | 0.02 | 0.02 | 0.02 | 0.02 | [7 empty] | 0 | 0 | 0 | 0 | 0 | 0 | 0 | 0.004 |  | 0 | 0 | 0 | 0 | 0 | 0 | 0 | bar: 17/18 to 23/24
569 | Embedded Generation OPEX Fees - Shared Network Asset | per annum | 2% | 2% | na |  | 0.02 | 0.02 | 0.02 | 0.02 | 0.02 | 0.02 | 0.02 | 0.02 | 0.02 | 0.02 | [7 empty] | 0 | 0 | 0 | 0 | 0 | 0 | 0 | 0.004 |  | 0 | 0 | 0 | 0 | 0 | 0 | 0 | bar: 17/18 to 23/24
Connection Enquiry Processing - Embedded Generation Installations*
570 | Embedded Generation Connection Enquiry – Class 1 (Commercial) | per installation | 0 | 444.6498 | na | 0 | 473.1264 | 490.2211 | 510.066 | 530.4303 | 550.3164 | 473.1264 | 490.2211 | 510.066 | 530.4303 | 550.3164 | 27 | 27 | 27 | 27 | 27 | 27 | 27 | 0 | 0 | 12774.4117 | 13235.9708 | 13771.7823 | 14321.6171 | 14858.5426 | 110.0633 |  | 0 | 0 | 12462.8407 | 12598.1876 | 12788.4689 | 12974.6782 | 13132.7866
596 | Embedded Generation Connection Enquiry – Class 2 | per installation | 571.2 | 555.8123 | -2.694% | 582.624 | 591.4079 | 612.7764 | 637.5825 | 663.0378 | 687.8955 | 591.4079 | 612.7764 | 637.5825 | 663.0378 | 687.8955 | [7 empty] | 0 | 0 | 0 | 0 | 0 | 0 | 0 | 21.0543 |  | 0 | 0 | 0 | 0 | 0 | 0 | 0 | bar: 17/18 to 23/24
597 | Embedded Generation Connection Enquiry – Class 3 | per installation | 571.2 | 666.9747 | 16.77% | 582.624 | 709.6895 | 735.3317 | 765.099 | 795.6454 | 825.4746 | 631.1941 | 679.7642 | 728.3344 | 776.9045 | 825.4746 | [7 empty] | 0 | 0 | 0 | 0 | 0 | 0 | 0 | 48.5701 |  | 0 | 0 | 0 | 0 | 0 | 0 | 0 | bar: 17/18 to 23/24
598 | Embedded Generation Connection Enquiry – Class 4 | per installation | 571.2 | 778.1372 | 36.23% | 582.624 | 827.9711 | 857.887 | 892.6155 | 928.253 | 963.0537 | 658.7099 | 734.7959 | 810.8818 | 886.9677 | 963.0537 | [7 empty] | 0 | 0 | 0 | 0 | 0 | 0 | 0 | 76.0859 |  | 0 | 0 | 0 | 0 | 0 | 0 | 0 | bar: 17/18 to 23/24
599 | Embedded Generation Connection Enquiry – Class 5 | per installation | 571.2 | 889.2996 | 55.69% | 582.624 | 946.2527 | 980.4423 | 1020.132 | 1060.8605 | 1100.6328 | 686.2258 | 789.8275 | 893.4293 | 997.031 | 1100.6328 | [7 empty] | 0 | 0 | 0 | 0 | 0 | 0 | 0 | 103.6018 |  | 0 | 0 | 0 | 0 | 0 | 0 | 0 | bar: 17/18 to 23/24
600 | Embedded Generation Connection Enquiry – Class 6 | per installation | 1142.41 | 1000.462 | -12.43% | 1165.2582 | 1064.5343 | 1102.9976 | 1147.6485 | 1193.4681 | 1238.2119 | 1064.5343 | 1102.9976 | 1147.6485 | 1193.4681 | 1238.2119 | [7 empty] | 0 | 0 | 0 | 0 | 0 | 0 | 0 | 14.5907 |  | 0 | 0 | 0 | 0 | 0 | 0 | 0 | bar: 17/18 to 23/24
Network Design & Investigation / Analysis Services - Embedded Generation Installations†
574 | Embedded Generation Network Technical Study - Class 1 (Commercial) | per installation | 0 | 1778.5992 | na | 0 | 1892.5054 | 1960.8846 | 2040.264 | 2121.721 | 2201.2656 | 1892.5054 | 1960.8846 | 2040.264 | 2121.721 | 2201.2656 | 4.5 | 4.5 | 4.5 | 4.5 | 4.5 | 4.5 | 4.5 | 0 | 0 | 8516.2745 | 8823.9805 | 9181.1882 | 9547.7447 | 9905.695 | 440.2531 |  | 0 | 0 | 8308.5605 | 8398.7917 | 8525.6459 | 8649.7855 | 8755.191
575 | Embedded Generation Network Technical Study - Class 2 | per installation | 3808.04 | 3557.1984 | -6.587% | 3884.2008 | 3785.0109 | 3921.7691 | 4080.5281 | 4243.4421 | 4402.5311 | 3785.0109 | 3921.7691 | 4080.5281 | 4243.4421 | 4402.5311 | 0 | 0 | 0 | 0 | 0 | 0 | 0 | 0 | 0 | 0 | 0 | 0 | 0 | 0 | 103.6661 |  | 0 | 0 | 0 | 0 | 0 | 0 | 0
576 | Embedded Generation Network Technical Study - Class 3 | per installation | 5712.05 | 7114.3968 | 24.55% | 5826.291 | 7570.0217 | 7843.5383 | 8161.0562 | 8486.8842 | 8805.0623 | 6422.0453 | 7017.7995 | 7613.5538 | 8209.308 | 8805.0623 | 0 | 0 | 0 | 0 | 0 | 0 | 0 | 0 | 0 | 0 | 0 | 0 | 0 | 0 | 595.7543 |  | 0 | 0 | 0 | 0 | 0 | 0 | 0
577 | Embedded Generation Network Technical Study - Class 4 | per installation | 7616.08 | 10671.5952 | 40.12% | 7768.4016 | 11355.0326 | 11765.3074 | 12241.5842 | 12730.3263 | 13207.5934 | 8856.24 | 9944.0783 | 11031.9167 | 12119.755 | 13207.5934 | 0 | 0 | 0 | 0 | 0 | 0 | 0 | 0 | 0 | 0 | 0 | 0 | 0 | 0 | 1087.8384 |  | 0 | 0 | 0 | 0 | 0 | 0 | 0
578 | Embedded Generation Network Technical Study - Class 5 | per installation | 11424.12 | 14228.7936 | 24.55% | 11652.6024 | 15140.0435 | 15687.0765 | 16322.1123 | 16973.7684 | 17610.1245 | 12844.1068 | 14035.6112 | 15227.1157 | 16418.6201 | 17610.1245 | 0.5 | 0.5 | 0.5 | 0.5 | 0.5 | 0.5 | 0.5 | 5712.06 | 5826.3012 | 6422.0534 | 7017.8056 | 7613.5578 | 8209.31 | 8805.0623 | 1191.5044 |  | 5826.3012 | 5826.3012 | 6265.418 | 6679.6484 | 7069.9453 | 7437.2297 | 7782.392
579 | Embeddded Generation - Embedded Generator Network Technical Study - Class 6 | per installation | 14280.14 | 17785.992 | 24.55% | 14565.7428 | 18925.0544 | 19608.8456 | 20402.6404 | 21217.2105 | 22012.6557 | 16055.1254 | 17544.5079 | 19033.8905 | 20523.2731 | 22012.6557 | 0 | 0 | 0 | 0 | 0 | 0 | 0 | 0 | 0 | 0 | 0 | 0 | 0 | 0 | 1489.3826 |  | 0 | 0 | 0 | 0 | 0 | 0 | 0
Contract Administration, Commissioning and Testing - Embedded Generation Installations up to 5MW
601 | Embedded Generation - Connection Contract Establishment - Class 1 (Commercial) to Class 6 | per establishment | na | 3557.1984 | na | na | 3785.0109 | 3921.7691 | 4080.5281 | 4243.4421 | 4402.5311 | 3785.0109 | 3921.7691 | 4080.5281 | 4243.4421 | 4402.5311 | [7 empty] | 0 | 0 | 0 | 0 | 0 | 0 | 0 | na |  | 0 | 0 | 0 | 0 | 0 | 0 | 0 | bar: 17/18 to 23/24
Provision of Data for Network Technical Study - Embedded Generation Installations over 5MW
602 | Embedded Generator Network Technical Study - Embedded Generation over 5MW | per provision | na | 17785.992 | na | na | 18925.0544 | 19608.8456 | 20402.6404 | 21217.2105 | 22012.6557 | 18925.0544 | 19608.8456 | 20402.6404 | 21217.2105 | 22012.6557 | [7 empty] | 0 | 0 | 0 | 0 | 0 | 0 | 0 | na |  | 0 | 0 | 0 | 0 | 0 | 0 | 0 | bar: 17/18 to 23/24
Residential Estate Subdivision Services (per block)
580 | Subdivision Electricity Distribution Network Reticulation - Multi Unit Blocks | per block | 0 | na | na | 0 | 0 | 0 | 0 | 0 | 0 | 0 | 0 | 0 | 0 | 0 | 0 | 0 | 0 | 0 | 0 | 0 | 0 | 0 | 0 | 0 | 0 | 0 | 0 | 0 | 0 |  | 0 | 0 | 0 | 0 | 0 | 0 | 0
581 | Subdivision Electricity Distribution Network Reticulation - Blocks <= 650 M2 | per block | 1700.39 | na | na | 1734.3978 | 1769.0858 | 1804.4675 | 1840.5568 | 1877.368 | 1914.9153 | 1769.0858 | 1804.4675 | 1840.5568 | 1877.368 | 1914.9153 | 0 | 0 | 0 | 0 | 0 | 0 | 0 | 0 | 0 | 0 | 0 | 0 | 0 | 0 | 36.1035 |  | 0 | 0 | 0 | 0 | 0 | 0 | 0
582 | Subdivision Electricity Distribution Network Reticulation - Blocks 650 - 1100m2 with average linear frontage of 22-25 metres | per block | 2227.78 | na | na | 2272.3356 | 2317.7823 | 2364.138 | 2411.4207 | 2459.6491 | 2508.8421 | 2317.7823 | 2364.138 | 2411.4207 | 2459.6491 | 2508.8421 | 0 | 0 | 0 | 0 | 0 | 0 | 0 | 0 | 0 | 0 | 0 | 0 | 0 | 0 | 47.3013 |  | 0 | 0 | 0 | 0 | 0 | 0 | 0
Upstream augmentation (per kVA of capacity)
585 | HV feeder | $/kva | 36.83 | na | na | 37.5666 | 38.3179 | 39.0843 | 39.866 | 40.6633 | 41.4766 | 38.3179 | 39.0843 | 39.866 | 40.6633 | 41.4766 | 0 | 0 | 0 | 0 | 0 | 0 | 0 | 0 | 0 | 0 | 0 | 0 | 0 | 0 | 0.78199 |  | 0 | 0 | 0 | 0 | 0 | 0 | 0
586 | Distribution substation | $/kva | 21.33 | na | na | 21.7566 | 22.1917 | 22.6356 | 23.0883 | 23.55 | 24.021 | 22.1917 | 22.6356 | 23.0883 | 23.55 | 24.021 | 0 | 0 | 0 | 0 | 0 | 0 | 0 | 0 | 0 | 0 | 0 | 0 | 0 | 0 | 0.45289 |  | 0 | 0 | 0 | 0 | 0 | 0 | 0
Rescheduled Site Visits
590 | Rescheduled Site Visit – One Person | per site visit | 139.06 | 165.9295 | 19.32% | 141.8412 | 176.556 | 182.9353 | 190.3408 | 197.9401 | 205.361 | 154.5452 | 167.2491 | 179.9531 | 192.657 | 205.361 | 426.5 | 426.5 | 426.5 | 426.5 | 426.5 | 426.5 | 426.5 | 59309.09 | 60495.2718 | 65913.507 | 71331.7422 | 76749.9774 | 82168.2127 | 87586.4479 | 12.704 |  | 60495.2718 | 60495.2718 | 64305.8605 | 67894.5792 | 71269.9838 | 74440.3452 | 77413.6575
591 | Rescheduled Site Visit – Service Team | per site visit | 587.55 | 690.4566 | 17.51% | 599.301 | 734.6753 | 761.2203 | 792.0356 | 823.6574 | 854.5368 | 650.3482 | 701.3953 | 752.4425 | 803.4896 | 854.5368 | 60.5 | 60.5 | 60.5 | 60.5 | 60.5 | 60.5 | 60.5 | 35546.775 | 36257.7105 | 39346.0635 | 42434.4165 | 45522.7695 | 48611.1225 | 51699.4755 | 51.0472 |  | 36257.7105 | 36257.7105 | 38386.4034 | 40389.6885 | 42272.4169 | 44039.2778 | 45694.8031
Trenching charges
592 | Trenching - first 2 meters | per visit | 533.33 | 533.2 | -0.02438% | 543.9966 | 557.4606 | 571.3971 | 585.682 | 600.3241 | 615.3322 | 557.4606 | 571.3971 | 585.682 | 600.3241 | 615.3322 | 34.5 | 34.5 | 34.5 | 34.5 | 34.5 | 34.5 | 34.5 | 18399.885 | 18767.8827 | 19232.3907 | 19713.2005 | 20206.0305 | 20711.1812 | 21228.9608 | 14.2671 |  | 18767.8827 | 18767.8827 | 18763.308 | 18763.308 | 18763.308 | 18763.308 | 18763.308
593 | Trenching - subsequent meters | per meter | 124.03 | 124 | -0.02419% | 126.5106 | 129.642 | 132.883 | 136.2051 | 139.6103 | 143.1005 | 129.642 | 132.883 | 136.2051 | 139.6103 | 143.1005 | 25 | 25 | 25 | 25 | 25 | 25 | 25 | 3100.75 | 3162.765 | 3241.05 | 3322.0763 | 3405.1282 | 3490.2564 | 3577.5128 | 3.318 |  | 3162.765 | 3162.765 | 3162 | 3162 | 3162 | 3162 | 3162
Boring charges
594 | Under footpath | per occurrence | 967.44 | 967.2 | -0.02481% | 986.7888 | 1011.2076 | 1036.4878 | 1062.4 | 1088.96 | 1116.184 | 1011.2076 | 1036.4878 | 1062.4 | 1088.96 | 1116.184 | 3.5 | 3.5 | 3.5 | 3.5 | 3.5 | 3.5 | 3.5 | 3386.04 | 3453.7608 | 3539.2266 | 3627.7073 | 3718.3999 | 3811.3599 | 3906.6439 | 25.879 |  | 3453.7608 | 3453.7608 | 3452.904 | 3452.904 | 3452.904 | 3452.904 | 3452.904
595 | Under driveway | per occurrence | 1153.49 | 1153.2 | -0.02514% | 1176.5598 | 1205.6706 | 1235.8124 | 1266.7077 | 1298.3754 | 1330.8348 | 1205.6706 | 1235.8124 | 1266.7077 | 1298.3754 | 1330.8348 | [7 empty] | 1153.49 | 1176.5598 | 1205.6706 | 1235.8124 | 1266.7077 | 1298.3754 | 1330.8348 | 30.855 |  | 1176.5598 | 1176.5598 | 1176.264 | 1176.264 | 1176.264 | 1176.264 | 1176.264 | bar: 17/18 to 23/24
Cable Testing
603 | Spiking/Cable Testing (Business Hours) - Evoenergy network cables only | per test | na | 873.4533 | na | na | 1007.0724 | 1043.4595 | 1085.7003 | 1129.0466 | 1171.3752 | 1007.0724 | 1043.4595 | 1085.7003 | 1129.0466 | 1171.3752 | 0 | 0 | 10 | 10 | 10 | 10 | 10 | 0 | 0 | 10070.7242 | 10434.5949 | 10857.0026 | 11290.4656 | 11713.7515 |  |  | 0 | 0 | 9825.0968 | 9931.7977 | 10081.8062 | 10228.6046 | 10353.2495
604 | Spiking/Cable Testing (After Hours) - Evoenergy network cables only | per test | na | 1029.2933 | na | na | 1305.1429 | 1352.2997 | 1407.0428 | 1463.2186 | 1518.0755 | 1305.1429 | 1352.2997 | 1407.0428 | 1463.2186 | 1518.0755 | 0 | 0 | 5 | 5 | 5 | 5 | 5 | 0 | 0 | 6525.7144 | 6761.4985 | 7035.2138 | 7316.0929 | 7590.3773 |  |  | 0 | 0 | 6366.5506 | 6435.6916 | 6532.8954 | 6628.0191 | 6708.7876
Testing of Substation HV/LV Earthing or Soil Resistivity
605 | Substation HV/LV Earthing/Soil Resistivity Testing (Business Hours) | per test | na | 1030.2832 | na | na | 1193.3665 | 1236.4846 | 1286.5393 | 1337.9041 | 1388.0628 | 1193.3665 | 1236.4846 | 1286.5393 | 1337.9041 | 1388.0628 | 0 | 0 | 10 | 10 | 10 | 10 | 10 | 0 | 0 | 11933.6646 | 12364.8462 | 12865.3933 | 13379.0407 | 13880.6285 |  |  | 0 | 0 | 11642.5996 | 11769.0386 | 11946.7966 | 12120.7505 | 12268.453
606 | Substation HV/LV Earthing/Soil Resistivity Testing (After Hours) | per test | na | 1225.0833 | na | na | 1565.9545 | 1622.5349 | 1688.2175 | 1755.6191 | 1821.4382 | 1565.9545 | 1622.5349 | 1688.2175 | 1755.6191 | 1821.4382 | 0 | 0 | 5 | 5 | 5 | 5 | 5 | 0 | 0 | 7829.7726 | 8112.6744 | 8441.0873 | 8778.0955 | 9107.1912 |  |  | 0 | 0 | 7638.8026 | 7721.7602 | 7838.3887 | 7952.5212 | 8049.43
Termination of Consumer Mains - up to 50mm² Al or Cu - Note 1
607 | 1x 4 Core Or 4x 1 Core (1 Set) Consumer Mains (Business Hours) | per temination | na | 1211.2553 | na | na | 1385.9284 | 1436.0041 | 1494.1357 | 1553.7886 | 1612.041 | 1385.9284 | 1436.0041 | 1494.1357 | 1553.7886 | 1612.041 | 0 | 0 | 15 | 15 | 15 | 15 | 15 | 0 | 0 | 20788.9258 | 21540.0616 | 22412.0348 | 23306.8294 | 24180.6156 |  |  | 0 | 0 | 20281.8788 | 20502.1407 | 20811.8023 | 21114.8371 | 21372.1408
608 | 1x 4 Core Or 4x 1 Core(1 Set) Consumer Mains (After Hours) | per temination | na | 1406.0553 | na | na | 1758.5165 | 1822.0544 | 1895.8138 | 1971.5036 | 2045.4164 | 1758.5165 | 1822.0544 | 1895.8138 | 1971.5036 | 2045.4164 | 0 | 0 | 5 | 5 | 5 | 5 | 5 | 0 | 0 | 8792.5823 | 9110.2718 | 9479.0689 | 9857.5182 | 10227.0822 |  |  | 0 | 0 | 8578.1291 | 8671.2878 | 8802.2578 | 8930.425 | 9039.2504
Termination of Consumer Mains - Above 50mm² Cu or Al - Note 1
609 | 1x 4 Core Or 4x 1 Core (1 Set) Consumer Mains (Business Hours) | per temination | na | 1524.9153 | na | na | 1758.5165 | 1822.0544 | 1895.8138 | 1971.5036 | 2045.4164 | 1758.5165 | 1822.0544 | 1895.8138 | 1971.5036 | 2045.4164 | 0 | 0 | 10 | 10 | 10 | 10 | 10 | 0 | 0 | 17585.1646 | 18220.5436 | 18958.1378 | 19715.0365 | 20454.1643 |  |  | 0 | 0 | 17156.2581 | 17342.5757 | 17604.5156 | 17860.85 | 18078.5009
610 | 1x 4 Core Or 4x 1 Core(1 Set) Consumer Mains (After Hours) | per temination | na | 1797.6353 | na | na | 2280.1398 | 2362.5247 | 2458.1632 | 2556.3047 | 2652.142 | 2280.1398 | 2362.5247 | 2458.1632 | 2556.3047 | 2652.142 | 0 | 0 | 2 | 2 | 2 | 2 | 2 | 0 | 0 | 4560.2795 | 4725.0494 | 4916.3263 | 5112.6094 | 5304.284 |  |  | 0 | 0 | 4449.0532 | 4497.3701 | 4565.2977 | 4631.7717 | 4688.2141
611 | 2 x 4 Core Or 8 x 1 Core (2 Set) Consumer Mains (Business Hours) | per temination | na | 1838.5753 | na | na | 2131.1045 | 2208.1046 | 2297.4919 | 2389.2187 | 2478.7918 | 2131.1045 | 2208.1046 | 2297.4919 | 2389.2187 | 2478.7918 | 0 | 0 | 15 | 15 | 15 | 15 | 15 | 0 | 0 | 31966.5679 | 33121.5691 | 34462.3787 | 35838.2801 | 37181.8774 |  |  | 0 | 0 | 31186.8955 | 31525.5863 | 32001.7445 | 32467.713 | 32863.3618
612 | 2 x 4 Core Or 8 x 1 Core (2 Set) Consumer Mains (After Hours) | per temination | na | 2189.2153 | na | na | 2801.7631 | 2902.9951 | 3020.5125 | 3141.1057 | 3258.8675 | 2801.7631 | 2902.9951 | 3020.5125 | 3141.1057 | 3258.8675 | 0 | 0 | 5 | 5 | 5 | 5 | 5 | 0 | 0 | 14008.8153 | 14514.9753 | 15102.5627 | 15705.5286 | 16294.3377 |  |  | 0 | 0 | 13667.1369 | 13815.5624 | 14024.2308 | 14228.4337 | 14401.8202
613 | 3 x 4 Core Or 12 x 1 Core (3 Set) Consumer Mains (Business Hours) | per temination | na | 2152.2353 | na | na | 2503.6926 | 2594.1549 | 2699.17 | 2806.9337 | 2912.1672 | 2503.6926 | 2594.1549 | 2699.17 | 2806.9337 | 2912.1672 | 0 | 0 | 10 | 10 | 10 | 10 | 10 | 0 | 0 | 25036.926 | 25941.5486 | 26991.7004 | 28069.337 | 29121.6722 |  |  | 0 | 0 | 24426.2693 | 24691.5394 | 25064.4771 | 25429.4339 | 25739.3149
614 | 3 x 4 Core Or 12 x 1 Core (3 Set) Consumer Mains (After Hours) | per temination | na | 2580.7953 | na | na | 3323.3864 | 3443.4654 | 3582.8619 | 3725.9067 | 3865.5931 | 3323.3864 | 3443.4654 | 3582.8619 | 3725.9067 | 3865.5931 | 0 | 0 | 5 | 5 | 5 | 5 | 5 | 0 | 0 | 16616.9318 | 17217.327 | 17914.3096 | 18629.5337 | 19327.9655 |  |  | 0 | 0 | 16211.6408 | 16387.6997 | 16635.2174 | 16877.4381 | 17083.1051
615 | 4 x 4 Core Or 16 x 1 Core (4 Set) Consumer Mains (Business Hours) | per temination | na | 2309.0653 | na | na | 2689.9866 | 2787.18 | 2900.0091 | 3015.7912 | 3128.8549 | 2689.9866 | 2787.18 | 2900.0091 | 3015.7912 | 3128.8549 | 0 | 0 | 10 | 10 | 10 | 10 | 10 | 0 | 0 | 26899.8663 | 27871.7998 | 29000.091 | 30157.9121 | 31288.5492 |  |  | 0 | 0 | 26243.772 | 26528.7803 | 26929.4675 | 27321.5799 | 27654.5184
616 | 4 x 4 Core Or 16 x 1 Core (4 Set) Consumer Mains (After Hours) | per temination | na | 2776.5853 | na | na | 3584.198 | 3713.7006 | 3864.0366 | 4018.3073 | 4168.9559 | 3584.198 | 3713.7006 | 3864.0366 | 4018.3073 | 4168.9559 | 0 | 0 | 5 | 5 | 5 | 5 | 5 | 0 | 0 | 17920.99 | 18568.5029 | 19320.1831 | 20091.5363 | 20844.7793 |  |  | 0 | 0 | 17483.8927 | 17673.7684 | 17940.7106 | 18201.9403 | 18423.7476
LV Underground Network Disconnection (permanent disconnection of existing network)
617 | Including Capping/Abandoning - Underground ( Business Hours) | per disconnection or per visit | na | 1681.7453 | na | na | 1944.8105 | 2015.0795 | 2096.6528 | 2180.3612 | 2262.1041 | 1944.8105 | 2015.0795 | 2096.6528 | 2180.3612 | 2262.1041 | 0 | 0 | 10 | 10 | 10 | 10 | 10 | 0 | 0 | 19448.1049 | 20150.7948 | 20966.5285 | 21803.6116 | 22621.0413 |  |  | 0 | 0 | 18973.7609 | 19179.8166 | 19469.506 | 19752.996 | 19993.7044
618 | Including Capping/Abandoning - Underground (After Hours) | per disconnection or per visit | na | 1993.4253 | na | na | 2540.9514 | 2632.7599 | 2739.3379 | 2848.7052 | 2955.5048 | 2540.9514 | 2632.7599 | 2739.3379 | 2848.7052 | 2955.5048 | 0 | 0 | 5 | 5 | 5 | 5 | 5 | 0 | 0 | 12704.757 | 13163.7994 | 13696.6893 | 14243.526 | 14777.5238 |  |  | 0 | 0 | 12394.8849 | 12529.4938 | 12718.7376 | 12903.9316 | 13061.1778
Consumer Mains Disconnection at Evoenergy Network Asset such as Point of Entry/Substation
619 | Temporary or Permanent Consumer Mains as a Separate Request (Business Hours) | per disconnection or per visit | na | 1681.7453 | na | na | 1944.8105 | 2015.0795 | 2096.6528 | 2180.3612 | 2262.1041 | 1944.8105 | 2015.0795 | 2096.6528 | 2180.3612 | 2262.1041 | 0 | 0 | 20 | 20 | 20 | 20 | 20 | 0 | 0 | 38896.2099 | 40301.5897 | 41933.0569 | 43607.2232 | 45242.0826 |  |  | 0 | 0 | 37947.5218 | 38359.6332 | 38939.012 | 39505.992 | 39987.4087
620 | Temporary or Permanent Consumer Mains as a Separate Request (After Hours) | per disconnection or per visit | na | 1993.4253 | na | na | 2540.9514 | 2632.7599 | 2739.3379 | 2848.7052 | 2955.5048 | 2540.9514 | 2632.7599 | 2739.3379 | 2848.7052 | 2955.5048 | 0 | 0 | 5 | 5 | 5 | 5 | 5 | 0 | 0 | 12704.757 | 13163.7994 | 13696.6893 | 14243.526 | 14777.5238 |  |  | 0 | 0 | 12394.8849 | 12529.4938 | 12718.7376 | 12903.9316 | 13061.1778
Substation Supervised Access
621 | 1- 4 (Business Hours) | per visit per substation | na | 1063.4208 | na | na | 1228.6262 | 1273.0183 | 1324.552 | 1377.4344 | 1429.0751 | 1228.6262 | 1273.0183 | 1324.552 | 1377.4344 | 1429.0751 | 0 | 0 | 20 | 20 | 20 | 20 | 20 | 0 | 0 | 24572.5234 | 25460.3664 | 26491.0393 | 27548.6871 | 28581.5029 |  |  | 0 | 0 | 23973.1936 | 24233.5433 | 24599.5635 | 24957.7508 | 25261.8839
622 | 1- 4 (After Hours) | per visit per substation | na | 1258.2207 | na | na | 1601.2142 | 1659.0686 | 1726.2301 | 1795.1494 | 1862.4505 | 1601.2142 | 1659.0686 | 1726.2301 | 1795.1494 | 1862.4505 | 0 | 0 | 5 | 5 | 5 | 5 | 5 | 0 | 0 | 8006.0712 | 8295.3429 | 8631.1505 | 8975.7469 | 9312.2527 |  |  | 0 | 0 | 7810.8012 | 7895.6268 | 8014.8812 | 8131.5837 | 8230.6745
623 | 4- 8 (Business Hours) | per visit per substation | na | 1690.7407 | na | na | 1973.8023 | 2045.1188 | 2127.9082 | 2212.8644 | 2295.8259 | 1973.8023 | 2045.1188 | 2127.9082 | 2212.8644 | 2295.8259 | 0 | 0 | 10 | 10 | 10 | 10 | 10 | 0 | 0 | 19738.0231 | 20451.1882 | 21279.0822 | 22128.644 | 22958.2593 |  |  | 0 | 0 | 19256.6079 | 19465.7354 | 19759.7432 | 20047.4593 | 20291.756
624 | 4- 8 (After Hours) | per visit per substation | na | 2041.3807 | na | na | 2644.4608 | 2740.0093 | 2850.9289 | 2964.7514 | 3075.9016 | 2644.4608 | 2740.0093 | 2850.9289 | 2964.7514 | 3075.9016 | 0 | 0 | 3 | 3 | 3 | 3 | 3 | 0 | 0 | 7933.3825 | 8220.0278 | 8552.7866 | 8894.2543 | 9227.7049 |  |  | 0 | 0 | 7739.8854 | 7823.9408 | 7942.1126 | 8057.7554 | 8155.9466
Temporary De-energisation/Isolation of Overhead LV Network
625 | Business Hours Work | Per isolation or de-energisation and re-energisation on a same day | na | 1340.8988 | na | na | 1543.2948 | 1599.0564 | 1663.7886 | 1730.2149 | 1795.0816 | 1543.2948 | 1599.0564 | 1663.7886 | 1730.2149 | 1795.0816 | 0 | 0 | 20 | 20 | 20 | 20 | 20 | 0 | 0 | 30865.8965 | 31981.1288 | 33275.7716 | 34604.2981 | 35901.6327 |  |  | 0 | 0 | 30113.0698 | 30440.0988 | 30899.8619 | 31349.7861 | 31731.812
626 | After Hours Work | Per isolation or de-energisation and re-energisation on a same day | na | na | na | na | 1990.4005 | 2062.3167 | 2145.8023 | 2231.4729 | 2315.1321 | 1990.4005 | 2062.3167 | 2145.8023 | 2231.4729 | 2315.1321 | 0 | 0 | 5 | 5 | 5 | 5 | 5 | 0 | 0 | 9952.0026 | 10311.5837 | 10729.0117 | 11157.3647 | 11575.6606 |  |  | 0 | 0 | 9709.2708 | 9814.7138 | 9962.9539 | 10108.0217 | 10231.1972
Temporary De-energisation/Isolation of Overhead HV Network2
627 | Business Hours Work | Per isolation or de-energisation and re-energisation on a same day | na | 2414.6188 | na | na | 2763.4596 | 2863.3077 | 2979.2185 | 3098.1631 | 3214.3149 | 2763.4596 | 2863.3077 | 2979.2185 | 3098.1631 | 3214.3149 | 0 | 0 | 10 | 10 | 10 | 10 | 10 | 0 | 0 | 27634.5961 | 28633.0765 | 29792.1854 | 30981.6305 | 32143.1494 |  |  | 0 | 0 | 26960.5816 | 27253.3745 | 27665.0058 | 28067.8282 | 28409.8604
628 | After Hours Work | Per isolation or de-energisation and re-energisation on a same day | na | 2804.2188 | na | na | 3508.6358 | 3635.4082 | 3782.5748 | 3933.5931 | 4081.0657 | 3508.6358 | 3635.4082 | 3782.5748 | 3933.5931 | 4081.0657 | 0 | 0 | 5 | 5 | 5 | 5 | 5 | 0 | 0 | 17543.1788 | 18177.0408 | 18912.874 | 19667.9655 | 20405.3286 |  |  | 0 | 0 | 17115.2964 | 17301.1691 | 17562.4836 | 17818.206 | 18035.3372
Temporary De-energisation/Isolation of Underground/Overhead SLCC supply3
629 | Business Hours Work | Per isolation or de-energisation and re-energisation on a same day | na | 592.9307 | na | na | 669.7441 | 693.9429 | 722.0348 | 750.8618 | 779.0121 | 669.7441 | 693.9429 | 722.0348 | 750.8618 | 779.0121 | 0 | 0 | 20 | 20 | 20 | 20 | 20 | 0 | 0 | 13394.8813 | 13878.8589 | 14440.6954 | 15017.2364 | 15580.2411 |  |  | 0 | 0 | 13068.1769 | 13210.0977 | 13409.6213 | 13604.875 | 13770.6629
630 | After Hours Work | Per isolation or de-energisation and re-energisation on a same day | na | 670.8508 | na | na | 818.7793 | 848.363 | 882.706 | 917.9478 | 952.3622 | 818.7793 | 848.363 | 882.706 | 917.9478 | 952.3622 | 0 | 0 | 5 | 5 | 5 | 5 | 5 | 0 | 0 | 4093.8965 | 4241.8152 | 4413.5301 | 4589.7391 | 4761.8111 |  |  | 0 | 0 | 3994.0453 | 4037.4208 | 4098.4015 | 4158.0771 | 4208.7471
Temporary De-energisation/Isolation of Underground HV Or LV Network3
631 | Business Hours Work | Per isolation or de-energisation and re-energisation on a same day | na | 1184.0688 | na | na | 1357.0008 | 1406.0313 | 1462.9495 | 1521.3574 | 1578.3939 | 1357.0008 | 1406.0313 | 1462.9495 | 1521.3574 | 1578.3939 | 0 | 0 | 10 | 10 | 10 | 10 | 10 | 0 | 0 | 13570.0079 | 14060.3131 | 14629.4952 | 15213.5739 | 15783.9394 |  |  | 0 | 0 | 13239.0321 | 13382.8085 | 13584.9406 | 13782.7471 | 13950.7025
632 | After Hours Work | Per isolation or de-energisation and re-energisation on a same day | na | 1378.8688 | na | na | 1729.5889 | 1792.0816 | 1864.6276 | 1939.0724 | 2011.7693 | 1729.5889 | 1792.0816 | 1864.6276 | 1939.0724 | 2011.7693 | 0 | 0 | 5 | 5 | 5 | 5 | 5 | 0 | 0 | 8647.9443 | 8960.4078 | 9323.1382 | 9695.3621 | 10058.8467 |  |  | 0 | 0 | 8437.0188 | 8528.6452 | 8657.4607 | 8783.5195 | 8890.5548
Temporary De-energisation/Isolation of Underground HV Network - If HV Cable Insulation Test Required ( Isolation for more than 7 days)4
633 | Business Hours Work | Per isolation or de-energisation and re-energisation on a same day | na | 1654.5588 | na | na | 1915.8829 | 1985.1067 | 2065.4667 | 2147.9299 | 2228.457 | 1915.8829 | 1985.1067 | 2065.4667 | 2147.9299 | 2228.457 | 0 | 0 | 10 | 10 | 10 | 10 | 10 | 0 | 0 | 19158.829 | 19851.0669 | 20654.6671 | 21479.2993 | 22284.5703 |  |  | 0 | 0 | 18691.5405 | 18894.5312 | 19179.9117 | 19459.185 | 19696.313
634 | After Hours Work | Per isolation or de-energisation and re-energisation on a same day | na | 1966.2387 | na | na | 2512.0238 | 2602.7871 | 2708.1517 | 2816.274 | 2921.8577 | 2512.0238 | 2602.7871 | 2708.1517 | 2816.274 | 2921.8577 | 0 | 0 | 5 | 5 | 5 | 5 | 5 | 0 | 0 | 12560.119 | 13013.9354 | 13540.7586 | 14081.3698 | 14609.2883 |  |  | 0 | 0 | 12253.7747 | 12386.8511 | 12573.9404 | 12757.0261 | 12912.4821
Temporary Pole Support Work - Using Lifter/Borer5
635 | Business Hours Work | Per pole support per day as well as per visit | na | 3414.6487 | na | na | 3846.9544 | 3985.9508 | 4147.3079 | 4312.8881 | 4474.5807 | 3846.9544 | 3985.9508 | 4147.3079 | 4312.8881 | 4474.5807 | 0 | 0 | 5 | 5 | 5 | 5 | 5 | 0 | 0 | 19234.7721 | 19929.754 | 20736.5396 | 21564.4405 | 22372.9035 |  |  | 0 | 0 | 18765.6313 | 18969.4268 | 19255.9384 | 19536.3188 | 19774.3867
636 | After Hours Work | Per pole support per day as well as per visit | na | 3722.5608 | na | na | 4538.2736 | 4702.2484 | 4892.6022 | 5087.9381 | 5278.6878 | 4538.2736 | 4702.2484 | 4892.6022 | 5087.9381 | 5278.6878 | 0 | 0 | 2 | 2 | 2 | 2 | 2 | 0 | 0 | 9076.5471 | 9404.4967 | 9785.2045 | 10175.8762 | 10557.3756 |  |  | 0 | 0 | 8855.1679 | 8951.3354 | 9086.5351 | 9218.8416 | 9331.1817
Temporary Pole Support Work - Using Concrete Blocks5
637 | Business Hours Work | per Pole per Installation as well as per visit | na | 2621.7587 | na | na | 2945.025 | 3051.4332 | 3174.9597 | 3301.7192 | 3425.5025 | 2945.025 | 3051.4332 | 3174.9597 | 3301.7192 | 3425.5025 | 0 | 0 | 5 | 5 | 5 | 5 | 5 | 0 | 0 | 14725.1248 | 15257.1662 | 15874.7986 | 16508.5958 | 17127.5123 |  |  | 0 | 0 | 14365.9754 | 14521.9904 | 14741.3286 | 14955.973 | 15138.2252
638 | After Hours Work | per Pole per Installation as well as per visit | na | 2812.7908 | na | na | 3412.7913 | 3536.1006 | 3679.2472 | 3826.1402 | 3969.5843 | 3412.7913 | 3536.1006 | 3679.2472 | 3826.1402 | 3969.5843 | 0 | 0 | 2 | 2 | 2 | 2 | 2 | 0 | 0 | 6825.5825 | 7072.2013 | 7358.4943 | 7652.2803 | 7939.1686 |  |  | 0 | 0 | 6659.1049 | 6731.423 | 6833.0935 | 6932.5883 | 7017.0682
Pole Stay Replacement
639 | With Standard Stay -Business Hours | per pole stay | na | 3742.5952 | na | na | 4251.7735 | 4402.6398 | 4576.9352 | 4755.7849 | 4930.7508 | 4251.7735 | 4402.6398 | 4576.9352 | 4755.7849 | 4930.7508 | 0 | 0 | 5 | 5 | 5 | 5 | 5 | 0 | 0 | 21258.8675 | 22013.1992 | 22884.6762 | 23778.9245 | 24653.754 |  |  | 0 | 0 | 20740.3585 | 20952.4799 | 21250.6969 | 21542.532 | 21790.3261
640 | With Standard Stay -After Hours | per pole stay | na | 4264.8888 | na | na | 5273.2751 | 5461.0498 | 5678.1912 | 5901.0082 | 6118.9092 | 5273.2751 | 5461.0498 | 5678.1912 | 5901.0082 | 6118.9092 | 0 | 0 | 2 | 2 | 2 | 2 | 2 | 0 | 0 | 10546.5501 | 10922.0997 | 11356.3825 | 11802.0165 | 12237.8184 |  |  | 0 | 0 | 10289.3172 | 10395.8117 | 10545.5301 | 10692.0444 | 10816.4483
641 | With Side Walk Stay -Business Hours | per pole stay | na | 4454.2899 | na | na | 4999.0032 | 5168.4504 | 5361.747 | 5560.0725 | 5755.0199 | 4999.0032 | 5168.4504 | 5361.747 | 5560.0725 | 5755.0199 | 0 | 0 | 5 | 5 | 5 | 5 | 5 | 0 | 0 | 24995.0161 | 25842.2518 | 26808.7351 | 27800.3626 | 28775.0993 |  |  | 0 | 0 | 24385.3815 | 24597.0273 | 24894.5756 | 25185.7564 | 25432.9949
642 | With Side Walk Stay -After Hours | per pole stay | na | 5001.7499 | na | na | 6045.8411 | 6253.1121 | 6490.3175 | 6733.7008 | 6972.6482 | 6045.8411 | 6253.1121 | 6490.3175 | 6733.7008 | 6972.6482 | 0 | 0 | 2 | 2 | 2 | 2 | 2 | 0 | 0 | 12091.6822 | 12506.2242 | 12980.6349 | 13467.4017 | 13945.2963 |  |  | 0 | 0 | 11796.7631 | 11903.6042 | 12053.8099 | 12200.8012 | 12325.61
LVABC Replacement
643 | 1 Span- Business Hours | Charge per installation | na | 8816.8587 | na | na | 10145.9274 | 10501.7113 | 10911.4343 | 11331.8515 | 11743.6338 | 10145.9274 | 10501.7113 | 10911.4343 | 11331.8515 | 11743.6338 | 0 | 0 | 10 | 10 | 10 | 10 | 10 | 0 | 0 | 101459.2738 | 105017.1131 | 109114.3434 | 113318.5154 | 117436.3385 |  |  | 0 | 0 | 98984.6574 | 99956.8001 | 101323.515 | 102660.9821 | 103796.6113
644 | 1 Span - After Hours | Charge per installation | na | 10375.2587 | na | na | 13126.632 | 13590.1133 | 14124.8594 | 14673.5717 | 15210.637 | 13126.632 | 13590.1133 | 14124.8594 | 14673.5717 | 15210.637 | 0 | 0 | 1 | 1 | 1 | 1 | 1 | 0 | 0 | 13126.632 | 13590.1133 | 14124.8594 | 14673.5717 | 15210.637 |  |  | 0 | 0 | 12806.4702 | 12935.2655 | 13116.3361 | 13293.5318 | 13443.9867
645 | 2 Span- Business Hours | Charge per installation | na | 13125.9781 | na | na | 15048.7627 | 15570.8896 | 16170.4188 | 16785.5806 | 17388.7711 | 15048.7627 | 15570.8896 | 16170.4188 | 16785.5806 | 17388.7711 | 0 | 0 | 2 | 2 | 2 | 2 | 2 | 0 | 0 | 30097.5254 | 31141.7792 | 32340.8376 | 33571.1612 | 34777.5422 |  |  | 0 | 0 | 29363.4395 | 29641.1938 | 30031.6827 | 30413.8152 | 30738.2798
646 | 2 Span - After Hours | Charge per installation | na | 15346.6981 | na | na | 19296.2667 | 19971.8625 | 20749.5494 | 21547.5319 | 22329.2506 | 19296.2667 | 19971.8625 | 20749.5494 | 21547.5319 | 22329.2506 | 0 | 0 | 1 | 1 | 1 | 1 | 1 | 0 | 0 | 19296.2667 | 19971.8625 | 20749.5494 | 21547.5319 | 22329.2506 |  |  | 0 | 0 | 18825.6261 | 19009.5062 | 19268.0194 | 19521.0004 | 19735.8039
647 | 3 Span- Business Hours | Charge per installation | na | 17315.4675 | na | na | 19804.8864 | 20488.0553 | 21271.237 | 22074.8287 | 22863.2608 | 19804.8864 | 20488.0553 | 21271.237 | 22074.8287 | 22863.2608 | 0 | 0 | 2 | 2 | 2 | 2 | 2 | 0 | 0 | 39609.7728 | 40976.1107 | 42542.4739 | 44149.6574 | 45726.5217 |  |  | 0 | 0 | 38643.6808 | 39001.652 | 39504.9162 | 39997.4105 | 40415.5823
648 | 3 Span - After Hours | Charge per installation | na | 20159.5474 | na | na | 25244.6722 | 26124.389 | 27135.7376 | 28173.468 | 29190.5416 | 25244.6722 | 26124.389 | 27135.7376 | 28173.468 | 29190.5416 | 0 | 0 | 1 | 1 | 1 | 1 | 1 | 0 | 0 | 25244.6722 | 26124.389 | 27135.7376 | 28173.468 | 29190.5416 |  |  | 0 | 0 | 24628.9485 | 24865.5695 | 25198.23 | 25523.7715 | 25800.1854
649 | Cut & Shackle for LVABC Replacement - Per Cross arm One Direction - Business Hours | Charge per installation | na | 1181.5074 | na | na | 1310.5084 | 1353.565 | 1402.2379 | 1452.1731 | 1501.4271 | 1310.5084 | 1353.565 | 1402.2379 | 1452.1731 | 1501.4271 | 0 | 0 | 10 | 10 | 10 | 10 | 10 | 0 | 0 | 13105.084 | 13535.6501 | 14022.3791 | 14521.731 | 15014.2708 |  |  | 0 | 0 | 12785.4478 | 12883.4266 | 13021.173 | 13155.9716 | 13270.4276
650 | Cut & Shackle for LVABC Replacement - Per Cross arm One Direction - After Hours | Charge per installation | na | 1419.0354 | na | na | 1662.4359 | 1718.2082 | 1781.6423 | 1846.7252 | 1910.7711 | 1662.4359 | 1718.2082 | 1781.6423 | 1846.7252 | 1910.7711 | 0 | 0 | 2 | 2 | 2 | 2 | 2 | 0 | 0 | 3324.8717 | 3436.4163 | 3563.2847 | 3693.4503 | 3821.5422 |  |  | 0 | 0 | 3243.7773 | 3270.8305 | 3308.8641 | 3346.0837 | 3377.6865
651 | Installation of LV Fuse Switch Disconnector for LVABC Replacement Work- Business Hours | Charge per installation | na | 1360.4962 | na | na | 1497.0611 | 1543.4597 | 1594.9751 | 1647.8181 | 1700.3004 | 1497.0611 | 1543.4597 | 1594.9751 | 1647.8181 | 1700.3004 | 0 | 0 | 5 | 5 | 5 | 5 | 5 | 0 | 0 | 7485.3055 | 7717.2984 | 7974.8757 | 8239.0906 | 8501.5018 |  |  | 0 | 0 | 7302.7371 | 7345.4357 | 7405.4649 | 7464.2095 | 7514.0889
652 | Installation of LV Fuse Switch Disconnector for LVABC Replacement Work- After Hours | Charge per installation | na | 1598.0242 | na | na | 1848.9886 | 1908.1028 | 1974.3796 | 2042.3702 | 2109.6444 | 1848.9886 | 1908.1028 | 1974.3796 | 2042.3702 | 2109.6444 | 0 | 0 | 1 | 1 | 1 | 1 | 1 | 0 | 0 | 1848.9886 | 1908.1028 | 1974.3796 | 2042.3702 | 2109.6444 |  |  | 0 | 0 | 1803.8913 | 1816.1597 | 1833.4077 | 1850.2866 | 1864.6182
653 | Installation of LV termination cross- arm for LVABC Replacement Work - Business Hours | Charge per installation | na | 1375.5022 | na | na | 1565.1407 | 1617.1037 | 1676.0263 | 1736.4786 | 1796.0363 | 1565.1407 | 1617.1037 | 1676.0263 | 1736.4786 | 1796.0363 | 0 | 0 | 5 | 5 | 5 | 5 | 5 | 0 | 0 | 7825.7033 | 8085.5187 | 8380.1314 | 8682.3929 | 8980.1817 |  |  | 0 | 0 | 7634.8325 | 7695.9131 | 7781.7851 | 7865.8194 | 7937.1721
654 | Installation of LV termination cross- arm for LVABC Replacement Work - After Hours | Charge per installation | na | 1589.7822 | na | na | 1974.9875 | 2041.759 | 2117.8722 | 2195.9651 | 2272.7493 | 1974.9875 | 2041.759 | 2117.8722 | 2195.9651 | 2272.7493 | 0 | 0 | 1 | 1 | 1 | 1 | 1 | 0 | 0 | 1974.9875 | 2041.759 | 2117.8722 | 2195.9651 | 2272.7493 |  |  | 0 | 0 | 1926.8171 | 1943.3756 | 1966.6549 | 1989.436 | 2008.7792
655 | Installation of LV double strain cross -arm for LVABC Replacement Work - Business Hours | Charge per installation | na | 1577.7722 | na | na | 1799.1751 | 1859.0628 | 1927.0226 | 1996.7473 | 2065.4205 | 1799.1751 | 1859.0628 | 1927.0226 | 1996.7473 | 2065.4205 | 0 | 0 | 5 | 5 | 5 | 5 | 5 | 0 | 0 | 8995.8755 | 9295.3139 | 9635.113 | 9983.7364 | 10327.1025 |  |  | 0 | 0 | 8776.4639 | 8847.4136 | 8947.1603 | 9044.7724 | 9127.6538
656 | Installation of LV double strain cross -arm for LVABC Replacement Work - After Hours | Charge per installation | na | 1951.6602 | na | na | 2411.9142 | 2493.9411 | 2587.6017 | 2683.6998 | 2778.1273 | 2411.9142 | 2493.9411 | 2587.6017 | 2683.6998 | 2778.1273 | 0 | 0 | 1 | 1 | 1 | 1 | 1 | 0 | 0 | 2411.9142 | 2493.9411 | 2587.6017 | 2683.6998 | 2778.1273 |  |  | 0 | 0 | 2353.087 | 2373.769 | 2402.8454 | 2431.2996 | 2455.4597
657 | 1 Way 630A Weber Fuse Switch Disconnector Installation for consumer mains termination work - Business Hours | Charge per installation | na | 726.8606 | na | na | 785.1824 | 806.8857 | 830.0462 | 853.7948 | 877.7484 | 785.1824 | 806.8857 | 830.0462 | 853.7948 | 877.7484 | 0 | 0 | 5 | 5 | 5 | 5 | 5 | 0 | 0 | 3925.9122 | 4034.4287 | 4150.2309 | 4268.9741 | 4388.7422 |  |  | 0 | 0 | 3830.1582 | 3840.0273 | 3853.902 | 3867.4798 | 3879.0086
658 | 1 Way 630A Weber Fuse Switch Disconnector Installation for consumer mains termination work - After Hours | Charge per installation | na | 765.8206 | na | na | 859.7 | 884.0958 | 910.3818 | 937.3378 | 964.4235 | 859.7 | 884.0958 | 910.3818 | 937.3378 | 964.4235 | 0 | 0 | 1 | 1 | 1 | 1 | 1 | 0 | 0 | 859.7 | 884.0958 | 910.3818 | 937.3378 | 964.4235 |  |  | 0 | 0 | 838.7318 | 841.4951 | 845.38 | 849.1818 | 852.4099
659 | 1 Way 1000A Weber Fuse Switch Disconnector Installation for consumer mains termination work - Business Hours | Charge per installation | na | 831.614 | na | na | 895.239 | 919.6937 | 945.6743 | 972.3137 | 999.2303 | 895.239 | 919.6937 | 945.6743 | 972.3137 | 999.2303 | 0 | 0 | 5 | 5 | 5 | 5 | 5 | 0 | 0 | 4476.1949 | 4598.4684 | 4728.3717 | 4861.5684 | 4996.1513 |  |  | 0 | 0 | 4367.0194 | 4376.8885 | 4390.7632 | 4404.341 | 4415.8698
660 | 1 Way 1000A Weber Fuse Switch Disconnector Installation for consumer mains termination work - After Hours | Charge per installation | na | 870.574 | na | na | 969.7566 | 996.9037 | 1026.01 | 1055.8567 | 1085.9053 | 969.7566 | 996.9037 | 1026.01 | 1055.8567 | 1085.9053 | 0 | 0 | 1 | 1 | 1 | 1 | 1 | 0 | 0 | 969.7566 | 996.9037 | 1026.01 | 1055.8567 | 1085.9053 |  |  | 0 | 0 | 946.104 | 948.8673 | 952.7523 | 956.554 | 959.7821
661 | 1 Way 1250A Jean Muller Installation for consumer mains termination work - Business Hours | Charge per installation | na | 3903.3464 | na | na | 4133.2401 | 4239.6817 | 4350.1562 | 4463.4063 | 4578.9046 | 4133.2401 | 4239.6817 | 4350.1562 | 4463.4063 | 4578.9046 | 0 | 0 | 3 | 3 | 3 | 3 | 3 | 0 | 0 | 12399.7203 | 12719.0451 | 13050.4686 | 13390.2189 | 13736.7138 |  |  | 0 | 0 | 12097.2881 | 12106.1702 | 12118.6575 | 12130.8775 | 12141.2534
662 | 1 Way 1250A Jean Muller Installation for consumer mains termination work - After Hours | Charge per installation | na | 3961.7864 | na | na | 4245.0165 | 4355.4968 | 4470.6596 | 4588.7208 | 4708.9172 | 4245.0165 | 4355.4968 | 4470.6596 | 4588.7208 | 4708.9172 | 0 | 0 | 1 | 1 | 1 | 1 | 1 | 0 | 0 | 4245.0165 | 4355.4968 | 4470.6596 | 4588.7208 | 4708.9172 |  |  | 0 | 0 | 4141.4795 | 4145.6245 | 4151.4519 | 4157.1546 | 4161.9967
663 | 1 Way Weber POE Kit Installation for consumer mains termination work- Business Hours | Charge per installation | na | 2374.87 | na | na | 2516.6223 | 2581.6116 | 2649.1402 | 2718.3662 | 2788.9341 | 2516.6223 | 2581.6116 | 2649.1402 | 2718.3662 | 2788.9341 | 0 | 0 | 5 | 5 | 5 | 5 | 5 | 0 | 0 | 12583.1116 | 12908.058 | 13245.701 | 13591.8309 | 13944.6704 |  |  | 0 | 0 | 12276.2064 | 12286.0755 | 12299.9502 | 12313.528 | 12325.0568
664 | 1 Way Weber POE Kit Installation for consumer mains termination work- After Hours | Charge per installation | na | 2413.83 | na | na | 2591.1399 | 2658.8217 | 2729.4758 | 2801.9092 | 2875.6092 | 2591.1399 | 2658.8217 | 2729.4758 | 2801.9092 | 2875.6092 | 0 | 0 | 1 | 1 | 1 | 1 | 1 | 0 | 0 | 2591.1399 | 2658.8217 | 2729.4758 | 2801.9092 | 2875.6092 |  |  | 0 | 0 | 2527.9414 | 2530.7047 | 2534.5897 | 2538.3914 | 2541.6195
665 | 3 Way Weber POE Kit Installation for consumer mains termination work - Business Hours | Charge per installation | na | 3099.07 | na | na | 3277.4849 | 3361.4958 | 3448.5215 | 3537.732 | 3628.7841 | 3277.4849 | 3361.4958 | 3448.5215 | 3537.732 | 3628.7841 | 0 | 0 | 5 | 5 | 5 | 5 | 5 | 0 | 0 | 16387.4247 | 16807.479 | 17242.6075 | 17688.6601 | 18143.9203 |  |  | 0 | 0 | 15987.7314 | 15997.6005 | 16011.4752 | 16025.053 | 16036.5818
666 | 3 Way Weber POE Kit Installation for consumer mains termination work - After Hours | Charge per installation | na | 3138.03 | na | na | 3352.0025 | 3438.7058 | 3528.8571 | 3621.275 | 3715.4591 | 3352.0025 | 3438.7058 | 3528.8571 | 3621.275 | 3715.4591 | 0 | 0 | 1 | 1 | 1 | 1 | 1 | 0 | 0 | 3352.0025 | 3438.7058 | 3528.8571 | 3621.275 | 3715.4591 |  |  | 0 | 0 | 3270.2464 | 3273.0097 | 3276.8947 | 3280.6964 | 3283.9245
667 | Holec Fuse Kit Installation for Termination of Consumer Mains - Business Hours | Charge per installation | na | 275.9396 | na | na | 311.4336 | 321.2931 | 332.3138 | 343.6191 | 354.8183 | 311.4336 | 321.2931 | 332.3138 | 343.6191 | 354.8183 | 0 | 0 | 5 | 5 | 5 | 5 | 5 | 0 | 0 | 1557.1678 | 1606.4657 | 1661.5689 | 1718.0955 | 1774.0916 |  |  | 0 | 0 | 1519.1881 | 1529.0572 | 1542.9319 | 1556.5097 | 1568.0385
668 | Holec Fuse Kit Installation for Termination of Consumer Mains - After Hours | Charge per installation | na | 314.8996 | na | na | 385.9512 | 398.5032 | 412.6494 | 427.1621 | 441.4934 | 385.9512 | 398.5032 | 412.6494 | 427.1621 | 441.4934 | 0 | 0 | 1 | 1 | 1 | 1 | 1 | 0 | 0 | 385.9512 | 398.5032 | 412.6494 | 427.1621 | 441.4934 |  |  | 0 | 0 | 376.5377 | 379.3011 | 383.186 | 386.9878 | 390.2158
Notes | [25 empty] | 5331278.9767 | 5679495.5908 | 6039397.7792 | 6400058.4726 | 6722193.9761 |  |  |  |  | 5201247.7821 | 5405825.6664 | 5608181.22 | 5798137.1 | 5941439.968
1 | Includes termination of temporary supply consumer mains. Crimp Lugs to be supplied by Customer/Applicant. Charges includes disconnection of existing temporary consumer mains if present.
2 | Includes establishment of temporary earthing to overhead network and includes plant as required
3 | Excludes the type of work done by supply and installation officer. Excludes streetlight controller isolation work by C & I Officer
4 | Includes insulation testing of isolated HV cable prior re-energisation
5 | Includes plant operator as required * Temporary network isolation charges to apply separately

## City Works
EMPLOYEESID | LASTNAME | TITLE | 2016/17 | 2017/18 | ISACTIVE | EQUIPMENTSID | EQUIPMENTUID | DESCRIPTION | 2016/17 | 2017/18 | VIEWABLE |  |  | Gross Hours | FTE'S | Individual | Summary | Fully Burdened
36264 | ADMINISTRATIVE STAFF | Administrative Staff | 86.4609 | 84.045 | Y | 35588 | BACKHOE | Backhoe | 65 | 55 | TRUE | Customer Service Officer | 386182.9915 | 5741.82 | 4 | 67.2579 | 67.2579 | 77.3466
36265 | ASSET ENGINEER | Asset Engineer | 106.7283 | 114.8036 | Y | 35589 | CABLE JINKER | Cable Jinker | 15 | 15 | TRUE | Asset Protection Officer | 588220.4143 | 5422.83 | 4 | 108.4711 | 108.4711 | 130.1653
36262 | ASSET INSPECTOR | Asset Inspector | 77.9359 | 85.0667 | Y | 35590 | DINGO | Dingo | 15 | 15 | TRUE | Service & Installation Officer | 151961.015 | 1298.8 | 1 | 117.0011 | 117.0011 | 160.2915
61179 | ASSET PROTECTION OFFICER | Asset Protection Officer | 104.7339 | 108.4711 | Y | 35591 | FIXED BORER | Fixed Borer | 60 | 70 | TRUE | Electrical Apprentice | 818340.9897 | 9957.4667 | 7.6667 | 82.1837 | 82.1837 | 89.161
36252 | CABLE JOINTER | Cable Jointer | 87.7778 | 86.6088 | Y | 35592 | LIFTER BORER (INCL POLEJINKER) | Lifter Borer (incl PoleJinker) | 120 | 130 | TRUE | Trade Assistant | 2110724.3325 | 27931.84 | 22 | 75.567 |  | 104.3642
36246 | CONTACT CENTRE OFFICER | Contact Centre Officer | 86.5132 | 83.8777 | Y | 35593 | KNUCKLE BOOM CRANE TRUCK | Knuckle Boom Crane Truck | 40 | 40 | TRUE | Plant Operator | 987117.8908 | 11689.2 | 9 | 84.447 |  | 115.6924
61178 | CONSTRUCTION SUPERVISOR | Construction Supervisor | 128.2875 | 122.4101 | Y | 35594 | SCAT MINI-EXCAVATOR (& TRUCK) | SCAT Mini-Excavator (& Truck) | 15 | 20 | TRUE | Asset Inspector | 630412.6261 | 7410.8 | 6 | 85.0667 | 79.7798 | 118.5841
55376 | ELECTRICAL APPRENTICE | Electrical Apprentice | 65.7153 | 82.1837 | Y | 35602 | TIPPER - 8 CUBIC METRE | Tipper - 8 Cubic Metre | 50 | 30 | TRUE | Vegetation Inspector | 370411.3405 | 4813.2 | 4 | 76.9574 | 79.0561 | 107.8257
36272 | ELECTRICAL FITTER | Electrical Fitter | 90.4177 | 95.6071 | Y | 35603 | WINCH TRUCK | Winch truck | 100 | 90 | TRUE | Cable Jointer | 562437.4075 | 6494 | 5 | 86.6088 |  | 118.654
36255 | ELECTRICAL FITTER - PROTECTION | Electrical Fitter - Protection | 106.8263 | 100.4531 | Y | 35604 | GENERATOR - 300KVA | Generator - 300kVA | 100 | 0 | TRUE | Site Lead | 5671761.3394 | 52960.48 | 41 | 107.0942 |  | 147.2826
36257 | ELECTRICAL OPERATOR | Electrical Operator | 107.081 | 113.3397 | Y | 55259 | Contract Plant | Contract Plant | 0 | 0 | TRUE | Program Delivery Lead | 1940842.7003 | 13101.815 | 10 | 148.1354 |  | 202.9572
55246 | GIS OFFICER | GIS Officer | 96.4401 | 98.8642 | Y | 55319 | EWP - GENERAL DUTY | EWP - General Duty | 95 | 90 | TRUE | Construction Supervisor | 635945.1851 | 5195.2 | 4 | 122.4101 |  | 167.7019
36259 | LINEWORKER | Lineworker | 85.0235 | 86.1609 | Y | 55320 | EWP - LIVE LINE | EWP - Live Line | 120 | 150 | TRUE | Electrical Fitter | 5501538.6042 | 57543.2067 | 44.9167 | 95.6071 |  | 125.2878
36260 | LINEWORKER LIVE LINE | Lineworker Live Line | 92.4453 | 93.8301 | Y | 55321 | EWP - Portable | EWP - Portable | 40 | 60 | TRUE | Electrical Fitter - Protection | 887185.2861 | 8831.84 | 6.8 | 100.4531 |  | 138.9689
36244 | NETWORK CONTROLLER | Network Controller | 160.0141 | 169.3246 | Y | 55322 | EWP - STREETLIGHTING | EWP - Streetlighting | 40 | 30 | TRUE | Electrical Operator | 839937.7694 | 7410.8 | 6 | 113.3397 |  | 157.2493
36245 | OUTAGE COORDINATOR | Outage Coordinator | 153.9995 | 142.1786 | Y | [6 empty] | Lineworker | 1967676.7867 | 22837.2333 | 17.5833 | 86.1609 |  | 117.9403
36261 | PLANT OPERATOR | Plant Operator | 82.4002 | 84.447 | Y | [6 empty] | Lineworker Live Line | 365599.5974 | 3896.4 | 3 | 93.8301 | 103.0618 | 128.5472
36253 | PROGRAM DELIVERY LEAD | Program Delivery Lead | 147.2306 | 148.1354 | Y
36267 | PROJECT ENGINEER | Project Engineer | 101.0491 | 109.6811 | Y | [6 empty] | Administrative Staff | 1608570.7486 | 19139.4 | 14 | 84.045 | 84.045 | 112.5117
36270 | PROJECT MANAGER | Project Manager | 129.7092 | 121.9762 | Y | [6 empty] | Works Packager | 465691.1903 | 4067.1225 | 3 | 114.5014 | 114.5014 | 156.8669
61180 | SENIOR ASSET ENGINEER | Senior Asset Engineer | 150.9558 | 154.99 | Y | [6 empty] | Asset Engineer | 2142339.5536 | 18660.915 | 13 | 114.8036 | 114.8036 | 132.0241
55002 | SENIOR PROJECT ENGINEER | Senior Project Engineer | 130.591 | 138.0912 | Y | [6 empty] | Senior Asset Engineer | 3114735.4659 | 20096.37 | 14 | 154.99 | 154.99 | 180.4106
61181 | SENIOR PROJECT MANAGER | Senior Project Manager | 172.6007 | 176.5772 | Y | [6 empty] | Senior Project Engineer | 1310478.4616 | 9489.9525 | 7 | 138.0912 | 138.0912 | 165.7094
36271 | SERVICE & INSTALLATION OFFICER | Service & Installation Officer | 108.6184 | 117.0011 | Y | [6 empty] | Project Engineer | 892173.1188 | 8134.245 | 6 | 109.6811 | 109.6811 | 130.7808
55247 | SITE LEAD | Site Lead | 106.2829 | 107.0942 | Y | [6 empty] | Management Group | 2752850.8307 | 8612.73 | 6 | 319.6258 | 319.6258 | 351.5884
61183 | TECHNICAL SPECIALIST | Technical Specialist | 88.8744 | 97.5534 | Y | [6 empty] | Strategic Project Services Manager | 377559.5709 | 1355.7075 | 1 | 278.4963 | 278.4963 | 320.2708
36258 | TRADE ASSISTANT | Trade Assistant | 71.0365 | 75.567 | Y | [6 empty] | Other Office-Based Staff | 1341632.3611 | 19665.7335 | 13.8 | 68.2218 | 68.2218 | 81.5512
36263 | VEGETATION INSPECTOR | Vegetation Inspector | 69.746 | 76.9574 | Y | [6 empty] | Project Manager | 525274.2247 | 4306.365 | 3 | 121.9762 | 121.9762 | 140.2727
61182 | WORKS PACKAGER | Works Packager | 109.0235 | 114.5014 | Y | [6 empty] | Senior Project Manager | 985711.2857 | 5582.325 | 4 | 176.5772 | 176.5772 | 203.549
[12 empty] | GIS Officer | 417861.2247 | 4226.6175 | 3 | 98.8642 | 98.8642 | 125.3152
[12 empty] | Outage Coordinator | 612272.9514 | 4306.365 | 3 | 142.1786 | 142.1786 | 156.3965
[12 empty] | Contact Centre Officer | 1559214.5907 | 18589.1422 | 12.95 | 83.8777 | 83.8777 | 95.3027
[12 empty] | Network Controller | 2430578.6061 | 14354.55 | 10 | 169.3246 | 169.3246 | 186.2571
[12 empty] | Section Manager | 1970794.4813 | 11084.9025 | 8 | 177.7909 | 177.7909 | 229.093
[12 empty] | Team Leader | 820499.444 | 7177.275 | 5 | 114.3191 | 114.3191 | 139.7095
[12 empty] | Fleet Management | 127004.5691 | 1435.455 | 1 | 88.4769 | 88.4769 | 101.7484
[12 empty] | Business Improvement | 620574.0867 | 5483.4381 | 3.82 | 113.1724 | 113.1724 | 125.9554
[12 empty] | EHS&Q | 424498.6382 | 4306.365 | 3 | 98.5747 | 98.5747 | 113.3609
[12 empty] | Finance Services | 1742593.8191 | 15790.005 | 11 | 110.3606 | 110.3606 | 121.3966
[12 empty] | Graduate Engineer | 286565.9636 | 4306.365 | 3 | 66.5447 | 66.5447 | 73.1992
[12 empty] | Vacation Student | 24261.6268 | 717.7275 | 0.5 | 33.8034 | 33.8034 | 37.1837
[12 empty] | Logistics | 1685862.2678 | 18660.915 | 13 | 90.3419 | 90.3419 | 103.8932
[12 empty] | Operational Information Controller | 443606.9691 | 4306.365 | 3 | 103.0119 | 103.0119 | 113.3131
[12 empty] | Program Development | 572104.7336 | 4306.365 | 3 | 132.851 | 132.851 | 152.7786
[12 empty] | Technical Specialist | 2063833.6231 | 21155.9275 | 15 | 97.5534 | 97.5534 | 125.8248
[12 empty] | Technical Regulation & Standards | 385895.7444 | 2870.91 | 2 | 134.4158 | 134.4158 | 154.5782
[12 empty] | Training | 1024770.5716 | 11483.64 | 8 | 89.2374 | 89.2374 | 102.623
[12 empty] | Work Practices | 634506.3816 | 4306.365 | 3 | 147.3415 | 147.3415 | 162.0757

## Labour rates
| Office Labour Overheads | Field Labour Overheads | Corporate Overheads
| 10% | 37% | 24%
| Rates W/O Overheads |  | Rates With Overheads
| Normal | Overtime | Normal | Overtime
Connection/Project Engineer (PE) | 109.68 | 153.552 | 120.648 | 164.52
Management ( Senior Project Engineer - SPE) | 138.09 | 193.326 | 151.899 | 207.135
GIS Officer (GO) | 98.86 | 138.404 | 108.746 | 148.29
Maximum Allowable Labour Rates 2017-2018
|  |  | Rates W/O Overheads |  | Rates With Overheads |  | Rates Fully Burdnened
| Normal Fully Burdened | Overtime | Normal | Overtime | Normal | Overtime | Normal | Overtime
Site Lead/Scheduler ( SL) | 156.83 | 195.79 | 103.0618 | 144.2865 | 141.1946 | 182.4194 | 165.9295 | 182.6594
Electrical Fitter (EF) | 156.83 | 195.79 | 103.0618 | 144.2865 | 141.1946 | 182.4194 | 165.9295 | 182.6594
Electrical Operator (EO) | 156.83 | 195.79 | 103.0618 | 144.2865 | 141.1946 | 182.4194 | 165.9295 | 182.6594
Plant Operator (PO) | 156.83 | 195.79 | 103.0618 | 144.2865 | 141.1946 | 182.4194 | 165.9295 | 182.6594
Line Worker (LW) | 156.83 | 195.79 | 103.0618 | 144.2865 | 141.1946 | 182.4194 | 165.9295 | 182.6594
Trade Assistant/Labour (TA) | 121.66 | 151.89 | 79.7798 | 111.6917 | 109.2983 | 141.2103 | 128.4455 | 141.4503
| Plant Overheads |  | 24%
| W/O Overheads | With Overheads
EWP -General Duty | 90 | 111.6
Liftter-Borer ( incl. pole jinker) (LB) | 130 | 161.2
SCAT- Mini Excavator ( & truck) | 20 | 24.8
Cable Jinker | 15 | 18.6
Material - Overheads | 42%

## Labour and plant escalation
Cost Category | Resource Type | Cost / Hourly Rate (Nominal$) 2017/18 | Cost / Hourly Rate (Nominal$) 2018/19 | Cost / Hourly Rate (Nominal$) 2019/20 | Cost / Hourly Rate (Nominal$) 2020/21 | Cost / Hourly Rate (Nominal$) 2021/22 | Cost / Hourly Rate (Nominal$) 2022/23 | Cost / Hourly Rate (Nominal$) 2023/24 | Cost / Hourly Rate (Nominal$) 2017/18 | Cost / Hourly Rate (Nominal$) 2018/19 | Cost / Hourly Rate (Nominal$) 2019/20 | Cost / Hourly Rate (Nominal$) 2020/21 | Cost / Hourly Rate (Nominal$) 2021/22 | Cost / Hourly Rate (Nominal$) 2022/23 | Cost / Hourly Rate (Nominal$) 2023/24
Evoenergy_Labour | Connection/Project Engineer (PE) | 109.68 | 113.2317 | 116.7042 | 120.9209 | 125.816 | 130.8391 | 135.7444 | 153.552 | 158.5244 | 163.3859 | 169.2893 | 176.1423 | 183.1748 | 190.0421
Evoenergy_Labour | Management ( Senior Project Engineer - SPE) | 138.09 | 142.5617 | 146.9337 | 152.2426 | 158.4056 | 164.7299 | 170.9057 | 193.326 | 199.5864 | 205.7071 | 213.1396 | 221.7678 | 230.6219 | 239.268
Evoenergy_Labour | GIS Officer (GO) | 98.86 | 102.0613 | 105.1913 | 108.992 | 113.4041 | 117.9318 | 122.3531 | 138.404 | 142.8858 | 147.2678 | 152.5888 | 158.7658 | 165.1045 | 171.2943
Evoenergy_Labour | Site Lead/Scheduler ( SL) | 103.0618 | 106.3992 | 109.6621 | 113.6244 | 118.2241 | 122.9441 | 127.5534 | 144.2865 | 148.9588 | 153.527 | 159.0742 | 165.5137 | 172.1218 | 178.5747
Evoenergy_Labour | Electrical Fitter (EF) | 103.0618 | 106.3992 | 109.6621 | 113.6244 | 118.2241 | 122.9441 | 127.5534 | 144.2865 | 148.9588 | 153.527 | 159.0742 | 165.5137 | 172.1218 | 178.5747
Evoenergy_Labour | Electrical Operator (EO) | 103.0618 | 106.3992 | 109.6621 | 113.6244 | 118.2241 | 122.9441 | 127.5534 | 144.2865 | 148.9588 | 153.527 | 159.0742 | 165.5137 | 172.1218 | 178.5747
Evoenergy_Labour | Plant Operator (PO) | 103.0618 | 106.3992 | 109.6621 | 113.6244 | 118.2241 | 122.9441 | 127.5534 | 144.2865 | 148.9588 | 153.527 | 159.0742 | 165.5137 | 172.1218 | 178.5747
Evoenergy_Labour | Line Worker (LW) | 103.0618 | 106.3992 | 109.6621 | 113.6244 | 118.2241 | 122.9441 | 127.5534 | 144.2865 | 148.9588 | 153.527 | 159.0742 | 165.5137 | 172.1218 | 178.5747
Evoenergy_Labour | Trade Assistant/Labour (TA) | 79.7798 | 82.3633 | 84.8891 | 87.9563 | 91.5169 | 95.1707 | 98.7387 | 111.6917 | 115.3086 | 118.8448 | 123.1388 | 128.1236 | 133.239 | 138.2342
Evoenergy_Labour | Office support service delivery | 84.04 | 86.7614 | 89.4221 | 92.6531 | 96.4038 | 100.2527 | 104.0113 | 117.656 | 121.466 | 125.191 | 129.7143 | 134.9654 | 140.3538 | 145.6158
Evoenergy_Labour | Electrical apprentice | 82.18 | 84.8412 | 87.443 | 90.6025 | 94.2702 | 98.0339 | 101.7093 | 115.052 | 118.7777 | 122.4202 | 126.8435 | 131.9783 | 137.2475 | 142.393
Evoenergy_Labour | Electrical worker | 103.06 | 106.3973 | 109.6602 | 113.6224 | 118.222 | 122.942 | 127.5512 | 144.284 | 148.9563 | 153.5243 | 159.0714 | 165.5108 | 172.1188 | 178.5717
Evoenergy_Labour | Electrical worker - labourer | 75.57 | 78.0171 | 80.4097 | 83.315 | 86.6877 | 90.1487 | 93.5285 | 105.798 | 109.224 | 112.5736 | 116.641 | 121.3628 | 126.2082 | 130.9398
Evoenergy_Labour | Project officer design section | 109.68 | 113.2317 | 116.7042 | 120.9209 | 125.816 | 130.8391 | 135.7444 | 153.552 | 158.5244 | 163.3859 | 169.2893 | 176.1423 | 183.1748 | 190.0421
Evoenergy_Labour | Senior technical officer / Engineer design section | 138.09 | 142.5617 | 146.9337 | 152.2426 | 158.4056 | 164.7299 | 170.9057 | 193.326 | 199.5864 | 205.7071 | 213.1396 | 221.7678 | 230.6219 | 239.268
Evoenergy_Plant | EWP -General Duty | 90 | 92.9144 | 95.7638 | 99.2239 | 103.2407 | 107.3625 | 111.3876
Evoenergy_Plant | Liftter-Borer ( incl. pole jinker) (LB) | 130 | 134.2097 | 138.3255 | 143.3235 | 149.1254 | 155.0792 | 160.8932 |  |  | not applicable for plant
Evoenergy_Plant | SCAT- Mini Excavator ( & truck) | 20 | 20.6476 | 21.2809 | 22.0498 | 22.9424 | 23.8583 | 24.7528
Evoenergy_Plant | Cable Jinker | 15 | 15.4857 | 15.9606 | 16.5373 | 17.2068 | 17.8938 | 18.5646
|  | 2017-18 | 2018-19 | 2019-20 | 2020-21 | 2021-22 | 2022-23 | 2023-24
Input Costs | Source
General labour | BIS Oxford Economics |  | 0.7382% | 0.5667% | 1.113% | 1.548% | 1.492% | 1.249%
General labour - index |  | 100% | 100.7% | 101.3% | 102.4% | 104% | 105.6% | 106.9%
CPI | ABS | 2.5% | 2.5% | 2.5% | 2.5% | 2.5% | 2.5% | 2.5%
CPI- index |  | 100% | 102.5% | 105.1% | 107.7% | 110.4% | 113.1% | 116%
|  | 2017-18: Nominal, normal time rates |  | Crew rates (normal time, nominal)
|  | 2017/18 | 2018/19 | 2019/20 | 2020/21 | 2021/22 | 2022/23 | 2023/24 |  | 2017/18 | 2018/19 | 2019/20 | 2020/21 | 2021/22 | 2022/23 | 2023/24
Direct overhead | 37%
Office support service delivery |  | 84.04 | 86.7614 | 89.4221 | 92.6531 | 96.4038 | 100.2527 | 104.0113 | F Crew Meter | 103.0618 | 106.3992 | 109.6621 | 113.6244 | 118.2241 | 122.9441 | 127.5534
Connection/Project Engineer (PE) |  | 109.68 | 113.2317 | 116.7042 | 120.9209 | 125.816 | 130.8391 | 135.7444 | G Crew | 285.9034 | 295.1616 | 304.2134 | 315.2051 | 327.965 | 341.059 | 353.8455
Management ( Senior Project Engineer - SPE) |  | 138.09 | 142.5617 | 146.9337 | 152.2426 | 158.4056 | 164.7299 | 170.9057 | Meter crew | 206.1236 | 212.7983 | 219.3243 | 227.2488 | 236.4482 | 245.8883 | 255.1068
GIS Officer (GO) |  | 98.86 | 102.0613 | 105.1913 | 108.992 | 113.4041 | 117.9318 | 122.3531 | OH Crew | 206.1236 | 212.7983 | 219.3243 | 227.2488 | 236.4482 | 245.8883 | 255.1068
Site Lead/Scheduler ( SL) |  | 103.0618 | 106.3992 | 109.6621 | 113.6244 | 118.2241 | 122.9441 | 127.5534 | Switcher | 103.0618 | 106.3992 | 109.6621 | 113.6244 | 118.2241 | 122.9441 | 127.5534
Electrical Fitter (EF) |  | 103.0618 | 106.3992 | 109.6621 | 113.6244 | 118.2241 | 122.9441 | 127.5534 | UG Crew | 309.1854 | 319.1975 | 328.9864 | 340.8732 | 354.6722 | 368.8324 | 382.6602
Electrical Operator (EO) |  | 103.0618 | 106.3992 | 109.6621 | 113.6244 | 118.2241 | 122.9441 | 127.5534 | Admin | 84.04 | 86.7614 | 89.4221 | 92.6531 | 96.4038 | 100.2527 | 104.0113
Plant Operator (PO) |  | 103.0618 | 106.3992 | 109.6621 | 113.6244 | 118.2241 | 122.9441 | 127.5534 | Two fitter crew | 206.1236 | 212.7983 | 219.3243 | 227.2488 | 236.4482 | 245.8883 | 255.1068
Line Worker (LW) |  | 103.0618 | 106.3992 | 109.6621 | 113.6244 | 118.2241 | 122.9441 | 127.5534
Trade Assistant/Labour (TA) |  | 79.7798 | 82.3633 | 84.8891 | 87.9563 | 91.5169 | 95.1707 | 98.7387
Corporate overhead | 24%

## Ancillary prices in current rcp
Charges applicable to fee based services for each year of the 2014–19 period (excl GST)
Description of ancillary service | 0 |  | 2014-15 | 2015-16 | 2016-17 | 2017-18 | 2018-19 | 2018-19 inflator | 1.02
Premise Re-energisation – Existing Network Connection -Applies also to call outs where connection is energised. | 0
501 | Re-energise premise – Business Hours | per visit | 56.14 | 66.07 | 67.82 | 69.52 | 70.9104
502 | Re-energise premise – After Hours | per visit | 120.73 | 83.75 | 85.97 | 88.13 | 89.8926
Premise De-energisation – Existing Network Connection | 0 | 0
503 | De-energise premise – Business Hours | per visit | 49.59 | 66.07 | 67.82 | 69.52 | 70.9104
505 | De-energise premise for debt non-payment | per test | 93.55 | 132.14 | 135.65 | 139.06 | 141.8412
Meter installation/reconfiguration | 0 | 0
507 | Install single phase, single element manually read interval meter | per visit | 66.55 | 500.92 | 511.93 | 522.25 | 532.695
508 | Install subsequent single phase, single element meter - same location and visit | per visit |  | 316.68 | 323.64 | 330.17 | 336.7734
509 | Install single phase, two element meter | per visit | 66.55 | 609.18 | 622.57 | 635.12 | 647.8224
511 | Install subsequent single phase, two element meter - same location and visit | per visit |  | 424.94 | 434.28 | 443.04 | 451.9008
512 | Install three phase meter | per visit |  | 733.51 | 749.64 | 764.76 | 780.0552
513 | Install subsequent three phase meter, same location and visit | per visit |  | 549.26 | 561.34 | 572.666 | 584.1193
Meter Investigations | 0 | 0
504 | Meter Test (Whole Current) – Business Hours | per test | 69.23 | 264.28 | 271.3 | 278.12 | 283.6824
510 | Meter Test (CT/VT) – Business Hours | per test | 350 | 306.07 | 314.2 | 322.09 | 328.5318
Special metering services | 0 | 0
506 | Special Meter Read | per read | 35.55 | 30.56 | 31.37 | 32.16 | 32.8032
Temporary network connections | 0 | 0
520 | Temporary Builders’ Supply – Overhead (Business Hours) | per installation | 398.64 | 593.84 | 609.21 | 624.93 | 637.4286
522 | Temporary Builders’ Supply – Underground (Business Hours) | per installation | 703.64 | 1296.4 | 1330.82 | 1364.26 | 1391.5452
New Network Connections | 0 | 0
523 | New Underground Service Connection – Greenfield | per installation | 0 | 0 | 0 | 0 | 0
524 | New Underground Service Connection - Greenfield Cable Only | per installation | 446
525 | New Underground Service Connection - Greenfield Metering Only | per installation | 0
526 | New Overhead Service Connection – Brownfield (Business Hours) | per installation | 288.18 | 779.95 | 800.66 | 820.78 | 837.1956
527 | New Underground Service Connection – Brownfield from Front | per installation | 691.82 | 1296.4 | 1330.82 | 1364.26 | 1391.5452
528 | New Underground Service Connection – Brownfield from Rear | per installation | 691.82 | 1296.4 | 1330.82 | 1364.26 | 1391.5452
Network Connection Alterations and Additions | 0 | 0
541 | Overhead Service Relocation – Single Visit (Business Hours) | per installation | 288.18 | 744.42 | 764.19 | 783.39 | 799.0578
542 | Overhead Service Relocation – Two Visits (Business Hours) | per installation | 576.36 | 1488.84 | 1528.37 | 1566.77 | 1598.1054
543 | Overhead Service Upgrade – Service Cable Replacement Not Required | per installation | 371.45 | 744.42 | 764.19 | 783.39 | 799.0578
544 | Overhead Service Upgrade – Service Cable Replacement Required | per installation | 691.82 | 779.95 | 800.66 | 820.78 | 837.1956
545 | Underground Service Upgrade – Service Cable Replacement Not Required | per installation | 371.45 | 1260.88 | 1294.36 | 1326.88 | 1353.4176
546 | Underground Service Upgrade – Service Cable Replacement Required | per installation | 691.82 | 1296.4 | 1330.82 | 1364.26 | 1391.5452
547 | Underground Service Relocation – Single Visit (Business Hours) | per installation | 691.82 | 1296.4 | 1330.82 | 1364.26 | 1391.5452
548 | Install surface mounted point of entry (POE) box | per installation | 456 | 599.55 | 615.47 | 630.93 | 643.5486
Temporary De-energisation | 0 | 0
560 | Temporary de-energisation – LV (Business Hours) | per occurrence | 462.27 | 396.42 | 406.95 | 417.17 | 425.5134
561 | Temporary de-energisation – HV (Business Hours) | per occurrence | 462.27 | 396.42 | 406.95 | 417.17 | 425.5134
Supply Abolishment / Removal | 0 | 0
562 | Supply Abolishment / Removal – Overhead (Business Hours) | per site visit | 288.18 | 558.32 | 573.15 | 587.55 | 599.301
563 | Supply Abolishment / Removal - Underground (Business Hours) | per site visit | 288.18 | 1008.7 | 1035.49 | 1061.51 | 1082.7402
Network overhead wire safety services | 0 | 0
564 | Install & Remove Tiger Tails – Establishment (Business Hours) | per installation | 1085 | 1311.1 | 1345.92 | 1379.74 | 1407.3348
565 | Install & Remove Tiger Tails - Per Span (Business Hours) | per installation | 560 | 660.02 | 677.55 | 694.57 | 708.4614
566 | Install & Remove Warning Flags – Installation (Business Hours) | per installation | 745 | 1116.63 | 1146.28 | 1175.08 | 1198.5816
567 | Install & Remove Tiger Tails - Per Span (Business Hours) | per installation | 480 | 565.73 | 580.75 | 595.34 | 607.2468
Embedded Generation - Operational & Maintenance Fees | 0 | 0
568 | Small Embedded Generation OPEX Fees - Connection Assets | per annum | 2% | 2% | 2% | 2% | 2%
569 | Small Embedded Generation OPEX Fees - Shared Network Asset | per annum | 2% | 2% | 2% | 2% | 2%
Connection Enquiry Processing | 0 | 0
570 | PV connection enquiry - LV Class 1 | per installation | 0 | 0 | 0 | 0 | 0
571 | PV connection enquiry - LV Class 2 - 5 | per installation | 514.55 | 542.79 | 557.2 | 571.2 | 582.624
572 | PV connection enquiry - HV | per enquiry | 1029.09 | 1085.58 | 1114.41 | 1142.41 | 1165.2582
573 | Provision of information for network technical study | per enquiry | 11580 | 10855.85 | 11144.12 | 11424.12 | 11652.6024
Network design and investigation/analysis services | 0 | 0
574 | Design and investigation - LV connection Class 1 | per installation | 0 | 0 | 0 | 0 | 0
575 | Design and investigation - LV connection Class 2 | per installation | 3705.45 | 3618.62 | 3714.71 | 3808.04 | 3884.2008
576 | Design and investigation - LV connection Class 3 | per installation | 4837.27 | 5427.92 | 5572.05 | 5712.05 | 5826.291
577 | Design and investigation - LV connection Class 4 | per installation | 7925.45 | 7237.23 | 7429.41 | 7616.08 | 7768.4016
578 | Design and investigation - LV connection Class 5 | per installation | 10732.73 | 10855.85 | 11144.12 | 11424.12 | 11652.6024
579 | Design and investigation HV connections Class 5 - customer network study | per installation | 11560 | 13569.81 | 13930.14 | 14280.14 | 14565.7428
Residential estate sub-division services (per block) | 0 | 0
580 | Subdivision Electricity Distribution Network Reticulation - Multi Unit Blocks | per block | 0 | 0 | 0 | 0 | 0
581 | Subdivision Electricity Distribution Network Reticulation - Blocks <= 650 M2 | per block | 600 | 1654 | 1678.95 | 1700.39 | 1734.3978
582 | Subdivision Electricity Distribution Network Reticulation - Blocks 650 - 1100m2 with average linear frontage of 22-25 metres | per block | 1100 | 2167 | 2199.69 | 2227.78 | 2272.3356
Upstream augmentation (per kVA of capacity) | 0 | 0
585 | HV feeder | $/kva | 34.2 | 35.83 | 36.37 | 36.83 | 37.5666
586 | Distribution substation | $/kva | 19.82 | 20.75 | 21.06 | 21.33 | 21.7566
Rescheduled Site Visits | 0 | 0
590 | Rescheduled Site Visit – One Person | per site visit | 125 | 132.14 | 135.65 | 139.06 | 141.8412
591 | Rescheduled Site Visit – Service Team | per site visit | 375 | 558.32 | 573.15 | 587.55 | 599.301
Trenching charges | 0 | 0
592 | Trenching - first 2 meters | per visit | 494.5 | 506.8 | 520.26 | 533.33 | 543.9966
593 | Trenching - subsequent meters | per meter | 115 | 117.86 | 120.99 | 124.03 | 126.5106
Boring charges | 0 | 0
594 | Under footpath | per occurrence | 897 | 919.32 | 943.73 | 967.44 | 986.7888
595 | Under driveway | per occurrence | 1069.5 | 1096.11 | 1125.22 | 1153.49 | 1176.5598

## Meter prices current rcp
Charges applicable to metering for each year of the 2014–19 period (excl GST)
c/day/NMI
[6 empty] | Indicative | 2018-19 inflator | 1.02
|  | 2014-15 | 2015-16 | 2016-17 | 2017-18 | 2018-19
| MP1 | 13.34 | 3.71 | 3.766 | 3.81 | 3.8862
| MP2 | 23.33 | 6.49 | 6.588 | 6.67 | 6.8034
| MP3 | 23.33 | 6.49 | 6.588 | 6.67 | 6.8034
| MP4 | 188.8 | 52.4 | 53.19 | 54 | 55.08
| MP6 | 53.73 | 14.95 | 15.176 | 15.37 | 15.6774
| MP7 | - | 7.53 | 7.644 | 7.742 | 7.8968
| MP8 | - | 13.17 | 13.369 | 13.54 | 13.8108
| MP9 | - | 13.17 | 13.369 | 13.54 | 13.8108
| MP10 | - | 106.3 | 107.903 | 109.281 | 111.4666