## AER FD Workings
AER Final Decision - April 2019
Model based on 'Evoenergy revised proposal-Ancillary services cost build up-November 2018_Public'
Worksheets 'Revised labout.plant escalation', '19.20 prices', 'Misc works estimation' and 'Price cost comparison' were copied and prefix 'AERFD" added - coloured orange
The AER Final Decision only covers prices for 2019-20. Numbers for future years are generally greyed out
1. 'AERFD Revised labour.plant' - Cell E3 changed back to a formula (with Evoenergy agreement) as we did not require this labour rate to be changed in our draft decision due to the overhead rate applied when it is used.
2. AER FD inflation rates inserted in 'AERFD Revised labour.plant' and 'AERFD 19.20 prices'
3. AER FD prices flow through to 'AERFD Price cost comparison' - Column K, and are highlighted in column U

## AERFD Revised labour.plant
Cost Category | Resource Type | Cost / Hourly Rate (Nominal$) 2017/18 | Cost / Hourly Rate (Nominal$) 2018/19 | Cost / Hourly Rate (Nominal$) 2019/20 | Cost / Hourly Rate (Nominal$) 2020/21 | Cost / Hourly Rate (Nominal$) 2021/22 | Cost / Hourly Rate (Nominal$) 2022/23 | Cost / Hourly Rate (Nominal$) 2023/24 | Cost / Hourly Rate (Nominal$) 2017/18 | Cost / Hourly Rate (Nominal$) 2018/19 | Cost / Hourly Rate (Nominal$) 2019/20 | Cost / Hourly Rate (Nominal$) 2020/21 | Cost / Hourly Rate (Nominal$) 2021/22 | Cost / Hourly Rate (Nominal$) 2022/23 | Cost / Hourly Rate (Nominal$) 2023/24
Evoenergy_Labour | Connection/Project Engineer (PE) | 109.68 | 113.1769 | 116.1773 | 119.6353 | 123.6779 | 127.9382 | 132.2876 | 153.552 | 158.4476 | 162.6482 | 167.4894 | 173.1491 | 179.1135 | 185.2027
Evoenergy_Labour | Management ( Senior Project Engineer - SPE) | 138.09 | 142.4926 | 146.2702 | 150.624 | 155.7138 | 161.0775 | 166.5536 | 193.326 | 199.4897 | 204.7783 | 210.8736 | 217.9993 | 225.5086 | 233.1751
Evoenergy_Labour | GIS Officer (GO) | 98.86 | 102.0119 | 104.7163 | 107.8332 | 111.477 | 115.317 | 119.2374 | 138.404 | 142.8166 | 146.6028 | 150.9665 | 156.0678 | 161.4438 | 166.9323
Evoenergy_Labour | Site Lead/Scheduler ( SL) | 103.0618 | 106.3476 | 97.3593 | 100.2572 | 103.645 | 107.2152 | 110.8601 | 144.2865 | 148.8867 | 136.303 | 140.3601 | 145.103 | 150.1013 | 155.2042
Evoenergy_Labour | Electrical Fitter (EF) | 103.0618 | 106.3476 | 97.3593 | 100.2572 | 103.645 | 107.2152 | 110.8601 | 144.2865 | 148.8867 | 136.303 | 140.3601 | 145.103 | 150.1013 | 155.2042
Evoenergy_Labour | Electrical Operator (EO) | 103.0618 | 106.3476 | 97.3593 | 100.2572 | 103.645 | 107.2152 | 110.8601 | 144.2865 | 148.8867 | 136.303 | 140.3601 | 145.103 | 150.1013 | 155.2042
Evoenergy_Labour | Plant Operator (PO) | 103.0618 | 106.3476 | 97.3593 | 100.2572 | 103.645 | 107.2152 | 110.8601 | 144.2865 | 148.8867 | 136.303 | 140.3601 | 145.103 | 150.1013 | 155.2042
Evoenergy_Labour | Line Worker (LW) | 103.0618 | 106.3476 | 97.3593 | 100.2572 | 103.645 | 107.2152 | 110.8601 | 144.2865 | 148.8867 | 136.303 | 140.3601 | 145.103 | 150.1013 | 155.2042
Evoenergy_Labour | Trade Assistant/Labour (TA) | 79.7798 | 82.3234 | 84.5058 | 87.0212 | 89.9617 | 93.0606 | 96.2243 | 111.6917 | 115.2527 | 118.3082 | 121.8296 | 125.9464 | 130.2848 | 134.714
Evoenergy_Labour | Office support service delivery | 84.04 | 86.7194 | 68.9596 | 71.0122 | 73.4118 | 75.9406 | 78.5223 | 117.656 | 121.4072 | 96.5435 | 99.4171 | 102.7765 | 106.3168 | 109.9312
Evoenergy_Labour | Electrical apprentice | 82.18 | 84.8001 | 80.3318 | 82.7229 | 85.5182 | 88.464 | 91.4714 | 115.052 | 118.7201 | 112.4645 | 115.812 | 119.7254 | 123.8496 | 128.06
Evoenergy_Labour | Electrical worker | 103.06 | 106.3458 | 97.3593 | 100.2572 | 103.645 | 107.2152 | 110.8601 | 144.284 | 148.8841 | 136.303 | 140.3601 | 145.103 | 150.1013 | 155.2042
Evoenergy_Labour | Electrical worker - labourer | 75.57 | 77.9794 | 80.4097 | 82.8031 | 85.6011 | 88.5498 | 91.5602 | 105.798 | 109.1711 | 112.5736 | 115.9244 | 119.8416 | 123.9697 | 128.1842
Evoenergy_Labour | Project officer design section | 109.68 | 113.1769 | 116.7042 | 120.1779 | 124.2389 | 128.5185 | 132.8876 | 153.552 | 158.4476 | 163.3859 | 168.2491 | 173.9344 | 179.9259 | 186.0427
Evoenergy_Labour | Senior technical officer / Engineer design section | 138.09 | 142.4926 | 133.8658 | 137.8504 | 142.5085 | 147.4174 | 152.4291 | 193.326 | 199.4897 | 187.4121 | 192.9905 | 199.5119 | 206.3844 | 213.4007
Evoenergy_Plant | EWP -General Duty | 90 | 92.8694 | 95.3315 | 98.169 | 101.4863 | 104.9821 | 108.5511
Evoenergy_Plant | Liftter-Borer ( incl. pole jinker) (LB) | 130 | 134.1447 | 137.701 | 141.7997 | 146.5913 | 151.6408 | 156.7961 |  |  | overtime rates not applicable for plant
Evoenergy_Plant | SCAT- Mini Excavator ( & truck) | 20 | 20.6376 | 21.1848 | 21.8153 | 22.5525 | 23.3294 | 24.1225
Evoenergy_Plant | Cable Jinker | 15 | 15.4782 | 15.8886 | 16.3615 | 16.9144 | 17.497 | 18.0919
|  | 2017-18 | 2018-19 | 2019-20 | 2020-21 | 2021-22 | 2022-23 | 2023-24
Input Costs | Source
EGWWS labour | BIS Oxford Economics |  | 0.7382% | 0.5667% | 1.113% | 1.548% | 1.492% | 1.249%
EGWWS labour - index | BIS Oxford Economics | 100% | 100.7% | 101.3% | 102.4% | 104% | 105.6% | 106.9%
DAE | DAE |  | 0.01628% | -0.1143% | -0.06009% | 0.3101% | 0.4968% | 0.6502%
DAE labour - index | DAE | 100% | 100% | 99.9% | 99.84% | 100.2% | 100.6% | 101.3%
Average of BIS and DAE |  |  | 0.3773% | 0.2262% | 0.5265% | 0.9291% | 0.9946% | 0.9497%
Average of BIS and DAE - Index |  | 100% | 100.4% | 100.6% | 101.1% | 102.1% | 103.1% | 104.1%
CPI | ABS |  | 2.45% | 2.425% | 2.45% | 2.45% | 2.45% | 2.45%
CPI- index | ABS | 100% | 102.5% | 104.9% | 107.5% | 110.1% | 112.8% | 115.6%
AER Draft Decision revisions
Note on E3: AER: FD - correction with Evoenergy agreement as our draft decision did not require this rate to be changed
Note on E31: AER: FD inflation

## AERFD 19.20 prices
2019-20 Alternative Control Services Cost Build Up - nominal dollars - fully cost reflective
| 2019/20 unit rate for labour |  | o/t loading | Crews, normal rates | [5 empty] | Crews, overtime rates | [6 empty] | Hours labour list
| Normal | Overtime |  |  | Line Worker (LW) | Trade Assistant/ Labour (TA) | Admin | Per hour crew rate |  |  | Line Worker (LW) | Trade Assistant/ Labour (TA) | Admin | Per hour crew rate |  | O/T Factor | 0.25
Direct overhead | 37% | 37% |  | F Crew Meter | 1 |  |  | 97.3593 |  | F Crew Meter | 1.4 |  |  | 136.303 |  | 140% | 0.5
Office support service delivery | 68.9596 | 96.5435 | 140% | G Crew | 2 | 1 |  | 279.2244 |  | G Crew | 2.8 | 1.4 |  | 390.9141 |  | 140% | 0.75
Connection/Project Engineer (PE) | 116.1773 | 162.6482 | 140% | Meter crew | 2 |  |  | 194.7185 |  | Meter crew | 2.8 |  |  | 272.606 |  | 140% | 1
Management ( Senior Project Engineer - SPE) | 133.8658 | 187.4121 | 140% | OH Crew | 2 |  |  | 194.7185 |  | OH Crew | 2.8 | 0 |  | 272.606 |  | 140% | 1.5
GIS Officer (GO) | 104.7163 | 146.6028 | 140% | Switcher | 1 |  |  | 97.3593 |  | Switcher | 1.4 |  |  | 136.303 |  | 140% | 2
Site Lead/Scheduler ( SL) | 97.3593 | 136.303 | 140% | UG Crew | 3 |  |  | 292.0778 |  | UG Crew | 4.2 | 0 |  | 408.9089 |  | 140% | 2.5
Electrical Fitter (EF) | 97.3593 | 136.303 | 140% | Admin | 0 | 0 | 1 | 68.9596 |  | Admin |  |  | 1.4 | 96.5435 |  | 140% | 3
Electrical Operator (EO) | 97.3593 | 136.303 | 140% | Two fitter crew | 2 |  |  | 194.7185 |  | Two fitter crew | 2.8 |  |  | 272.606 |  | 140% | 3.5
Plant Operator (PO) | 97.3593 | 136.303 | 140% | Meter reader | 1 |  |  | 80.3318 | [8 empty] | 4
Line Worker (LW) | 97.3593 | 136.303 | 140% | [13 empty] | 4.5
Trade Assistant/Labour (TA) | 84.5058 | 118.3082 | 140% |  |  |  |  | AER 2019-20 CPI |  | 1.0242 | [6 empty] | 5
Corporate overhead | 24% | 24% | [14 empty] | 5.5
6
6.5
7
Code | Service | Service Description / Scope | Current Prices 2017/18 | GST Inclusive | Appointment Time Hours | Normal/Over | Crew | Crew rate | Crew O/T Rate | Labour | Direct Overhead | Contract Payments | Plant Costs | Material Costs | Corporate Overheads | Total Expenditure | 7.5
Premise Re-energisation – Existing Network Connection | [16 empty] | 8
501 | Re-energise premises – Business Hours | Re-energisation of a premises that is already connected to the network during business hours | 69.524 | 76.4764 | 0.5 | Normal | F Crew Meter | 97.3593 | 136.303 | 48.6796 | 18.0115 |  |  |  | 11.6831 | 78.3742
502 | Re-energise premises – After Hours | Re-energisation of a premises that is already connected to the network during after-hours periods | 88.1301 | 96.9431 | 0.5 | Overtime | F Crew Meter | 97.3593 | 136.303 | 68.1515 | 18.0115 |  |  |  | 11.6831 | 97.8461
Premise De-energisation – Existing Network Connection | Service | Service Description / Scope | Current Prices 2017/18 | GST Inclusive | Appointment Time Hours | Normal/Over | Crew | Crew rate | Crew O/T Rate | Labour | Direct Overhead | Contract Payments | Plant Costs | Material Costs | Corporate Overheads | Total Expenditure
503 | De-energise premises – Business Hours | De-energisation of a premises that is already connected to the network during business hours; excluding where the de-energisation is for debt non-payment | 69.524 | 76.4764 | 0.5 | Normal | F Crew Meter | 97.3593 | 136.303 | 48.6796 | 18.0115 |  |  |  | 11.6831 | 78.3742
505 | De-energise premises for debt non-payment | De-energisation of a premises that is already connected to the network where the de-energisation is for debt non-payment – Anytime | 139.0583 | 152.9641 | 0.5 | Normal | Meter crew | 194.7185 | 272.606 | 97.3593 | 36.0229 |  |  |  | 23.3662 | 156.7484
Meter Investigations | Service | Service Description / Scope | Current Prices 2017/18 | GST Inclusive | Appointment Time Hours | Normal/Over | Crew | Crew rate | Crew O/T Rate | Labour | Direct Overhead | Contract Payments | Plant Costs | Material Costs | Corporate Overheads | Total Expenditure
504 | Meter Test (Whole Current) – Business Hours | Meter test for whole current Type 5 – 7 meters only during business hours. Fee is refunded if the meter is proven to be faulty | 278.1166 | 305.9283 | 1 | Normal | Meter crew | 194.7185 | 272.606 | 194.7185 | 72.0459 |  |  |  | 46.7324 | 313.4969
510 | Meter Test (CT/VT) – Business Hours | Meter test for meters utilising a CT or VT during business hours. Fee is refunded if the meter installation is proven to be faulty | 322.0945 | 354.3039 | 0.25 | Normal | Admin | 68.9596 | 96.5435 | 17.2399 | 6.3788 | 356.9507 |  |  | 89.8057 | 470.3751
Special meters Services | Service | Service Description / Scope | Current Prices 2017/18 | GST Inclusive | Appointment Time Hours | Normal/Over | Crew | Crew rate | Crew O/T Rate | Labour | Direct Overhead | Contract Payments | Plant Costs | Material Costs | Corporate Overheads | Total Expenditure
506 | Special Meter Read | Out of cycle meter read during business hours Use for the following: • Customer Initiated Check Read, • Data validation initiated Check Read - prior to billing, • Data validation Check Read - post billing • Customer initiated additional out-of cycle read for billing purposes • Final read Fee associated with a Check Read is refunded if the original reading is proven to be incorrect | 32.1582 | 35.374 | 0.25 | Normal | Meter reader | 80.3318 | 112.4645 | 20.0829 | 7.4307 | 6.5616 |  |  | 6.3947 | 33.9083
Power of Choice services | Service | Service Description / Scope | Current Prices 2017/18 | GST Inclusive | Appointment Time Hours | Normal/Over | Crew | Crew rate | Crew O/T Rate | Labour | Direct Overhead | Contract Payments | Plant Costs | Material Costs | Corporate Overheads | Total Expenditure
515 | Move, remove, inspect or reconfigure meter | Customer initiated change to an Evoenergy metered site that requires a site visit to move, reseal, reprogram or inspect, but does not require a new meter | na | na | 1 | Normal | F Crew Meter | 97.3593 | 136.303 | 97.3593 | 36.0229 |  |  |  | 23.3662 | 156.7484
516 | Establish supply | Energisation of a premise that is connected to the network for the first time | na | na | 0.75 | Normal | F Crew Meter | 97.3593 | 136.303 | 73.0195 | 27.0172 |  |  |  | 17.5247 | 117.5613
517 | Faults investigation (meter malfunction) | Customer call to Evoenergy Faults and Emergencies where a subsequent site visit ascertains a non-Evoenergy meter has failed, cannot be safely bypassed, and customer is/remains off supply | na | na | 0.75 | Normal | F Crew Meter | 97.3593 | 136.303 | 73.0195 | 27.0172 |  |  |  | 17.5247 | 117.5613
518 | Faults investigation (meter bypassed) | Customer call to Evoenergy Faults and Emergencies where a subsequent site visit ascertains a non-Evoenergy meter has failed and has been bypassed so that the customer is back on supply | na | na | 1 | Normal | F Crew Meter | 97.3593 | 136.303 | 97.3593 | 36.0229 |  |  |  | 23.3662 | 156.7484
519 | Faults investigation (customer's side of network boundary) | Customer call to Evoenergy Faults and Emergencies where a subsequent site visit ascertains a failure on the customers side of the network | na | na | 0.5 | Normal | F Crew Meter | 97.3593 | 136.303 | 48.6796 | 18.0115 |  |  |  | 11.6831 | 78.3742
Temporary Network Connections | Service | Service Description / Scope | Current Prices 2017/18 | GST Inclusive | Appointment Time Hours | Normal/Over | Crew | Crew rate | Crew O/T Rate | Labour | Direct Overhead | Contract Payments | Plant Costs | Material Costs | Corporate Overheads | Total Expenditure
520 | Temporary Builders’ Supply – Overhead (Business Hours) | Installation of a new temporary overhead supply connection not including associated metering during business hours; where the service connection complies with the following: • Load is <= 100 Amps/Phase • Single or multi-phase • Meter location <= 25m from source network pole • Point of Attachment/Builders Pole supplied and installed by the customer Includes situations where the service connection point of attachment (POA) and meter are in the permanent location | 624.9269 | 687.4196 | 1.5 | Normal | OH Crew | 194.7185 | 272.606 | 292.0778 | 108.0688 |  |  | 31.6456 | 77.6936 | 509.4859
522 | Temporary Builders’ Supply – Underground (Business Hours) | Installation of a new temporary underground supply connection not including associated metering during business hours; where the service connection complies with the following: • Load is <= 100 Amps/Phase • Single or multi-phase • Meter location <= 15m from source network pole / pillar / pit / cable end • Conduit between meter location and network connection point supplied and installed by the customer Includes situations where the service connection point of entry (POE) and/or meter are in the permanent location | 1364.2578 | 1500.6836 | 2 | Normal | UG Crew | 292.0778 | 408.9089 | 584.1556 | 216.1376 |  |  | 31.6456 | 147.7923 | 979.7311
New Network Connections | Service | Service Description / Scope | Current Prices 2017/18 | GST Inclusive | Appointment Time Hours | Normal/Over | Crew | Crew rate | Crew O/T Rate | Labour | Direct Overhead | Contract Payments | Plant Costs | Material Costs | Corporate Overheads | Total Expenditure
523 | New Underground Service Connection – Greenfield | Installation of a new underground service connection, not including associated metering, during business hours where the service connection complies with the following: • Service connection is the first / initial connection to that block/premise • Load is <= 100 Amps/Phase • Single or multi-phase • Network connection point is located in the street frontage verge • Cable length within block <= 15m • Conduit between the POE/meter location (as applicable) and the property boundary is supplied and installed by the customer • Complete service connection including associated metering can be undertaken in a single visit | 0 | 0 | 1.5 | Normal | G Crew | 279.2244 | 390.9141 | 418.8366 | 154.9695 |  |  |  | 100.5208 | 0
526 | New Overhead Service Connection – Brownfield (Business Hours) | Installation of a new overhead service connection, not including associated metering, during business hours; where the service connection complies with the following: • Service connection is not the first / initial connection to that block/premise • Load is <= 100 Amps/Phase • Single or multi-phase • Service connection is continuous with a length <= 2 spans &/or 25m from source network pole Typically use in redevelopment scenario only where an underground service connection cannot be achieved. | 820.7771 | 902.8549 | 2 | Normal | OH Crew | 194.7185 | 272.606 | 389.4371 | 144.0917 |  |  | 31.6456 | 101.0599 | 745.302
527 | New Underground Service Connection – Brownfield from Front | Installation of an underground service connection, not including associated metering, during business hours where the service connection complies with the following: • Service connection is not the first / initial connection to that block/premise • Load is <= 100 Amps/Phase • Single or multi-phase • Service connection is continuous with a length <= 25m from network connection point • Network connection point is a pole, pillar or pit located in the street frontage verge • Conduit between the POE/meter location (as applicable) and the network connection point or property boundary is supplied and installed by the customer Where the service connection extends outside the customer property and Evoenergy is required to undertake additional civil works, additional unit rate based fees may also be applied for the additional work beyond the scope of this item Typically use in redevelopment scenarios such as knockdown/rebuilds and/or dual occupancy premises. | 1364.2578 | 1500.6836 | 2.5 | Normal | UG Crew | 292.0778 | 408.9089 | 730.1945 | 270.172 |  |  | 31.6456 | 182.8416 | 1214.8538
528 | New Underground Service Connection – Brownfield from Rear | Installation of an underground service connection, not including associated metering, during business hours where the service connection complies with the following: • Service connection is not the first / initial connection to that block/premise • Load is <= 100 Amps/Phase • Single or multi-phase • Service connection is continuous with a length <= 25m from network connection point • Network connection point is a pole located in the section backspine • Conduit between the POE/meter location (as applicable) and the network connection point or property boundary is supplied and installed by the customer Where the service connection extends outside the customer property and Evoenergy is required to undertake additional civil works, additional unit rate based fees may also be applied for the additional work beyond the scope of this item Typically use in redevelopment scenarios such as knockdown/rebuilds and/or dual occupancy premises. | 1364.2578 | 1500.6836 | 2.5 | Normal | UG Crew | 292.0778 | 408.9089 | 730.1945 | 270.172 |  |  | 31.6456 | 182.8416 | 1214.8538
Network Connection Alterations and Additions | Service | Service Description / Scope | Current Prices 2017/18 | GST Inclusive | Appointment Time Hours | Normal/Over | Crew | Crew rate | Crew O/T Rate | Labour | Direct Overhead | Contract Payments | Plant Costs | Material Costs | Corporate Overheads | Total Expenditure
541 | Overhead Service Relocation – Single Visit (Business Hours) | Relocation of an overhead service connection in a single site visit during business hours where the service connection complies with the following: • Load <= 100 Amps/Phase • Single or multi-phase • Service connection is no more than two spans &/or 25m in length Scope involves: • De-energisation, physical disconnection / dismantling then re-attachment, connection and re-energisation • Replacement of overhead service cable if required | 783.3908 | 861.7299 | 2 | Normal | OH Crew | 194.7185 | 272.606 | 389.4371 | 144.0917 |  |  |  | 93.4649 | 626.9937
542 | Overhead Service Relocation – Two Visits (Business Hours) | Relocation of an overhead service connection in two site visits during business hours where the service connection complies with the following: • Load <= 100 Amps/Phase • Single or multi-phase • Service connection is no more than two spans &/or 25m in length Scope involves: • De-energisation, physical disconnection / dismantling in first site visit • Re-attachment, connection and re-energisation in second visit • Replacement of overhead service cable if required | 1566.7714 | 1723.4485 | 4 | Normal | OH Crew | 194.7185 | 272.606 | 778.8742 | 288.1834 |  |  |  | 186.9298 | 1253.9874
543 | Overhead Service Upgrade – Service Cable Replacement Not Required | Upgrade of an existing overhead service connection from single to multi-phase where the installed cable does not require replacement and the service connection complies with the following: • Load <= 100 Amps/Phase • Existing cable is physically able to be connected multi-phase without joints | 783.3908 | 861.7299 | 2 | Normal | OH Crew | 194.7185 | 272.606 | 389.4371 | 144.0917 |  |  |  | 93.4649 | 626.9937
544 | Overhead Service Upgrade – Service Cable Replacement Required | Upgrade of an existing overhead service connection where the installed cable does not meet the increased load requirements (multi-phase or capacity/rating) and the service connection complies with the following: • Load <= 100 Amps/Phase • Service connection is no more than two spans &/or 25m in length Use for single to multi-phase and capacity upgrades | 820.7771 | 902.8549 | 2 | Normal | OH Crew | 194.7185 | 272.606 | 389.4371 | 144.0917 |  |  | 31.6456 | 101.0599 | 666.2343
545 | Underground Service Upgrade – Service Cable Replacement Not Required | Upgrade of an existing underground service connection from single to multi-phase where the installed cable does not require replacement and the service connection complies with the following: • Load <= 100 Amps/Phase • Existing cable is physically able to be connected multi-phase without joints | 1326.8817 | 1459.5699 | 1.5 | Normal | Two fitter crew | 194.7185 | 272.606 | 292.0778 | 108.0688 |  |  |  | 70.0987 | 470.2453
546 | Underground Service Upgrade – Service Cable Replacement Required | Upgrade of an existing underground service connection where the existing cable does not meet the increased load requirements (multi-phase or capacity/rating) and the service connection complies with the following: • Load <= 100 Amps/Phase • Service connection is no more than 25m in length • Conduit between the meter location and the network connection point or property boundary is supplied and installed by the customer Where the service connection extends outside the customer property and Evoenergy is required to undertake additional civil works, additional unit rate based fees may also be applied for the additional work outside the scope of this item | 1364.2578 | 1500.6836 | 2.5 | Normal | UG Crew | 292.0778 | 408.9089 | 730.1945 | 270.172 |  |  | 31.6456 | 182.8416 | 1214.8538
547 | Underground Service Relocation – Single Visit (Business Hours) | Relocation of an underground service connection, or part thereof, in a single site visit during business hours where the service connection complies with the following: • Load <= 100 Amps/Phase • Single or multi-phase • Service connection is no more than 25m in length Scope involves: • De-energisation, physical disconnection/cutting away, installation of new service cable section, jointing and then termination, connection and re-energisation Where the service connection extends outside the customer property and Evoenergy is required to undertake additional civil works, additional unit rate based fees may also be applied for the additional work outside the scope of this item | 1364.2578 | 1500.6836 | 2.5 | Normal | UG Crew | 292.0778 | 408.9089 | 730.1945 | 270.172 |  |  | 31.6456 | 182.8416 | 1214.8538
548 | Install surface mounted point of entry (POE) box | Installation of a surface mounted point of entry box and conduit to ground level on the customer’s structure to facilitate installation of a new or relocated underground service connection; where the service connection complies with the following: • Load <= 100 Amps/Phase • Single or multi-phase Scope involves: • Supply and installation of POE box, conduit and associated fixings Applicable where a recessed POE box cannot be provided by the customer Only use in conjunction with Item 526 New Underground Service – Brownfield and Item 547 Underground Service Relocation | 630.9341 | 694.0275 | 1 | Normal | UG Crew | 292.0778 | 408.9089 | 292.0778 | 108.0688 |  |  | 84.7968 | 90.4499 | 575.3933
549 | Overhead Service Temporary Disconnect Reconnect same day (Business Hours) | A temporary disconnect and reconnect of an existing overhead service connection to a residential dwelling. | n/a | n/a | 3 | Normal | OH Crew | 194.7185 | 272.606 | 584.1556 | 216.1376 |  |  |  | 140.1973 | 940.4906
Temporary De-energisation | Service | Service Description / Scope | Current Prices 2017/18 | GST Inclusive | Appointment Time Hours | Normal/Over | Crew | Crew rate | Crew O/T Rate | Labour | Direct Overhead | Contract Payments | Plant Costs | Material Costs | Corporate Overheads | Total Expenditure
560 | Temporary de-energisation – LV (Business Hours) | Temporary de-energisation and re-energisation of LV network infrastructure in business hours to allow safe customer / contractor approach and work in close proximity Scope does not include dismantling of lines or network infrastructure Use for tree pruning, mobile plant operation, oversize loads, construction activities | 417.1749 | 458.8924 | 4 | Normal | Switcher | 97.3593 | 136.303 | 389.4371 | 144.0917 |  |  |  | 93.4649 | 626.9937
561 | Temporary de-energisation – HV (Business Hours) | Temporary de-energisation and re-energisation of HV network infrastructure in business hours to allow safe customer / contractor approach and work in close proximity Scope does not include dismantling of lines or network infrastructure Use for tree pruning, mobile plant operation, oversize loads, construction activities | 417.1749 | 458.8924 | 4 | Normal | Switcher | 97.3593 | 136.303 | 389.4371 | 144.0917 |  |  |  | 93.4649 | 626.9937
Supply Abolishment / Removal | Service | Service Description / Scope | Current Prices 2017/18 | GST Inclusive | Appointment Time Hours | Normal/Over | Crew | Crew rate | Crew O/T Rate | Labour | Direct Overhead | Contract Payments | Plant Costs | Material Costs | Corporate Overheads | Total Expenditure
562 | Supply Abolishment / Removal – Overhead (Business Hours) | Decommissioning and removal of an overhead service connection and associated metering during business hours for service connections that comply with the following: • Load <= 100 Amps/Phase • Single or multi-phase • Service connection is no more than two spans &/or 25m in length • Removal of the service connection does not result in a consequential requirement to remove a network pole Use where a property is to be demolished, supply is no longer required, an alternative connection point is to be established / used, or a redundant supply is to be removed. | 587.5508 | 646.3059 | 1.5 | Normal | OH Crew | 194.7185 | 272.606 | 292.0778 | 108.0688 |  |  |  | 70.0987 | 470.2453
563 | Supply Abolishment / Removal - Underground (Business Hours) | Decommissioning and removal of an underground service connection and associated metering during business hours for service connections which comply with the following: • Load <= 100 Amps/Phase • Single or multi-phase • Removal of the service connection does not result in a consequential requirement to remove redundant network mains infrastructure such as a pole, pillar, pit Use where a property is to be demolished, supply is no longer required, an alternative connection point is to be established / used, or a redundant supply is to be removed. | 1061.5074 | 1167.6582 | 2.5 | Normal | UG Crew | 292.0778 | 408.9089 | 730.1945 | 270.172 |  |  |  | 175.2467 | 1175.6132
Miscellaneous Customer Initiated Services | Service | Service Description / Scope | Current Prices 2017/18 | GST Inclusive | Appointment Time Hours | Normal/Over | Crew | Crew rate | Crew O/T Rate | Labour | Direct Overhead | Contract Payments | Plant Costs | Material Costs | Corporate Overheads | Total Expenditure
564 | Install & Remove Tiger Tails – Establishment (Business Hours) | Installation and removal of “Tiger Tail” covers on overhead lines including service lines, LV & HV during business hours – Establishment fee per site Use in conjunction with Item 565 to determine total service charge | 1379.7372 | 1517.7109 | 3 | Normal | OH Crew | 194.7185 | 272.606 | 584.1556 | 216.1376 |  | 188.9739 |  | 185.5511 | 1174.8182
565 | Install & Remove Tiger Tails - Per Span (Business Hours) | Installation and removal of “Tiger Tail” covers on overhead lines including service lines, LV & HV during business hours – Length based fee Use in conjunction with Item 564 to determine total service charge | 694.5739 | 764.0313 | 3 | Normal | OH Crew | 194.7185 | 272.606 | 584.1556 | 216.1376 |  |  | 699.9033 | 308.1741 | 1808.3707
566 | Install & Remove Warning Flags – Installation (Business Hours) | Installation and removal of Warning Flags on overhead lines including service lines, LV & HV during business hours – Establishment fee per site Use in conjunction with Item 567 to determine total service charge | 1175.0811 | 1292.5892 | 3 | Normal | OH Crew | 194.7185 | 272.606 | 584.1556 | 216.1376 |  | 188.9739 |  | 185.5511 | 1174.8182
567 | Install & Remove Tiger Tails - Per Span (Business Hours) | Installation and removal of Warning Flags on overhead lines including service lines, LV & HV – Lengths based fee Use in conjunction with Item 566 to determine total service charge | 595.3418 | 654.8759 | 3 | Normal | OH Crew | 194.7185 | 272.606 | 584.1556 | 216.1376 |  |  | 503.9304 | 261.1406 | 1565.3642
Operational & Maintenance Fees - Export Only Embedded Generation Installations up to 5MW | Service | Service Description / Scope | Current Prices 2017/18 | GST Inclusive | Appointment Time Hours | Normal/Over | Crew | Crew rate | Crew O/T Rate | Labour | Direct Overhead | Contract Payments | Plant Costs | Material Costs | Corporate Overheads | Total Expenditure
568 | Embedded Generation OPEX Fees - Connection Assets | Annual operational and maintenance charges for the dedicated connections assets of Export Only Embedded Generation | 2% of value of connection assets per annum | 0 | 0 | 0 | 0
569 | Embedded Generation OPEX Fees - Shared Network Asset | Annual operational and maintenance charges for the shared network assets associated with Export Only Embedded Generation | 2% of value of shared assets allocated to the generator per annum (if applicable) | 0 | 0 | 0 | 0
Connection Enquiry Processing - Embedded Generation Installations* | Service | Service Description / Scope | Current Prices 2017/18 | GST Inclusive | Appointment Time Hours | Normal/Over | Crew | Crew rate | Crew O/T Rate | Labour | Direct Overhead | Contract Payments | Plant Costs | Material Costs | Corporate Overheads | Total Expenditure
570 | Embedded Generation Connection Enquiry – Class 1 (Commercial) | Receipt, registration, processing and responding to a connection enquiry for Class 1 (Commercial) Embedded Generation | 0 | 0 | 2 | Normal | Management ( Senior Project Engineer - SPE) | 133.8658 | 187.4121 | 267.7316 | 99.0607 |  |  |  | 64.2556 | 431.0479
596 | Embedded Generation Connection Enquiry – Class 2 | Receipt, registration, processing and responding to a connection enquiry with Preliminary Network Advice for Class 2 Embedded Generation | 571.2 | 628.32 | 2.5 | Normal | Management ( Senior Project Engineer - SPE) | 133.8658 | 187.4121 | 334.6645 | 123.8259 |  |  |  | 80.3195 | 538.8099
597 | Embedded Generation Connection Enquiry – Class 3 | Receipt, registration, processing and responding to a connection enquiry with Preliminary Network Advice for Class 3 Embedded Generation | 571.2 | 628.32 | 3 | Normal | Management ( Senior Project Engineer - SPE) | 133.8658 | 187.4121 | 401.5974 | 148.5911 |  |  |  | 96.3834 | 646.5719
598 | Embedded Generation Connection Enquiry – Class 4 | Receipt, registration, processing and responding to a connection enquiry with Preliminary Network Advice for Class 4 Embedded Generation | 571.2 | 628.32 | 3.5 | Normal | Management ( Senior Project Engineer - SPE) | 133.8658 | 187.4121 | 468.5304 | 173.3562 |  |  |  | 112.4473 | 754.3339
599 | Embedded Generation Connection Enquiry – Class 5 | Receipt, registration, processing and responding to a connection enquiry with Preliminary Network Advice for Class 5 Embedded Generation | 571.2 | 628.32 | 4 | Normal | Management ( Senior Project Engineer - SPE) | 133.8658 | 187.4121 | 535.4633 | 198.1214 |  |  |  | 128.5112 | 862.0958
600 | Embedded Generation Connection Enquiry – Class 6 | Receipt, registration, processing and responding to a connection enquiry with Preliminary Network Advice for Class 6 Embedded Generation | 1142.41 | 1256.64 | 4.5 | Normal | Management ( Senior Project Engineer - SPE) | 133.8658 | 187.4121 | 602.3962 | 222.8866 |  |  |  | 144.5751 | 969.8578
Network Design & Investigation / Analysis Services - Embedded Generation Installations† | Service | Service Description / Scope | Current Prices 2017/18 | GST Inclusive | Appointment Time Hours | Normal/Over | Crew | Crew rate | Crew O/T Rate | Labour | Direct Overhead | Contract Payments | Plant Costs | Material Costs | Corporate Overheads | Total Expenditure
574 | Embedded Generation Network Technical Study - Class 1 (Commercial) | Technical assessment of Network Capability for connecting Class 1 (Commercial) Export Embedded Generation | 0 | 0 | 8 | Normal | Management ( Senior Project Engineer - SPE) | 133.8658 | 187.4121 | 1070.9265 | 396.2428 |  |  |  | 257.0224 | 1724.1917
575 | Embedded Generation Network Technical Study - Class 2 | Technical assessment of Network Capability for connecting Class 2 Export Embedded Generation | 3808.0447 | 4188.8492 | 16 | Normal | Management ( Senior Project Engineer - SPE) | 133.8658 | 187.4121 | 2141.853 | 792.4856 |  |  |  | 514.0447 | 3448.3834
576 | Embedded Generation Network Technical Study - Class 3 | Technical assessment of Network Capability for connecting Class 3 Export Embedded Generation | 5712.0517 | 6283.2568 | 32 | Normal | Management ( Senior Project Engineer - SPE) | 133.8658 | 187.4121 | 4283.7061 | 1584.9713 |  |  |  | 1028.0895 | 6896.7668
577 | Embedded Generation Network Technical Study - Class 4 | Technical assessment of Network Capability for connecting Class 4 Export Embedded Generation | 7616.0791 | 8377.6871 | 48 | Normal | Management ( Senior Project Engineer - SPE) | 133.8658 | 187.4121 | 6425.5591 | 2377.4569 |  |  |  | 1542.1342 | 10345.1502
578 | Embedded Generation Network Technical Study - Class 5 | Technical assessment of Network Capability for connecting Class 5 Export Embedded Generation | 11424.1238 | 12566.5362 | 64 | Normal | Management ( Senior Project Engineer - SPE) | 133.8658 | 187.4121 | 8567.4122 | 3169.9425 |  |  |  | 2056.1789 | 13793.5336
579 | Embeddded Generation - Network Technical Study - Class 6 | Technical assessment of Network Capability for connecting Class 6 Embedded Generation where Evoenergy provides the requisite network data and the Embedded Generator undertakes the Network Technical Study. | 14280.1446 | 15708.159 | 80 | Normal | Management ( Senior Project Engineer - SPE) | 133.8658 | 187.4121 | 10709.2652 | 3962.4281 |  |  |  | 2570.2236 | 17241.917
Contract Administration, Commissioning and Testing - Embedded Generation Installations up to 5MW | Service | Service Description / Scope | Current Prices 2017/18 | GST Inclusive | Appointment Time Hours | Normal/Over | Crew | Crew rate | Crew O/T Rate | Labour | Direct Overhead | Contract Payments | Plant Costs | Material Costs | Corporate Overheads | Total Expenditure
601 | Embedded Generation - Connection Contract Establishment - Class 1 (Commercial) to Class 6 | Preparation of Non-Standard Connection Agreement and on site attendance of Evoenergy to witness commissioning of the embedded generation where Evoenergy is not required to make any network alterations or additions. | na | na | 16 | Normal | Management ( Senior Project Engineer - SPE) | 133.8658 | 187.4121 | 2141.853 | 792.4856 |  |  |  | 514.0447 | 3448.3834
Provision of Data for Network Technical Study - Embedded Generation Installations over 5MW | Service | Service Description / Scope | Current Prices 2017/18 | GST Inclusive | Appointment Time Hours | Normal/Over | Crew | Crew rate | Crew O/T Rate | Labour | Direct Overhead | Contract Payments | Plant Costs | Material Costs | Corporate Overheads | Total Expenditure
602 | Embedded Generator Network Technical Study - Embedded Generation over 5MW | The provision of network data for and an analysis of the results of the Embedded Generator Network Technical Study. | 11424.12 | 12566.54 | 80 | Normal | Management ( Senior Project Engineer - SPE) | 133.8658 | 187.4121 | 10709.2652 | 3962.4281 |  |  |  | 2570.2236 | 17241.917
Residential Estate Subdivision Services (per block) | Service | Service Description / Scope | Current Prices 2017/18 | GST Inclusive | Appointment Time Hours | Normal/Over | Crew | Crew rate | Crew O/T Rate | Labour | Direct Overhead | Contract Payments | Plant Costs | Material Costs | Corporate Overheads | Total Expenditure
580 | Subdivision Electricity Distribution Network Reticulation - Multi Unit Blocks | Connection of multi-unit residential blocks to the LV reticulation network | 0 | 0 | 0 | 0 | 0
581 | Subdivision Electricity Distribution Network Reticulation - Category 1 Blocks <= 650 M2 | Connection of residential blocks less than or equal to 650 square meters, to the LV reticulation network | 1700.39 | 1870.429 | 0 | 0 | 0
582 | Subdivision Electricity Distribution Network Reticulation - Category 1 Blocks 650 - 1100m2 with average linear frontage of 22-25 metres | Connection of residential blocks less than or equal to 1100 square meters but greater than 650 square meters, with average linear frontage of 22-25 meters, to the LV reticulation network | 2227.78 | 2450.558 | 0 | 0 | 0
Upstream augmentation (per kVA of capacity) | Service | Service Description / Scope | Current Prices 2017/18 | GST Inclusive | Appointment Time Hours | Normal/Over | Crew | Crew rate | Crew O/T Rate | Labour | Direct Overhead | Contract Payments | Plant Costs | Material Costs | Corporate Overheads | Total Expenditure
585 | HV feeder | A $/kVA charge for the installation of new HV feeders | 36.83 | 40.513 | 0 | 0 | 0
586 | Distribution substation | A $/kVA charge for the installation of new distribution substations | 21.33 | 23.463 | 0 | 0 | 0
Rescheduled Site Visits | Service | Service Description / Scope | Current Prices 2017/18 | GST Inclusive | Appointment Time Hours | Normal/Over | Crew | Crew rate | Crew O/T Rate | Labour | Direct Overhead | Contract Payments | Plant Costs | Material Costs | Corporate Overheads | Total Expenditure
590 | Rescheduled Site Visit – One Person | Wasted site visit for a one person team where the service was not able to be completed on attendance. Includes customer cancellations before the work is completed, Officer unable to access site to complete service on arrival, site not ready for service requested on arrival, site unsafe &/or installation defect prevents service being undertaken or completed including non-compliance with Evoenergy Standards and/or Service & installation Rules | 139.0583 | 152.9641 | 1 | Normal | F Crew Meter | 97.3593 | 136.303 | 97.3593 | 36.0229 |  |  |  | 23.3662 | 156.7484
591 | Rescheduled Site Visit – Service Team | Wasted site visit for a Services Team where the service was not able to be completed on attendance. Includes customer cancellations before the work is completed, Team unable to access site to complete service on arrival, site not ready for service requested on arrival, site unsafe &/or installation defect prevents service being undertaken or completed including non-compliance with Evoenergy Standards and/or Service & installation Rules | 587.5508 | 646.3059 | 1.5 | Normal | G Crew | 279.2244 | 390.9141 | 418.8366 | 154.9695 |  |  |  | 100.5208 | 674.3269
Trenching charges | Service | Service Description / Scope | Current Prices 2017/18 | GST Inclusive | Appointment Time Hours | Normal/Over | Crew | Crew rate | Crew O/T Rate | Labour | Direct Overhead | Contract Payments | Plant Costs | Material Costs | Corporate Overheads | Total Expenditure
592 | Trenching - first 2 meters | First two meters of trenching service | 533.3319 | 586.6651 | na | Normal | [5 empty] | 451.4376 |  |  | 108.345 | 559.7827
593 | Trenching - subsequent meters | Subsequent two meters of trenching service | 124.03 | 136.433 | na | Normal | [5 empty] | 104.9855 |  |  | 25.1965 | 130.182
Boring charges | Service | Service Description / Scope | Current Prices 2017/18 | GST Inclusive | Appointment Time Hours | Normal/Over | Crew | Crew rate | Crew O/T Rate | Labour | Direct Overhead | Contract Payments | Plant Costs | Material Costs | Corporate Overheads | Total Expenditure
594 | Under footpath | Under footpath boring charge | 967.4419 | 1064.1861 | na | Normal | [5 empty] | 818.8869 |  |  | 196.5328 | 1015.4197
595 | Under driveway | Under driveway boring charge | 1153.4919 | 1268.8411 | na | Normal | [5 empty] | 976.3651 |  |  | 234.3276 | 1210.6927
Note on K15: AER: FD Inflation
Note on F29: Mifsud, Clay: Mick Lloyd
Note on H51: Mifsud, Clay: only 2 fitters reqd.
Note on F57: Mifsud, Clay: andrew constable

## AERFD Misc works estimation
Misc. Electrical Works - Cost Estimation -2017-2018 - Normal Hours Calculations | [145 empty] | 1.0245 | 1 | 2 | 3 | 4 | 5 | 6
| 603 | [7 empty] | 605 | 605 | [6 empty] | 607 | 607 | [6 empty] | 609 | 609 | [6 empty] | 611 | 611 | [6 empty] | 613 | 613 | [6 empty] | 615 | 615 | [6 empty] | 617 | 617 | [6 empty] | 619 | 619 | [6 empty] | 621 | 621 | [6 empty] | 623 | 623 | [6 empty] | 625 | 625 | [6 empty] | 627 | 627 | [6 empty] | 629 | 629 | [6 empty] | 631 | 631 | [6 empty] | 633 | 633 | [6 empty] | 635 | 635 | [6 empty] | 637 | 637 | [6 empty] | 639 | 1.0245: 639 | 641 | 641 | [6 empty] | 643 | 643 | [6 empty] | 645 | 645 | [6 empty] | 647 | 647 | [6 empty] | 649 | 649 | [6 empty] | 651 | 651 | [6 empty] | 653 | 653 | [6 empty] | 655 | 655 | [6 empty] | 657 | 657 | [6 empty] | 659 | 659 | [6 empty] | 661 | 661 | [6 empty] | 663 | 663 | [6 empty] | 665 | 665 | [6 empty] | 667 | 667
| Spiking/Cable Testing | [7 empty] | Substation HV/LV Earthing/Soil Resistivity Testing | [7 empty] | 20003386-Termination of Consumer Mains - up to 50mm² Cu or Al - 1 Set * Includes disconnection of temp. consumer mains if any | [7 empty] | 20003387-Termination of Consumer Mains - Above 50mm² Al or Cu - 1 Set * Includes disconnection of temp. consumer mains if any | [7 empty] | 20003388-Termination of Consumer Mains - Above 50mm² Al or Cu -2 Set * Includes disconnection of temp. consumer mains if any | [7 empty] | Termination of Consumer Mains - Above 50mm² Al or Cu - 3 Set * Includes disconnection of temp. consumer mains if any | [7 empty] | Termination of Consumer Mains - Above 50mm² Al or Cu - 4 Set * Includes disconnection of temp. consumer mains if any | [7 empty] | LV Underground Disconnection & Capping/Abandoning | [7 empty] | Permanent Disconnection of Underground Consumer Mains at AAD Network Asset such as Point of Entry or Substation | [7 empty] | Substation Supervised Access - 1- 4 hours | [7 empty] | Substation Supervised Access - 4-8 hours | [7 empty] | Temporary De-energisation/Isolation of Overhead LV network | [7 empty] | Temporary De-energisation/Isolation of Overhead HV network | [7 empty] | Temporary De-energisation/Isolation of Overhead & Underground SLCC supply | [7 empty] | Temporary De-energisation/Isolation of Underground LV or HV network | [7 empty] | Temporary De-energisation/Isolation of Underground HV network - If HV Cable Insulation Test is required - Isolation for more than 7 days | [7 empty] | Temporary Pole Support - Using Plant such as Lifter/Borer | [7 empty] | Temporary Pole Support - Using Concrete Blocks -including installation and removal | [7 empty] | Pole Stay Replacement with Standard Stay | [7 empty] | Pole Stay Replacement with Side Walk Stay | [7 empty] | LVABC Replacement - 1 Span | [7 empty] | LVABC Replacement - 2 Span | [7 empty] | LVABC Replacement - 3 Span | [7 empty] | Cut & Shackle for LVABC Replacement - Per Crossarm One Direction | [7 empty] | Installation of Fuse Switch Disconnector for LVABC Replacement | [7 empty] | Installation of LV Termination Cross-Arm for LVABC Replacement | [7 empty] | Installation of LV Double Strain Cross-Arm for LVABC Replacement | [7 empty] | 1 Way 630A Weber Fuse Switch Disconnector Installation for consumer mains termination work | [7 empty] | 1 Way 1000A Weber Fuse Switch Disconnector Installation for consumer mains termination work | [7 empty] | 1250A Jean Muller Installation for consumer mains termination work | [7 empty] | 1 Way Weber POE Kit Installation for consumer mains termination work | [7 empty] | 3 Way Weber POE Kit Installation for Termination of Consumer Mains | [7 empty] | Holec Fuse Kit Installation for Termination of Consumer Mains
Office Labour | Hours | Indicative 2017/18 | Indicative 2018/19 | 2019/20 | 2020/21 | 2021/22 | 2022/23 | 2023/24 | Hours | Indicative 2017/18 | Indicative 2018/19 | 2019/20 | 2020/21 | 2021/22 | 2022/23 | 2023/24 | Hours | Indicative 2017/18 | Indicative 2018/19 | 2019/20 | 2020/21 | 2021/22 | 2022/23 | 2023/24 | Hours | Indicative 2017/18 | Indicative 2018/19 | 2019/20 | 2020/21 | 2021/22 | 2022/23 | 2023/24 | Hours | Indicative 2017/18 | Indicative 2018/19 | 2019/20 | 2020/21 | 2021/22 | 2022/23 | 2023/24 | Hours | Indicative 2017/18 | Indicative 2018/19 | 2019/20 | 2020/21 | 2021/22 | 2022/23 | 2023/24 | Hours | Indicative 2017/18 | Indicative 2018/19 | 2019/20 | 2020/21 | 2021/22 | 2022/23 | 2023/24 | Hours | Indicative 2017/18 | Indicative 2018/19 | 2019/20 | 2020/21 | 2021/22 | 2022/23 | 2023/24 | Hours | Indicative 2017/18 | Indicative 2018/19 | 2019/20 | 2020/21 | 2021/22 | 2022/23 | 2023/24 | Hours | Indicative 2017/18 | Indicative 2018/19 | 2019/20 | 2020/21 | 2021/22 | 2022/23 | 2023/24 | Hours | Indicative 2017/18 | Indicative 2018/19 | 2019/20 | 2020/21 | 2021/22 | 2022/23 | 2023/24 | Hours | Indicative 2017/18 | Indicative 2018/19 | 2019/20 | 2020/21 | 2021/22 | 2022/23 | 2023/24 | Hours | Indicative 2017/18 | Indicative 2018/19 | 2019/20 | 2020/21 | 2021/22 | 2022/23 | 2023/24 | Hours | Indicative 2017/18 | Indicative 2018/19 | 2019/20 | 2020/21 | 2021/22 | 2022/23 | 2023/24 | Hours | Indicative 2017/18 | Indicative 2018/19 | 2019/20 | 2020/21 | 2021/22 | 2022/23 | 2023/24 | Hours | Indicative 2017/18 | Indicative 2018/19 | 2019/20 | 2020/21 | 2021/22 | 2022/23 | 2023/24 | Hours | Indicative 2017/18 | Indicative 2018/19 | 2019/20 | 2020/21 | 2021/22 | 2022/23 | 2023/24 | Hours | Indicative 2017/18 | Indicative 2018/19 | 2019/20 | 2020/21 | 2021/22 | 2022/23 | 2023/24 | Hours | Indicative 2017/18 | Indicative 2018/19 | 2019/20 | 2020/21 | 2021/22 | 2022/23 | 2023/24 | Hours | Indicative 2017/18 | Indicative 2018/19 | 2019/20 | 2020/21 | 2021/22 | 2022/23 | 2023/24 | Hours | Indicative 2017/18 | Indicative 2018/19 | 2019/20 | 2020/21 | 2021/22 | 2022/23 | 2023/24 | Hours | Indicative 2017/18 | Indicative 2018/19 | 2019/20 | 2020/21 | 2021/22 | 2022/23 | 2023/24 | Hours | Indicative 2017/18 | Indicative 2018/19 | 2019/20 | 2020/21 | 2021/22 | 2022/23 | 2023/24 | Hours | Indicative 2017/18 | Indicative 2018/19 | 2019/20 | 2020/21 | 2021/22 | 2022/23 | 2023/24 | Hours | Indicative 2017/18 | Indicative 2018/19 | 2019/20 | 2020/21 | 2021/22 | 2022/23 | 2023/24 | Hours | Indicative 2017/18 | Indicative 2018/19 | 2019/20 | 2020/21 | 2021/22 | 2022/23 | 2023/24 | Hours | Indicative 2017/18 | Indicative 2018/19 | 2019/20 | 2020/21 | 2021/22 | 2022/23 | 2023/24 | Hours | Indicative 2017/18 | Indicative 2018/19 | 2019/20 | 2020/21 | 2021/22 | 2022/23 | 2023/24 | Hours | Indicative 2017/18 | Indicative 2018/19 | 2019/20 | 2020/21 | 2021/22 | 2022/23 | 2023/24 | Hours | Indicative 2017/18 | Indicative 2018/19 | 2019/20 | 2020/21 | 2021/22 | 2022/23 | 2023/24 | Hours | Indicative 2017/18 | Indicative 2018/19 | 2019/20 | 2020/21 | 2021/22 | 2022/23 | 2023/24 | Hours | Indicative 2017/18 | Indicative 2018/19 | 2019/20 | 2020/21 | 2021/22 | 2022/23 | 2023/24 | Hours | Indicative 2017/18 | Indicative 2018/19 | 2019/20 | 2020/21 | 2021/22 | 2022/23 | 2023/24
Connection Engineer | 1.5 | 180.972 | na | 191.6925 | 197.3983 | 204.0686 | 211.098 | 218.2746 | 1.5 | 180.972 | na | 191.6925 | 197.3983 | 204.0686 | 211.098 | 218.2746 | 3 | 361.944 | na | 383.385 | 394.7965 | 408.1372 | 422.196 | 436.5492 | 3 | 361.944 | na | 383.385 | 394.7965 | 408.1372 | 422.196 | 436.5492 | 3 | 361.944 | na | 383.385 | 394.7965 | 408.1372 | 422.196 | 436.5492 | 3 | 361.944 | na | 383.385 | 394.7965 | 408.1372 | 422.196 | 436.5492 | 3 | 361.944 | na | 383.385 | 394.7965 | 408.1372 | 422.196 | 436.5492 | 3 | 361.944 | na | 383.385 | 394.7965 | 408.1372 | 422.196 | 436.5492 | 3 | 361.944 | na | 383.385 | 394.7965 | 408.1372 | 422.196 | 436.5492 | 2 | 241.296 | na | 255.59 | 263.1977 | 272.0914 | 281.464 | 291.0328 | 2 | 241.296 | na | 255.59 | 263.1977 | 272.0914 | 281.464 | 291.0328 | 3 | 361.944 | na | 383.385 | 394.7965 | 408.1372 | 422.196 | 436.5492 | 3 | 361.944 | na | 383.385 | 394.7965 | 408.1372 | 422.196 | 436.5492 | 2 | 241.296 | na | 255.59 | 263.1977 | 272.0914 | 281.464 | 291.0328 | 3 | 361.944 | na | 383.385 | 394.7965 | 408.1372 | 422.196 | 436.5492 | 3 | 361.944 | na | 383.385 | 394.7965 | 408.1372 | 422.196 | 436.5492 | 3 | 361.944 | na | 383.385 | 394.7965 | 408.1372 | 422.196 | 436.5492 | 3 | 361.944 | na | 383.385 | 394.7965 | 408.1372 | 422.196 | 436.5492 | 3 | 361.944 | na | 383.385 | 394.7965 | 408.1372 | 422.196 | 436.5492 | 3 | 361.944 | na | 383.385 | 394.7965 | 408.1372 | 422.196 | 436.5492 | 6 | 723.888 | na | 766.7699 | 789.5931 | 816.2743 | 844.3921 | 873.0984 | 6 | 723.888 | na | 766.7699 | 789.5931 | 816.2743 | 844.3921 | 873.0984 | 6 | 723.888 | na | 766.7699 | 789.5931 | 816.2743 | 844.3921 | 873.0984 | 1 | 120.648 | na | 127.795 | 131.5988 | 136.0457 | 140.732 | 145.5164 | 1 | 120.648 | na | 127.795 | 131.5988 | 136.0457 | 140.732 | 145.5164 | 1 | 120.648 | na | 127.795 | 131.5988 | 136.0457 | 140.732 | 145.5164 | 1 | 120.648 | na | 127.795 | 131.5988 | 136.0457 | 140.732 | 145.5164 | 0 | 0 | na | 0 | 0 | 0 | 0 | 0 | 0 | 0 | na | 0 | 0 | 0 | 0 | 0 | 0 | 0 | na | 0 | 0 | 0 | 0 | 0 | 0 | 0 | na | 0 | 0 | 0 | 0 | 0 | 0 | 0 | na | 0 | 0 | 0 | 0 | 0 | 0 | 0 | na | 0 | 0 | 0 | 0 | 0
Management | 0.25 | 37.9748 | na | 40.2243 | 41.4216 | 42.8213 | 44.2963 | 45.8022 | 0.25 | 37.9748 | na | 40.2243 | 41.4216 | 42.8213 | 44.2963 | 45.8022 | 0.25 | 37.9748 | na | 40.2243 | 41.4216 | 42.8213 | 44.2963 | 45.8022 | 0.25 | 37.9748 | na | 40.2243 | 41.4216 | 42.8213 | 44.2963 | 45.8022 | 0.25 | 37.9748 | na | 40.2243 | 41.4216 | 42.8213 | 44.2963 | 45.8022 | 0.25 | 37.9748 | na | 40.2243 | 41.4216 | 42.8213 | 44.2963 | 45.8022 | 0.25 | 37.9748 | na | 40.2243 | 41.4216 | 42.8213 | 44.2963 | 45.8022 | 0.25 | 37.9748 | na | 40.2243 | 41.4216 | 42.8213 | 44.2963 | 45.8022 | 0.25 | 37.9748 | na | 40.2243 | 41.4216 | 42.8213 | 44.2963 | 45.8022 | 0.25 | 37.9748 | na | 40.2243 | 41.4216 | 42.8213 | 44.2963 | 45.8022 | 0.25 | 37.9748 | na | 40.2243 | 41.4216 | 42.8213 | 44.2963 | 45.8022 | 0.25 | 37.9748 | na | 40.2243 | 41.4216 | 42.8213 | 44.2963 | 45.8022 | 0.25 | 37.9748 | na | 40.2243 | 41.4216 | 42.8213 | 44.2963 | 45.8022 | 0.25 | 37.9748 | na | 40.2243 | 41.4216 | 42.8213 | 44.2963 | 45.8022 | 0.25 | 37.9748 | na | 40.2243 | 41.4216 | 42.8213 | 44.2963 | 45.8022 | 0.25 | 37.9748 | na | 40.2243 | 41.4216 | 42.8213 | 44.2963 | 45.8022 | 0.25 | 37.9748 | na | 40.2243 | 41.4216 | 42.8213 | 44.2963 | 45.8022 | 0.25 | 37.9748 | na | 40.2243 | 41.4216 | 42.8213 | 44.2963 | 45.8022 | 0.25 | 37.9748 | na | 40.2243 | 41.4216 | 42.8213 | 44.2963 | 45.8022 | 0.25 | 37.9748 | na | 40.2243 | 41.4216 | 42.8213 | 44.2963 | 45.8022 | 0.25 | 37.9748 | na | 40.2243 | 41.4216 | 42.8213 | 44.2963 | 45.8022 | 0.25 | 37.9748 | na | 40.2243 | 41.4216 | 42.8213 | 44.2963 | 45.8022 | 0.25 | 37.9748 | na | 40.2243 | 41.4216 | 42.8213 | 44.2963 | 45.8022 | 0 | 0 | na | 0 | 0 | 0 | 0 | 0 | 0 | 0 | na | 0 | 0 | 0 | 0 | 0 | 0 | 0 | na | 0 | 0 | 0 | 0 | 0 | 0 | 0 | na | 0 | 0 | 0 | 0 | 0 | 0 | 0 | na | 0 | 0 | 0 | 0 | 0 | 0 | 0 | na | 0 | 0 | 0 | 0 | 0 | 0 | 0 | na | 0 | 0 | 0 | 0 | 0 | 0 | 0 | na | 0 | 0 | 0 | 0 | 0 | 0 | 0 | na | 0 | 0 | 0 | 0 | 0 | 0 | 0 | na | 0 | 0 | 0 | 0 | 0
GIS Officer | 0.25 | 27.1865 | na | 28.797 | 29.6541 | 30.6562 | 31.7122 | 32.7903 | 0.25 | 27.1865 | na | 28.797 | 29.6541 | 30.6562 | 31.7122 | 32.7903 | 0.25 | 27.1865 | na | 28.797 | 29.6541 | 30.6562 | 31.7122 | 32.7903 | 0.25 | 27.1865 | na | 28.797 | 29.6541 | 30.6562 | 31.7122 | 32.7903 | 0.25 | 27.1865 | na | 28.797 | 29.6541 | 30.6562 | 31.7122 | 32.7903 | 0.25 | 27.1865 | na | 28.797 | 29.6541 | 30.6562 | 31.7122 | 32.7903 | 0.25 | 27.1865 | na | 28.797 | 29.6541 | 30.6562 | 31.7122 | 32.7903 | 0.25 | 27.1865 | na | 28.797 | 29.6541 | 30.6562 | 31.7122 | 32.7903 | 0.25 | 27.1865 | na | 28.797 | 29.6541 | 30.6562 | 31.7122 | 32.7903 | 0 | 0 | na | 0 | 0 | 0 | 0 | 0 | 0 | 0 | na | 0 | 0 | 0 | 0 | 0 | 0 | 0 | na | 0 | 0 | 0 | 0 | 0 | 0 | 0 | na | 0 | 0 | 0 | 0 | 0 | 0 | 0 | na | 0 | 0 | 0 | 0 | 0 | 0 | 0 | na | 0 | 0 | 0 | 0 | 0 | 0 | 0 | na | 0 | 0 | 0 | 0 | 0 | 0 | 0 | na | 0 | 0 | 0 | 0 | 0 | 0 | 0 | na | 0 | 0 | 0 | 0 | 0 | 0.25 | 27.1865 | na | 28.797 | 29.6541 | 30.6562 | 31.7122 | 32.7903 | 0.25 | 27.1865 | na | 28.797 | 29.6541 | 30.6562 | 31.7122 | 32.7903 | 0.25 | 27.1865 | na | 28.797 | 29.6541 | 30.6562 | 31.7122 | 32.7903 | 0.25 | 27.1865 | na | 28.797 | 29.6541 | 30.6562 | 31.7122 | 32.7903 | 0.25 | 27.1865 | na | 28.797 | 29.6541 | 30.6562 | 31.7122 | 32.7903 | 0 | 0 | na | 0 | 0 | 0 | 0 | 0 | 0 | 0 | na | 0 | 0 | 0 | 0 | 0 | 0 | 0 | na | 0 | 0 | 0 | 0 | 0 | 0 | 0 | na | 0 | 0 | 0 | 0 | 0 | 0 | 0 | na | 0 | 0 | 0 | 0 | 0 | 0 | 0 | na | 0 | 0 | 0 | 0 | 0 | 0 | 0 | na | 0 | 0 | 0 | 0 | 0 | 0 | 0 | na | 0 | 0 | 0 | 0 | 0 | 0 | 0 | na | 0 | 0 | 0 | 0 | 0 | 0 | 0 | na | 0 | 0 | 0 | 0 | 0
Field Services
Site Lead/Scheduler ( SL) | 1 | 156.83 | na | 165.3939 | 170.3169 | 176.0721 | 182.1372 | 188.3292 | 1 | 156.83 | na | 165.3939 | 170.3169 | 176.0721 | 182.1372 | 188.3292 | 1 | 156.83 | na | 165.3939 | 170.3169 | 176.0721 | 182.1372 | 188.3292 | 1 | 156.83 | na | 165.3939 | 170.3169 | 176.0721 | 182.1372 | 188.3292 | 1 | 156.83 | na | 165.3939 | 170.3169 | 176.0721 | 182.1372 | 188.3292 | 1 | 156.83 | na | 165.3939 | 170.3169 | 176.0721 | 182.1372 | 188.3292 | 1 | 156.83 | na | 165.3939 | 170.3169 | 176.0721 | 182.1372 | 188.3292 | 2 | 313.66 | na | 330.7879 | 340.6339 | 352.1442 | 364.2744 | 376.6584 | 2 | 313.66 | na | 330.7879 | 340.6339 | 352.1442 | 364.2744 | 376.6584 | 0 | 0 | na | 0 | 0 | 0 | 0 | 0 | 0 | 0 | na | 0 | 0 | 0 | 0 | 0 | 3 | 470.49 | na | 496.1818 | 510.9508 | 528.2164 | 546.4116 | 564.9876 | 3 | 470.49 | na | 496.1818 | 510.9508 | 528.2164 | 546.4116 | 564.9876 | 0 | 0 | na | 0 | 0 | 0 | 0 | 0 | 2 | 313.66 | na | 330.7879 | 340.6339 | 352.1442 | 364.2744 | 376.6584 | 2 | 313.66 | na | 330.7879 | 340.6339 | 352.1442 | 364.2744 | 376.6584 | 2 | 313.66 | na | 330.7879 | 340.6339 | 352.1442 | 364.2744 | 376.6584 | 2 | 313.66 | na | 330.7879 | 340.6339 | 352.1442 | 364.2744 | 376.6584 | 2 | 313.66 | na | 330.7879 | 340.6339 | 352.1442 | 364.2744 | 376.6584 | 2 | 313.66 | na | 330.7879 | 340.6339 | 352.1442 | 364.2744 | 376.6584 | 2 | 313.66 | na | 330.7879 | 340.6339 | 352.1442 | 364.2744 | 376.6584 | 3 | 470.49 | na | 496.1818 | 510.9508 | 528.2164 | 546.4116 | 564.9876 | 3 | 470.49 | na | 496.1818 | 510.9508 | 528.2164 | 546.4116 | 564.9876 | 0 | 0 | na | 0 | 0 | 0 | 0 | 0 | 0 | 0 | na | 0 | 0 | 0 | 0 | 0 | 0 | 0 | na | 0 | 0 | 0 | 0 | 0 | 0 | 0 | na | 0 | 0 | 0 | 0 | 0 | 0 | 0 | na | 0 | 0 | 0 | 0 | 0 | 0 | 0 | na | 0 | 0 | 0 | 0 | 0 | 0 | 0 | na | 0 | 0 | 0 | 0 | 0 | 0 | 0 | na | 0 | 0 | 0 | 0 | 0 | 0 | 0 | na | 0 | 0 | 0 | 0 | 0 | 0 | 0 | na | 0 | 0 | 0 | 0 | 0
Electrical Fitter (EF) | 3 | 470.49 | na | 496.1818 | 510.9508 | 528.2164 | 546.4116 | 564.9876 | 4 | 627.32 | na | 661.5757 | 681.2677 | 704.2885 | 728.5487 | 753.3169 | 4 | 627.32 | na | 661.5757 | 681.2677 | 704.2885 | 728.5487 | 753.3169 | 4 | 627.32 | na | 661.5757 | 681.2677 | 704.2885 | 728.5487 | 753.3169 | 6 | 940.98 | na | 992.3636 | 1021.9016 | 1056.4327 | 1092.8231 | 1129.9753 | 8 | 1254.64 | na | 1323.1514 | 1362.5354 | 1408.577 | 1457.0975 | 1506.6337 | 9 | 1411.47 | na | 1488.5454 | 1532.8524 | 1584.6491 | 1639.2347 | 1694.9629 | 4 | 627.32 | na | 661.5757 | 681.2677 | 704.2885 | 728.5487 | 753.3169 | 4 | 627.32 | na | 661.5757 | 681.2677 | 704.2885 | 728.5487 | 753.3169 | 5 | 784.15 | na | 826.9696 | 851.5847 | 880.3606 | 910.6859 | 941.6461 | 9 | 1411.47 | na | 1488.5454 | 1532.8524 | 1584.6491 | 1639.2347 | 1694.9629 | 0 | 0 | na | 0 | 0 | 0 | 0 | 0 | 0 | 0 | na | 0 | 0 | 0 | 0 | 0 | 0 | 0 | na | 0 | 0 | 0 | 0 | 0 | 0 | 0 | na | 0 | 0 | 0 | 0 | 0 | 3 | 470.49 | na | 496.1818 | 510.9508 | 528.2164 | 546.4116 | 564.9876 | 0 | 0 | na | 0 | 0 | 0 | 0 | 0 | 0 | 0 | na | 0 | 0 | 0 | 0 | 0 | 0 | 0 | na | 0 | 0 | 0 | 0 | 0 | 0 | 0 | na | 0 | 0 | 0 | 0 | 0 | 0 | 0 | na | 0 | 0 | 0 | 0 | 0 | 0 | 0 | na | 0 | 0 | 0 | 0 | 0 | 0 | 0 | na | 0 | 0 | 0 | 0 | 0 | 0 | 0 | na | 0 | 0 | 0 | 0 | 0 | 0 | 0 | na | 0 | 0 | 0 | 0 | 0 | 0 | 0 | na | 0 | 0 | 0 | 0 | 0 | 0 | 0 | na | 0 | 0 | 0 | 0 | 0 | 1 | 156.83 | na | 165.3939 | 170.3169 | 176.0721 | 182.1372 | 188.3292 | 1 | 156.83 | na | 165.3939 | 170.3169 | 176.0721 | 182.1372 | 188.3292 | 1.5 | 235.245 | na | 248.0909 | 255.4754 | 264.1082 | 273.2058 | 282.4938 | 1 | 156.83 | na | 165.3939 | 170.3169 | 176.0721 | 182.1372 | 188.3292 | 1 | 156.83 | na | 165.3939 | 170.3169 | 176.0721 | 182.1372 | 188.3292 | 1 | 156.83 | na | 165.3939 | 170.3169 | 176.0721 | 182.1372 | 188.3292
Electrical Operator (EO) | 0 | 0 | na | 0 | 0 | 0 | 0 | 0 | 0 | 0 | na | 0 | 0 | 0 | 0 | 0 | 0 | 0 | na | 0 | 0 | 0 | 0 | 0 | 2 | 313.66 | na | 330.7879 | 340.6339 | 352.1442 | 364.2744 | 376.6584 | 2 | 313.66 | na | 330.7879 | 340.6339 | 352.1442 | 364.2744 | 376.6584 | 2 | 313.66 | na | 330.7879 | 340.6339 | 352.1442 | 364.2744 | 376.6584 | 2 | 313.66 | na | 330.7879 | 340.6339 | 352.1442 | 364.2744 | 376.6584 | 2 | 313.66 | na | 330.7879 | 340.6339 | 352.1442 | 364.2744 | 376.6584 | 2 | 313.66 | na | 330.7879 | 340.6339 | 352.1442 | 364.2744 | 376.6584 | 0 | 0 | na | 0 | 0 | 0 | 0 | 0 | 0 | 0 | na | 0 | 0 | 0 | 0 | 0 | 3 | 470.49 | na | 496.1818 | 510.9508 | 528.2164 | 546.4116 | 564.9876 | 3 | 470.49 | na | 496.1818 | 510.9508 | 528.2164 | 546.4116 | 564.9876 | 2 | 313.66 | na | 330.7879 | 340.6339 | 352.1442 | 364.2744 | 376.6584 | 3 | 470.49 | na | 496.1818 | 510.9508 | 528.2164 | 546.4116 | 564.9876 | 3 | 470.49 | na | 496.1818 | 510.9508 | 528.2164 | 546.4116 | 564.9876 | 0 | 0 | na | 0 | 0 | 0 | 0 | 0 | 0 | 0 | na | 0 | 0 | 0 | 0 | 0 | 0 | 0 | na | 0 | 0 | 0 | 0 | 0 | 0 | 0 | na | 0 | 0 | 0 | 0 | 0 | 4 | 627.32 | na | 661.5757 | 681.2677 | 704.2885 | 728.5487 | 753.3169 | 4 | 627.32 | na | 661.5757 | 681.2677 | 704.2885 | 728.5487 | 753.3169 | 4 | 627.32 | na | 661.5757 | 681.2677 | 704.2885 | 728.5487 | 753.3169 | 0 | 0 | na | 0 | 0 | 0 | 0 | 0 | 0 | 0 | na | 0 | 0 | 0 | 0 | 0 | 0 | 0 | na | 0 | 0 | 0 | 0 | 0 | 0 | 0 | na | 0 | 0 | 0 | 0 | 0 | 0 | 0 | na | 0 | 0 | 0 | 0 | 0 | 0 | 0 | na | 0 | 0 | 0 | 0 | 0 | 0 | 0 | na | 0 | 0 | 0 | 0 | 0 | 0 | 0 | na | 0 | 0 | 0 | 0 | 0 | 0 | 0 | na | 0 | 0 | 0 | 0 | 0 | 0 | 0 | na | 0 | 0 | 0 | 0 | 0
Plant Operator (PO) | 0 | 0 | na | 0 | 0 | 0 | 0 | 0 | 0 | 0 | na | 0 | 0 | 0 | 0 | 0 | 0 | 0 | na | 0 | 0 | 0 | 0 | 0 | 0 | 0 | na | 0 | 0 | 0 | 0 | 0 | 0 | 0 | na | 0 | 0 | 0 | 0 | 0 | 0 | 0 | na | 0 | 0 | 0 | 0 | 0 | 0 | 0 | na | 0 | 0 | 0 | 0 | 0 | 0 | 0 | na | 0 | 0 | 0 | 0 | 0 | 0 | 0 | na | 0 | 0 | 0 | 0 | 0 | 0 | 0 | na | 0 | 0 | 0 | 0 | 0 | 0 | 0 | na | 0 | 0 | 0 | 0 | 0 | 0 | 0 | na | 0 | 0 | 0 | 0 | 0 | 4 | 627.32 | na | 661.5757 | 681.2677 | 704.2885 | 728.5487 | 753.3169 | 0 | 0 | na | 0 | 0 | 0 | 0 | 0 | 0 | 0 | na | 0 | 0 | 0 | 0 | 0 | 0 | 0 | na | 0 | 0 | 0 | 0 | 0 | 9 | 1411.47 | na | 1488.5454 | 1532.8524 | 1584.6491 | 1639.2347 | 1694.9629 | 6 | 940.98 | na | 992.3636 | 1021.9016 | 1056.4327 | 1092.8231 | 1129.9753 | 3 | 470.49 | na | 496.1818 | 510.9508 | 528.2164 | 546.4116 | 564.9876 | 3 | 470.49 | na | 496.1818 | 510.9508 | 528.2164 | 546.4116 | 564.9876 | 6 | 940.98 | na | 992.3636 | 1021.9016 | 1056.4327 | 1092.8231 | 1129.9753 | 8 | 1254.64 | na | 1323.1514 | 1362.5354 | 1408.577 | 1457.0975 | 1506.6337 | 12 | 1881.96 | na | 1984.7271 | 2043.8032 | 2112.8655 | 2185.6462 | 2259.9506 | 0 | 0 | na | 0 | 0 | 0 | 0 | 0 | 0 | 0 | na | 0 | 0 | 0 | 0 | 0 | 0 | 0 | na | 0 | 0 | 0 | 0 | 0 | 0 | 0 | na | 0 | 0 | 0 | 0 | 0 | 0 | 0 | na | 0 | 0 | 0 | 0 | 0 | 0 | 0 | na | 0 | 0 | 0 | 0 | 0 | 0 | 0 | na | 0 | 0 | 0 | 0 | 0 | 0 | 0 | na | 0 | 0 | 0 | 0 | 0 | 0 | 0 | na | 0 | 0 | 0 | 0 | 0 | 0 | 0 | na | 0 | 0 | 0 | 0 | 0
Line Worker (LW) | 0 | 0 | na | 0 | 0 | 0 | 0 | 0 | 0 | 0 | na | 0 | 0 | 0 | 0 | 0 | 0 | 0 | na | 0 | 0 | 0 | 0 | 0 | 0 | 0 | na | 0 | 0 | 0 | 0 | 0 | 0 | 0 | na | 0 | 0 | 0 | 0 | 0 | 0 | 0 | na | 0 | 0 | 0 | 0 | 0 | 0 | 0 | na | 0 | 0 | 0 | 0 | 0 | 0 | 0 | na | 0 | 0 | 0 | 0 | 0 | 0 | 0 | na | 0 | 0 | 0 | 0 | 0 | 0 | 0 | na | 0 | 0 | 0 | 0 | 0 | 0 | 0 | na | 0 | 0 | 0 | 0 | 0 | 0 | 0 | na | 0 | 0 | 0 | 0 | 0 | 0 | 0 | na | 0 | 0 | 0 | 0 | 0 | 0 | 0 | na | 0 | 0 | 0 | 0 | 0 | 0 | 0 | na | 0 | 0 | 0 | 0 | 0 | 0 | 0 | na | 0 | 0 | 0 | 0 | 0 | 0 | 0 | na | 0 | 0 | 0 | 0 | 0 | 0 | 0 | na | 0 | 0 | 0 | 0 | 0 | 6 | 940.98 | na | 992.3636 | 1021.9016 | 1056.4327 | 1092.8231 | 1129.9753 | 7.5 | 1176.225 | na | 1240.4545 | 1277.377 | 1320.5409 | 1366.0289 | 1412.4691 | 28 | 4391.24 | na | 4631.03 | 4768.8741 | 4930.0195 | 5099.8412 | 5273.218 | 42 | 6586.86 | na | 6946.545 | 7153.3111 | 7395.0292 | 7649.7618 | 7909.827 | 54 | 8468.82 | na | 8931.2721 | 9197.1143 | 9507.8947 | 9835.408 | 10169.7776 | 3 | 470.49 | na | 496.1818 | 510.9508 | 528.2164 | 546.4116 | 564.9876 | 3 | 470.49 | na | 496.1818 | 510.9508 | 528.2164 | 546.4116 | 564.9876 | 5.5 | 862.565 | na | 909.6666 | 936.7431 | 968.3967 | 1001.7545 | 1035.8107 | 6.5 | 1019.395 | na | 1075.0605 | 1107.0601 | 1144.4688 | 1183.8917 | 1224.1399 | 0 | 0 | na | 0 | 0 | 0 | 0 | 0 | 0 | 0 | na | 0 | 0 | 0 | 0 | 0 | 0 | 0 | na | 0 | 0 | 0 | 0 | 0 | 0 | 0 | na | 0 | 0 | 0 | 0 | 0 | 0 | 0 | na | 0 | 0 | 0 | 0 | 0 | 0 | 0 | na | 0 | 0 | 0 | 0 | 0
Trade Assistant/Labour (TA) | 0 | 0 | na | 0 | 0 | 0 | 0 | 0 | 0 | 0 | na | 0 | 0 | 0 | 0 | 0 | 0 | 0 | na | 0 | 0 | 0 | 0 | 0 | 0 | 0 | na | 0 | 0 | 0 | 0 | 0 | 0 | 0 | na | 0 | 0 | 0 | 0 | 0 | 0 | 0 | na | 0 | 0 | 0 | 0 | 0 | 0 | 0 | na | 0 | 0 | 0 | 0 | 0 | 0 | 0 | na | 0 | 0 | 0 | 0 | 0 | 0 | 0 | na | 0 | 0 | 0 | 0 | 0 | 0 | 0 | na | 0 | 0 | 0 | 0 | 0 | 0 | 0 | na | 0 | 0 | 0 | 0 | 0 | 0 | 0 | na | 0 | 0 | 0 | 0 | 0 | 0 | 0 | na | 0 | 0 | 0 | 0 | 0 | 0 | 0 | na | 0 | 0 | 0 | 0 | 0 | 0 | 0 | na | 0 | 0 | 0 | 0 | 0 | 0 | 0 | na | 0 | 0 | 0 | 0 | 0 | 0 | 0 | na | 0 | 0 | 0 | 0 | 0 | 0 | 0 | na | 0 | 0 | 0 | 0 | 0 | 4 | 486.64 | na | 574.234 | 591.3263 | 611.3078 | 632.3652 | 653.8634 | 2 | 243.32 | na | 287.117 | 295.6631 | 305.6539 | 316.1826 | 326.9317 | 0 | 0 | na | 0 | 0 | 0 | 0 | 0 | 0 | 0 | na | 0 | 0 | 0 | 0 | 0 | 0 | 0 | na | 0 | 0 | 0 | 0 | 0 | 0 | 0 | na | 0 | 0 | 0 | 0 | 0 | 0 | 0 | na | 0 | 0 | 0 | 0 | 0 | 0 | 0 | na | 0 | 0 | 0 | 0 | 0 | 0 | 0 | na | 0 | 0 | 0 | 0 | 0 | 0 | 0 | na | 0 | 0 | 0 | 0 | 0 | 0 | 0 | na | 0 | 0 | 0 | 0 | 0 | 0 | 0 | na | 0 | 0 | 0 | 0 | 0 | 0 | 0 | na | 0 | 0 | 0 | 0 | 0 | 0 | 0 | na | 0 | 0 | 0 | 0 | 0 | 0 | 0 | na | 0 | 0 | 0 | 0 | 0
Equipment
EWP -General Duty | 0 | 0 | na | 0 | 0 | 0 | 0 | 0 | 0 | 0 | na | 0 | 0 | 0 | 0 | 0 | 0 | 0 | na | 0 | 0 | 0 | 0 | 0 | 0 | 0 | na | 0 | 0 | 0 | 0 | 0 | 0 | 0 | na | 0 | 0 | 0 | 0 | 0 | 0 | 0 | na | 0 | 0 | 0 | 0 | 0 | 0 | 0 | na | 0 | 0 | 0 | 0 | 0 | 0 | 0 | na | 0 | 0 | 0 | 0 | 0 | 0 | 0 | na | 0 | 0 | 0 | 0 | 0 | 0 | 0 | na | 0 | 0 | 0 | 0 | 0 | 0 | 0 | na | 0 | 0 | 0 | 0 | 0 | 0 | 0 | na | 0 | 0 | 0 | 0 | 0 | 4 | 446.4 | na | 472.844 | 486.9184 | 503.3719 | 520.7112 | 538.4136 | 0 | 0 | na | 0 | 0 | 0 | 0 | 0 | 0 | 0 | na | 0 | 0 | 0 | 0 | 0 | 0 | 0 | na | 0 | 0 | 0 | 0 | 0 | 0 | 0 | na | 0 | 0 | 0 | 0 | 0 | 0 | 0 | na | 0 | 0 | 0 | 0 | 0 | 3 | 334.8 | na | 354.633 | 365.1888 | 377.5289 | 390.5334 | 403.8102 | 3 | 334.8 | na | 354.633 | 365.1888 | 377.5289 | 390.5334 | 403.8102 | 6 | 669.6 | na | 709.266 | 730.3775 | 755.0578 | 781.0669 | 807.6204 | 12 | 1339.2 | na | 1418.532 | 1460.7551 | 1510.1156 | 1562.1337 | 1615.2408 | 18 | 2008.8 | na | 2127.798 | 2191.1326 | 2265.1734 | 2343.2006 | 2422.8612 | 2 | 223.2 | na | 236.422 | 243.4592 | 251.6859 | 260.3556 | 269.2068 | 1 | 111.6 | na | 118.211 | 121.7296 | 125.843 | 130.1778 | 134.6034 | 0 | 0 | na | 0 | 0 | 0 | 0 | 0 | 0 | 0 | na | 0 | 0 | 0 | 0 | 0 | 0 | 0 | na | 0 | 0 | 0 | 0 | 0 | 0 | 0 | na | 0 | 0 | 0 | 0 | 0 | 0 | 0 | na | 0 | 0 | 0 | 0 | 0 | 0 | 0 | na | 0 | 0 | 0 | 0 | 0 | 0 | 0 | na | 0 | 0 | 0 | 0 | 0 | 0 | 0 | na | 0 | 0 | 0 | 0 | 0
Liftter-Borer ( incl. pole jinker) (LB) | 0 | 0 | na | 0 | 0 | 0 | 0 | 0 | 0 | 0 | na | 0 | 0 | 0 | 0 | 0 | 0 | 0 | na | 0 | 0 | 0 | 0 | 0 | 0 | 0 | na | 0 | 0 | 0 | 0 | 0 | 0 | 0 | na | 0 | 0 | 0 | 0 | 0 | 0 | 0 | na | 0 | 0 | 0 | 0 | 0 | 0 | 0 | na | 0 | 0 | 0 | 0 | 0 | 0 | 0 | na | 0 | 0 | 0 | 0 | 0 | 0 | 0 | na | 0 | 0 | 0 | 0 | 0 | 0 | 0 | na | 0 | 0 | 0 | 0 | 0 | 0 | 0 | na | 0 | 0 | 0 | 0 | 0 | 0 | 0 | na | 0 | 0 | 0 | 0 | 0 | 0 | 0 | na | 0 | 0 | 0 | 0 | 0 | 0 | 0 | na | 0 | 0 | 0 | 0 | 0 | 0 | 0 | na | 0 | 0 | 0 | 0 | 0 | 0 | 0 | na | 0 | 0 | 0 | 0 | 0 | 8 | 1289.6 | na | 1365.9938 | 1406.653 | 1454.1854 | 1504.2769 | 1555.4171 | 6 | 967.2 | na | 1024.4954 | 1054.9898 | 1090.639 | 1128.2077 | 1166.5628 | 3 | 483.6 | na | 512.2477 | 527.4949 | 545.3195 | 564.1038 | 583.2814 | 3 | 483.6 | na | 512.2477 | 527.4949 | 545.3195 | 564.1038 | 583.2814 | 0 | 0 | na | 0 | 0 | 0 | 0 | 0 | 0 | 0 | na | 0 | 0 | 0 | 0 | 0 | 0 | 0 | na | 0 | 0 | 0 | 0 | 0 | 0 | 0 | na | 0 | 0 | 0 | 0 | 0 | 0 | 0 | na | 0 | 0 | 0 | 0 | 0 | 0 | 0 | na | 0 | 0 | 0 | 0 | 0 | 0 | 0 | na | 0 | 0 | 0 | 0 | 0 | 0 | 0 | na | 0 | 0 | 0 | 0 | 0 | 0 | 0 | na | 0 | 0 | 0 | 0 | 0 | 0 | 0 | na | 0 | 0 | 0 | 0 | 0 | 0 | 0 | na | 0 | 0 | 0 | 0 | 0 | 0 | 0 | na | 0 | 0 | 0 | 0 | 0 | 0 | 0 | na | 0 | 0 | 0 | 0 | 0
SCAT- Mini Excavator ( & truck) | 0 | 0 | na | 0 | 0 | 0 | 0 | 0 | 0 | 0 | na | 0 | 0 | 0 | 0 | 0 | 0 | 0 | na | 0 | 0 | 0 | 0 | 0 | 0 | 0 | na | 0 | 0 | 0 | 0 | 0 | 0 | 0 | na | 0 | 0 | 0 | 0 | 0 | 0 | 0 | na | 0 | 0 | 0 | 0 | 0 | 0 | 0 | na | 0 | 0 | 0 | 0 | 0 | 0 | 0 | na | 0 | 0 | 0 | 0 | 0 | 0 | 0 | na | 0 | 0 | 0 | 0 | 0 | 0 | 0 | na | 0 | 0 | 0 | 0 | 0 | 0 | 0 | na | 0 | 0 | 0 | 0 | 0 | 0 | 0 | na | 0 | 0 | 0 | 0 | 0 | 0 | 0 | na | 0 | 0 | 0 | 0 | 0 | 0 | 0 | na | 0 | 0 | 0 | 0 | 0 | 0 | 0 | na | 0 | 0 | 0 | 0 | 0 | 0 | 0 | na | 0 | 0 | 0 | 0 | 0 | 0 | 0 | na | 0 | 0 | 0 | 0 | 0 | 0 | 0 | na | 0 | 0 | 0 | 0 | 0 | 2 | 49.6 | na | 52.5382 | 54.102 | 55.9302 | 57.8568 | 59.8237 | 2 | 49.6 | na | 52.5382 | 54.102 | 55.9302 | 57.8568 | 59.8237 | 2 | 49.6 | na | 52.5382 | 54.102 | 55.9302 | 57.8568 | 59.8237 | 4 | 99.2 | na | 105.0764 | 108.2041 | 111.8604 | 115.7136 | 119.6475 | 6 | 148.8 | na | 157.6147 | 162.3061 | 167.7906 | 173.5704 | 179.4712 | 0 | 0 | na | 0 | 0 | 0 | 0 | 0 | 0 | 0 | na | 0 | 0 | 0 | 0 | 0 | 0 | 0 | na | 0 | 0 | 0 | 0 | 0 | 0 | 0 | na | 0 | 0 | 0 | 0 | 0 | 0 | 0 | na | 0 | 0 | 0 | 0 | 0 | 0 | 0 | na | 0 | 0 | 0 | 0 | 0 | 0 | 0 | na | 0 | 0 | 0 | 0 | 0 | 0 | 0 | na | 0 | 0 | 0 | 0 | 0 | 0 | 0 | na | 0 | 0 | 0 | 0 | 0 | 0 | 0 | na | 0 | 0 | 0 | 0 | 0
Cable Jinker | 0 | 0 | na | 0 | 0 | 0 | 0 | 0 | 0 | 0 | na | 0 | 0 | 0 | 0 | 0 | 0 | 0 | na | 0 | 0 | 0 | 0 | 0 | 0 | 0 | na | 0 | 0 | 0 | 0 | 0 | 0 | 0 | na | 0 | 0 | 0 | 0 | 0 | 0 | 0 | na | 0 | 0 | 0 | 0 | 0 | 0 | 0 | na | 0 | 0 | 0 | 0 | 0 | 0 | 0 | na | 0 | 0 | 0 | 0 | 0 | 0 | 0 | na | 0 | 0 | 0 | 0 | 0 | 0 | 0 | na | 0 | 0 | 0 | 0 | 0 | 0 | 0 | na | 0 | 0 | 0 | 0 | 0 | 0 | 0 | na | 0 | 0 | 0 | 0 | 0 | 0 | 0 | na | 0 | 0 | 0 | 0 | 0 | 0 | 0 | na | 0 | 0 | 0 | 0 | 0 | 0 | 0 | na | 0 | 0 | 0 | 0 | 0 | 0 | 0 | na | 0 | 0 | 0 | 0 | 0 | 0 | 0 | na | 0 | 0 | 0 | 0 | 0 | 0 | 0 | na | 0 | 0 | 0 | 0 | 0 | 0 | 0 | na | 0 | 0 | 0 | 0 | 0 | 0 | 0 | na | 0 | 0 | 0 | 0 | 0 | 6 | 111.6 | na | 118.211 | 121.7296 | 125.843 | 130.1778 | 134.6034 | 6 | 111.6 | na | 118.211 | 121.7296 | 125.843 | 130.1778 | 134.6034 | 8 | 148.8 | na | 157.6147 | 162.3061 | 167.7906 | 173.5704 | 179.4712 | 0 | 0 | na | 0 | 0 | 0 | 0 | 0 | 0 | 0 | na | 0 | 0 | 0 | 0 | 0 | 0 | 0 | na | 0 | 0 | 0 | 0 | 0 | 0 | 0 | na | 0 | 0 | 0 | 0 | 0 | 0 | 0 | na | 0 | 0 | 0 | 0 | 0 | 0 | 0 | na | 0 | 0 | 0 | 0 | 0 | 0 | 0 | na | 0 | 0 | 0 | 0 | 0 | 0 | 0 | na | 0 | 0 | 0 | 0 | 0 | 0 | 0 | na | 0 | 0 | 0 | 0 | 0 | 0 | 0 | na | 0 | 0 | 0 | 0 | 0
C
Material | 0 | 0 | na | 0 | 0 | 0 | 0 | 0 | 0 | 0 | na | 0 | 0 | 0 | 0 | 0 | 0 | 0 | na | 0 | 0 | 0 | 0 | 0 | 0 | 0 | na | 0 | 0 | 0 | 0 | 0 | 0 | 0 | na | 0 | 0 | 0 | 0 | 0 | 0 | 0 | na | 0 | 0 | 0 | 0 | 0 | 0 | 0 | na | 0 | 0 | 0 | 0 | 0 | 0 | 0 | na | 0 | 0 | 0 | 0 | 0 | 0 | 0 | na | 0 | 0 | 0 | 0 | 0 | 0 | 0 | na | 0 | 0 | 0 | 0 | 0 | 0 | 0 | na | 0 | 0 | 0 | 0 | 0 | 0 | 0 | na | 0 | 0 | 0 | 0 | 0 | 0 | 0 | na | 0 | 0 | 0 | 0 | 0 | 0 | 0 | na | 0 | 0 | 0 | 0 | 0 | 0 | 0 | na | 0 | 0 | 0 | 0 | 0 | 0 | 0 | na | 0 | 0 | 0 | 0 | 0 | 0 | 0 | na | 0 | 0 | 0 | 0 | 0 | 0 | 0 | na | 0 | 0 | 0 | 0 | 0 | 166 | 235.72 | na | 247.4118 | 253.4734 | 259.6835 | 266.0457 | 272.5638 | 672.88 | 955.4896 | na | 1002.8821 | 1027.4527 | 1052.6253 | 1078.4146 | 1104.8358 | 650.57 | 923.8094 | na | 969.6306 | 993.3865 | 1017.7245 | 1042.6587 | 1068.2039 | 1301.14 | 1847.6188 | na | 1939.2612 | 1986.7731 | 2035.449 | 2085.3175 | 2136.4078 | 1951.71 | 2771.4282 | na | 2908.8917 | 2980.1596 | 3053.1735 | 3127.9762 | 3204.6117 | 258.57 | 367.1694 | na | 385.3811 | 394.8229 | 404.4961 | 414.4062 | 424.5592 | 463.21 | 657.7582 | na | 690.3832 | 707.2976 | 724.6263 | 742.3797 | 760.568 | 276.26 | 392.2892 | na | 411.7468 | 421.8346 | 432.1696 | 442.7577 | 453.6053 | 308.26 | 437.7292 | na | 459.4407 | 470.697 | 482.2291 | 494.0437 | 506.1477 | 401.43 | 570.0306 | na | 598.3043 | 612.9627 | 627.9803 | 643.3658 | 659.1283 | 475.2 | 674.784 | na | 708.2535 | 725.6057 | 743.383 | 761.5959 | 780.255 | 2583.17 | 3668.1014 | na | 3850.0401 | 3944.3661 | 4041.0031 | 4140.0077 | 4241.4379 | 1562 | 2218.04 | na | 2328.0553 | 2385.0927 | 2443.5275 | 2503.3939 | 2564.727 | 2072 | 2942.24 | na | 3088.1758 | 3163.8361 | 3241.3501 | 3320.7632 | 3402.1219 | 83.88 | 119.1096 | na | 125.0175 | 128.0804 | 131.2184 | 134.4332 | 137.7268
Total |  | 873.4533 | na | 922.2895 | 949.7417 | 981.8345 | 1015.6553 | 1050.184 |  | 1030.2832 | na | 1087.6834 | 1120.0587 | 1157.9067 | 1197.7924 | 1238.5132 |  | 1211.2553 | na | 1279.3759 | 1317.4569 | 1361.9752 | 1408.8905 | 1456.7878 |  | 1524.9153 | na | 1610.1638 | 1658.0908 | 1714.1195 | 1773.1648 | 1833.4462 |  | 1838.5753 | na | 1940.9516 | 1998.7247 | 2066.2637 | 2137.4392 | 2210.1047 |  | 2152.2353 | na | 2271.7395 | 2339.3585 | 2418.408 | 2501.7136 | 2586.7631 |  | 2309.0653 | na | 2437.1334 | 2509.6755 | 2594.4801 | 2683.8508 | 2775.0923 |  | 1681.7453 | na | 1775.5577 | 1828.4077 | 1890.1916 | 1955.302 | 2021.7755 |  | 1681.7453 | na | 1775.5577 | 1828.4077 | 1890.1916 | 1955.302 | 2021.7755 |  | 1063.4208 | na | 1122.7839 | 1156.204 | 1195.2733 | 1236.4463 | 1278.4811 |  | 1690.7407 | na | 1784.3597 | 1837.4717 | 1899.5618 | 1964.995 | 2031.798 |  | 1340.8988 | na | 1415.9729 | 1458.1197 | 1507.3912 | 1559.3155 | 1612.3267 |  | 2414.6188 | na | 2550.3926 | 2626.3058 | 2715.0515 | 2808.5754 | 2904.0572 |  | 592.9307 | na | 626.6022 | 645.2532 | 667.057 | 690.0347 | 713.4935 |  | 1184.0688 | na | 1250.5789 | 1287.8028 | 1331.3191 | 1377.1783 | 1423.9975 |  | 1654.5588 | na | 1746.7607 | 1798.7536 | 1859.5354 | 1923.5898 | 1988.9852 |  | 3414.6487 | na | 3608.9363 | 3716.3574 | 3841.9372 | 3974.2783 | 4109.3899 |  | 2621.7587 | na | 2771.2561 | 2853.7434 | 2950.1745 | 3051.7975 | 3155.548 |  | 3742.5952 | na | 4012.8042 | 4130.9439 | 4268.1779 | 4412.6186 | 4560.1057 |  | 4454.2899 | na | 4729.2484 | 4864.7355 | 5019.574 | 5182.0107 | 5347.9398 |  | 8816.8587 | na | 9301.1942 | 9572.9418 | 9887.1922 | 10217.6482 | 10555.1109 |  | 13125.9781 | na | 13844.3258 | 14246.1957 | 14709.1308 | 15195.5627 | 15692.3556 |  | 17315.4675 | na | 18261.4671 | 18789.7092 | 19396.9449 | 20034.7327 | 20686.1388 |  | 1181.5074 | na | 1245.7799 | 1280.8318 | 1320.4441 | 1361.9054 | 1404.27 |  | 1360.4962 | na | 1432.571 | 1471.5768 | 1514.7314 | 1559.7011 | 1605.6754 |  | 1375.5022 | na | 1449.2084 | 1490.1766 | 1536.612 | 1585.2443 | 1634.9324 |  | 1577.7722 | na | 1662.2962 | 1709.3559 | 1762.7436 | 1818.6674 | 1875.804 |  | 726.8606 | na | 763.6982 | 783.2796 | 804.0524 | 825.503 | 847.4575 |  | 831.614 | na | 873.6474 | 895.9226 | 919.4551 | 943.7331 | 968.5842 |  | 3903.3464 | na | 4098.131 | 4199.8415 | 4305.1113 | 4413.2135 | 4523.9317 |  | 2374.87 | na | 2493.4493 | 2555.4096 | 2619.5996 | 2685.5311 | 2753.0563 |  | 3099.07 | na | 3253.5698 | 3334.1531 | 3417.4223 | 3502.9004 | 3590.4511 |  | 275.9396 | na | 290.4114 | 298.3973 | 307.2905 | 316.5704 | 326.056
Contingency | NO | 0 | 0 | 0 | 0 | 0 | 0 | 0 | NO | 0 | 0 | 0 | 0 | 0 | 0 | 0 | NO | 0 | 0 | 0 | 0 | 0 | 0 | 0 | NO | 0 | 0 | 0 | 0 | 0 | 0 | 0 | NO | 0 | 0 | 0 | 0 | 0 | 0 | 0 | NO | 0 | 0 | 0 | 0 | 0 | 0 | 0 | NO | 0 | 0 | 0 | 0 | 0 | 0 | 0 | NO | 0 | 0 | 0 | 0 | 0 | 0 | 0 | NO | 0 | 0 | 0 | 0 | 0 | 0 | 0 | NO | 0 | 0 | 0 | 0 | 0 | 0 | 0 | NO | 0 | 0 | 0 | 0 | 0 | 0 | 0 | NO | 0 | 0 | 0 | 0 | 0 | 0 | 0 | NO | 0 | 0 | 0 | 0 | 0 | 0 | 0 | NO | 0 | 0 | 0 | 0 | 0 | 0 | 0 | NO | 0 | 0 | 0 | 0 | 0 | 0 | 0 | NO | 0 | 0 | 0 | 0 | 0 | 0 | 0 | NO | 0 | 0 | 0 | 0 | 0 | 0 | 0 | NO | 0 | 0 | 0 | 0 | 0 | 0 | 0 | NO | 0 | 0 | 0 | 0 | 0 | 0 | 0 | NO | 0 | 0 | 0 | 0 | 0 | 0 | 0 | NO | 0 | 0 | 0 | 0 | 0 | 0 | 0 | NO | 0 | 0 | 0 | 0 | 0 | 0 | 0 | NO | 0 | 0 | 0 | 0 | 0 | 0 | 0 | NO | 0 | 0 | 0 | 0 | 0 | 0 | 0 | NO | 0 | 0 | 0 | 0 | 0 | 0 | 0 | NO | 0 | 0 | 0 | 0 | 0 | 0 | 0 | NO | 0 | 0 | 0 | 0 | 0 | 0 | 0 | NO | 0 | 0 | 0 | 0 | 0 | 0 | 0 | NO | 0 | 0 | 0 | 0 | 0 | 0 | 0 | NO | 0 | 0 | 0 | 0 | 0 | 0 | 0 | NO | 0 | 0 | 0 | 0 | 0 | 0 | 0 | NO | 0 | 0 | 0 | 0 | 0 | 0 | 0 | NO | 0 | 0 | 0 | 0 | 0 | 0 | 0
Margin | NO | 0 | 0 | 0 | 0 | 0 | 0 | 0 | NO | 0 | 0 | 0 | 0 | 0 | 0 | 0 | NO | 0 | 0 | 0 | 0 | 0 | 0 | 0 | NO | 0 | 0 | 0 | 0 | 0 | 0 | 0 | NO | 0 | 0 | 0 | 0 | 0 | 0 | 0 | NO | 0 | 0 | 0 | 0 | 0 | 0 | 0 | NO | 0 | 0 | 0 | 0 | 0 | 0 | 0 | NO | 0 | 0 | 0 | 0 | 0 | 0 | 0 | NO | 0 | 0 | 0 | 0 | 0 | 0 | 0 | NO | 0 | 0 | 0 | 0 | 0 | 0 | 0 | NO | 0 | 0 | 0 | 0 | 0 | 0 | 0 | NO | 0 | 0 | 0 | 0 | 0 | 0 | 0 | NO | 0 | 0 | 0 | 0 | 0 | 0 | 0 | NO | 0 | 0 | 0 | 0 | 0 | 0 | 0 | NO | 0 | 0 | 0 | 0 | 0 | 0 | 0 | NO | 0 | 0 | 0 | 0 | 0 | 0 | 0 | NO | 0 | 0 | 0 | 0 | 0 | 0 | 0 | NO | 0 | 0 | 0 | 0 | 0 | 0 | 0 | NO | 0 | 0 | 0 | 0 | 0 | 0 | 0 | NO | 0 | 0 | 0 | 0 | 0 | 0 | 0 | NO | 0 | 0 | 0 | 0 | 0 | 0 | 0 | NO | 0 | 0 | 0 | 0 | 0 | 0 | 0 | NO | 0 | 0 | 0 | 0 | 0 | 0 | 0 | NO | 0 | 0 | 0 | 0 | 0 | 0 | 0 | NO | 0 | 0 | 0 | 0 | 0 | 0 | 0 | NO | 0 | 0 | 0 | 0 | 0 | 0 | 0 | NO | 0 | 0 | 0 | 0 | 0 | 0 | 0 | NO | 0 | 0 | 0 | 0 | 0 | 0 | 0 | NO | 0 | 0 | 0 | 0 | 0 | 0 | 0 | NO | 0 | 0 | 0 | 0 | 0 | 0 | 0 | NO | 0 | 0 | 0 | 0 | 0 | 0 | 0 | NO | 0 | 0 | 0 | 0 | 0 | 0 | 0 | NO | 0 | 0 | 0 | 0 | 0 | 0 | 0
Total |  | 873.4533 | na | 922.2895 | 949.7417 | 981.8345 | 1015.6553 | 1050.184 |  | 1030.2832 | na | 1087.6834 | 1120.0587 | 1157.9067 | 1197.7924 | 1238.5132 |  | 1211.2553 | na | 1279.3759 | 1317.4569 | 1361.9752 | 1408.8905 | 1456.7878 |  | 1524.9153 | na | 1610.1638 | 1658.0908 | 1714.1195 | 1773.1648 | 1833.4462 |  | 1838.5753 | na | 1940.9516 | 1998.7247 | 2066.2637 | 2137.4392 | 2210.1047 |  | 2152.2353 | na | 2271.7395 | 2339.3585 | 2418.408 | 2501.7136 | 2586.7631 |  | 2309.0653 | na | 2437.1334 | 2509.6755 | 2594.4801 | 2683.8508 | 2775.0923 |  | 1681.7453 | na | 1775.5577 | 1828.4077 | 1890.1916 | 1955.302 | 2021.7755 |  | 1681.7453 | na | 1775.5577 | 1828.4077 | 1890.1916 | 1955.302 | 2021.7755 |  | 1063.4208 | na | 1122.7839 | 1156.204 | 1195.2733 | 1236.4463 | 1278.4811 |  | 1690.7407 | na | 1784.3597 | 1837.4717 | 1899.5618 | 1964.995 | 2031.798 |  | 1340.8988 | na | 1415.9729 | 1458.1197 | 1507.3912 | 1559.3155 | 1612.3267 |  | 2414.6188 | na | 2550.3926 | 2626.3058 | 2715.0515 | 2808.5754 | 2904.0572 |  | 592.9307 | na | 626.6022 | 645.2532 | 667.057 | 690.0347 | 713.4935 |  | 1184.0688 | na | 1250.5789 | 1287.8028 | 1331.3191 | 1377.1783 | 1423.9975 |  | 1654.5588 | na | 1746.7607 | 1798.7536 | 1859.5354 | 1923.5898 | 1988.9852 |  | 3414.6487 | na | 3608.9363 | 3716.3574 | 3841.9372 | 3974.2783 | 4109.3899 |  | 2621.7587 | na | 2771.2561 | 2853.7434 | 2950.1745 | 3051.7975 | 3155.548 |  | 3742.5952 | na | 4012.8042 | 4130.9439 | 4268.1779 | 4412.6186 | 4560.1057 |  | 4454.2899 | na | 4729.2484 | 4864.7355 | 5019.574 | 5182.0107 | 5347.9398 |  | 8816.8587 | na | 9301.1942 | 9572.9418 | 9887.1922 | 10217.6482 | 10555.1109 |  | 13125.9781 | na | 13844.3258 | 14246.1957 | 14709.1308 | 15195.5627 | 15692.3556 |  | 17315.4675 | na | 18261.4671 | 18789.7092 | 19396.9449 | 20034.7327 | 20686.1388 |  | 1181.5074 | na | 1245.7799 | 1280.8318 | 1320.4441 | 1361.9054 | 1404.27 |  | 1360.4962 | na | 1432.571 | 1471.5768 | 1514.7314 | 1559.7011 | 1605.6754 |  | 1375.5022 | na | 1449.2084 | 1490.1766 | 1536.612 | 1585.2443 | 1634.9324 |  | 1577.7722 | na | 1662.2962 | 1709.3559 | 1762.7436 | 1818.6674 | 1875.804 |  | 726.8606 | na | 763.6982 | 783.2796 | 804.0524 | 825.503 | 847.4575 |  | 831.614 | na | 873.6474 | 895.9226 | 919.4551 | 943.7331 | 968.5842 |  | 3903.3464 | na | 4098.131 | 4199.8415 | 4305.1113 | 4413.2135 | 4523.9317 |  | 2374.87 | na | 2493.4493 | 2555.4096 | 2619.5996 | 2685.5311 | 2753.0563 |  | 3099.07 | na | 3253.5698 | 3334.1531 | 3417.4223 | 3502.9004 | 3590.4511 |  | 275.9396 | na | 290.4114 | 298.3973 | 307.2905 | 316.5704 | 326.056
[5 empty] | 2.977% | 3.379% | 3.445% | 3.4% |  |  |  |  | 2.977% | 3.379% | 3.445% | 3.4% |  |  |  |  | 2.977% | 3.379% | 3.445% | 3.4% |  |  |  |  | 2.977% | 3.379% | 3.445% | 3.4% |  |  |  |  | 2.977% | 3.379% | 3.445% | 3.4% |  |  |  |  | 2.977% | 3.379% | 3.445% | 3.4% |  |  |  |  | 2.977% | 3.379% | 3.445% | 3.4% |  |  |  |  | 2.977% | 3.379% | 3.445% | 3.4% |  |  |  |  | 2.977% | 3.379% | 3.445% | 3.4% |  |  |  |  | 2.977% | 3.379% | 3.445% | 3.4% |  |  |  |  | 2.977% | 3.379% | 3.445% | 3.4% |  |  |  |  | 2.977% | 3.379% | 3.445% | 3.4% |  |  |  |  | 2.977% | 3.379% | 3.445% | 3.4% |  |  |  |  | 2.977% | 3.379% | 3.445% | 3.4% |  |  |  |  | 2.977% | 3.379% | 3.445% | 3.4% |  |  |  |  | 2.977% | 3.379% | 3.445% | 3.4% |  |  |  |  | 2.977% | 3.379% | 3.445% | 3.4% |  |  |  |  | 2.977% | 3.379% | 3.445% | 3.4% |  | 3: 2.944%; 4: 3.322%; 5: 3.384%; 6: 3.342% |  |  |  |  | 2.865% | 3.183% | 3.236% | 3.202% |  |  |  |  | 2.922% | 3.283% | 3.342% | 3.303% |  |  |  |  | 2.903% | 3.25% | 3.307% | 3.269% |  |  |  |  | 2.893% | 3.232% | 3.288% | 3.251% |  |  |  |  | 2.814% | 3.093% | 3.14% | 3.111% |  |  |  |  | 2.723% | 2.933% | 2.969% | 2.948% |  |  |  |  | 2.827% | 3.116% | 3.165% | 3.134% |  |  |  |  | 2.831% | 3.123% | 3.173% | 3.142% |  |  |  |  | 2.564% | 2.652% | 2.668% | 2.66% |  |  |  |  | 2.55% | 2.627% | 2.64% | 2.633% |  |  |  |  | 2.482% | 2.507% | 2.511% | 2.509% |  |  |  |  | 2.485% | 2.512% | 2.517% | 2.514% |  |  |  |  | 2.477% | 2.497% | 2.501% | 2.499% |  |  |  |  | 2.75% | 2.98% | 3.02% | 2.996%
Misc. Electrical Works - Cost Estimation -2017-2018 - After Hours Calculations
| 604 | [7 empty] | 606 | 606 | [6 empty] | 608 | 608 | [6 empty] | 610 | 610 | [6 empty] | 612 | 612 | [6 empty] | 614 | 614 | [6 empty] | 616 | 616 | [6 empty] | 618 | 618 | [6 empty] | 620 | 620 | [6 empty] | 622 | 622 | [6 empty] | 624 | 624 | [6 empty] | 626 | 626 | [6 empty] | 628 | 628 | [6 empty] | 630 | 630 | [6 empty] | 632 | 632 | [6 empty] | 634 | 634 | [6 empty] | 636 | 636 | [6 empty] | 638 | 638 | [6 empty] | 640 | 1.0245: 640 | 642 | 642 | [6 empty] | 644 | 644 | [6 empty] | 646 | 646 | [6 empty] | 648 | 648 | [6 empty] | 650 | 650 | [6 empty] | 652 | 652 | [6 empty] | 654 | 654 | [6 empty] | 656 | 656 | [6 empty] | 658 | 658 | [6 empty] | 660 | 660 | [6 empty] | 662 | 662 | [6 empty] | 664 | 664 | [6 empty] | 666 | 666 | [6 empty] | 668 | 668
| Spiking/Cable Testing | [7 empty] | Substation HV/LV Earthing/Soil Resistivity Testing | [7 empty] | 20003386-Termination of Consumer Mains - up to 50mm² Cu or Al - 1 Set * Includes disconnection of temp. consumer mains if any | [7 empty] | 20003387-Termination of Consumer Mains - Above 50mm² Al or Cu - 1 Set * Includes disconnection of temp. consumer mains if any | [7 empty] | 20003388-Termination of Consumer Mains - Above 50mm² Al or Cu -2 Set * Includes disconnection of temp. consumer mains if any | [7 empty] | Termination of Consumer Mains - Above 50mm² Al or Cu - 3 Set * Includes disconnection of temp. consumer mains if any | [7 empty] | Termination of Consumer Mains - Above 50mm² Al or Cu - 4 Set * Includes disconnection of temp. consumer mains if any | [7 empty] | LV Underground Disconnection & Capping/Abandoning | [7 empty] | Permanent Disconnection of Underground Consumer Mains at AAD Network Asset such as Point of Entry or Substation | [7 empty] | Substation Supervised Access - 1- 4 hours | [7 empty] | Substation Supervised Access - 4-8 hours | [7 empty] | Temporary De-energisation/Isolation of Overhead LV network | [7 empty] | Temporary De-energisation/Isolation of Overhead HV network | [7 empty] | Temporary De-energisation/Isolation of Overhead or Underground SLCC supply | [7 empty] | Temporary De-energisation/Isolation of Underground LV or HV network | [7 empty] | Temporary De-energisation/Isolation of Underground HV network - If HV Cable Insulation Test is required - Isolation for more than 7 days | [7 empty] | Temporary Pole Support - Using Plant such as Lifter/Borer | [7 empty] | Temporary Pole Support - Using Concrete Blocks -including installation and removal | [7 empty] | Pole Stay Replacement with Standard Stay | [7 empty] | Pole Stay Replacement with Side Walk Stay | [7 empty] | LVABC Replacement - 1 Span | [7 empty] | LVABC Replacement - 2 Span | [7 empty] | LVABC Replacement - 3 Span | [7 empty] | Cut & Shackle for LVABC Replacement - Per Crossarm One Direction | [7 empty] | Installation of Fuse Switch Disconnector for LVABC Replacement | [7 empty] | Installation of LV Termination Cross-Arm for LVABC Replacement | [7 empty] | Installation of LV Double Strain Cross-Arm for LVABC Replacement | [7 empty] | 1 Way 630A Weber Fuse Switch Disconnector Installation for consumer mains termination work | [7 empty] | 1 Way 1000A Weber Fuse Switch Disconnector Installation for consumer mains termination work | [7 empty] | 1250A Jean Muller Installation for consumer mains termination work | [7 empty] | 1 Way Weber POE Kit Installation for consumer mains termination work | [7 empty] | 3 Way Weber POE Kit Installation for Termination of Consumer Mains | [7 empty] | Holec Fuse Kit Installation for Termination of Consumer Mains
Office Labour | Hours | Indicative 2017/18 | Indicative 2018/19 | 2019/20 | 2020/21 | 2021/22 | 2022/23 | 2023/24 | Hours | Indicative 2017/18 | Indicative 2018/19 | 2019/20 | 2020/21 | 2021/22 | 2022/23 | 2023/24 | Hours | Indicative 2017/18 | Indicative 2018/19 | 2019/20 | 2020/21 | 2021/22 | 2022/23 | 2023/24 | Hours | Indicative 2017/18 | Indicative 2018/19 | 2019/20 | 2020/21 | 2021/22 | 2022/23 | 2023/24 | Hours | Indicative 2017/18 | Indicative 2018/19 | 2019/20 | 2020/21 | 2021/22 | 2022/23 | 2023/24 | Hours | Indicative 2017/18 | Indicative 2018/19 | 2019/20 | 2020/21 | 2021/22 | 2022/23 | 2023/24 | Hours | Indicative 2017/18 | Indicative 2018/19 | 2019/20 | 2020/21 | 2021/22 | 2022/23 | 2023/24 | Hours | Indicative 2017/18 | Indicative 2018/19 | 2019/20 | 2020/21 | 2021/22 | 2022/23 | 2023/24 | Hours | Indicative 2017/18 | Indicative 2018/19 | 2019/20 | 2020/21 | 2021/22 | 2022/23 | 2023/24 | Hours | Indicative 2017/18 | Indicative 2018/19 | 2019/20 | 2020/21 | 2021/22 | 2022/23 | 2023/24 | Hours | Indicative 2017/18 | Indicative 2018/19 | 2019/20 | 2020/21 | 2021/22 | 2022/23 | 2023/24 | Hours | Indicative 2017/18 | Indicative 2018/19 | 2019/20 | 2020/21 | 2021/22 | 2022/23 | 2023/24 | Hours | Indicative 2017/18 | Indicative 2018/19 | 2019/20 | 2020/21 | 2021/22 | 2022/23 | 2023/24 | Hours | Indicative 2017/18 | Indicative 2018/19 | 2019/20 | 2020/21 | 2021/22 | 2022/23 | 2023/24 | Hours | Indicative 2017/18 | Indicative 2018/19 | 2019/20 | 2020/21 | 2021/22 | 2022/23 | 2023/24 | Hours | Indicative 2017/18 | Indicative 2018/19 | 2019/20 | 2020/21 | 2021/22 | 2022/23 | 2023/24 | Hours | Indicative 2017/18 | Indicative 2018/19 | 2019/20 | 2020/21 | 2021/22 | 2022/23 | 2023/24 | Hours | Indicative 2017/18 | Indicative 2018/19 | 2019/20 | 2020/21 | 2021/22 | 2022/23 | 2023/24 | Hours | Indicative 2017/18 | Indicative 2018/19 | 2019/20 | 2020/21 | 2021/22 | 2022/23 | 2023/24 | Hours | Indicative 2017/18 | Indicative 2018/19 | 2019/20 | 2020/21 | 2021/22 | 2022/23 | 2023/24 | Hours | Indicative 2017/18 | Indicative 2018/19 | 2019/20 | 2020/21 | 2021/22 | 2022/23 | 2023/24 | Hours | Indicative 2017/18 | Indicative 2018/19 | 2019/20 | 2020/21 | 2021/22 | 2022/23 | 2023/24 | Hours | Indicative 2017/18 | Indicative 2018/19 | 2019/20 | 2020/21 | 2021/22 | 2022/23 | 2023/24 | Hours | Indicative 2017/18 | Indicative 2018/19 | 2019/20 | 2020/21 | 2021/22 | 2022/23 | 2023/24 | Hours | Indicative 2017/18 | Indicative 2018/19 | 2019/20 | 2020/21 | 2021/22 | 2022/23 | 2023/24 | Hours | Indicative 2017/18 | Indicative 2018/19 | 2019/20 | 2020/21 | 2021/22 | 2022/23 | 2023/24 | Hours | Indicative 2017/18 | Indicative 2018/19 | 2019/20 | 2020/21 | 2021/22 | 2022/23 | 2023/24 | Hours | Indicative 2017/18 | Indicative 2018/19 | 2019/20 | 2020/21 | 2021/22 | 2022/23 | 2023/24 | Hours | Indicative 2017/18 | Indicative 2018/19 | 2019/20 | 2020/21 | 2021/22 | 2022/23 | 2023/24 | Hours | Indicative 2017/18 | Indicative 2018/19 | 2019/20 | 2020/21 | 2021/22 | 2022/23 | 2023/24 | Hours | Indicative 2017/18 | Indicative 2018/19 | 2019/20 | 2020/21 | 2021/22 | 2022/23 | 2023/24 | Hours | Indicative 2017/18 | Indicative 2018/19 | 2019/20 | 2020/21 | 2021/22 | 2022/23 | 2023/24 | Hours | Indicative 2017/18 | Indicative 2018/19 | 2019/20 | 2020/21 | 2021/22 | 2022/23 | 2023/24
Connection Engineer | 1.5 | 180.972 | na | 191.6925 | 197.3983 | 204.0686 | 211.098 | 218.2746 | 1.5 | 180.972 | na | 191.6925 | 197.3983 | 204.0686 | 211.098 | 218.2746 | 3 | 361.944 | na | 383.385 | 394.7965 | 408.1372 | 422.196 | 436.5492 | 3 | 361.944 | na | 383.385 | 394.7965 | 408.1372 | 422.196 | 436.5492 | 3 | 361.944 | na | 383.385 | 394.7965 | 408.1372 | 422.196 | 436.5492 | 3 | 361.944 | na | 383.385 | 394.7965 | 408.1372 | 422.196 | 436.5492 | 3 | 361.944 | na | 383.385 | 394.7965 | 408.1372 | 422.196 | 436.5492 | 3 | 361.944 | na | 383.385 | 394.7965 | 408.1372 | 422.196 | 436.5492 | 3 | 361.944 | na | 383.385 | 394.7965 | 408.1372 | 422.196 | 436.5492 | 2 | 241.296 | na | 255.59 | 263.1977 | 272.0914 | 281.464 | 291.0328 | 2 | 241.296 | na | 255.59 | 263.1977 | 272.0914 | 281.464 | 291.0328 | 3 | 361.944 | na | 383.385 | 394.7965 | 408.1372 | 422.196 | 436.5492 | 3 | 361.944 | na | 383.385 | 394.7965 | 408.1372 | 422.196 | 436.5492 | 2 | 241.296 | na | 255.59 | 263.1977 | 272.0914 | 281.464 | 291.0328 | 3 | 361.944 | na | 383.385 | 394.7965 | 408.1372 | 422.196 | 436.5492 | 3 | 361.944 | na | 383.385 | 394.7965 | 408.1372 | 422.196 | 436.5492 | 2 | 241.296 | na | 255.59 | 263.1977 | 272.0914 | 281.464 | 291.0328 | 2 | 241.296 | na | 255.59 | 263.1977 | 272.0914 | 281.464 | 291.0328 | 3 | 361.944 | na | 383.385 | 394.7965 | 408.1372 | 422.196 | 436.5492 | 3 | 361.944 | na | 383.385 | 394.7965 | 408.1372 | 422.196 | 436.5492 | 6 | 723.888 | na | 766.7699 | 789.5931 | 816.2743 | 844.3921 | 873.0984 | 6 | 723.888 | na | 766.7699 | 789.5931 | 816.2743 | 844.3921 | 873.0984 | 6 | 723.888 | na | 766.7699 | 789.5931 | 816.2743 | 844.3921 | 873.0984 | 2 | 241.296 | na | 255.59 | 263.1977 | 272.0914 | 281.464 | 291.0328 | 2 | 241.296 | na | 255.59 | 263.1977 | 272.0914 | 281.464 | 291.0328 | 1 | 120.648 | na | 127.795 | 131.5988 | 136.0457 | 140.732 | 145.5164 | 2 | 241.296 | na | 255.59 | 263.1977 | 272.0914 | 281.464 | 291.0328 | 0 | 0 | na | 0 | 0 | 0 | 0 | 0 | 0 | 0 | na | 0 | 0 | 0 | 0 | 0 | 0 | 0 | na | 0 | 0 | 0 | 0 | 0 | 0 | 0 | na | 0 | 0 | 0 | 0 | 0 | 0 | 0 | na | 0 | 0 | 0 | 0 | 0 | 0 | 0 | na | 0 | 0 | 0 | 0 | 0
Management | 0.25 | 37.9748 | na | 40.2243 | 41.4216 | 42.8213 | 44.2963 | 45.8022 | 0.25 | 37.9748 | na | 40.2243 | 41.4216 | 42.8213 | 44.2963 | 45.8022 | 0.25 | 37.9748 | na | 40.2243 | 41.4216 | 42.8213 | 44.2963 | 45.8022 | 0.25 | 37.9748 | na | 40.2243 | 41.4216 | 42.8213 | 44.2963 | 45.8022 | 0.25 | 37.9748 | na | 40.2243 | 41.4216 | 42.8213 | 44.2963 | 45.8022 | 0.25 | 37.9748 | na | 40.2243 | 41.4216 | 42.8213 | 44.2963 | 45.8022 | 0.25 | 37.9748 | na | 40.2243 | 41.4216 | 42.8213 | 44.2963 | 45.8022 | 0.25 | 37.9748 | na | 40.2243 | 41.4216 | 42.8213 | 44.2963 | 45.8022 | 0.25 | 37.9748 | na | 40.2243 | 41.4216 | 42.8213 | 44.2963 | 45.8022 | 0.25 | 37.9748 | na | 40.2243 | 41.4216 | 42.8213 | 44.2963 | 45.8022 | 0.25 | 37.9748 | na | 40.2243 | 41.4216 | 42.8213 | 44.2963 | 45.8022 | 0.25 | 37.9748 | na | 40.2243 | 41.4216 | 42.8213 | 44.2963 | 45.8022 | 0.25 | 37.9748 | na | 40.2243 | 41.4216 | 42.8213 | 44.2963 | 45.8022 | 0.25 | 37.9748 | na | 40.2243 | 41.4216 | 42.8213 | 44.2963 | 45.8022 | 0.25 | 37.9748 | na | 40.2243 | 41.4216 | 42.8213 | 44.2963 | 45.8022 | 0.25 | 37.9748 | na | 40.2243 | 41.4216 | 42.8213 | 44.2963 | 45.8022 | 0.25 | 37.9748 | na | 40.2243 | 41.4216 | 42.8213 | 44.2963 | 45.8022 | 0.25 | 37.9748 | na | 40.2243 | 41.4216 | 42.8213 | 44.2963 | 45.8022 | 0.25 | 37.9748 | na | 40.2243 | 41.4216 | 42.8213 | 44.2963 | 45.8022 | 0.25 | 37.9748 | na | 40.2243 | 41.4216 | 42.8213 | 44.2963 | 45.8022 | 0.25 | 37.9748 | na | 40.2243 | 41.4216 | 42.8213 | 44.2963 | 45.8022 | 0.25 | 37.9748 | na | 40.2243 | 41.4216 | 42.8213 | 44.2963 | 45.8022 | 0.25 | 37.9748 | na | 40.2243 | 41.4216 | 42.8213 | 44.2963 | 45.8022 | 0 | 0 | na | 0 | 0 | 0 | 0 | 0 | 0 | 0 | na | 0 | 0 | 0 | 0 | 0 | 0 | 0 | na | 0 | 0 | 0 | 0 | 0 | 0 | 0 | na | 0 | 0 | 0 | 0 | 0 | 0 | 0 | na | 0 | 0 | 0 | 0 | 0 | 0 | 0 | na | 0 | 0 | 0 | 0 | 0 | 0 | 0 | na | 0 | 0 | 0 | 0 | 0 | 0 | 0 | na | 0 | 0 | 0 | 0 | 0 | 0 | 0 | na | 0 | 0 | 0 | 0 | 0 | 0 | 0 | na | 0 | 0 | 0 | 0 | 0
GIS Officer | 0.25 | 27.1865 | na | 28.797 | 29.6541 | 30.6562 | 31.7122 | 32.7903 | 0.25 | 27.1865 | na | 28.797 | 29.6541 | 30.6562 | 31.7122 | 32.7903 | 0.25 | 27.1865 | na | 28.797 | 29.6541 | 30.6562 | 31.7122 | 32.7903 | 0.25 | 27.1865 | na | 28.797 | 29.6541 | 30.6562 | 31.7122 | 32.7903 | 0.25 | 27.1865 | na | 28.797 | 29.6541 | 30.6562 | 31.7122 | 32.7903 | 0.25 | 27.1865 | na | 28.797 | 29.6541 | 30.6562 | 31.7122 | 32.7903 | 0.25 | 27.1865 | na | 28.797 | 29.6541 | 30.6562 | 31.7122 | 32.7903 | 0.25 | 27.1865 | na | 28.797 | 29.6541 | 30.6562 | 31.7122 | 32.7903 | 0.25 | 27.1865 | na | 28.797 | 29.6541 | 30.6562 | 31.7122 | 32.7903 | 0 | 0 | na | 0 | 0 | 0 | 0 | 0 | 0 | 0 | na | 0 | 0 | 0 | 0 | 0 | 0 | 0 | na | 0 | 0 | 0 | 0 | 0 | 0 | 0 | na | 0 | 0 | 0 | 0 | 0 | 0 | 0 | na | 0 | 0 | 0 | 0 | 0 | 0 | 0 | na | 0 | 0 | 0 | 0 | 0 | 0 | 0 | na | 0 | 0 | 0 | 0 | 0 | 0 | 0 | na | 0 | 0 | 0 | 0 | 0 | 0 | 0 | na | 0 | 0 | 0 | 0 | 0 | 0 | 0 | na | 0 | 0 | 0 | 0 | 0 | 0.25 | 27.1865 | na | 28.797 | 29.6541 | 30.6562 | 31.7122 | 32.7903 | 0.25 | 27.1865 | na | 28.797 | 29.6541 | 30.6562 | 31.7122 | 32.7903 | 0.25 | 27.1865 | na | 28.797 | 29.6541 | 30.6562 | 31.7122 | 32.7903 | 0.25 | 27.1865 | na | 28.797 | 29.6541 | 30.6562 | 31.7122 | 32.7903 | 0 | 0 | na | 0 | 0 | 0 | 0 | 0 | 0 | 0 | na | 0 | 0 | 0 | 0 | 0 | 0 | 0 | na | 0 | 0 | 0 | 0 | 0 | 0 | 0 | na | 0 | 0 | 0 | 0 | 0 | 0 | 0 | na | 0 | 0 | 0 | 0 | 0 | 0 | 0 | na | 0 | 0 | 0 | 0 | 0 | 0 | 0 | na | 0 | 0 | 0 | 0 | 0 | 0 | 0 | na | 0 | 0 | 0 | 0 | 0 | 0 | 0 | na | 0 | 0 | 0 | 0 | 0 | 0 | 0 | na | 0 | 0 | 0 | 0 | 0
Field Services
Site Lead/Scheduler ( SL) | 1 | 195.79 | na | 231.5515 | 238.4437 | 246.501 | 254.9921 | 263.6609 | 1 | 195.79 | na | 231.5515 | 238.4437 | 246.501 | 254.9921 | 263.6609 | 1 | 195.79 | na | 231.5515 | 238.4437 | 246.501 | 254.9921 | 263.6609 | 1 | 195.79 | na | 231.5515 | 238.4437 | 246.501 | 254.9921 | 263.6609 | 1 | 195.79 | na | 231.5515 | 238.4437 | 246.501 | 254.9921 | 263.6609 | 1 | 195.79 | na | 231.5515 | 238.4437 | 246.501 | 254.9921 | 263.6609 | 1 | 195.79 | na | 231.5515 | 238.4437 | 246.501 | 254.9921 | 263.6609 | 2 | 391.58 | na | 463.103 | 476.8874 | 493.0019 | 509.9841 | 527.3218 | 2 | 391.58 | na | 463.103 | 476.8874 | 493.0019 | 509.9841 | 527.3218 | 0 | 0 | na | 0 | 0 | 0 | 0 | 0 | 0 | 0 | na | 0 | 0 | 0 | 0 | 0 | 3 | 587.37 | na | 694.6545 | 715.3311 | 739.5029 | 764.9762 | 790.9827 | 3 | 587.37 | na | 694.6545 | 715.3311 | 739.5029 | 764.9762 | 790.9827 | 0 | 0 | na | 0 | 0 | 0 | 0 | 0 | 2 | 391.58 | na | 463.103 | 476.8874 | 493.0019 | 509.9841 | 527.3218 | 2 | 391.58 | na | 463.103 | 476.8874 | 493.0019 | 509.9841 | 527.3218 | 2 | 391.58 | na | 463.103 | 476.8874 | 493.0019 | 509.9841 | 527.3218 | 2 | 391.58 | na | 463.103 | 476.8874 | 493.0019 | 509.9841 | 527.3218 | 2 | 391.58 | na | 463.103 | 476.8874 | 493.0019 | 509.9841 | 527.3218 | 2 | 391.58 | na | 463.103 | 476.8874 | 493.0019 | 509.9841 | 527.3218 | 2 | 391.58 | na | 463.103 | 476.8874 | 493.0019 | 509.9841 | 527.3218 | 3 | 587.37 | na | 694.6545 | 715.3311 | 739.5029 | 764.9762 | 790.9827 | 3 | 587.37 | na | 694.6545 | 715.3311 | 739.5029 | 764.9762 | 790.9827 | 0 | 0 | na | 0 | 0 | 0 | 0 | 0 | 0 | 0 | na | 0 | 0 | 0 | 0 | 0 | 0 | 0 | na | 0 | 0 | 0 | 0 | 0 | 0 | 0 | na | 0 | 0 | 0 | 0 | 0 | 0 | 0 | na | 0 | 0 | 0 | 0 | 0 | 0 | 0 | na | 0 | 0 | 0 | 0 | 0 | 0 | 0 | na | 0 | 0 | 0 | 0 | 0 | 0 | 0 | na | 0 | 0 | 0 | 0 | 0 | 0 | 0 | na | 0 | 0 | 0 | 0 | 0 | 0 | 0 | na | 0 | 0 | 0 | 0 | 0
Electrical Fitter (EF) | 3 | 587.37 | na | 694.6545 | 715.3311 | 739.5029 | 764.9762 | 790.9827 | 4 | 783.16 | na | 926.206 | 953.7748 | 986.0039 | 1019.9682 | 1054.6436 | 4 | 783.16 | na | 926.206 | 953.7748 | 986.0039 | 1019.9682 | 1054.6436 | 4 | 783.16 | na | 926.206 | 953.7748 | 986.0039 | 1019.9682 | 1054.6436 | 6 | 1174.74 | na | 1389.309 | 1430.6622 | 1479.0058 | 1529.9524 | 1581.9654 | 8 | 1566.32 | na | 1852.412 | 1907.5496 | 1972.0078 | 2039.9365 | 2109.2872 | 9 | 1762.11 | na | 2083.9635 | 2145.9933 | 2218.5088 | 2294.9285 | 2372.9481 | 4 | 783.16 | na | 926.206 | 953.7748 | 986.0039 | 1019.9682 | 1054.6436 | 4 | 783.16 | na | 926.206 | 953.7748 | 986.0039 | 1019.9682 | 1054.6436 | 5 | 978.95 | na | 1157.7575 | 1192.2185 | 1232.5049 | 1274.9603 | 1318.3045 | 9 | 1762.11 | na | 2083.9635 | 2145.9933 | 2218.5088 | 2294.9285 | 2372.9481 | 0 | 0 | na | 0 | 0 | 0 | 0 | 0 | 0 | 0 | na | 0 | 0 | 0 | 0 | 0 | 0 | 0 | na | 0 | 0 | 0 | 0 | 0 | 0 | 0 | na | 0 | 0 | 0 | 0 | 0 | 3 | 587.37 | na | 694.6545 | 715.3311 | 739.5029 | 764.9762 | 790.9827 | 0 | 0 | na | 0 | 0 | 0 | 0 | 0 | 0 | 0 | na | 0 | 0 | 0 | 0 | 0 | 0 | 0 | na | 0 | 0 | 0 | 0 | 0 | 0 | 0 | na | 0 | 0 | 0 | 0 | 0 | 0 | 0 | na | 0 | 0 | 0 | 0 | 0 | 0 | 0 | na | 0 | 0 | 0 | 0 | 0 | 0 | 0 | na | 0 | 0 | 0 | 0 | 0 | 0 | 0 | na | 0 | 0 | 0 | 0 | 0 | 0 | 0 | na | 0 | 0 | 0 | 0 | 0 | 0 | 0 | na | 0 | 0 | 0 | 0 | 0 | 0 | 0 | na | 0 | 0 | 0 | 0 | 0 | 1 | 195.79 | na | 231.5515 | 238.4437 | 246.501 | 254.9921 | 263.6609 | 1 | 195.79 | na | 231.5515 | 238.4437 | 246.501 | 254.9921 | 263.6609 | 1.5 | 293.685 | na | 347.3272 | 357.6656 | 369.7515 | 382.4881 | 395.4913 | 1 | 195.79 | na | 231.5515 | 238.4437 | 246.501 | 254.9921 | 263.6609 | 1 | 195.79 | na | 231.5515 | 238.4437 | 246.501 | 254.9921 | 263.6609 | 1 | 195.79 | na | 231.5515 | 238.4437 | 246.501 | 254.9921 | 263.6609
Electrical Operator (EO) | 0 | 0 | na | 0 | 0 | 0 | 0 | 0 | 0 | 0 | na | 0 | 0 | 0 | 0 | 0 | 0 | 0 | na | 0 | 0 | 0 | 0 | 0 | 2 | 391.58 | na | 463.103 | 476.8874 | 493.0019 | 509.9841 | 527.3218 | 2 | 391.58 | na | 463.103 | 476.8874 | 493.0019 | 509.9841 | 527.3218 | 2 | 391.58 | na | 463.103 | 476.8874 | 493.0019 | 509.9841 | 527.3218 | 2 | 391.58 | na | 463.103 | 476.8874 | 493.0019 | 509.9841 | 527.3218 | 2 | 391.58 | na | 463.103 | 476.8874 | 493.0019 | 509.9841 | 527.3218 | 2 | 391.58 | na | 463.103 | 476.8874 | 493.0019 | 509.9841 | 527.3218 | 0 | 0 | na | 0 | 0 | 0 | 0 | 0 | 0 | 0 | na | 0 | 0 | 0 | 0 | 0 | 3 | 587.37 | na | 694.6545 | 715.3311 | 739.5029 | 764.9762 | 790.9827 | 3 | 587.37 | na | 694.6545 | 715.3311 | 739.5029 | 764.9762 | 790.9827 | 2 | 391.58 | na | 463.103 | 476.8874 | 493.0019 | 509.9841 | 527.3218 | 3 | 587.37 | na | 694.6545 | 715.3311 | 739.5029 | 764.9762 | 790.9827 | 3 | 587.37 | na | 694.6545 | 715.3311 | 739.5029 | 764.9762 | 790.9827 | 0 | 0 | na | 0 | 0 | 0 | 0 | 0 | 0 | 0 | na | 0 | 0 | 0 | 0 | 0 | 0 | 0 | na | 0 | 0 | 0 | 0 | 0 | 0 | 0 | na | 0 | 0 | 0 | 0 | 0 | 4 | 783.16 | na | 926.206 | 953.7748 | 986.0039 | 1019.9682 | 1054.6436 | 4 | 783.16 | na | 926.206 | 953.7748 | 986.0039 | 1019.9682 | 1054.6436 | 4 | 783.16 | na | 926.206 | 953.7748 | 986.0039 | 1019.9682 | 1054.6436 | 0 | 0 | na | 0 | 0 | 0 | 0 | 0 | 0 | 0 | na | 0 | 0 | 0 | 0 | 0 | 0 | 0 | na | 0 | 0 | 0 | 0 | 0 | 0 | 0 | na | 0 | 0 | 0 | 0 | 0 | 0 | 0 | na | 0 | 0 | 0 | 0 | 0 | 0 | 0 | na | 0 | 0 | 0 | 0 | 0 | 0 | 0 | na | 0 | 0 | 0 | 0 | 0 | 0 | 0 | na | 0 | 0 | 0 | 0 | 0 | 0 | 0 | na | 0 | 0 | 0 | 0 | 0 | 0 | 0 | na | 0 | 0 | 0 | 0 | 0
Plant Operator (PO) | 0 | 0 | na | 0 | 0 | 0 | 0 | 0 | 0 | 0 | na | 0 | 0 | 0 | 0 | 0 | 0 | 0 | na | 0 | 0 | 0 | 0 | 0 | 0 | 0 | na | 0 | 0 | 0 | 0 | 0 | 0 | 0 | na | 0 | 0 | 0 | 0 | 0 | 0 | 0 | na | 0 | 0 | 0 | 0 | 0 | 0 | 0 | na | 0 | 0 | 0 | 0 | 0 | 0 | 0 | na | 0 | 0 | 0 | 0 | 0 | 0 | 0 | na | 0 | 0 | 0 | 0 | 0 | 0 | 0 | na | 0 | 0 | 0 | 0 | 0 | 0 | 0 | na | 0 | 0 | 0 | 0 | 0 | 0 | 0 | na | 0 | 0 | 0 | 0 | 0 | 4 | 783.16 | na | 926.206 | 953.7748 | 986.0039 | 1019.9682 | 1054.6436 | 0 | 0 | na | 0 | 0 | 0 | 0 | 0 | 0 | 0 | na | 0 | 0 | 0 | 0 | 0 | 0 | 0 | na | 0 | 0 | 0 | 0 | 0 | 9 | 1762.11 | na | 2083.9635 | 2145.9933 | 2218.5088 | 2294.9285 | 2372.9481 | 6 | 1174.74 | na | 1389.309 | 1430.6622 | 1479.0058 | 1529.9524 | 1581.9654 | 3 | 587.37 | na | 694.6545 | 715.3311 | 739.5029 | 764.9762 | 790.9827 | 3 | 587.37 | na | 694.6545 | 715.3311 | 739.5029 | 764.9762 | 790.9827 | 6 | 1174.74 | na | 1389.309 | 1430.6622 | 1479.0058 | 1529.9524 | 1581.9654 | 8 | 1566.32 | na | 1852.412 | 1907.5496 | 1972.0078 | 2039.9365 | 2109.2872 | 12 | 2349.48 | na | 2778.618 | 2861.3244 | 2958.0117 | 3059.9047 | 3163.9308 | 0 | 0 | na | 0 | 0 | 0 | 0 | 0 | 0 | 0 | na | 0 | 0 | 0 | 0 | 0 | 0 | 0 | na | 0 | 0 | 0 | 0 | 0 | 0 | 0 | na | 0 | 0 | 0 | 0 | 0 | 0 | 0 | na | 0 | 0 | 0 | 0 | 0 | 0 | 0 | na | 0 | 0 | 0 | 0 | 0 | 0 | 0 | na | 0 | 0 | 0 | 0 | 0 | 0 | 0 | na | 0 | 0 | 0 | 0 | 0 | 0 | 0 | na | 0 | 0 | 0 | 0 | 0 | 0 | 0 | na | 0 | 0 | 0 | 0 | 0
Line Worker (LW) | 0 | 0 | na | 0 | 0 | 0 | 0 | 0 | 0 | 0 | na | 0 | 0 | 0 | 0 | 0 | 0 | 0 | na | 0 | 0 | 0 | 0 | 0 | 0 | 0 | na | 0 | 0 | 0 | 0 | 0 | 0 | 0 | na | 0 | 0 | 0 | 0 | 0 | 0 | 0 | na | 0 | 0 | 0 | 0 | 0 | 0 | 0 | na | 0 | 0 | 0 | 0 | 0 | 0 | 0 | na | 0 | 0 | 0 | 0 | 0 | 0 | 0 | na | 0 | 0 | 0 | 0 | 0 | 0 | 0 | na | 0 | 0 | 0 | 0 | 0 | 0 | 0 | na | 0 | 0 | 0 | 0 | 0 | 0 | 0 | na | 0 | 0 | 0 | 0 | 0 | 0 | 0 | na | 0 | 0 | 0 | 0 | 0 | 0 | 0 | na | 0 | 0 | 0 | 0 | 0 | 0 | 0 | na | 0 | 0 | 0 | 0 | 0 | 0 | 0 | na | 0 | 0 | 0 | 0 | 0 | 0 | 0 | na | 0 | 0 | 0 | 0 | 0 | 0 | 0 | na | 0 | 0 | 0 | 0 | 0 | 6 | 1174.74 | na | 1389.309 | 1430.6622 | 1479.0058 | 1529.9524 | 1581.9654 | 7.5 | 1468.425 | na | 1736.6362 | 1788.3278 | 1848.7573 | 1912.4404 | 1977.4567 | 28 | 5482.12 | na | 6483.442 | 6676.4237 | 6902.0273 | 7139.7777 | 7382.5052 | 42 | 8223.18 | na | 9725.163 | 10014.6355 | 10353.0409 | 10709.6665 | 11073.7578 | 54 | 10572.66 | na | 12503.781 | 12875.96 | 13311.0526 | 13769.5712 | 14237.6886 | 3 | 587.37 | na | 694.6545 | 715.3311 | 739.5029 | 764.9762 | 790.9827 | 3 | 587.37 | na | 694.6545 | 715.3311 | 739.5029 | 764.9762 | 790.9827 | 5.5 | 1076.845 | na | 1273.5332 | 1311.4404 | 1355.7554 | 1402.4563 | 1450.1349 | 6.5 | 1272.635 | na | 1505.0847 | 1549.8841 | 1602.2563 | 1657.4484 | 1713.7958 | 0 | 0 | na | 0 | 0 | 0 | 0 | 0 | 0 | 0 | na | 0 | 0 | 0 | 0 | 0 | 0 | 0 | na | 0 | 0 | 0 | 0 | 0 | 0 | 0 | na | 0 | 0 | 0 | 0 | 0 | 0 | 0 | na | 0 | 0 | 0 | 0 | 0 | 0 | 0 | na | 0 | 0 | 0 | 0 | 0
Trade Assistant/Labour (TA) | 0 | 0 | na | 0 | 0 | 0 | 0 | 0 | 0 | 0 | na | 0 | 0 | 0 | 0 | 0 | 0 | 0 | na | 0 | 0 | 0 | 0 | 0 | 0 | 0 | na | 0 | 0 | 0 | 0 | 0 | 0 | 0 | na | 0 | 0 | 0 | 0 | 0 | 0 | 0 | na | 0 | 0 | 0 | 0 | 0 | 0 | 0 | na | 0 | 0 | 0 | 0 | 0 | 0 | 0 | na | 0 | 0 | 0 | 0 | 0 | 0 | 0 | na | 0 | 0 | 0 | 0 | 0 | 0 | 0 | na | 0 | 0 | 0 | 0 | 0 | 0 | 0 | na | 0 | 0 | 0 | 0 | 0 | 0 | 0 | na | 0 | 0 | 0 | 0 | 0 | 0 | 0 | na | 0 | 0 | 0 | 0 | 0 | 0 | 0 | na | 0 | 0 | 0 | 0 | 0 | 0 | 0 | na | 0 | 0 | 0 | 0 | 0 | 0 | 0 | na | 0 | 0 | 0 | 0 | 0 | 0 | 0 | na | 0 | 0 | 0 | 0 | 0 | 0 | 0 | na | 0 | 0 | 0 | 0 | 0 | 4 | 607.56 | na | 803.9276 | 827.8568 | 855.831 | 885.3113 | 915.4088 | 2 | 303.78 | na | 401.9638 | 413.9284 | 427.9155 | 442.6557 | 457.7044 | 0 | 0 | na | 0 | 0 | 0 | 0 | 0 | 0 | 0 | na | 0 | 0 | 0 | 0 | 0 | 0 | 0 | na | 0 | 0 | 0 | 0 | 0 | 0 | 0 | na | 0 | 0 | 0 | 0 | 0 | 0 | 0 | na | 0 | 0 | 0 | 0 | 0 | 0 | 0 | na | 0 | 0 | 0 | 0 | 0 | 0 | 0 | na | 0 | 0 | 0 | 0 | 0 | 0 | 0 | na | 0 | 0 | 0 | 0 | 0 | 0 | 0 | na | 0 | 0 | 0 | 0 | 0 | 0 | 0 | na | 0 | 0 | 0 | 0 | 0 | 0 | 0 | na | 0 | 0 | 0 | 0 | 0 | 0 | 0 | na | 0 | 0 | 0 | 0 | 0 | 0 | 0 | na | 0 | 0 | 0 | 0 | 0
Equipment
EWP -General Duty | 0 | 0 | na | 0 | 0 | 0 | 0 | 0 | 0 | 0 | na | 0 | 0 | 0 | 0 | 0 | 0 | 0 | na | 0 | 0 | 0 | 0 | 0 | 0 | 0 | na | 0 | 0 | 0 | 0 | 0 | 0 | 0 | na | 0 | 0 | 0 | 0 | 0 | 0 | 0 | na | 0 | 0 | 0 | 0 | 0 | 0 | 0 | na | 0 | 0 | 0 | 0 | 0 | 0 | 0 | na | 0 | 0 | 0 | 0 | 0 | 0 | 0 | na | 0 | 0 | 0 | 0 | 0 | 0 | 0 | na | 0 | 0 | 0 | 0 | 0 | 0 | 0 | na | 0 | 0 | 0 | 0 | 0 | 0 | 0 | na | 0 | 0 | 0 | 0 | 0 | 4 | 446.4 | na | 472.844 | 486.9184 | 503.3719 | 520.7112 | 538.4136 | 0 | 0 | na | 0 | 0 | 0 | 0 | 0 | 0 | 0 | na | 0 | 0 | 0 | 0 | 0 | 0 | 0 | na | 0 | 0 | 0 | 0 | 0 | 0 | 0 | na | 0 | 0 | 0 | 0 | 0 | 0 | 0 | na | 0 | 0 | 0 | 0 | 0 | 3 | 334.8 | na | 354.633 | 365.1888 | 377.5289 | 390.5334 | 403.8102 | 3 | 334.8 | na | 354.633 | 365.1888 | 377.5289 | 390.5334 | 403.8102 | 6 | 669.6 | na | 709.266 | 730.3775 | 755.0578 | 781.0669 | 807.6204 | 12 | 1339.2 | na | 1418.532 | 1460.7551 | 1510.1156 | 1562.1337 | 1615.2408 | 18 | 2008.8 | na | 2127.798 | 2191.1326 | 2265.1734 | 2343.2006 | 2422.8612 | 2 | 223.2 | na | 236.422 | 243.4592 | 251.6859 | 260.3556 | 269.2068 | 1 | 111.6 | na | 118.211 | 121.7296 | 125.843 | 130.1778 | 134.6034 | 0 | 0 | na | 0 | 0 | 0 | 0 | 0 | 0 | 0 | na | 0 | 0 | 0 | 0 | 0 | 0 | 0 | na | 0 | 0 | 0 | 0 | 0 | 0 | 0 | na | 0 | 0 | 0 | 0 | 0 | 0 | 0 | na | 0 | 0 | 0 | 0 | 0 | 0 | 0 | na | 0 | 0 | 0 | 0 | 0 | 0 | 0 | na | 0 | 0 | 0 | 0 | 0 | 0 | 0 | na | 0 | 0 | 0 | 0 | 0
Liftter-Borer ( incl. pole jinker) (LB) | 0 | 0 | na | 0 | 0 | 0 | 0 | 0 | 0 | 0 | na | 0 | 0 | 0 | 0 | 0 | 0 | 0 | na | 0 | 0 | 0 | 0 | 0 | 0 | 0 | na | 0 | 0 | 0 | 0 | 0 | 0 | 0 | na | 0 | 0 | 0 | 0 | 0 | 0 | 0 | na | 0 | 0 | 0 | 0 | 0 | 0 | 0 | na | 0 | 0 | 0 | 0 | 0 | 0 | 0 | na | 0 | 0 | 0 | 0 | 0 | 0 | 0 | na | 0 | 0 | 0 | 0 | 0 | 0 | 0 | na | 0 | 0 | 0 | 0 | 0 | 0 | 0 | na | 0 | 0 | 0 | 0 | 0 | 0 | 0 | na | 0 | 0 | 0 | 0 | 0 | 0 | 0 | na | 0 | 0 | 0 | 0 | 0 | 0 | 0 | na | 0 | 0 | 0 | 0 | 0 | 0 | 0 | na | 0 | 0 | 0 | 0 | 0 | 0 | 0 | na | 0 | 0 | 0 | 0 | 0 | 8 | 1289.6 | na | 1365.9938 | 1406.653 | 1454.1854 | 1504.2769 | 1555.4171 | 6 | 967.2 | na | 1024.4954 | 1054.9898 | 1090.639 | 1128.2077 | 1166.5628 | 3 | 483.6 | na | 512.2477 | 527.4949 | 545.3195 | 564.1038 | 583.2814 | 3 | 483.6 | na | 512.2477 | 527.4949 | 545.3195 | 564.1038 | 583.2814 | 0 | 0 | na | 0 | 0 | 0 | 0 | 0 | 0 | 0 | na | 0 | 0 | 0 | 0 | 0 | 0 | 0 | na | 0 | 0 | 0 | 0 | 0 | 0 | 0 | na | 0 | 0 | 0 | 0 | 0 | 0 | 0 | na | 0 | 0 | 0 | 0 | 0 | 0 | 0 | na | 0 | 0 | 0 | 0 | 0 | 0 | 0 | na | 0 | 0 | 0 | 0 | 0 | 0 | 0 | na | 0 | 0 | 0 | 0 | 0 | 0 | 0 | na | 0 | 0 | 0 | 0 | 0 | 0 | 0 | na | 0 | 0 | 0 | 0 | 0 | 0 | 0 | na | 0 | 0 | 0 | 0 | 0 | 0 | 0 | na | 0 | 0 | 0 | 0 | 0 | 0 | 0 | na | 0 | 0 | 0 | 0 | 0
SCAT- Mini Excavator ( & truck) | 0 | 0 | na | 0 | 0 | 0 | 0 | 0 | 0 | 0 | na | 0 | 0 | 0 | 0 | 0 | 0 | 0 | na | 0 | 0 | 0 | 0 | 0 | 0 | 0 | na | 0 | 0 | 0 | 0 | 0 | 0 | 0 | na | 0 | 0 | 0 | 0 | 0 | 0 | 0 | na | 0 | 0 | 0 | 0 | 0 | 0 | 0 | na | 0 | 0 | 0 | 0 | 0 | 0 | 0 | na | 0 | 0 | 0 | 0 | 0 | 0 | 0 | na | 0 | 0 | 0 | 0 | 0 | 0 | 0 | na | 0 | 0 | 0 | 0 | 0 | 0 | 0 | na | 0 | 0 | 0 | 0 | 0 | 0 | 0 | na | 0 | 0 | 0 | 0 | 0 | 0 | 0 | na | 0 | 0 | 0 | 0 | 0 | 0 | 0 | na | 0 | 0 | 0 | 0 | 0 | 0 | 0 | na | 0 | 0 | 0 | 0 | 0 | 0 | 0 | na | 0 | 0 | 0 | 0 | 0 | 0 | 0 | na | 0 | 0 | 0 | 0 | 0 | 0 | 0 | na | 0 | 0 | 0 | 0 | 0 | 2 | 49.6 | na | 52.5382 | 54.102 | 55.9302 | 57.8568 | 59.8237 | 2 | 49.6 | na | 52.5382 | 54.102 | 55.9302 | 57.8568 | 59.8237 | 2 | 49.6 | na | 52.5382 | 54.102 | 55.9302 | 57.8568 | 59.8237 | 4 | 99.2 | na | 105.0764 | 108.2041 | 111.8604 | 115.7136 | 119.6475 | 6 | 148.8 | na | 157.6147 | 162.3061 | 167.7906 | 173.5704 | 179.4712 | 0 | 0 | na | 0 | 0 | 0 | 0 | 0 | 0 | 0 | na | 0 | 0 | 0 | 0 | 0 | 0 | 0 | na | 0 | 0 | 0 | 0 | 0 | 0 | 0 | na | 0 | 0 | 0 | 0 | 0 | 0 | 0 | na | 0 | 0 | 0 | 0 | 0 | 0 | 0 | na | 0 | 0 | 0 | 0 | 0 | 0 | 0 | na | 0 | 0 | 0 | 0 | 0 | 0 | 0 | na | 0 | 0 | 0 | 0 | 0 | 0 | 0 | na | 0 | 0 | 0 | 0 | 0 | 0 | 0 | na | 0 | 0 | 0 | 0 | 0
Cable Jinker | 0 | 0 | na | 0 | 0 | 0 | 0 | 0 | 0 | 0 | na | 0 | 0 | 0 | 0 | 0 | 0 | 0 | na | 0 | 0 | 0 | 0 | 0 | 0 | 0 | na | 0 | 0 | 0 | 0 | 0 | 0 | 0 | na | 0 | 0 | 0 | 0 | 0 | 0 | 0 | na | 0 | 0 | 0 | 0 | 0 | 0 | 0 | na | 0 | 0 | 0 | 0 | 0 | 0 | 0 | na | 0 | 0 | 0 | 0 | 0 | 0 | 0 | na | 0 | 0 | 0 | 0 | 0 | 0 | 0 | na | 0 | 0 | 0 | 0 | 0 | 0 | 0 | na | 0 | 0 | 0 | 0 | 0 | 0 | 0 | na | 0 | 0 | 0 | 0 | 0 | 0 | 0 | na | 0 | 0 | 0 | 0 | 0 | 0 | 0 | na | 0 | 0 | 0 | 0 | 0 | 0 | 0 | na | 0 | 0 | 0 | 0 | 0 | 0 | 0 | na | 0 | 0 | 0 | 0 | 0 | 0 | 0 | na | 0 | 0 | 0 | 0 | 0 | 0 | 0 | na | 0 | 0 | 0 | 0 | 0 | 0 | 0 | na | 0 | 0 | 0 | 0 | 0 | 0 | 0 | na | 0 | 0 | 0 | 0 | 0 | 6 | 111.6 | na | 118.211 | 121.7296 | 125.843 | 130.1778 | 134.6034 | 6 | 111.6 | na | 118.211 | 121.7296 | 125.843 | 130.1778 | 134.6034 | 8 | 148.8 | na | 157.6147 | 162.3061 | 167.7906 | 173.5704 | 179.4712 | 0 | 0 | na | 0 | 0 | 0 | 0 | 0 | 0 | 0 | na | 0 | 0 | 0 | 0 | 0 | 0 | 0 | na | 0 | 0 | 0 | 0 | 0 | 0 | 0 | na | 0 | 0 | 0 | 0 | 0 | 0 | 0 | na | 0 | 0 | 0 | 0 | 0 | 0 | 0 | na | 0 | 0 | 0 | 0 | 0 | 0 | 0 | na | 0 | 0 | 0 | 0 | 0 | 0 | 0 | na | 0 | 0 | 0 | 0 | 0 | 0 | 0 | na | 0 | 0 | 0 | 0 | 0 | 0 | 0 | na | 0 | 0 | 0 | 0 | 0
C
Material | 0 | 0 | na | 0 | 0 | 0 | 0 | 0 | 0 | 0 | na | 0 | 0 | 0 | 0 | 0 | 0 | 0 | na | 0 | 0 | 0 | 0 | 0 | 0 | 0 | na | 0 | 0 | 0 | 0 | 0 | 0 | 0 | na | 0 | 0 | 0 | 0 | 0 | 0 | 0 | na | 0 | 0 | 0 | 0 | 0 | 0 | 0 | na | 0 | 0 | 0 | 0 | 0 | 0 | 0 | na | 0 | 0 | 0 | 0 | 0 | 0 | 0 | na | 0 | 0 | 0 | 0 | 0 | 0 | 0 | na | 0 | 0 | 0 | 0 | 0 | 0 | 0 | na | 0 | 0 | 0 | 0 | 0 | 0 | 0 | na | 0 | 0 | 0 | 0 | 0 | 0 | 0 | na | 0 | 0 | 0 | 0 | 0 | 0 | 0 | na | 0 | 0 | 0 | 0 | 0 | 0 | 0 | na | 0 | 0 | 0 | 0 | 0 | 0 | 0 | na | 0 | 0 | 0 | 0 | 0 | 0 | 0 | na | 0 | 0 | 0 | 0 | 0 | 0 | 0 | na | 0 | 0 | 0 | 0 | 0 | 166 | 235.72 | na | 247.4118 | 253.4734 | 259.6835 | 266.0457 | 272.5638 | 672.88 | 955.4896 | na | 1002.8821 | 1027.4527 | 1052.6253 | 1078.4146 | 1104.8358 | 650.57 | 923.8094 | na | 969.6306 | 993.3865 | 1017.7245 | 1042.6587 | 1068.2039 | 1301.14 | 1847.6188 | na | 1939.2612 | 1986.7731 | 2035.449 | 2085.3175 | 2136.4078 | 1951.71 | 2771.4282 | na | 2908.8917 | 2980.1596 | 3053.1735 | 3127.9762 | 3204.6117 | 258.57 | 367.1694 | na | 385.3811 | 394.8229 | 404.4961 | 414.4062 | 424.5592 | 463.21 | 657.7582 | na | 690.3832 | 707.2976 | 724.6263 | 742.3797 | 760.568 | 276.26 | 392.2892 | na | 411.7468 | 421.8346 | 432.1696 | 442.7577 | 453.6053 | 308.26 | 437.7292 | na | 459.4407 | 470.697 | 482.2291 | 494.0437 | 506.1477 | 401.43 | 570.0306 | na | 598.3043 | 612.9627 | 627.9803 | 643.3658 | 659.1283 | 475.2 | 674.784 | na | 708.2535 | 725.6057 | 743.383 | 761.5959 | 780.255 | 2583.17 | 3668.1014 | na | 3850.0401 | 3944.3661 | 4041.0031 | 4140.0077 | 4241.4379 | 1562 | 2218.04 | na | 2328.0553 | 2385.0927 | 2443.5275 | 2503.3939 | 2564.727 | 2072 | 2942.24 | na | 3088.1758 | 3163.8361 | 3241.3501 | 3320.7632 | 3402.1219 | 83.88 | 119.1096 | na | 125.0175 | 128.0804 | 131.2184 | 134.4332 | 137.7268
Total |  | 1029.2933 | na | 1186.9198 | 1222.2488 | 1263.5499 | 1307.0748 | 1351.5107 |  | 1225.0833 | na | 1418.4713 | 1460.6925 | 1510.0509 | 1562.0668 | 1615.1716 |  | 1406.0553 | na | 1610.1638 | 1658.0908 | 1714.1195 | 1773.1648 | 1833.4462 |  | 1797.6353 | na | 2073.2668 | 2134.9782 | 2207.1214 | 2283.1489 | 2360.768 |  | 2189.2153 | na | 2536.3698 | 2611.8656 | 2700.1234 | 2793.1331 | 2888.0898 |  | 2580.7953 | na | 2999.4728 | 3088.753 | 3193.1253 | 3303.1172 | 3415.4116 |  | 2776.5853 | na | 3231.0243 | 3327.1967 | 3439.6263 | 3558.1092 | 3679.0725 |  | 1993.4253 | na | 2304.8183 | 2373.4219 | 2453.6224 | 2538.141 | 2624.4289 |  | 1993.4253 | na | 2304.8183 | 2373.4219 | 2453.6224 | 2538.141 | 2624.4289 |  | 1258.2207 | na | 1453.5718 | 1496.8378 | 1547.4176 | 1600.7206 | 1655.1396 |  | 2041.3807 | na | 2379.7778 | 2450.6126 | 2533.4215 | 2620.6889 | 2709.7832 |  | 1574.6588 | na | 1812.9183 | 1866.8804 | 1929.9643 | 1996.4447 | 2064.3169 |  | 2804.2188 | na | 3211.9683 | 3307.5735 | 3419.34 | 3537.1242 | 3657.3741 |  | 670.8508 | na | 758.9173 | 781.5067 | 807.9147 | 835.7445 | 864.1569 |  | 1378.8688 | na | 1581.3668 | 1628.4367 | 1683.4633 | 1741.4526 | 1800.656 |  | 1966.2387 | na | 2276.0213 | 2343.7678 | 2422.9662 | 2506.4288 | 2591.6387 |  | 3722.5608 | na | 4208.8746 | 4334.1531 | 4480.6088 | 4634.9499 | 4792.522 |  | 2812.7908 | na | 3172.7216 | 3267.1587 | 3377.5595 | 3493.9045 | 3612.6851 |  | 4264.8888 | na | 4941.4341 | 5087.2147 | 5256.7622 | 5435.2561 | 5617.5093 |  | 5001.7499 | na | 5671.0649 | 5834.5854 | 6022.1962 | 6219.1697 | 6420.3585 |  | 10375.2587 | na | 11947.4971 | 12298.0127 | 12704.3462 | 13131.8431 | 13568.3784 |  | 15346.6981 | na | 17615.3074 | 18129.4217 | 18723.5752 | 19348.2906 | 19986.2617 |  | 20159.5474 | na | 23090.9698 | 23762.9636 | 24538.2509 | 25353.1385 | 26185.3519 |  | 1419.0354 | na | 1572.0476 | 1616.8109 | 1667.7764 | 1721.2021 | 1775.7815 |  | 1598.0242 | na | 1758.8387 | 1807.556 | 1862.0637 | 1918.9977 | 1977.1869 |  | 1589.7822 | na | 1813.0751 | 1864.8739 | 1923.9707 | 1985.9461 | 2049.2567 |  | 1951.6602 | na | 2220.1154 | 2283.7787 | 2356.5768 | 2432.9561 | 2510.9764 |  | 765.8206 | na | 829.8558 | 851.4064 | 874.4813 | 898.3579 | 922.7892 |  | 870.574 | na | 939.805 | 964.0494 | 989.884 | 1016.5879 | 1043.9159 |  | 3961.7864 | na | 4197.3674 | 4302.0317 | 4410.7546 | 4522.4958 | 4636.9292 |  | 2413.83 | na | 2559.6068 | 2623.5364 | 2690.0284 | 2758.3859 | 2828.3879 |  | 3138.03 | na | 3319.7273 | 3402.2799 | 3487.8511 | 3575.7553 | 3665.7828 |  | 314.8996 | na | 356.569 | 366.5241 | 377.7193 | 389.4253 | 401.3877
Contingency | NO | 0 | 0 | [5 empty] | NO | 0 | 0 | 0 | 0 | 0 | 0 | 0 | NO | 0 | 0 | 0 | 0 | 0 | 0 | 0 | NO | 0 | 0 | 0 | 0 | 0 | 0 | 0 | NO | 0 | 0 | 0 | 0 | 0 | 0 | 0 | NO | 0 | 0 | 0 | 0 | 0 | 0 | 0 | NO | 0 | 0 | 0 | 0 | 0 | 0 | 0 | NO | 0 | 0 | 0 | 0 | 0 | 0 | 0 | NO | 0 | 0 | 0 | 0 | 0 | 0 | 0 | NO | 0 | 0 | 0 | 0 | 0 | 0 | 0 | NO | 0 | 0 | 0 | 0 | 0 | 0 | 0 | NO | 0 | 0 | 0 | 0 | 0 | 0 | 0 | NO | 0 | 0 | 0 | 0 | 0 | 0 | 0 | NO | 0 | 0 | 0 | 0 | 0 | 0 | 0 | NO | 0 | 0 | 0 | 0 | 0 | 0 | 0 | NO | 0 | 0 | 0 | 0 | 0 | 0 | 0 | NO | 0 | 0 | 0 | 0 | 0 | 0 | 0 | NO | 0 | 0 | 0 | 0 | 0 | 0 | 0 | NO | 0 | 0 | 0 | 0 | 0 | 0 | 0 | NO | 0 | 0 | 0 | 0 | 0 | 0 | 0 | NO | 0 | 0 | 0 | 0 | 0 | 0 | 0 | NO | 0 | 0 | 0 | 0 | 0 | 0 | 0 | NO | 0 | 0 | 0 | 0 | 0 | 0 | 0 | NO | 0 | 0 | 0 | 0 | 0 | 0 | 0 | NO | 0 | 0 | 0 | 0 | 0 | 0 | 0 | NO | 0 | 0 | 0 | 0 | 0 | 0 | 0 | NO | 0 | 0 | 0 | 0 | 0 | 0 | 0 | NO | 0 | 0 | 0 | 0 | 0 | 0 | 0 | NO | 0 | 0 | 0 | 0 | 0 | 0 | 0 | NO | 0 | 0 | 0 | 0 | 0 | 0 | 0 | NO | 0 | 0 | 0 | 0 | 0 | 0 | 0 | NO | 0 | 0 | 0 | 0 | 0 | 0 | 0 | NO | 0 | 0 | 0 | 0 | 0 | 0 | 0
Margin | NO | 0 | 0 | [5 empty] | NO | 0 | 0 | 0 | 0 | 0 | 0 | 0 | NO | 0 | 0 | 0 | 0 | 0 | 0 | 0 | NO | 0 | 0 | 0 | 0 | 0 | 0 | 0 | NO | 0 | 0 | 0 | 0 | 0 | 0 | 0 | NO | 0 | 0 | 0 | 0 | 0 | 0 | 0 | NO | 0 | 0 | 0 | 0 | 0 | 0 | 0 | NO | 0 | 0 | 0 | 0 | 0 | 0 | 0 | NO | 0 | 0 | 0 | 0 | 0 | 0 | 0 | NO | 0 | 0 | 0 | 0 | 0 | 0 | 0 | NO | 0 | 0 | 0 | 0 | 0 | 0 | 0 | NO | 0 | 0 | 0 | 0 | 0 | 0 | 0 | NO | 0 | 0 | 0 | 0 | 0 | 0 | 0 | NO | 0 | 0 | 0 | 0 | 0 | 0 | 0 | NO | 0 | 0 | 0 | 0 | 0 | 0 | 0 | NO | 0 | 0 | 0 | 0 | 0 | 0 | 0 | NO | 0 | 0 | 0 | 0 | 0 | 0 | 0 | NO | 0 | 0 | 0 | 0 | 0 | 0 | 0 | NO | 0 | 0 | 0 | 0 | 0 | 0 | 0 | NO | 0 | 0 | 0 | 0 | 0 | 0 | 0 | NO | 0 | 0 | 0 | 0 | 0 | 0 | 0 | NO | 0 | 0 | 0 | 0 | 0 | 0 | 0 | NO | 0 | 0 | 0 | 0 | 0 | 0 | 0 | NO | 0 | 0 | 0 | 0 | 0 | 0 | 0 | NO | 0 | 0 | 0 | 0 | 0 | 0 | 0 | NO | 0 | 0 | 0 | 0 | 0 | 0 | 0 | NO | 0 | 0 | 0 | 0 | 0 | 0 | 0 | NO | 0 | 0 | 0 | 0 | 0 | 0 | 0 | NO | 0 | 0 | 0 | 0 | 0 | 0 | 0 | NO | 0 | 0 | 0 | 0 | 0 | 0 | 0 | NO | 0 | 0 | 0 | 0 | 0 | 0 | 0 | NO | 0 | 0 | 0 | 0 | 0 | 0 | 0 | NO | 0 | 0 | 0 | 0 | 0 | 0 | 0
Total |  | 1029.2933 | na | 1186.9198 | 1222.2488 | 1263.5499 | 1307.0748 | 1351.5107 |  | 1225.0833 | na | 1418.4713 | 1460.6925 | 1510.0509 | 1562.0668 | 1615.1716 |  | 1406.0553 | na | 1610.1638 | 1658.0908 | 1714.1195 | 1773.1648 | 1833.4462 |  | 1797.6353 | na | 2073.2668 | 2134.9782 | 2207.1214 | 2283.1489 | 2360.768 |  | 2189.2153 | na | 2536.3698 | 2611.8656 | 2700.1234 | 2793.1331 | 2888.0898 |  | 2580.7953 | na | 2999.4728 | 3088.753 | 3193.1253 | 3303.1172 | 3415.4116 |  | 2776.5853 | na | 3231.0243 | 3327.1967 | 3439.6263 | 3558.1092 | 3679.0725 |  | 1993.4253 | na | 2304.8183 | 2373.4219 | 2453.6224 | 2538.141 | 2624.4289 |  | 1993.4253 | na | 2304.8183 | 2373.4219 | 2453.6224 | 2538.141 | 2624.4289 |  | 1258.2207 | na | 1453.5718 | 1496.8378 | 1547.4176 | 1600.7206 | 1655.1396 |  | 2041.3807 | na | 2379.7778 | 2450.6126 | 2533.4215 | 2620.6889 | 2709.7832 |  | 1574.6588 | na | 1812.9183 | 1866.8804 | 1929.9643 | 1996.4447 | 2064.3169 |  | 2804.2188 | na | 3211.9683 | 3307.5735 | 3419.34 | 3537.1242 | 3657.3741 |  | 670.8508 | na | 758.9173 | 781.5067 | 807.9147 | 835.7445 | 864.1569 |  | 1378.8688 | na | 1581.3668 | 1628.4367 | 1683.4633 | 1741.4526 | 1800.656 |  | 1966.2387 | na | 2276.0213 | 2343.7678 | 2422.9662 | 2506.4288 | 2591.6387 |  | 3722.5608 | na | 4208.8746 | 4334.1531 | 4480.6088 | 4634.9499 | 4792.522 |  | 2812.7908 | na | 3172.7216 | 3267.1587 | 3377.5595 | 3493.9045 | 3612.6851 |  | 4264.8888 | na | 4941.4341 | 5087.2147 | 5256.7622 | 5435.2561 | 5617.5093 |  | 5001.7499 | na | 5671.0649 | 5834.5854 | 6022.1962 | 6219.1697 | 6420.3585 |  | 10375.2587 | na | 11947.4971 | 12298.0127 | 12704.3462 | 13131.8431 | 13568.3784 |  | 15346.6981 | na | 17615.3074 | 18129.4217 | 18723.5752 | 19348.2906 | 19986.2617 |  | 20159.5474 | na | 23090.9698 | 23762.9636 | 24538.2509 | 25353.1385 | 26185.3519 |  | 1419.0354 | na | 1572.0476 | 1616.8109 | 1667.7764 | 1721.2021 | 1775.7815 |  | 1598.0242 | na | 1758.8387 | 1807.556 | 1862.0637 | 1918.9977 | 1977.1869 |  | 1589.7822 | na | 1813.0751 | 1864.8739 | 1923.9707 | 1985.9461 | 2049.2567 |  | 1951.6602 | na | 2220.1154 | 2283.7787 | 2356.5768 | 2432.9561 | 2510.9764 |  | 765.8206 | na | 829.8558 | 851.4064 | 874.4813 | 898.3579 | 922.7892 |  | 870.574 | na | 939.805 | 964.0494 | 989.884 | 1016.5879 | 1043.9159 |  | 3961.7864 | na | 4197.3674 | 4302.0317 | 4410.7546 | 4522.4958 | 4636.9292 |  | 2413.83 | na | 2559.6068 | 2623.5364 | 2690.0284 | 2758.3859 | 2828.3879 |  | 3138.03 | na | 3319.7273 | 3402.2799 | 3487.8511 | 3575.7553 | 3665.7828 |  | 314.8996 | na | 356.569 | 366.5241 | 377.7193 | 389.4253 | 401.3877
[5 empty] | 2.977% | 3.379% | 3.445% | 3.4% |  |  |  |  | 2.977% | 3.379% | 3.445% | 3.4% |  |  |  |  | 2.977% | 3.379% | 3.445% | 3.4% |  |  |  |  | 2.977% | 3.379% | 3.445% | 3.4% |  |  |  |  | 2.977% | 3.379% | 3.445% | 3.4% |  |  |  |  | 2.977% | 3.379% | 3.445% | 3.4% |  |  |  |  | 2.977% | 3.379% | 3.445% | 3.4% |  |  |  |  | 2.977% | 3.379% | 3.445% | 3.4% |  |  |  |  | 2.977% | 3.379% | 3.445% | 3.4% |  |  |  |  | 2.977% | 3.379% | 3.445% | 3.4% |  |  |  |  | 2.977% | 3.379% | 3.445% | 3.4% |  |  |  |  | 2.977% | 3.379% | 3.445% | 3.4% |  |  |  |  | 2.977% | 3.379% | 3.445% | 3.4% |  |  |  |  | 2.977% | 3.379% | 3.445% | 3.4% |  |  |  |  | 2.977% | 3.379% | 3.445% | 3.4% |  |  |  |  | 2.977% | 3.379% | 3.445% | 3.4% |  |  |  |  | 2.977% | 3.379% | 3.445% | 3.4% |  |  |  |  | 2.977% | 3.379% | 3.445% | 3.4% |  | 3: 2.95%; 4: 3.333%; 5: 3.396%; 6: 3.353% |  |  |  |  | 2.883% | 3.215% | 3.271% | 3.235% |  |  |  |  | 2.934% | 3.304% | 3.365% | 3.324% |  |  |  |  | 2.919% | 3.277% | 3.337% | 3.297% |  |  |  |  | 2.91% | 3.263% | 3.321% | 3.282% |  |  |  |  | 2.847% | 3.152% | 3.203% | 3.171% |  |  |  |  | 2.77% | 3.016% | 3.058% | 3.032% |  |  |  |  | 2.857% | 3.169% | 3.221% | 3.188% |  |  |  |  | 2.868% | 3.188% | 3.241% | 3.207% |  |  |  |  | 2.597% | 2.71% | 2.73% | 2.72% |  |  |  |  | 2.58% | 2.68% | 2.698% | 2.688% |  |  |  |  | 2.494% | 2.527% | 2.533% | 2.53% |  |  |  |  | 2.498% | 2.534% | 2.541% | 2.538% |  |  |  |  | 2.487% | 2.515% | 2.52% | 2.518% |  |  |  |  | 2.792% | 3.054% | 3.099% | 3.072%
Note on EQ24: Vedanti, Kedar: D204-0018
Note on EY24: Vedanti, Kedar: D201-0013 & D108-0007
Note on FG24: Vedanti, Kedar: D102-003, D103-0063 & D202-0020
Note on FO24: Vedanti, Kedar: D102-003, D103-0063 & D202-0020 x 2 spans
Note on FW24: Vedanti, Kedar: D102-003, D103-0063 & D202-0020 x 3 spans
Note on GE24: Vedanti, Kedar: D202-0002 Ref. WO 248895
Note on GM24: Vedanti, Kedar: D202-0012 Ref. WO 297951
Note on GU24: Vedanti, Kedar: D202-0003 Ref. WO 306262
Note on HC24: Vedanti, Kedar: D202-0004 Ref. WO 287273
Note on HK24: Vedanti, Kedar: 1151952
Note on HS24: Vedanti, Kedar: 1166703
Note on IA24: Vedanti, Kedar: 1155593
Note on II24: Vedanti, Kedar: 1189545
Note on IQ24: Vedanti, Kedar: 1151964
Note on IY24: Vedanti, Kedar: 1112090
Note on FG52: Vedanti, Kedar: D102-003, D103-0063 & D202-0020
Note on FO52: Vedanti, Kedar: D102-003, D103-0063 & D202-0020 x 2 spans
Note on FW52: Vedanti, Kedar: D102-003, D103-0063 & D202-0020 x 3 spans
Note on GE52: Vedanti, Kedar: D202-0002 Ref. WO 248895
Note on GM52: Vedanti, Kedar: D202-0012 Ref. WO 297951
Note on GU52: Vedanti, Kedar: D202-0003 Ref. WO 306262
Note on HC52: Vedanti, Kedar: D202-0004 Ref. WO 287273
Note on HK52: Vedanti, Kedar: 1151952
Note on HS52: Vedanti, Kedar: 1166703
Note on IA52: Vedanti, Kedar: 1155593
Note on II52: Vedanti, Kedar: 1189545
Note on IQ52: Vedanti, Kedar: 1151964
Note on IY52: Vedanti, Kedar: 1151964

## AERFD Price cost comparison
Fee based ancillary services - comparison of prices and costs in 2017-18
Code | Service |  | 17/18 price (excl GST) | 17/18 cost (excl GST) | Difference % | 2.45% | [7 empty] | AER Final Decision workings
[7 empty] | Based on AER revisions to labour rates in draft decision |  |  |  |  | AER DD Sep 2018
Alternative Control Services |  |  | 2017/18 price charged to customers in schedule of charges | Cost reflective 2017/18 price, based on Jan 2018 reg proposal labour rates |  | 2018/19 pricing in schedule of charges | RRP 2019/20 price | RRP 2020/21 price | RRP 2021/22 price | RRP 2022/23 price | RRP 2023/24 price | AER 2019-20 max price | AER draft decision approved 19-20 price
Premise Re-energisation – Existing Network Connection |  |  | 17/18 price (excl GST) | 17/18 cost (excl GST) | % diff. | 18/19 | 19/20 | 20/21 | 21/22 | 22/23 | 23/24 |  |  | EvoEnergy RP prices | AERFD Prices | Difference | Difference to AER DD ($) | Difference to AER DD (%)
501 | Re-energise premises – Business Hours | per visit | 69.52 | 82.9647 | 19.34% | 71.74 | 78.3742 | 80.707 | 83.4342 | 86.3082 | 89.2424 | 78.3742 | 77.2644 | 78.3742 | 78.3742 | 0 | 1.1098 | 1.436%
502 | Re-energise premises – After Hours | per visit | 88.13 | 103.5771 | 17.53% | 90.94 | 97.8461 | 100.7585 | 104.1632 | 107.7513 | 111.4144 | 97.8461 | 97.5523 | 97.8461 | 97.8461 | 0 | 0.29376 | 0.3011%
Premise De-energisation – Existing Network Connection | [13 empty] | 0 | 0 | 0 | 0 | #DIV/0!
503 | De-energise premises – Business Hours | per visit | 69.52 | 82.9647 | 19.34% | 71.74 | 78.3742 | 80.707 | 83.4342 | 86.3082 | 89.2424 | 78.3742 | 77.2644 | 78.3742 | 78.3742 | 0 | 1.1098 | 1.436%
505 | De-energise premises for debt non-payment | per test | 139.06 | 165.9295 | 19.32% | 143.5 | 156.7484 | 161.4141 | 166.8684 | 172.6165 | 178.4848 | 156.7484 | 154.5452 | 156.7484 | 156.7484 | 0 | 2.2033 | 1.426%
Meter Investigations | [13 empty] | 0 | 0 | 0 | 0 | #DIV/0!
504 | Meter Test (Whole Current) – Business Hours | per test | 278.12 | 331.8589 | 19.32% | 287 | 313.4969 | 322.8282 | 333.7369 | 345.233 | 356.9697 | 313.4969 | 309.0903 | 313.4969 | 313.4969 | 0 | 4.4065 | 1.426%
510 | Meter Test (CT/VT) – Business Hours | per test | 322.09 | 455.4261 | 41.4% | 332.38 | 470.3751 | 482.1567 | 494.2351 | 506.6377 | 519.3406 | 468.5391 | 368.5067 | 470.4837 | 470.3751 | -0.10858 | 101.8684 | 27.64%
Special meters Services | [13 empty] | 0 | 0 | 0 | 0 | #DIV/0!
506 | Special Meter Read | per read | 32.16 | 41.5761 | 29.28% | 33.18 | 33.9083 | 34.8711 | 35.9962 | 37.1819 | 38.3924 | 33.9622 | 33.9622 | 33.9087 | 33.9083 | -0.0003863 | -0.053839 | -0.1585%
Power of Choice services | [13 empty] | 0 | 0 | 0 | 0 | #DIV/0!
515 | Move, remove, inspect or reconfigure meter | Per movement, inspection or re-configure | na | 165.9295 | na | na | 156.7484 | 161.4141 | 166.8684 | 172.6165 | 178.4848 | 156.7484 | 156.7484 | 156.7484 | 156.7484 | 0 | 0 | 0%
516 | Establish supply | Per establishment | na | 124.4471 | na | na | 117.5613 | 121.0606 | 125.1513 | 129.4624 | 133.8636 | 117.5613 | 117.5613 | 117.5613 | 117.5613 | 0 | 0 | 0%
517 | Faults investigation (meter malfunction) | per investigation | na | 124.4471 | na | na | 117.5613 | 121.0606 | 125.1513 | 129.4624 | 133.8636 | 117.5613 | 117.5613 | 117.5613 | 117.5613 | 0 | 0 | 0%
518 | Faults investigation (meter bypassed) | per investigation | na | 165.9295 | na | na | 156.7484 | 161.4141 | 166.8684 | 172.6165 | 178.4848 | 156.7484 | 156.7484 | 156.7484 | 156.7484 | 0 | 0 | 0%
519 | Faults investigation (customer's side of network boundary) | per investigation | na | 82.9647 | na | na | 78.3742 | 80.707 | 83.4342 | 86.3082 | 89.2424 | 78.3742 | 78.3742 | 78.3742 | 78.3742 | 0 | 0 | 0%
Temporary Network Connections | [13 empty] | 0 | 0 | 0 | 0 | #DIV/0!
520 | Temporary Builders’ Supply – Overhead (Business Hours) | per installation | 624.93 | 535.1656 | -14.36% | 644.88 | 509.4859 | 524.4541 | 541.8024 | 560.0558 | 578.6949 | 509.3231 | 509.3231 | 509.4955 | 509.4859 | -0.0096259 | 0.16278 | 0.03196%
522 | Temporary Builders’ Supply – Underground (Business Hours) | per installation | 1364.26 | 1032.954 | -24.28% | 1407.81 | 979.7311 | 1008.6964 | 1042.4077 | 1077.9052 | 1114.1494 | 979.5684 | 979.5684 | 979.7408 | 979.7311 | -0.0096259 | 0.16278 | 0.01662%
New Network Connections | [13 empty] | 0 | 0 | 0 | 0 | #DIV/0!
523 | New Underground Service Connection – Greenfield | per installation | 0 | 690.4566 | na | 0 | 0 | 0 | 0 | 0 | 0 | 734.6753 | 734.6753 | 0 | 0 | 0 | -734.6753 | -100%
526 | New Overhead Service Connection – Brownfield (Business Hours) | per installation | 820.78 | 701.095 | -14.58% | 846.98 | 745.302 | 763.5619 | 782.2691 | 801.4347 | 821.0699 | 745.302 | 745.302 | 745.302 | 745.302 | 0 | 0 | 0%
527 | New Underground Service Connection – Brownfield from Front | per installation | 1364.26 | 1281.8482 | -6.041% | 1407.81 | 1214.8538 | 1250.8175 | 1292.7104 | 1336.8299 | 1381.8767 | 1214.691 | 1214.691 | 1214.8634 | 1214.8538 | -0.0096259 | 0.16278 | 0.0134%
528 | New Underground Service Connection – Brownfield from Rear | per installation | 1364.26 | 1281.8482 | -6.041% | 1407.81 | 1214.8538 | 1250.8175 | 1292.7104 | 1336.8299 | 1381.8767 | 1214.691 | 1214.691 | 1214.8634 | 1214.8538 | -0.0096259 | 0.16278 | 0.0134%
Network Connection Alterations and Additions | [13 empty] | 0 | 0 | 0 | 0 | #DIV/0!
541 | Overhead Service Relocation – Single Visit (Business Hours) | per installation | 783.39 | 663.7179 | -15.28% | 808.4 | 626.9937 | 645.6564 | 667.4738 | 690.4659 | 713.9393 | 626.9937 | 626.9937 | 626.9937 | 626.9937 | 0 | 0 | 0%
542 | Overhead Service Relocation – Two Visits (Business Hours) | per installation | 1566.77 | 1327.4358 | -15.28% | 1616.79 | 1253.9874 | 1291.3127 | 1334.9476 | 1380.9318 | 1427.8787 | 1253.9874 | 1253.9874 | 1253.9874 | 1253.9874 | 0 | 0 | 0%
543 | Overhead Service Upgrade – Service Cable Replacement Not Required | per installation | 783.39 | 663.7179 | -15.28% | 808.4 | 626.9937 | 645.6564 | 667.4738 | 690.4659 | 713.9393 | 626.9937 | 626.9937 | 626.9937 | 626.9937 | 0 | 0 | 0%
544 | Overhead Service Upgrade – Service Cable Replacement Required | per installation | 820.78 | 701.095 | -14.58% | 846.98 | 666.2343 | 685.8682 | 708.6708 | 732.6723 | 757.1797 | 666.0715 | 666.0715 | 666.2439 | 666.2343 | -0.0096259 | 0.16278 | 0.02444%
545 | Underground Service Upgrade – Service Cable Replacement Not Required | per installation | 1326.88 | 497.7884 | -62.48% | 1369.24 | 470.2453 | 484.2423 | 500.6053 | 517.8494 | 535.4545 | 470.2453 | 470.2453 | 470.2453 | 470.2453 | 0 | 0 | 0%
546 | Underground Service Upgrade – Service Cable Replacement Required | per installation | 1364.26 | 1281.8482 | -6.041% | 1407.81 | 1214.8538 | 1250.8175 | 1292.7104 | 1336.8299 | 1381.8767 | 1214.691 | 1214.691 | 1214.8634 | 1214.8538 | -0.0096259 | 0.16278 | 0.0134%
547 | Underground Service Relocation – Single Visit (Business Hours) | per installation | 1364.26 | 1281.8482 | -6.041% | 1407.81 | 1214.8538 | 1250.8175 | 1292.7104 | 1336.8299 | 1381.8767 | 1214.691 | 1214.691 | 1214.8634 | 1214.8538 | -0.0096259 | 0.16278 | 0.0134%
548 | Install surface mounted point of entry (POE) box | per installation | 630.93 | 597.9432 | -5.228% | 651.08 | 575.3933 | 591.9928 | 610.9958 | 630.9444 | 651.3203 | 574.9571 | 574.9571 | 575.4191 | 575.3933 | -0.025793 | 0.43617 | 0.07586%
549 | Overhead Service Temporary Disconnect Reconnect same day (Business Hours) | per installation | na | 995.5768 | na | na | 940.4906 | 968.4845 | 1001.2107 | 1035.6989 | 1070.909 | 940.4906 | 940.4906 | 940.4906 | 940.4906 | 0 | 0 | 0%
Temporary De-energisation | [13 empty] | 0 | 0 | 0 | 0 | #DIV/0!
560 | Temporary de-energisation – LV (Business Hours) | per occurrence | 417.17 | 663.7179 | 59.1% | 430.49 | 626.9937 | 645.6564 | 667.4738 | 690.4659 | 713.9393 | 626.9937 | 504.6995 | 626.9937 | 626.9937 | 0 | 122.2942 | 24.23%
561 | Temporary de-energisation – HV (Business Hours) | per occurrence | 417.17 | 663.7179 | 59.1% | 430.49 | 626.9937 | 645.6564 | 667.4738 | 690.4659 | 713.9393 | 626.9937 | 504.6995 | 626.9937 | 626.9937 | 0 | 122.2942 | 24.23%
Supply Abolishment / Removal | [13 empty] | 0 | 0 | 0 | 0 | #DIV/0!
562 | Supply Abolishment / Removal – Overhead (Business Hours) | per site visit | 587.55 | 497.7884 | -15.28% | 606.31 | 470.2453 | 484.2423 | 500.6053 | 517.8494 | 535.4545 | 470.2453 | 470.2453 | 470.2453 | 470.2453 | 0 | 0 | 0%
563 | Supply Abolishment / Removal - Underground (Business Hours) | per site visit | 1061.51 | 1244.471 | 17.24% | 1095.4 | 1175.6132 | 1210.6057 | 1251.5134 | 1294.6236 | 1338.6362 | 1175.6132 | 1174.2336 | 1175.6132 | 1175.6132 | 0 | 1.3796 | 0.1175%
Miscellaneous Customer Initiated Services | [13 empty] | 0 | 0 | 0 | 0 | #DIV/0!
564 | Install & Remove Tiger Tails – Establishment (Business Hours) | per installation | 1379.74 | 1218.7768 | -11.67% | 1423.78 | 1174.8182 | 1208.6121 | 1247.2214 | 1287.7368 | 1329.1219 | 1173.8462 | 1173.8462 | 1174.8757 | 1174.8182 | -0.057482 | 0.97203 | 0.08281%
565 | Install & Remove Tiger Tails - Per Span (Business Hours) | per installation | 694.57 | 1822.2435 | 162.4% | 716.75 | 1808.3707 | 1857.8458 | 1912.3613 | 1969.1727 | 2027.2529 | 1804.7706 | 1004.0029 | 1808.5836 | 1808.3707 | -0.2129 | 804.3677 | 80.12%
566 | Install & Remove Warning Flags – Installation (Business Hours) | per installation | 1175.08 | 1218.7768 | 3.719% | 1212.59 | 1174.8182 | 1208.6121 | 1247.2214 | 1287.7368 | 1329.1219 | 1173.8462 | 1173.8462 | 1174.8757 | 1174.8182 | -0.057482 | 0.97203 | 0.08281%
567 | Install & Remove Tiger Tails - Per Span (Business Hours) | per installation | 595.34 | 1590.7768 | 167.2% | 614.35 | 1565.3642 | 1608.8247 | 1657.2391 | 1707.8 | 1759.4766 | 1562.7722 | 869.6071 | 1565.5175 | 1565.3642 | -0.15328 | 695.7571 | 80.01%
Operational & Maintenance Fees - Export Only Embedded Generation Installations up to 5MW | [13 empty] | 0 | 0 | 0 | 0 | #DIV/0!
568 | Embedded Generation OPEX Fees - Connection Assets | per annum | 2% | 2% | na | 2% | 2% | 2% | 2% | 2% | 2% |  |  | 0.02 | 2% | 0 | 0.02 | #DIV/0!
569 | Embedded Generation OPEX Fees - Shared Network Asset | per annum | 2% | 2% | na | 2% | 2% | 2% | 2% | 2% | 2% |  |  | 0.02 | 2% | 0 | 0.02 | #DIV/0!
Connection Enquiry Processing - Embedded Generation Installations* | [13 empty] | 0 | 0 | 0 | 0 | #DIV/0!
570 | Embedded Generation Connection Enquiry – Class 1 (Commercial) | per installation | 0 | 444.6498 | na | 0 | 431.0479 | 443.8782 | 458.8773 | 474.684 | 490.8216 | 431.0479 | 431.0479 | 431.0479 | 431.0479 | 0 | 0 | 0%
596 | Embedded Generation Connection Enquiry – Class 2 | per installation | 571.2 | 555.8123 | -2.694% | 585.1944 | 538.8099 | 554.8478 | 573.5967 | 593.355 | 613.527 | 538.8099 | 538.8099 | 538.8099 | 538.8099 | 0 | 0 | 0%
597 | Embedded Generation Connection Enquiry – Class 3 | per installation | 571.2 | 666.9747 | 16.77% | 585.1944 | 646.5719 | 665.8173 | 688.316 | 712.026 | 736.2324 | 646.5719 | 631.1941 | 646.5719 | 646.5719 | 0 | 15.3778 | 2.436%
598 | Embedded Generation Connection Enquiry – Class 4 | per installation | 571.2 | 778.1372 | 36.23% | 585.1944 | 754.3339 | 776.7869 | 803.0353 | 830.697 | 858.9378 | 754.3339 | 658.7099 | 754.3339 | 754.3339 | 0 | 95.6239 | 14.52%
599 | Embedded Generation Connection Enquiry – Class 5 | per installation | 571.2 | 889.2996 | 55.69% | 585.1944 | 862.0958 | 887.7564 | 917.7547 | 949.368 | 981.6433 | 862.0958 | 686.2258 | 862.0958 | 862.0958 | 0 | 175.8701 | 25.63%
600 | Embedded Generation Connection Enquiry – Class 6 | per installation | 1142.41 | 1000.462 | -12.43% | 1170.399 | 969.8578 | 998.726 | 1032.474 | 1068.0391 | 1104.3487 | 969.8578 | 969.8578 | 969.8578 | 969.8578 | 0 | 0 | 0%
Network Design & Investigation / Analysis Services - Embedded Generation Installations† | [13 empty] | 0 | 0 | 0 | 0 | #DIV/0!
574 | Embedded Generation Network Technical Study - Class 1 (Commercial) | per installation | 0 | 1778.5992 | na | 0 | 1724.1917 | 1775.5128 | 1835.5093 | 1898.7361 | 1963.2865 | 1724.1917 | 1724.1917 | 1724.1917 | 1724.1917 | 0 | 0 | 0%
575 | Embedded Generation Network Technical Study - Class 2 | per installation | 3808.04 | 3557.1984 | -6.587% | 3929.61 | 3448.3834 | 3551.0256 | 3671.0186 | 3797.4722 | 3926.573 | 3448.3834 | 3448.3834 | 3448.3834 | 3448.3834 | 0 | 0 | 0%
576 | Embedded Generation Network Technical Study - Class 3 | per installation | 5712.05 | 7114.3968 | 24.55% | 5894.4 | 6896.7668 | 7102.0512 | 7342.0372 | 7594.9444 | 7853.146 | 6896.7668 | 6422.0453 | 6896.7668 | 6896.7668 | 0 | 474.7215 | 7.392%
577 | Embedded Generation Network Technical Study - Class 4 | per installation | 7616.08 | 10671.5952 | 40.12% | 7859.22 | 10345.1502 | 10653.0768 | 11013.0558 | 11392.4166 | 11779.719 | 10345.1502 | 8856.24 | 10345.1502 | 10345.1502 | 0 | 1488.9102 | 16.81%
578 | Embedded Generation Network Technical Study - Class 5 | per installation | 11424.12 | 14228.7936 | 24.55% | 11788.83 | 13793.5336 | 14204.1025 | 14684.0744 | 15189.8888 | 15706.292 | 13793.5336 | 12844.1068 | 13793.5336 | 13793.5336 | 0 | 949.4268 | 7.392%
579 | Embeddded Generation - Network Technical Study - Class 6 | per installation | 14280.14 | 17785.992 | 24.55% | 14736.03 | 17241.917 | 17755.1281 | 18355.093 | 18987.361 | 19632.865 | 17241.917 | 16055.1254 | 17241.917 | 17241.917 | 0 | 1186.7916 | 7.392%
Contract Administration, Commissioning and Testing - Embedded Generation Installations up to 5MW | [13 empty] | 0 | 0 | 0 | 0 | #DIV/0!
601 | Embedded Generation - Connection Contract Establishment - Class 1 (Commercial) to Class 6 | per establishment | na | 3557.1984 | na | na | 3448.3834 | 3551.0256 | 3671.0186 | 3797.4722 | 3926.573 | 3448.3834 | 3448.3834 | 3448.3834 | 3448.3834 | 0 | 0 | 0%
Provision of Data for Network Technical Study - Embedded Generation Installations over 5MW | [13 empty] | 0 | 0 | 0 | 0 | #DIV/0!
602 | Embedded Generator Network Technical Study - Embedded Generation over 5MW | per provision | na | 17785.992 | na | na | 17241.917 | 17755.1281 | 18355.093 | 18987.361 | 19632.865 | 17241.917 | 17241.917 | 17241.917 | 17241.917 | 0 | 0 | 0%
Rescheduled Site Visits | [13 empty] | 0 | 0 | 0 | 0 | #DIV/0!
590 | Rescheduled Site Visit – One Person | per site visit | 139.06 | 165.9295 | 19.32% | 143.5 | 156.7484 | 161.4141 | 166.8684 | 172.6165 | 178.4848 | 156.7484 | 154.5452 | 156.7484 | 156.7484 | 0 | 2.2033 | 1.426%
591 | Rescheduled Site Visit – Service Team | per site visit | 587.55 | 690.4566 | 17.51% | 606.31 | 674.3269 | 694.4499 | 717.9161 | 742.6457 | 767.8931 | 675.2525 | 650.3482 | 674.3768 | 674.3269 | -0.049952 | 23.9787 | 3.687%
Trenching charges | [13 empty] | 0 | 0 | 0 | 0 | #DIV/0!
592 | Trenching - first 2 meters | per visit | 533.33 | 533.2 | -0.02438% | 550.36 | 559.7827 | 573.638 | 587.6922 | 602.0906 | 616.8418 | 557.4606 | 557.4606 | 559.92 | 559.7827 | -0.13732 | 2.3221 | 0.4165%
593 | Trenching - subsequent meters | per meter | 124.03 | 124 | -0.02419% | 127.99 | 130.182 | 133.4042 | 136.6726 | 140.0211 | 143.4516 | 129.642 | 129.642 | 130.2139 | 130.182 | -0.031934 | 0.54002 | 0.4165%
Boring charges | [13 empty] | 0 | 0 | 0 | 0 | #DIV/0!
594 | Under footpath | per occurrence | 967.44 | 967.2 | -0.02481% | 998.33 | 1015.4197 | 1040.5527 | 1066.0462 | 1092.1644 | 1118.9224 | 1011.2076 | 1011.2076 | 1015.6688 | 1015.4197 | -0.24909 | 4.2121 | 0.4165%
595 | Under driveway | per occurrence | 1153.49 | 1153.2 | -0.02514% | 1190.32 | 1210.6927 | 1240.659 | 1271.0551 | 1302.196 | 1334.0998 | 1205.6706 | 1205.6706 | 1210.9897 | 1210.6927 | -0.29699 | 5.0221 | 0.4165%
Cable Testing | [13 empty] | 0 | 0 | 0 | 0 | #DIV/0!
603 | Spiking/Cable Testing (Business Hours) - Evoenergy network cables only | per test | na | 873.4533 | na | na | 922.2895 | 949.7417 | 981.8345 | 1015.6553 | 1050.184 | 923.472 | 923.472 | 918.9323 | 922.2895 | 3.3572 | -1.1825 | -0.128%
604 | Spiking/Cable Testing (After Hours) - Evoenergy network cables only | per test | na | 1029.2933 | na | na | 1186.9198 | 1222.2488 | 1263.5499 | 1307.0748 | 1351.5107 | 1188.1023 | 1188.1023 | 1183.5625 | 1186.9198 | 3.3572 | -1.1825 | -0.09953%
Testing of Substation HV/LV Earthing or Soil Resistivity | [13 empty] | 0 | 0 | 0 | 0 | #DIV/0!
605 | Substation HV/LV Earthing/Soil Resistivity Testing (Business Hours) | per test | na | 1030.2832 | na | na | 1087.6834 | 1120.0587 | 1157.9067 | 1197.7924 | 1238.5132 | 1088.8659 | 1088.8659 | 1084.3262 | 1087.6834 | 3.3572 | -1.1825 | -0.1086%
606 | Substation HV/LV Earthing/Soil Resistivity Testing (After Hours) | per test | na | 1225.0833 | na | na | 1418.4713 | 1460.6925 | 1510.0509 | 1562.0668 | 1615.1716 | 1419.6538 | 1419.6538 | 1415.114 | 1418.4713 | 3.3572 | -1.1825 | -0.08329%
Termination of Consumer Mains - up to 50mm² Al or Cu - Note 1 | [13 empty] | 0 | 0 | 0 | 0 | #DIV/0!
607 | 1x 4 Core Or 4x 1 Core (1 Set) Consumer Mains (Business Hours) | per temination | na | 1211.2553 | na | na | 1279.3759 | 1317.4569 | 1361.9752 | 1408.8905 | 1456.7878 | 1281.4279 | 1281.4279 | 1276.0656 | 1279.3759 | 3.3103 | -2.0519 | -0.1601%
608 | 1x 4 Core Or 4x 1 Core(1 Set) Consumer Mains (After Hours) | per temination | na | 1406.0553 | na | na | 1610.1638 | 1658.0908 | 1714.1195 | 1773.1648 | 1833.4462 | 1612.2157 | 1612.2157 | 1606.8534 | 1610.1638 | 3.3103 | -2.0519 | -0.1273%
Termination of Consumer Mains - Above 50mm² Cu or Al - Note 1 | [13 empty] | 0 | 0 | 0 | 0 | #DIV/0!
609 | 1x 4 Core Or 4x 1 Core (1 Set) Consumer Mains (Business Hours) | per temination | na | 1524.9153 | na | na | 1610.1638 | 1658.0908 | 1714.1195 | 1773.1648 | 1833.4462 | 1612.2157 | 1612.2157 | 1606.8534 | 1610.1638 | 3.3103 | -2.0519 | -0.1273%
610 | 1x 4 Core Or 4x 1 Core(1 Set) Consumer Mains (After Hours) | per temination | na | 1797.6353 | na | na | 2073.2668 | 2134.9782 | 2207.1214 | 2283.1489 | 2360.768 | 2075.3187 | 2075.3187 | 2069.9564 | 2073.2668 | 3.3103 | -2.0519 | -0.09887%
611 | 2 x 4 Core Or 8 x 1 Core (2 Set) Consumer Mains (Business Hours) | per temination | na | 1838.5753 | na | na | 1940.9516 | 1998.7247 | 2066.2637 | 2137.4392 | 2210.1047 | 1943.0036 | 1943.0036 | 1937.6413 | 1940.9516 | 3.3103 | -2.0519 | -0.1056%
612 | 2 x 4 Core Or 8 x 1 Core (2 Set) Consumer Mains (After Hours) | per temination | na | 2189.2153 | na | na | 2536.3698 | 2611.8656 | 2700.1234 | 2793.1331 | 2888.0898 | 2538.4217 | 2538.4217 | 2533.0594 | 2536.3698 | 3.3103 | -2.0519 | -0.08084%
613 | 3 x 4 Core Or 12 x 1 Core (3 Set) Consumer Mains (Business Hours) | per temination | na | 2152.2353 | na | na | 2271.7395 | 2339.3585 | 2418.408 | 2501.7136 | 2586.7631 | 2273.7914 | 2273.7914 | 2268.4292 | 2271.7395 | 3.3103 | -2.0519 | -0.09024%
614 | 3 x 4 Core Or 12 x 1 Core (3 Set) Consumer Mains (After Hours) | per temination | na | 2580.7953 | na | na | 2999.4728 | 3088.753 | 3193.1253 | 3303.1172 | 3415.4116 | 3001.5247 | 3001.5247 | 2996.1624 | 2999.4728 | 3.3103 | -2.0519 | -0.06836%
615 | 4 x 4 Core Or 16 x 1 Core (4 Set) Consumer Mains (Business Hours) | per temination | na | 2309.0653 | na | na | 2437.1334 | 2509.6755 | 2594.4801 | 2683.8508 | 2775.0923 | 2439.1854 | 2439.1854 | 2433.8231 | 2437.1334 | 3.3103 | -2.0519 | -0.08412%
616 | 4 x 4 Core Or 16 x 1 Core (4 Set) Consumer Mains (After Hours) | per temination | na | 2776.5853 | na | na | 3231.0243 | 3327.1967 | 3439.6263 | 3558.1092 | 3679.0725 | 3233.0762 | 3233.0762 | 3227.7139 | 3231.0243 | 3.3103 | -2.0519 | -0.06347%
LV Underground Network Disconnection (permanent disconnection of existing network) | [13 empty] | 0 | 0 | 0 | 0 | #DIV/0!
617 | Including Capping/Abandoning - Underground ( Business Hours) | per disconnection or per visit | na | 1681.7453 | na | na | 1775.5577 | 1828.4077 | 1890.1916 | 1955.302 | 2021.7755 | 1777.6096 | 1777.6096 | 1772.2474 | 1775.5577 | 3.3103 | -2.0519 | -0.1154%
618 | Including Capping/Abandoning - Underground (After Hours) | per disconnection or per visit | na | 1993.4253 | na | na | 2304.8183 | 2373.4219 | 2453.6224 | 2538.141 | 2624.4289 | 2306.8702 | 2306.8702 | 2301.5079 | 2304.8183 | 3.3103 | -2.0519 | -0.08895%
Consumer Mains Disconnection at Evoenergy Network Asset such as Point of Entry/Substation | [13 empty] | 0 | 0 | 0 | 0 | #DIV/0!
619 | Temporary or Permanent Consumer Mains as a Separate Request (Business Hours) | per disconnection or per visit | na | 1681.7453 | na | na | 1775.5577 | 1828.4077 | 1890.1916 | 1955.302 | 2021.7755 | 1777.6096 | 1777.6096 | 1772.2474 | 1775.5577 | 3.3103 | -2.0519 | -0.1154%
620 | Temporary or Permanent Consumer Mains as a Separate Request (After Hours) | per disconnection or per visit | na | 1993.4253 | na | na | 2304.8183 | 2373.4219 | 2453.6224 | 2538.141 | 2624.4289 | 2306.8702 | 2306.8702 | 2301.5079 | 2304.8183 | 3.3103 | -2.0519 | -0.08895%
Substation Supervised Access | [13 empty] | 0 | 0 | 0 | 0 | #DIV/0!
621 | 1- 4 (Business Hours) | per visit per substation | na | 1063.4208 | na | na | 1122.7839 | 1156.204 | 1195.2733 | 1236.4463 | 1278.4811 | 1124.1256 | 1124.1256 | 1119.4353 | 1122.7839 | 3.3487 | -1.3417 | -0.1194%
622 | 1- 4 (After Hours) | per visit per substation | na | 1258.2207 | na | na | 1453.5718 | 1496.8378 | 1547.4176 | 1600.7206 | 1655.1396 | 1454.9135 | 1454.9135 | 1450.2231 | 1453.5718 | 3.3487 | -1.3417 | -0.09222%
623 | 4- 8 (Business Hours) | per visit per substation | na | 1690.7407 | na | na | 1784.3597 | 1837.4717 | 1899.5618 | 1964.995 | 2031.798 | 1785.7013 | 1785.7013 | 1781.011 | 1784.3597 | 3.3487 | -1.3417 | -0.07514%
624 | 4- 8 (After Hours) | per visit per substation | na | 2041.3807 | na | na | 2379.7778 | 2450.6126 | 2533.4215 | 2620.6889 | 2709.7832 | 2381.1195 | 2381.1195 | 2376.4291 | 2379.7778 | 3.3487 | -1.3417 | -0.05635%
Temporary De-energisation/Isolation of Overhead LV Network | [13 empty] | 0 | 0 | 0 | 0 | #DIV/0!
625 | Business Hours Work | Per isolation or de-energisation and re-energisation on a same day | na | 1340.8988 | na | na | 1415.9729 | 1458.1197 | 1507.3912 | 1559.3155 | 1612.3267 | 1417.8942 | 1417.8942 | 1412.6555 | 1415.9729 | 3.3174 | -1.9213 | -0.1355%
626 | After Hours Work | Per isolation or de-energisation and re-energisation on a same day | na | na | na | na | 1812.9183 | 1866.8804 | 1929.9643 | 1996.4447 | 2064.3169 | 1814.8396 | 1814.8396 | 1809.6009 | 1812.9183 | 3.3174 | -1.9213 | -0.1059%
Temporary De-energisation/Isolation of Overhead HV Network2 | [13 empty] | 0 | 0 | 0 | 0 | #DIV/0!
627 | Business Hours Work | Per isolation or de-energisation and re-energisation on a same day | na | 2414.6188 | na | na | 2550.3926 | 2626.3058 | 2715.0515 | 2808.5754 | 2904.0572 | 2554.4585 | 2554.4585 | 2547.1909 | 2550.3926 | 3.2016 | -4.066 | -0.1592%
628 | After Hours Work | Per isolation or de-energisation and re-energisation on a same day | na | 2804.2188 | na | na | 3211.9683 | 3307.5735 | 3419.34 | 3537.1242 | 3657.3741 | 3216.0343 | 3216.0343 | 3208.7667 | 3211.9683 | 3.2016 | -4.066 | -0.1264%
Temporary De-energisation/Isolation of Underground/Overhead SLCC supply3 | [13 empty] | 0 | 0 | 0 | 0 | #DIV/0!
629 | Business Hours Work | Per isolation or de-energisation and re-energisation on a same day | na | 592.9307 | na | na | 626.6022 | 645.2532 | 667.057 | 690.0347 | 713.4935 | 627.9439 | 627.9439 | 623.2535 | 626.6022 | 3.3487 | -1.3417 | -0.2137%
630 | After Hours Work | Per isolation or de-energisation and re-energisation on a same day | na | 670.8508 | na | na | 758.9173 | 781.5067 | 807.9147 | 835.7445 | 864.1569 | 760.259 | 760.259 | 755.5686 | 758.9173 | 3.3487 | -1.3417 | -0.1765%
Temporary De-energisation/Isolation of Underground HV Or LV Network3 | [13 empty] | 0 | 0 | 0 | 0 | #DIV/0!
631 | Business Hours Work | Per isolation or de-energisation and re-energisation on a same day | na | 1184.0688 | na | na | 1250.5789 | 1287.8028 | 1331.3191 | 1377.1783 | 1423.9975 | 1252.5003 | 1252.5003 | 1247.2616 | 1250.5789 | 3.3174 | -1.9213 | -0.1534%
632 | After Hours Work | Per isolation or de-energisation and re-energisation on a same day | na | 1378.8688 | na | na | 1581.3668 | 1628.4367 | 1683.4633 | 1741.4526 | 1800.656 | 1583.2881 | 1583.2881 | 1578.0494 | 1581.3668 | 3.3174 | -1.9213 | -0.1214%
Temporary De-energisation/Isolation of Underground HV Network - If HV Cable Insulation Test Required ( Isolation for more than 7 days)4 | [13 empty] | 0 | 0 | 0 | 0 | #DIV/0!
633 | Business Hours Work | Per isolation or de-energisation and re-energisation on a same day | na | 1654.5588 | na | na | 1746.7607 | 1798.7536 | 1859.5354 | 1923.5898 | 1988.9852 | 1748.682 | 1748.682 | 1743.4433 | 1746.7607 | 3.3174 | -1.9213 | -0.1099%
634 | After Hours Work | Per isolation or de-energisation and re-energisation on a same day | na | 1966.2387 | na | na | 2276.0213 | 2343.7678 | 2422.9662 | 2506.4288 | 2591.6387 | 2277.9426 | 2277.9426 | 2272.7039 | 2276.0213 | 3.3174 | -1.9213 | -0.08434%
Temporary Pole Support Work - Using Lifter/Borer5 | [13 empty] | 0 | 0 | 0 | 0 | #DIV/0!
635 | Business Hours Work | Per pole support per day as well as per visit | na | 3414.6487 | na | na | 3608.9363 | 3716.3574 | 3841.9372 | 3974.2783 | 4109.3899 | 3617.0533 | 3617.0533 | 3605.9533 | 3608.9363 | 2.983 | -8.1169 | -0.2244%
636 | After Hours Work | Per pole support per day as well as per visit | na | 3722.5608 | na | na | 4208.8746 | 4334.1531 | 4480.6088 | 4634.9499 | 4792.522 | 4216.4119 | 4216.4119 | 4205.8603 | 4208.8746 | 3.0143 | -7.5373 | -0.1788%
Temporary Pole Support Work - Using Concrete Blocks5 | [13 empty] | 0 | 0 | 0 | 0 | #DIV/0!
637 | Business Hours Work | per Pole per Installation as well as per visit | na | 2621.7587 | na | na | 2771.2561 | 2853.7434 | 2950.1745 | 3051.7975 | 3155.548 | 2777.8241 | 2777.8241 | 2768.1895 | 2771.2561 | 3.0666 | -6.568 | -0.2364%
638 | After Hours Work | per Pole per Installation as well as per visit | na | 2812.7908 | na | na | 3172.7216 | 3267.1587 | 3377.5595 | 3493.9045 | 3612.6851 | 3178.7101 | 3178.7101 | 3169.6238 | 3172.7216 | 3.0979 | -5.9884 | -0.1884%
Pole Stay Replacement | [13 empty] | 0 | 0 | 0 | 0 | #DIV/0!
639 | With Standard Stay -Business Hours | per pole stay | na | 3742.5952 | na | na | 4012.8042 | 4130.9439 | 4268.1779 | 4412.6186 | 4560.1057 | 4021.8723 | 4021.8723 | 4009.8595 | 4012.8042 | 2.9447 | -9.0681 | -0.2255%
640 | With Standard Stay -After Hours | per pole stay | na | 4264.8888 | na | na | 4941.4341 | 5087.2147 | 5256.7622 | 5435.2561 | 5617.5093 | 4951.4134 | 4951.4134 | 4938.5385 | 4941.4341 | 2.8956 | -9.9793 | -0.2015%
641 | With Side Walk Stay -Business Hours | per pole stay | na | 4454.2899 | na | na | 4729.2484 | 4864.7355 | 5019.574 | 5182.0107 | 5347.9398 | 4737.7519 | 4737.7519 | 4726.2334 | 4729.2484 | 3.015 | -8.5035 | -0.1795%
642 | With Side Walk Stay -After Hours | per pole stay | na | 5001.7499 | na | na | 5671.0649 | 5834.5854 | 6022.1962 | 6219.1697 | 6420.3585 | 5680.0892 | 5680.0892 | 5668.078 | 5671.0649 | 2.9869 | -9.0244 | -0.1589%
LVABC Replacement | [13 empty] | 0 | 0 | 0 | 0 | #DIV/0!
643 | 1 Span- Business Hours | Charge per installation | na | 8816.8587 | na | na | 9301.1942 | 9572.9418 | 9887.1922 | 10217.6482 | 10555.1109 | 9309.9231 | 9309.9231 | 9298.1931 | 9301.1942 | 3.0011 | -8.7289 | -0.09376%
644 | 1 Span - After Hours | Charge per installation | na | 10375.2587 | na | na | 11947.4971 | 12298.0127 | 12704.3462 | 13131.8431 | 13568.3784 | 11956.226 | 11956.226 | 11944.496 | 11947.4971 | 3.0011 | -8.7289 | -0.07301%
645 | 2 Span- Business Hours | Charge per installation | na | 13125.9781 | na | na | 13844.3258 | 14246.1957 | 14709.1308 | 15195.5627 | 15692.3556 | 13857.4566 | 13857.4566 | 13841.5112 | 13844.3258 | 2.8146 | -13.1308 | -0.09476%
646 | 2 Span - After Hours | Charge per installation | na | 15346.6981 | na | na | 17615.3074 | 18129.4217 | 18723.5752 | 19348.2906 | 19986.2617 | 17628.4382 | 17628.4382 | 17612.4927 | 17615.3074 | 2.8146 | -13.1308 | -0.07449%
647 | 3 Span- Business Hours | Charge per installation | na | 17315.4675 | na | na | 18261.4671 | 18789.7092 | 19396.9449 | 20034.7327 | 20686.1388 | 18279.1786 | 18279.1786 | 18258.8486 | 18261.4671 | 2.6185 | -17.7115 | -0.09689%
648 | 3 Span - After Hours | Charge per installation | na | 20159.5474 | na | na | 23090.9698 | 23762.9636 | 24538.2509 | 25353.1385 | 26185.3519 | 23108.6813 | 23108.6813 | 23088.3513 | 23090.9698 | 2.6185 | -17.7115 | -0.07664%
649 | Cut & Shackle for LVABC Replacement - Per Cross arm One Direction - Business Hours | Charge per installation | na | 1181.5074 | na | na | 1245.7799 | 1280.8318 | 1320.4441 | 1361.9054 | 1404.27 | 1247.8081 | 1247.8081 | 1245.869 | 1245.7799 | -0.089147 | -2.0282 | -0.1625%
650 | Cut & Shackle for LVABC Replacement - Per Cross arm One Direction - After Hours | Charge per installation | na | 1419.0354 | na | na | 1572.0476 | 1616.8109 | 1667.7764 | 1721.2021 | 1775.7815 | 1574.6554 | 1574.6554 | 1572.168 | 1572.0476 | -0.12043 | -2.6078 | -0.1656%
651 | Installation of LV Fuse Switch Disconnector for LVABC Replacement Work- Business Hours | Charge per installation | na | 1360.4962 | na | na | 1432.571 | 1471.5768 | 1514.7314 | 1559.7011 | 1605.6754 | 1434.3608 | 1434.3608 | 1432.6312 | 1432.571 | -0.060214 | -1.7898 | -0.1248%
652 | Installation of LV Fuse Switch Disconnector for LVABC Replacement Work- After Hours | Charge per installation | na | 1598.0242 | na | na | 1758.8387 | 1807.556 | 1862.0637 | 1918.9977 | 1977.1869 | 1761.2081 | 1761.2081 | 1758.9301 | 1758.8387 | -0.091493 | -2.3695 | -0.1345%
653 | Installation of LV termination cross- arm for LVABC Replacement Work - Business Hours | Charge per installation | na | 1375.5022 | na | na | 1449.2084 | 1490.1766 | 1536.612 | 1585.2443 | 1634.9324 | 1450.1901 | 1450.1901 | 1449.2397 | 1449.2084 | -0.03128 | -0.98163 | -0.06769%
654 | Installation of LV termination cross- arm for LVABC Replacement Work - After Hours | Charge per installation | na | 1589.7822 | na | na | 1813.0751 | 1864.8739 | 1923.9707 | 1985.9461 | 2049.2567 | 1814.0567 | 1814.0567 | 1813.1064 | 1813.0751 | -0.03128 | -0.98163 | -0.05411%
655 | Installation of LV double strain cross -arm for LVABC Replacement Work - Business Hours | Charge per installation | na | 1577.7722 | na | na | 1662.2962 | 1709.3559 | 1762.7436 | 1818.6674 | 1875.804 | 1663.3244 | 1663.3244 | 1662.3275 | 1662.2962 | -0.03128 | -1.0282 | -0.06182%
656 | Installation of LV double strain cross -arm for LVABC Replacement Work - After Hours | Charge per installation | na | 1951.6602 | na | na | 2220.1154 | 2283.7787 | 2356.5768 | 2432.9561 | 2510.9764 | 2221.7232 | 2221.7232 | 2220.178 | 2220.1154 | -0.062559 | -1.6078 | -0.07237%
657 | 1 Way 630A Weber Fuse Switch Disconnector Installation for consumer mains termination work - Business Hours | Charge per installation | na | 726.8606 | na | na | 763.6982 | 783.2796 | 804.0524 | 825.503 | 847.4575 | 764.2823 | 764.2823 | 763.6982 | 763.6982 | 0 | -0.58414 | -0.07643%
658 | 1 Way 630A Weber Fuse Switch Disconnector Installation for consumer mains termination work - After Hours | Charge per installation | na | 765.8206 | na | na | 829.8558 | 851.4064 | 874.4813 | 898.3579 | 922.7892 | 830.4399 | 830.4399 | 829.8558 | 829.8558 | 0 | -0.58414 | -0.07034%
659 | 1 Way 1000A Weber Fuse Switch Disconnector Installation for consumer mains termination work - Business Hours | Charge per installation | na | 831.614 | na | na | 873.6474 | 895.9226 | 919.4551 | 943.7331 | 968.5842 | 874.3389 | 874.3389 | 873.6474 | 873.6474 | 0 | -0.69148 | -0.07909%
660 | 1 Way 1000A Weber Fuse Switch Disconnector Installation for consumer mains termination work - After Hours | Charge per installation | na | 870.574 | na | na | 939.805 | 964.0494 | 989.884 | 1016.5879 | 1043.9159 | 940.4964 | 940.4964 | 939.805 | 939.805 | 0 | -0.69148 | -0.07352%
661 | 1 Way 1250A Jean Muller Installation for consumer mains termination work - Business Hours | Charge per installation | na | 3903.3464 | na | na | 4098.131 | 4199.8415 | 4305.1113 | 4413.2135 | 4523.9317 | 4101.8899 | 4101.8899 | 4098.131 | 4098.131 | 0 | -3.7589 | -0.09164%
662 | 1 Way 1250A Jean Muller Installation for consumer mains termination work - After Hours | Charge per installation | na | 3961.7864 | na | na | 4197.3674 | 4302.0317 | 4410.7546 | 4522.4958 | 4636.9292 | 4201.1263 | 4201.1263 | 4197.3674 | 4197.3674 | 0 | -3.7589 | -0.08947%
663 | 1 Way Weber POE Kit Installation for consumer mains termination work- Business Hours | Charge per installation | na | 2374.87 | na | na | 2493.4493 | 2555.4096 | 2619.5996 | 2685.5311 | 2753.0563 | 2495.7222 | 2495.7222 | 2493.4493 | 2493.4493 | 0 | -2.2729 | -0.09107%
664 | 1 Way Weber POE Kit Installation for consumer mains termination work- After Hours | Charge per installation | na | 2413.83 | na | na | 2559.6068 | 2623.5364 | 2690.0284 | 2758.3859 | 2828.3879 | 2561.8798 | 2561.8798 | 2559.6068 | 2559.6068 | 0 | -2.2729 | -0.08872%
665 | 3 Way Weber POE Kit Installation for consumer mains termination work - Business Hours | Charge per installation | na | 3099.07 | na | na | 3253.5698 | 3334.1531 | 3417.4223 | 3502.9004 | 3590.4511 | 3256.5848 | 3256.5848 | 3253.5698 | 3253.5698 | 0 | -3.0151 | -0.09258%
666 | 3 Way Weber POE Kit Installation for consumer mains termination work - After Hours | Charge per installation | na | 3138.03 | na | na | 3319.7273 | 3402.2799 | 3487.8511 | 3575.7553 | 3665.7828 | 3322.7424 | 3322.7424 | 3319.7273 | 3319.7273 | 0 | -3.0151 | -0.09074%
667 | Holec Fuse Kit Installation for Termination of Consumer Mains - Business Hours | Charge per installation | na | 275.9396 | na | na | 290.4114 | 298.3973 | 307.2905 | 316.5704 | 326.056 | 290.5335 | 290.5335 | 290.4114 | 290.4114 | 0 | -0.12206 | -0.04201%
668 | Holec Fuse Kit Installation for Termination of Consumer Mains - After Hours | Charge per installation | na | 314.8996 | na | na | 356.569 | 366.5241 | 377.7193 | 389.4253 | 401.3877 | 356.691 | 356.691 | 356.569 | 356.569 | 0 | -0.12206 | -0.03422%
Standard Control Services - Connection Services
Residential Estate Subdivision Services (per block)
580 | Subdivision Electricity Distribution Network Reticulation - Multi Unit Blocks | per block | 0 | na | na | 0 | 0 | 0 | 0 | 0 | 0 | 0 | 0
581 | Subdivision Electricity Distribution Network Reticulation - Category 1 Blocks <= 650 M2 | per block | 1700.39 | na | na | 1733.52 | 1775.9912 | 1819.503 | 1864.0808 | 1909.7508 | 1956.5397 | 1769.0858 | 1769.0858
582 | Subdivision Electricity Distribution Network Reticulation - Category 1 Blocks 650 - 1100m2 with average linear frontage of 22-25 metres | per block | 2227.78 | na | na | 2271.19 | 2326.8342 | 2383.8416 | 2442.2457 | 2502.0807 | 2563.3817 | 2317.7823 | 2317.7823
Upstream augmentation (per kVA of capacity)
585 | HV feeder | $/kva | 36.83 | na | na | 37.55 | 38.47 | 39.4125 | 40.3781 | 41.3674 | 42.3809 | 38.3179 | 38.3179
586 | Distribution substation | $/kva | 21.33 | na | na | 21.74 | 22.2726 | 22.8183 | 23.3774 | 23.9501 | 24.5369 | 22.1917 | 22.1917
Notes
1 | Includes termination of temporary supply consumer mains. Crimp Lugs to be supplied by Customer/Applicant. Charges includes disconnection of existing temporary consumer mains if present.
2 | Includes establishment of temporary earthing to overhead network and includes plant as required
3 | Excludes the type of work done by supply and installation officer. Excludes streetlight controller isolation work by C & I Officer
4 | Includes insulation testing of isolated HV cable prior re-energisation
5 | Includes plant operator as required * Temporary network isolation charges to apply separately

## Revised labour.plant escalation
Cost Category | Resource Type | Cost / Hourly Rate (Nominal$) 2017/18 | Cost / Hourly Rate (Nominal$) 2018/19 | Cost / Hourly Rate (Nominal$) 2019/20 | Cost / Hourly Rate (Nominal$) 2020/21 | Cost / Hourly Rate (Nominal$) 2021/22 | Cost / Hourly Rate (Nominal$) 2022/23 | Cost / Hourly Rate (Nominal$) 2023/24 | Cost / Hourly Rate (Nominal$) 2017/18 | Cost / Hourly Rate (Nominal$) 2018/19 | Cost / Hourly Rate (Nominal$) 2019/20 | Cost / Hourly Rate (Nominal$) 2020/21 | Cost / Hourly Rate (Nominal$) 2021/22 | Cost / Hourly Rate (Nominal$) 2022/23 | Cost / Hourly Rate (Nominal$) 2023/24
Evoenergy_Labour | Connection/Project Engineer (PE) | 109.68 | 113.1769 | 116.2057 | 119.6646 | 123.7082 | 127.9695 | 132.32 | 153.552 | 158.4476 | 162.688 | 167.5304 | 173.1915 | 179.1573 | 185.248
Evoenergy_Labour | Management ( Senior Project Engineer - SPE) | 138.09 | 142.4926 | 133.8658 | 137.8504 | 142.5085 | 147.4174 | 152.4291 | 193.326 | 199.4897 | 187.4121 | 192.9905 | 199.5119 | 206.3844 | 213.4007
Evoenergy_Labour | GIS Officer (GO) | 98.86 | 102.0119 | 104.7419 | 107.8596 | 111.5043 | 115.3452 | 119.2666 | 138.404 | 142.8166 | 146.6387 | 151.0035 | 156.106 | 161.4833 | 166.9732
Evoenergy_Labour | Site Lead/Scheduler ( SL) | 103.0618 | 106.3476 | 97.3593 | 100.2572 | 103.645 | 107.2152 | 110.8601 | 144.2865 | 148.8867 | 136.303 | 140.3601 | 145.103 | 150.1013 | 155.2042
Evoenergy_Labour | Electrical Fitter (EF) | 103.0618 | 106.3476 | 97.3593 | 100.2572 | 103.645 | 107.2152 | 110.8601 | 144.2865 | 148.8867 | 136.303 | 140.3601 | 145.103 | 150.1013 | 155.2042
Evoenergy_Labour | Electrical Operator (EO) | 103.0618 | 106.3476 | 97.3593 | 100.2572 | 103.645 | 107.2152 | 110.8601 | 144.2865 | 148.8867 | 136.303 | 140.3601 | 145.103 | 150.1013 | 155.2042
Evoenergy_Labour | Plant Operator (PO) | 103.0618 | 106.3476 | 97.3593 | 100.2572 | 103.645 | 107.2152 | 110.8601 | 144.2865 | 148.8867 | 136.303 | 140.3601 | 145.103 | 150.1013 | 155.2042
Evoenergy_Labour | Line Worker (LW) | 103.0618 | 106.3476 | 97.3593 | 100.2572 | 103.645 | 107.2152 | 110.8601 | 144.2865 | 148.8867 | 136.303 | 140.3601 | 145.103 | 150.1013 | 155.2042
Evoenergy_Labour | Trade Assistant/Labour (TA) | 79.7798 | 82.3234 | 84.5265 | 87.0425 | 89.9837 | 93.0834 | 96.2479 | 111.6917 | 115.2527 | 118.3371 | 121.8595 | 125.9772 | 130.3167 | 134.747
Evoenergy_Labour | Office support service delivery | 84.04 | 86.7194 | 68.9596 | 71.0122 | 73.4118 | 75.9406 | 78.5223 | 117.656 | 121.4072 | 96.5435 | 99.4171 | 102.7765 | 106.3168 | 109.9312
Evoenergy_Labour | Electrical apprentice | 82.18 | 84.8001 | 80.3318 | 82.7229 | 85.5182 | 88.464 | 91.4714 | 115.052 | 118.7201 | 112.4645 | 115.812 | 119.7254 | 123.8496 | 128.06
Evoenergy_Labour | Electrical worker | 103.06 | 106.3458 | 97.3593 | 100.2572 | 103.645 | 107.2152 | 110.8601 | 144.284 | 148.8841 | 136.303 | 140.3601 | 145.103 | 150.1013 | 155.2042
Evoenergy_Labour | Electrical worker - labourer | 75.57 | 77.9794 | 80.4097 | 82.8031 | 85.6011 | 88.5498 | 91.5602 | 105.798 | 109.1711 | 112.5736 | 115.9244 | 119.8416 | 123.9697 | 128.1842
Evoenergy_Labour | Project officer design section | 109.68 | 113.1769 | 116.7042 | 120.1779 | 124.2389 | 128.5185 | 132.8876 | 153.552 | 158.4476 | 163.3859 | 168.2491 | 173.9344 | 179.9259 | 186.0427
Evoenergy_Labour | Senior technical officer / Engineer design section | 138.09 | 142.4926 | 133.8658 | 137.8504 | 142.5085 | 147.4174 | 152.4291 | 193.326 | 199.4897 | 187.4121 | 192.9905 | 199.5119 | 206.3844 | 213.4007
Evoenergy_Plant | EWP -General Duty | 90 | 92.8694 | 95.3548 | 98.1931 | 101.5111 | 105.0078 | 108.5777
Evoenergy_Plant | Liftter-Borer ( incl. pole jinker) (LB) | 130 | 134.1447 | 137.7347 | 141.8344 | 146.6271 | 151.6779 | 156.8345 |  |  | overtime rates not applicable for plant
Evoenergy_Plant | SCAT- Mini Excavator ( & truck) | 20 | 20.6376 | 21.19 | 21.8207 | 22.558 | 23.3351 | 24.1284
Evoenergy_Plant | Cable Jinker | 15 | 15.4782 | 15.8925 | 16.3655 | 16.9185 | 17.5013 | 18.0963
|  | 2017-18 | 2018-19 | 2019-20 | 2020-21 | 2021-22 | 2022-23 | 2023-24
Input Costs | Source
EGWWS labour | BIS Oxford Economics |  | 0.7382% | 0.5667% | 1.113% | 1.548% | 1.492% | 1.249%
EGWWS labour - index | BIS Oxford Economics | 100% | 100.7% | 101.3% | 102.4% | 104% | 105.6% | 106.9%
DAE | DAE |  | 0.01628% | -0.1143% | -0.06009% | 0.3101% | 0.4968% | 0.6502%
DAE labour - index | DAE | 100% | 100% | 99.9% | 99.84% | 100.2% | 100.6% | 101.3%
Average of BIS and DAE |  |  | 0.3773% | 0.2262% | 0.5265% | 0.9291% | 0.9946% | 0.9497%
Average of BIS and DAE - Index |  | 100% | 100.4% | 100.6% | 101.1% | 102.1% | 103.1% | 104.1%
CPI | ABS |  | 2.45% | 2.45% | 2.45% | 2.45% | 2.45% | 2.45%
CPI- index | ABS | 100% | 102.5% | 105% | 107.5% | 110.2% | 112.9% | 115.6%
AER Draft Decision revisions

## 17.18 prices
2017-18 Alternative Control Services Cost Build Up - nominal dollars - fully cost reflective
| 2017/18 unit rate for labour |  | o/t loading | Crews, normal rates | [5 empty] | Crews, overtime rates | [6 empty] | Hours labour list
| Normal | Overtime |  |  | Line Worker (LW) | Trade Assistant/ Labour (TA) | Admin | Per hour crew rate |  |  | Line Worker (LW) | Trade Assistant/ Labour (TA) | Admin | Per hour crew rate |  | O/T Factor | 0.25
Direct overhead | 37% | 37% |  | F Crew Meter | 1 |  |  | 103.0618 |  | F Crew Meter | 1.4 |  |  | 144.2865 |  | 140% | 0.5
Office support service delivery | 84.04 | 117.656 | 140% | G Crew | 2 | 1 |  | 285.9034 |  | G Crew | 2.8 | 1.4 |  | 400.2647 |  | 140% | 0.75
Connection/Project Engineer (PE) | 109.68 | 153.552 | 140% | Meter crew | 2 |  |  | 206.1236 |  | Meter crew | 2.8 |  |  | 288.573 |  | 140% | 1
Management ( Senior Project Engineer - SPE) | 138.09 | 193.326 | 140% | OH Crew | 2 |  |  | 206.1236 |  | OH Crew | 2.8 | 0 |  | 288.573 |  | 140% | 1.5
GIS Officer (GO) | 98.86 | 138.404 | 140% | Switcher | 1 |  |  | 103.0618 |  | Switcher | 1.4 |  |  | 144.2865 |  | 140% | 2
Site Lead/Scheduler ( SL) | 103.0618 | 144.2865 | 140% | UG Crew | 3 |  |  | 309.1854 |  | UG Crew | 4.2 | 0 |  | 432.8595 |  | 140% | 2.5
Electrical Fitter (EF) | 103.0618 | 144.2865 | 140% | Admin | 0 | 0 | 1 | 84.04 |  | Admin |  |  | 1.4 | 117.656 |  | 140% | 3
Electrical Operator (EO) | 103.0618 | 144.2865 | 140% | Two fitter crew | 2 |  |  | 206.1236 |  | Two fitter crew | 2.8 |  |  | 288.573 |  | 140% | 3.5
Plant Operator (PO) | 103.0618 | 144.2865 | 140% | [13 empty] | 4
Line Worker (LW) | 103.0618 | 144.2865 | 140% | [13 empty] | 4.5
Trade Assistant/Labour (TA) | 79.7798 | 111.6917 | 140% |  |  |  |  | AER 2017-18 CPI |  | 1.025 | [6 empty] | 5
Corporate overhead | 24% | 24% | [14 empty] | 5.5
6
6.5
7
Code | Service | Service Description / Scope | Current Prices 2017/18 | GST Inclusive | Appointment Time Hours | Normal/Over | Crew | Crew rate | Crew O/T Rate | Labour | Direct Overhead | Contract Payments | Plant Costs | Material Costs | Corporate Overheads | Total Expenditure | 7.5
Premise Re-energisation – Existing Network Connection | [16 empty] | 8
501 | Re-energise premises – Business Hours | Re-energisation of a premises that is already connected to the network during business hours | 69.524 | 76.4764 | 0.5 | Normal | F Crew Meter | 103.0618 | 144.2865 | 51.5309 | 19.0664 |  |  |  | 12.3674 | 82.9647
502 | Re-energise premises – After Hours | Re-energisation of a premises that is already connected to the network during after-hours periods | 88.1301 | 96.9431 | 0.5 | Overtime | F Crew Meter | 103.0618 | 144.2865 | 72.1432 | 19.0664 |  |  |  | 12.3674 | 103.5771
Premise De-energisation – Existing Network Connection | Service | Service Description / Scope | Current Prices 2017/18 | GST Inclusive | Appointment Time Hours | Normal/Over | Crew | Crew rate | Crew O/T Rate | Labour | Direct Overhead | Contract Payments | Plant Costs | Material Costs | Corporate Overheads | Total Expenditure
503 | De-energise premises – Business Hours | De-energisation of a premises that is already connected to the network during business hours; excluding where the de-energisation is for debt non-payment | 69.524 | 76.4764 | 0.5 | Normal | F Crew Meter | 103.0618 | 144.2865 | 51.5309 | 19.0664 |  |  |  | 12.3674 | 82.9647
505 | De-energise premises for debt non-payment | De-energisation of a premises that is already connected to the network where the de-energisation is for debt non-payment – Anytime | 139.0583 | 152.9641 | 0.5 | Normal | Meter crew | 206.1236 | 288.573 | 103.0618 | 38.1329 |  |  |  | 24.7348 | 165.9295
Meter Investigations | Service | Service Description / Scope | Current Prices 2017/18 | GST Inclusive | Appointment Time Hours | Normal/Over | Crew | Crew rate | Crew O/T Rate | Labour | Direct Overhead | Contract Payments | Plant Costs | Material Costs | Corporate Overheads | Total Expenditure
504 | Meter Test (Whole Current) – Business Hours | Meter test for whole current Type 5 – 7 meters only during business hours. Fee is refunded if the meter is proven to be faulty | 278.1166 | 305.9283 | 1 | Normal | Meter crew | 206.1236 | 288.573 | 206.1236 | 76.2657 |  |  |  | 49.4697 | 331.8589
510 | Meter Test (CT/VT) – Business Hours | Meter test for meters utilising a CT or VT during business hours. Fee is refunded if the meter installation is proven to be faulty | 322.0945 | 354.3039 | 0.25 | Normal | Admin | 84.04 | 117.656 | 21.01 | 7.7737 | 340 |  |  | 86.6424 | 455.4261
Special meters Services | Service | Service Description / Scope | Current Prices 2017/18 | GST Inclusive | Appointment Time Hours | Normal/Over | Crew | Crew rate | Crew O/T Rate | Labour | Direct Overhead | Contract Payments | Plant Costs | Material Costs | Corporate Overheads | Total Expenditure
506 | Special Meter Read | Out of cycle meter read during business hours Use for the following: • Customer Initiated Check Read, • Data validation initiated Check Read - prior to billing, • Data validation Check Read - post billing • Customer initiated additional out-of cycle read for billing purposes • Final read Fee associated with a Check Read is refunded if the original reading is proven to be incorrect | 32.1582 | 35.374 | 0.25 | Normal | Admin | 84.04 | 117.656 | 21.01 | 7.7737 | 6.25 |  |  | 6.5424 | 41.5761
Power of Choice services | Service | Service Description / Scope | Current Prices 2017/18 | GST Inclusive | Appointment Time Hours | Normal/Over | Crew | Crew rate | Crew O/T Rate | Labour | Direct Overhead | Contract Payments | Plant Costs | Material Costs | Corporate Overheads | Total Expenditure
515 | Move, remove, inspect or reconfigure meter | Customer initiated change to an Evoenergy metered site that requires a site visit to move, reseal, reprogram or inspect, but does not require a new meter | na | na | 1 | Normal | F Crew Meter | 103.0618 | 144.2865 | 103.0618 | 38.1329 |  |  |  | 24.7348 | 165.9295
516 | Establish supply | Energisation of a premise that is connected to the network for the first time | na | na | 0.75 | Normal | F Crew Meter | 103.0618 | 144.2865 | 77.2963 | 28.5996 |  |  |  | 18.5511 | 124.4471
517 | Faults investigation (meter malfunction) | Customer call to Evoenergy Faults and Emergencies where a subsequent site visit ascertains a non-Evoenergy meter has failed, cannot be safely bypassed, and customer is/remains off supply | na | na | 0.75 | Normal | F Crew Meter | 103.0618 | 144.2865 | 77.2963 | 28.5996 |  |  |  | 18.5511 | 124.4471
518 | Faults investigation (meter bypassed) | Customer call to Evoenergy Faults and Emergencies where a subsequent site visit ascertains a non-Evoenergy meter has failed and has been bypassed so that the customer is back on supply | na | na | 1 | Normal | F Crew Meter | 103.0618 | 144.2865 | 103.0618 | 38.1329 |  |  |  | 24.7348 | 165.9295
519 | Faults investigation (customer's side of network boundary) | Customer call to Evoenergy Faults and Emergencies where a subsequent site visit ascertains a failure on the customers side of the network | na | na | 0.5 | Normal | F Crew Meter | 103.0618 | 144.2865 | 51.5309 | 19.0664 |  |  |  | 12.3674 | 82.9647
Temporary Network Connections | Service | Service Description / Scope | Current Prices 2017/18 | GST Inclusive | Appointment Time Hours | Normal/Over | Crew | Crew rate | Crew O/T Rate | Labour | Direct Overhead | Contract Payments | Plant Costs | Material Costs | Corporate Overheads | Total Expenditure
520 | Temporary Builders’ Supply – Overhead (Business Hours) | Installation of a new temporary overhead supply connection not including associated metering during business hours; where the service connection complies with the following: • Load is <= 100 Amps/Phase • Single or multi-phase • Meter location <= 25m from source network pole • Point of Attachment/Builders Pole supplied and installed by the customer Includes situations where the service connection point of attachment (POA) and meter are in the permanent location | 624.9269 | 687.4196 | 1.5 | Normal | OH Crew | 206.1236 | 288.573 | 309.1854 | 114.3986 |  |  | 30.1429 | 81.4388 | 535.1656
522 | Temporary Builders’ Supply – Underground (Business Hours) | Installation of a new temporary underground supply connection not including associated metering during business hours; where the service connection complies with the following: • Load is <= 100 Amps/Phase • Single or multi-phase • Meter location <= 15m from source network pole / pillar / pit / cable end • Conduit between meter location and network connection point supplied and installed by the customer Includes situations where the service connection point of entry (POE) and/or meter are in the permanent location | 1364.2578 | 1500.6836 | 2 | Normal | UG Crew | 309.1854 | 432.8595 | 618.3707 | 228.7972 |  |  | 30.1429 | 155.6433 | 1032.954
New Network Connections | Service | Service Description / Scope | Current Prices 2017/18 | GST Inclusive | Appointment Time Hours | Normal/Over | Crew | Crew rate | Crew O/T Rate | Labour | Direct Overhead | Contract Payments | Plant Costs | Material Costs | Corporate Overheads | Total Expenditure
523 | New Underground Service Connection – Greenfield | Installation of a new underground service connection, not including associated metering, during business hours where the service connection complies with the following: • Service connection is the first / initial connection to that block/premise • Load is <= 100 Amps/Phase • Single or multi-phase • Network connection point is located in the street frontage verge • Cable length within block <= 15m • Conduit between the POE/meter location (as applicable) and the property boundary is supplied and installed by the customer • Complete service connection including associated metering can be undertaken in a single visit | 0 | 0 | 1.5 | Normal | G Crew | 285.9034 | 400.2647 | 428.8551 | 158.6764 |  |  |  | 102.9252 | 690.4566
526 | New Overhead Service Connection – Brownfield (Business Hours) | Installation of a new overhead service connection, not including associated metering, during business hours; where the service connection complies with the following: • Service connection is not the first / initial connection to that block/premise • Load is <= 100 Amps/Phase • Single or multi-phase • Service connection is continuous with a length <= 2 spans &/or 25m from source network pole Typically use in redevelopment scenario only where an underground service connection cannot be achieved. | 820.7771 | 902.8549 | 2 | Normal | OH Crew | 206.1236 | 288.573 | 412.2471 | 152.5314 |  |  | 30.1429 | 106.1736 | 701.095
527 | New Underground Service Connection – Brownfield from Front | Installation of an underground service connection, not including associated metering, during business hours where the service connection complies with the following: • Service connection is not the first / initial connection to that block/premise • Load is <= 100 Amps/Phase • Single or multi-phase • Service connection is continuous with a length <= 25m from network connection point • Network connection point is a pole, pillar or pit located in the street frontage verge • Conduit between the POE/meter location (as applicable) and the network connection point or property boundary is supplied and installed by the customer Where the service connection extends outside the customer property and Evoenergy is required to undertake additional civil works, additional unit rate based fees may also be applied for the additional work beyond the scope of this item Typically use in redevelopment scenarios such as knockdown/rebuilds and/or dual occupancy premises. | 1364.2578 | 1500.6836 | 2.5 | Normal | UG Crew | 309.1854 | 432.8595 | 772.9634 | 285.9964 |  |  | 30.1429 | 192.7455 | 1281.8482
528 | New Underground Service Connection – Brownfield from Rear | Installation of an underground service connection, not including associated metering, during business hours where the service connection complies with the following: • Service connection is not the first / initial connection to that block/premise • Load is <= 100 Amps/Phase • Single or multi-phase • Service connection is continuous with a length <= 25m from network connection point • Network connection point is a pole located in the section backspine • Conduit between the POE/meter location (as applicable) and the network connection point or property boundary is supplied and installed by the customer Where the service connection extends outside the customer property and Evoenergy is required to undertake additional civil works, additional unit rate based fees may also be applied for the additional work beyond the scope of this item Typically use in redevelopment scenarios such as knockdown/rebuilds and/or dual occupancy premises. | 1364.2578 | 1500.6836 | 2.5 | Normal | UG Crew | 309.1854 | 432.8595 | 772.9634 | 285.9964 |  |  | 30.1429 | 192.7455 | 1281.8482
Network Connection Alterations and Additions | Service | Service Description / Scope | Current Prices 2017/18 | GST Inclusive | Appointment Time Hours | Normal/Over | Crew | Crew rate | Crew O/T Rate | Labour | Direct Overhead | Contract Payments | Plant Costs | Material Costs | Corporate Overheads | Total Expenditure
541 | Overhead Service Relocation – Single Visit (Business Hours) | Relocation of an overhead service connection in a single site visit during business hours where the service connection complies with the following: • Load <= 100 Amps/Phase • Single or multi-phase • Service connection is no more than two spans &/or 25m in length Scope involves: • De-energisation, physical disconnection / dismantling then re-attachment, connection and re-energisation • Replacement of overhead service cable if required | 783.3908 | 861.7299 | 2 | Normal | OH Crew | 206.1236 | 288.573 | 412.2471 | 152.5314 |  |  |  | 98.9393 | 663.7179
542 | Overhead Service Relocation – Two Visits (Business Hours) | Relocation of an overhead service connection in two site visits during business hours where the service connection complies with the following: • Load <= 100 Amps/Phase • Single or multi-phase • Service connection is no more than two spans &/or 25m in length Scope involves: • De-energisation, physical disconnection / dismantling in first site visit • Re-attachment, connection and re-energisation in second visit • Replacement of overhead service cable if required | 1566.7714 | 1723.4485 | 4 | Normal | OH Crew | 206.1236 | 288.573 | 824.4943 | 305.0629 |  |  |  | 197.8786 | 1327.4358
543 | Overhead Service Upgrade – Service Cable Replacement Not Required | Upgrade of an existing overhead service connection from single to multi-phase where the installed cable does not require replacement and the service connection complies with the following: • Load <= 100 Amps/Phase • Existing cable is physically able to be connected multi-phase without joints | 783.3908 | 861.7299 | 2 | Normal | OH Crew | 206.1236 | 288.573 | 412.2471 | 152.5314 |  |  |  | 98.9393 | 663.7179
544 | Overhead Service Upgrade – Service Cable Replacement Required | Upgrade of an existing overhead service connection where the installed cable does not meet the increased load requirements (multi-phase or capacity/rating) and the service connection complies with the following: • Load <= 100 Amps/Phase • Service connection is no more than two spans &/or 25m in length Use for single to multi-phase and capacity upgrades | 820.7771 | 902.8549 | 2 | Normal | OH Crew | 206.1236 | 288.573 | 412.2471 | 152.5314 |  |  | 30.1429 | 106.1736 | 701.095
545 | Underground Service Upgrade – Service Cable Replacement Not Required | Upgrade of an existing underground service connection from single to multi-phase where the installed cable does not require replacement and the service connection complies with the following: • Load <= 100 Amps/Phase • Existing cable is physically able to be connected multi-phase without joints | 1326.8817 | 1459.5699 | 1.5 | Normal | Two fitter crew | 206.1236 | 288.573 | 309.1854 | 114.3986 |  |  |  | 74.2045 | 497.7884
546 | Underground Service Upgrade – Service Cable Replacement Required | Upgrade of an existing underground service connection where the existing cable does not meet the increased load requirements (multi-phase or capacity/rating) and the service connection complies with the following: • Load <= 100 Amps/Phase • Service connection is no more than 25m in length • Conduit between the meter location and the network connection point or property boundary is supplied and installed by the customer Where the service connection extends outside the customer property and Evoenergy is required to undertake additional civil works, additional unit rate based fees may also be applied for the additional work outside the scope of this item | 1364.2578 | 1500.6836 | 2.5 | Normal | UG Crew | 309.1854 | 432.8595 | 772.9634 | 285.9964 |  |  | 30.1429 | 192.7455 | 1281.8482
547 | Underground Service Relocation – Single Visit (Business Hours) | Relocation of an underground service connection, or part thereof, in a single site visit during business hours where the service connection complies with the following: • Load <= 100 Amps/Phase • Single or multi-phase • Service connection is no more than 25m in length Scope involves: • De-energisation, physical disconnection/cutting away, installation of new service cable section, jointing and then termination, connection and re-energisation Where the service connection extends outside the customer property and Evoenergy is required to undertake additional civil works, additional unit rate based fees may also be applied for the additional work outside the scope of this item | 1364.2578 | 1500.6836 | 2.5 | Normal | UG Crew | 309.1854 | 432.8595 | 772.9634 | 285.9964 |  |  | 30.1429 | 192.7455 | 1281.8482
548 | Install surface mounted point of entry (POE) box | Installation of a surface mounted point of entry box and conduit to ground level on the customer’s structure to facilitate installation of a new or relocated underground service connection; where the service connection complies with the following: • Load <= 100 Amps/Phase • Single or multi-phase Scope involves: • Supply and installation of POE box, conduit and associated fixings Applicable where a recessed POE box cannot be provided by the customer Only use in conjunction with Item 526 New Underground Service – Brownfield and Item 547 Underground Service Relocation | 630.9341 | 694.0275 | 1 | Normal | UG Crew | 309.1854 | 432.8595 | 309.1854 | 114.3986 |  |  | 80.77 | 93.5893 | 597.9432
549 | Overhead Service Temporary Disconnect Reconnect same day (Business Hours) | A temporary disconnect and reconnect of an existing overhead service connection to a residential dwelling. | n/a | n/a | 3 | Normal | OH Crew | 206.1236 | 288.573 | 618.3707 | 228.7972 |  |  |  | 148.409 | 995.5768
Temporary De-energisation | Service | Service Description / Scope | Current Prices 2017/18 | GST Inclusive | Appointment Time Hours | Normal/Over | Crew | Crew rate | Crew O/T Rate | Labour | Direct Overhead | Contract Payments | Plant Costs | Material Costs | Corporate Overheads | Total Expenditure
560 | Temporary de-energisation – LV (Business Hours) | Temporary de-energisation and re-energisation of LV network infrastructure in business hours to allow safe customer / contractor approach and work in close proximity Scope does not include dismantling of lines or network infrastructure Use for tree pruning, mobile plant operation, oversize loads, construction activities | 417.1749 | 458.8924 | 4 | Normal | Switcher | 103.0618 | 144.2865 | 412.2471 | 152.5314 |  |  |  | 98.9393 | 663.7179
561 | Temporary de-energisation – HV (Business Hours) | Temporary de-energisation and re-energisation of HV network infrastructure in business hours to allow safe customer / contractor approach and work in close proximity Scope does not include dismantling of lines or network infrastructure Use for tree pruning, mobile plant operation, oversize loads, construction activities | 417.1749 | 458.8924 | 4 | Normal | Switcher | 103.0618 | 144.2865 | 412.2471 | 152.5314 |  |  |  | 98.9393 | 663.7179
Supply Abolishment / Removal | Service | Service Description / Scope | Current Prices 2017/18 | GST Inclusive | Appointment Time Hours | Normal/Over | Crew | Crew rate | Crew O/T Rate | Labour | Direct Overhead | Contract Payments | Plant Costs | Material Costs | Corporate Overheads | Total Expenditure
562 | Supply Abolishment / Removal – Overhead (Business Hours) | Decommissioning and removal of an overhead service connection and associated metering during business hours for service connections that comply with the following: • Load <= 100 Amps/Phase • Single or multi-phase • Service connection is no more than two spans &/or 25m in length • Removal of the service connection does not result in a consequential requirement to remove a network pole Use where a property is to be demolished, supply is no longer required, an alternative connection point is to be established / used, or a redundant supply is to be removed. | 587.5508 | 646.3059 | 1.5 | Normal | OH Crew | 206.1236 | 288.573 | 309.1854 | 114.3986 |  |  |  | 74.2045 | 497.7884
563 | Supply Abolishment / Removal - Underground (Business Hours) | Decommissioning and removal of an underground service connection and associated metering during business hours for service connections which comply with the following: • Load <= 100 Amps/Phase • Single or multi-phase • Removal of the service connection does not result in a consequential requirement to remove redundant network mains infrastructure such as a pole, pillar, pit Use where a property is to be demolished, supply is no longer required, an alternative connection point is to be established / used, or a redundant supply is to be removed. | 1061.5074 | 1167.6582 | 2.5 | Normal | UG Crew | 309.1854 | 432.8595 | 772.9634 | 285.9964 |  |  |  | 185.5112 | 1244.471
Miscellaneous Customer Initiated Services | Service | Service Description / Scope | Current Prices 2017/18 | GST Inclusive | Appointment Time Hours | Normal/Over | Crew | Crew rate | Crew O/T Rate | Labour | Direct Overhead | Contract Payments | Plant Costs | Material Costs | Corporate Overheads | Total Expenditure
564 | Install & Remove Tiger Tails – Establishment (Business Hours) | Installation and removal of “Tiger Tail” covers on overhead lines including service lines, LV & HV during business hours – Establishment fee per site Use in conjunction with Item 565 to determine total service charge | 1379.7372 | 1517.7109 | 3 | Normal | OH Crew | 206.1236 | 288.573 | 618.3707 | 228.7972 |  | 180 |  | 191.609 | 1218.7768
565 | Install & Remove Tiger Tails - Per Span (Business Hours) | Installation and removal of “Tiger Tail” covers on overhead lines including service lines, LV & HV during business hours – Length based fee Use in conjunction with Item 564 to determine total service charge | 694.5739 | 764.0313 | 3 | Normal | OH Crew | 206.1236 | 288.573 | 618.3707 | 228.7972 |  |  | 666.6667 | 308.409 | 1822.2435
566 | Install & Remove Warning Flags – Installation (Business Hours) | Installation and removal of Warning Flags on overhead lines including service lines, LV & HV during business hours – Establishment fee per site Use in conjunction with Item 567 to determine total service charge | 1175.0811 | 1292.5892 | 3 | Normal | OH Crew | 206.1236 | 288.573 | 618.3707 | 228.7972 |  | 180 |  | 191.609 | 1218.7768
567 | Install & Remove Tiger Tails - Per Span (Business Hours) | Installation and removal of Warning Flags on overhead lines including service lines, LV & HV – Lengths based fee Use in conjunction with Item 566 to determine total service charge | 595.3418 | 654.8759 | 3 | Normal | OH Crew | 206.1236 | 288.573 | 618.3707 | 228.7972 |  |  | 480 | 263.609 | 1590.7768
Operational & Maintenance Fees - Export Only Embedded Generation Installations up to 5MW | Service | Service Description / Scope | Current Prices 2017/18 | GST Inclusive | Appointment Time Hours | Normal/Over | Crew | Crew rate | Crew O/T Rate | Labour | Direct Overhead | Contract Payments | Plant Costs | Material Costs | Corporate Overheads | Total Expenditure
568 | Embedded Generation OPEX Fees - Connection Assets | Annual operational and maintenance charges for the dedicated connections assets of Export Only Embedded Generation | 2% of value of connection assets per annum
569 | Embedded Generation OPEX Fees - Shared Network Asset | Annual operational and maintenance charges for the shared network assets associated with Export Only Embedded Generation | 2% of value of shared assets allocated to the generator per annum (if applicable)
Connection Enquiry Processing - Embedded Generation Installations* | Service | Service Description / Scope | Current Prices 2017/18 | GST Inclusive | Appointment Time Hours | Normal/Over | Crew | Crew rate | Crew O/T Rate | Labour | Direct Overhead | Contract Payments | Plant Costs | Material Costs | Corporate Overheads | Total Expenditure
570 | Embedded Generation Connection Enquiry – Class 1 (Commercial) | Receipt, registration, processing and responding to a connection enquiry for Class 1 (Commercial) Embedded Generation | 0 | 0 | 2 | Normal | Management ( Senior Project Engineer - SPE) | 138.09 | 193.326 | 276.18 | 102.1866 |  |  |  | 66.2832 | 444.6498
596 | Embedded Generation Connection Enquiry – Class 2 | Receipt, registration, processing and responding to a connection enquiry with Preliminary Network Advice for Class 2 Embedded Generation | 571.2 | 628.32 | 2.5 | Normal | Management ( Senior Project Engineer - SPE) | 138.09 | 193.326 | 345.225 | 127.7333 |  |  |  | 82.854 | 555.8123
597 | Embedded Generation Connection Enquiry – Class 3 | Receipt, registration, processing and responding to a connection enquiry with Preliminary Network Advice for Class 3 Embedded Generation | 571.2 | 628.32 | 3 | Normal | Management ( Senior Project Engineer - SPE) | 138.09 | 193.326 | 414.27 | 153.2799 |  |  |  | 99.4248 | 666.9747
598 | Embedded Generation Connection Enquiry – Class 4 | Receipt, registration, processing and responding to a connection enquiry with Preliminary Network Advice for Class 4 Embedded Generation | 571.2 | 628.32 | 3.5 | Normal | Management ( Senior Project Engineer - SPE) | 138.09 | 193.326 | 483.315 | 178.8265 |  |  |  | 115.9956 | 778.1372
599 | Embedded Generation Connection Enquiry – Class 5 | Receipt, registration, processing and responding to a connection enquiry with Preliminary Network Advice for Class 5 Embedded Generation | 571.2 | 628.32 | 4 | Normal | Management ( Senior Project Engineer - SPE) | 138.09 | 193.326 | 552.36 | 204.3732 |  |  |  | 132.5664 | 889.2996
600 | Embedded Generation Connection Enquiry – Class 6 | Receipt, registration, processing and responding to a connection enquiry with Preliminary Network Advice for Class 6 Embedded Generation | 1142.41 | 1256.64 | 4.5 | Normal | Management ( Senior Project Engineer - SPE) | 138.09 | 193.326 | 621.405 | 229.9198 |  |  |  | 149.1372 | 1000.462
Network Design & Investigation / Analysis Services - Embedded Generation Installations† | Service | Service Description / Scope | Current Prices 2017/18 | GST Inclusive | Appointment Time Hours | Normal/Over | Crew | Crew rate | Crew O/T Rate | Labour | Direct Overhead | Contract Payments | Plant Costs | Material Costs | Corporate Overheads | Total Expenditure
574 | Embedded Generation Network Technical Study - Class 1 (Commercial) | Technical assessment of Network Capability for connecting Class 1 (Commercial) Export Embedded Generation | 0 | 0 | 8 | Normal | Management ( Senior Project Engineer - SPE) | 138.09 | 193.326 | 1104.72 | 408.7464 |  |  |  | 265.1328 | 1778.5992
575 | Embedded Generation Network Technical Study - Class 2 | Technical assessment of Network Capability for connecting Class 2 Export Embedded Generation | 3808.0447 | 4188.8492 | 16 | Normal | Management ( Senior Project Engineer - SPE) | 138.09 | 193.326 | 2209.44 | 817.4928 |  |  |  | 530.2656 | 3557.1984
576 | Embedded Generation Network Technical Study - Class 3 | Technical assessment of Network Capability for connecting Class 3 Export Embedded Generation | 5712.0517 | 6283.2568 | 32 | Normal | Management ( Senior Project Engineer - SPE) | 138.09 | 193.326 | 4418.88 | 1634.9856 |  |  |  | 1060.5312 | 7114.3968
577 | Embedded Generation Network Technical Study - Class 4 | Technical assessment of Network Capability for connecting Class 4 Export Embedded Generation | 7616.0791 | 8377.6871 | 48 | Normal | Management ( Senior Project Engineer - SPE) | 138.09 | 193.326 | 6628.32 | 2452.4784 |  |  |  | 1590.7968 | 10671.5952
578 | Embedded Generation Network Technical Study - Class 5 | Technical assessment of Network Capability for connecting Class 5 Export Embedded Generation | 11424.1238 | 12566.5362 | 64 | Normal | Management ( Senior Project Engineer - SPE) | 138.09 | 193.326 | 8837.76 | 3269.9712 |  |  |  | 2121.0624 | 14228.7936
579 | Embeddded Generation - Network Technical Study - Class 6 | Technical assessment of Network Capability for connecting Class 6 Embedded Generation where Evoenergy provides the requisite network data and the Embedded Generator undertakes the Network Technical Study. | 14280.1446 | 15708.159 | 80 | Normal | Management ( Senior Project Engineer - SPE) | 138.09 | 193.326 | 11047.2 | 4087.464 |  |  |  | 2651.328 | 17785.992
Contract Administration, Commissioning and Testing - Embedded Generation Installations up to 5MW | Service | Service Description / Scope | Current Prices 2017/18 | GST Inclusive | Appointment Time Hours | Normal/Over | Crew | Crew rate | Crew O/T Rate | Labour | Direct Overhead | Contract Payments | Plant Costs | Material Costs | Corporate Overheads | Total Expenditure
601 | Embedded Generation - Connection Contract Establishment - Class 1 (Commercial) to Class 6 | Preparation of Non-Standard Connection Agreement and on site attendance of Evoenergy to witness commissioning of the embedded generation where Evoenergy is not required to make any network alterations or additions. | na | na | 16 | Normal | Management ( Senior Project Engineer - SPE) | 138.09 | 193.326 | 2209.44 | 817.4928 |  |  |  | 530.2656 | 3557.1984
Provision of Data for Network Technical Study - Embedded Generation Installations over 5MW | Service | Service Description / Scope | Current Prices 2017/18 | GST Inclusive | Appointment Time Hours | Normal/Over | Crew | Crew rate | Crew O/T Rate | Labour | Direct Overhead | Contract Payments | Plant Costs | Material Costs | Corporate Overheads | Total Expenditure
602 | Embedded Generator Network Technical Study - Embedded Generation over 5MW | The provision of network data for and an analysis of the results of the Embedded Generator Network Technical Study. | 11424.12 | 12566.54 | 80 | Normal | Management ( Senior Project Engineer - SPE) | 138.09 | 193.326 | 11047.2 | 4087.464 |  |  |  | 2651.328 | 17785.992
Residential Estate Subdivision Services (per block) | Service | Service Description / Scope | Current Prices 2017/18 | GST Inclusive | Appointment Time Hours | Normal/Over | Crew | Crew rate | Crew O/T Rate | Labour | Direct Overhead | Contract Payments | Plant Costs | Material Costs | Corporate Overheads | Total Expenditure
580 | Subdivision Electricity Distribution Network Reticulation - Multi Unit Blocks | Connection of multi-unit residential blocks to the LV reticulation network | 0 | 0
581 | Subdivision Electricity Distribution Network Reticulation - Category 1 Blocks <= 650 M2 | Connection of residential blocks less than or equal to 650 square meters, to the LV reticulation network | 1700.39 | 1870.429
582 | Subdivision Electricity Distribution Network Reticulation - Category 1 Blocks 650 - 1100m2 with average linear frontage of 22-25 metres | Connection of residential blocks less than or equal to 1100 square meters but greater than 650 square meters, with average linear frontage of 22-25 meters, to the LV reticulation network | 2227.78 | 2450.558
Upstream augmentation (per kVA of capacity) | Service | Service Description / Scope | Current Prices 2017/18 | GST Inclusive | Appointment Time Hours | Normal/Over | Crew | Crew rate | Crew O/T Rate | Labour | Direct Overhead | Contract Payments | Plant Costs | Material Costs | Corporate Overheads | Total Expenditure
585 | HV feeder | A $/kVA charge for the installation of new HV feeders | 36.83 | 40.513
586 | Distribution substation | A $/kVA charge for the installation of new distribution substations | 21.33 | 23.463
Rescheduled Site Visits | Service | Service Description / Scope | Current Prices 2017/18 | GST Inclusive | Appointment Time Hours | Normal/Over | Crew | Crew rate | Crew O/T Rate | Labour | Direct Overhead | Contract Payments | Plant Costs | Material Costs | Corporate Overheads | Total Expenditure
590 | Rescheduled Site Visit – One Person | Wasted site visit for a one person team where the service was not able to be completed on attendance. Includes customer cancellations before the work is completed, Officer unable to access site to complete service on arrival, site not ready for service requested on arrival, site unsafe &/or installation defect prevents service being undertaken or completed including non-compliance with Evoenergy Standards and/or Service & installation Rules | 139.0583 | 152.9641 | 1 | Normal | F Crew Meter | 103.0618 | 144.2865 | 103.0618 | 38.1329 |  |  |  | 24.7348 | 165.9295
591 | Rescheduled Site Visit – Service Team | Wasted site visit for a Services Team where the service was not able to be completed on attendance. Includes customer cancellations before the work is completed, Team unable to access site to complete service on arrival, site not ready for service requested on arrival, site unsafe &/or installation defect prevents service being undertaken or completed including non-compliance with Evoenergy Standards and/or Service & installation Rules | 587.5508 | 646.3059 | 1.5 | Normal | G Crew | 285.9034 | 400.2647 | 428.8551 | 158.6764 |  |  |  | 102.9252 | 690.4566
Trenching charges | Service | Service Description / Scope | Current Prices 2017/18 | GST Inclusive | Appointment Time Hours | Normal/Over | Crew | Crew rate | Crew O/T Rate | Labour | Direct Overhead | Contract Payments | Plant Costs | Material Costs | Corporate Overheads | Total Expenditure
592 | Trenching - first 2 meters | First two meters of trenching service | 533.3319 | 586.6651 | na | Normal | [5 empty] | 430 |  |  | 103.2 | 533.2
593 | Trenching - subsequent meters | Subsequent two meters of trenching service | 124.03 | 136.433 | na | Normal | [5 empty] | 100 |  |  | 24 | 124
Boring charges | Service | Service Description / Scope | Current Prices 2017/18 | GST Inclusive | Appointment Time Hours | Normal/Over | Crew | Crew rate | Crew O/T Rate | Labour | Direct Overhead | Contract Payments | Plant Costs | Material Costs | Corporate Overheads | Total Expenditure
594 | Under footpath | Under footpath boring charge | 967.4419 | 1064.1861 | na | Normal | [5 empty] | 780 |  |  | 187.2 | 967.2
595 | Under driveway | Under driveway boring charge | 1153.4919 | 1268.8411 | na | Normal | [5 empty] | 930 |  |  | 223.2 | 1153.2
2017/18 proposed labour rates superceeded by AER Draft Decision September 2018
Note on F29: Mifsud, Clay: Mick Lloyd
Note on M31: Mifsud, Clay: as above
Note on N63: Mifsud, Clay: See Darshan Singh. Elevated worker platform. =3*60
Note on O64: Mifsud, Clay: Mifsud, 4 conductors average is 20m a span use it on average 3 times. Was 20 dollars a meter. \assumption is they get reused 3 times before thrown out.
Note on O66: Mifsud, Clay: 80 meter span \hv span. \only have to put it on two conductors 32 flags on a span, a flag and clamp is $58.20. Reuse three times on average

## 18.19 prices
2018-19 Alternative Control Services Cost Build Up - nominal dollars - fully cost reflective - indicative
| 2018/19 unit rate for labour |  | o/t loading | Crews, normal rates | [5 empty] | Crews, overtime rates | [6 empty] | Hours labour list
| Normal | Overtime |  |  | Line Worker (LW) | Trade Assistant/ Labour (TA) | Admin | Per hour crew rate |  |  | Line Worker (LW) | Trade Assistant/ Labour (TA) | Admin | Per hour crew rate |  | O/T Factor | 0.25
Direct overhead | 37% | 37% |  | F Crew Meter | 1 |  |  | 106.3476 |  | F Crew Meter | 1.4 |  |  | 148.8867 |  | 140% | 0.5
Office support service delivery | 86.7194 | 121.4072 | 140% | G Crew | 2 | 1 |  | 295.0186 |  | G Crew | 2.8 | 1.4 |  | 413.0261 |  | 140% | 0.75
Connection/Project Engineer (PE) | 113.1769 | 158.4476 | 140% | Meter crew | 2 |  |  | 212.6953 |  | Meter crew | 2.8 |  |  | 297.7734 |  | 140% | 1
Management ( Senior Project Engineer - SPE) | 142.4926 | 199.4897 | 140% | OH Crew | 2 |  |  | 212.6953 |  | OH Crew | 2.8 | 0 |  | 297.7734 |  | 140% | 1.5
GIS Officer (GO) | 102.0119 | 142.8166 | 140% | Switcher | 1 |  |  | 106.3476 |  | Switcher | 1.4 |  |  | 148.8867 |  | 140% | 2
Site Lead/Scheduler ( SL) | 106.3476 | 148.8867 | 140% | UG Crew | 3 |  |  | 319.0429 |  | UG Crew | 4.2 | 0 |  | 446.6601 |  | 140% | 2.5
Electrical Fitter (EF) | 106.3476 | 148.8867 | 140% | Admin | 0 | 0 | 1 | 86.7194 |  | Admin |  |  | 1.4 | 121.4072 |  | 140% | 3
Electrical Operator (EO) | 106.3476 | 148.8867 | 140% | Two fitter crew | 2 |  |  | 212.6953 |  | Two fitter crew | 2.8 |  |  | 297.7734 |  | 140% | 3.5
Plant Operator (PO) | 106.3476 | 148.8867 | 140% | [13 empty] | 4
Line Worker (LW) | 106.3476 | 148.8867 | 140% | [13 empty] | 4.5
Trade Assistant/Labour (TA) | 82.3234 | 115.2527 | 140% |  |  |  |  | AER 2018-19 CPI |  | 1.025 | [6 empty] | 5
Corporate overhead | 24% | 24% | [14 empty] | 5.5
6
6.5
7
Code | Service | Service Description / Scope | Current Prices 2017/18 | GST Inclusive | Appointment Time Hours | Normal/Over | Crew | Crew rate | Crew O/T Rate | Labour | Direct Overhead | Contract Payments | Plant Costs | Material Costs | Corporate Overheads | Total Expenditure | 7.5
Premise Re-energisation – Existing Network Connection | [16 empty] | 8
501 | Re-energise premises – Business Hours | Re-energisation of a premises that is already connected to the network during business hours | 69.524 | 76.4764 | 0.5 | Normal | F Crew Meter | 106.3476 | 148.8867 | 53.1738 | 19.6743 |  |  |  | 12.7617 | 85.6098
502 | Re-energise premises – After Hours | Re-energisation of a premises that is already connected to the network during after-hours periods | 88.1301 | 96.9431 | 0.5 | Overtime | F Crew Meter | 106.3476 | 148.8867 | 74.4433 | 19.6743 |  |  |  | 12.7617 | 106.8794
Premise De-energisation – Existing Network Connection | Service | Service Description / Scope | Current Prices 2017/18 | GST Inclusive | Appointment Time Hours | Normal/Over | Crew | Crew rate | Crew O/T Rate | Labour | Direct Overhead | Contract Payments | Plant Costs | Material Costs | Corporate Overheads | Total Expenditure
503 | De-energise premises – Business Hours | De-energisation of a premises that is already connected to the network during business hours; excluding where the de-energisation is for debt non-payment | 69.524 | 76.4764 | 0.5 | Normal | F Crew Meter | 106.3476 | 148.8867 | 53.1738 | 19.6743 |  |  |  | 12.7617 | 85.6098
505 | De-energise premises for debt non-payment | De-energisation of a premises that is already connected to the network where the de-energisation is for debt non-payment – Anytime | 139.0583 | 152.9641 | 0.5 | Normal | Meter crew | 212.6953 | 297.7734 | 106.3476 | 39.3486 |  |  |  | 25.5234 | 171.2197
Meter Investigations | Service | Service Description / Scope | Current Prices 2017/18 | GST Inclusive | Appointment Time Hours | Normal/Over | Crew | Crew rate | Crew O/T Rate | Labour | Direct Overhead | Contract Payments | Plant Costs | Material Costs | Corporate Overheads | Total Expenditure
504 | Meter Test (Whole Current) – Business Hours | Meter test for whole current Type 5 – 7 meters only during business hours. Fee is refunded if the meter is proven to be faulty | 278.1166 | 305.9283 | 1 | Normal | Meter crew | 212.6953 | 297.7734 | 212.6953 | 78.6973 |  |  |  | 51.0469 | 342.4394
510 | Meter Test (CT/VT) – Business Hours | Meter test for meters utilising a CT or VT during business hours. Fee is refunded if the meter installation is proven to be faulty | 322.0945 | 354.3039 | 0.25 | Normal | Admin | 86.7194 | 121.4072 | 21.6798 | 8.0215 | 348.5 |  |  | 88.8432 | 467.0446
Special meters Services | Service | Service Description / Scope | Current Prices 2017/18 | GST Inclusive | Appointment Time Hours | Normal/Over | Crew | Crew rate | Crew O/T Rate | Labour | Direct Overhead | Contract Payments | Plant Costs | Material Costs | Corporate Overheads | Total Expenditure
506 | Special Meter Read | Out of cycle meter read during business hours Use for the following: • Customer Initiated Check Read, • Data validation initiated Check Read - prior to billing, • Data validation Check Read - post billing • Customer initiated additional out-of cycle read for billing purposes • Final read Fee associated with a Check Read is refunded if the original reading is proven to be incorrect | 32.1582 | 35.374 | 0.25 | Normal | Admin | 86.7194 | 121.4072 | 21.6798 | 8.0215 | 6.4062 |  |  | 6.7407 | 42.8483
Power of Choice services | Service | Service Description / Scope | Current Prices 2017/18 | GST Inclusive | Appointment Time Hours | Normal/Over | Crew | Crew rate | Crew O/T Rate | Labour | Direct Overhead | Contract Payments | Plant Costs | Material Costs | Corporate Overheads | Total Expenditure
515 | Move, remove, inspect or reconfigure meter | Customer initiated change to an Evoenergy metered site that requires a site visit to move, reseal, reprogram or inspect, but does not require a new meter | na | na | 1 | Normal | F Crew Meter | 106.3476 | 148.8867 | 106.3476 | 39.3486 |  |  |  | 25.5234 | 171.2197
516 | Establish supply | Energisation of a premise that is connected to the network for the first time | na | na | 0.75 | Normal | F Crew Meter | 106.3476 | 148.8867 | 79.7607 | 29.5115 |  |  |  | 19.1426 | 128.4148
517 | Faults investigation (meter malfunction) | Customer call to Evoenergy Faults and Emergencies where a subsequent site visit ascertains a non-Evoenergy meter has failed, cannot be safely bypassed, and customer is/remains off supply | na | na | 0.75 | Normal | F Crew Meter | 106.3476 | 148.8867 | 79.7607 | 29.5115 |  |  |  | 19.1426 | 128.4148
518 | Faults investigation (meter bypassed) | Customer call to Evoenergy Faults and Emergencies where a subsequent site visit ascertains a non-Evoenergy meter has failed and has been bypassed so that the customer is back on supply | na | na | 1 | Normal | F Crew Meter | 106.3476 | 148.8867 | 106.3476 | 39.3486 |  |  |  | 25.5234 | 171.2197
519 | Faults investigation (customer's side of network boundary) | Customer call to Evoenergy Faults and Emergencies where a subsequent site visit ascertains a failure on the customers side of the network | na | na | 0.5 | Normal | F Crew Meter | 106.3476 | 148.8867 | 53.1738 | 19.6743 |  |  |  | 12.7617 | 85.6098
Temporary Network Connections | Service | Service Description / Scope | Current Prices 2017/18 | GST Inclusive | Appointment Time Hours | Normal/Over | Crew | Crew rate | Crew O/T Rate | Labour | Direct Overhead | Contract Payments | Plant Costs | Material Costs | Corporate Overheads | Total Expenditure
520 | Temporary Builders’ Supply – Overhead (Business Hours) | Installation of a new temporary overhead supply connection not including associated metering during business hours; where the service connection complies with the following: • Load is <= 100 Amps/Phase • Single or multi-phase • Meter location <= 25m from source network pole • Point of Attachment/Builders Pole supplied and installed by the customer Includes situations where the service connection point of attachment (POA) and meter are in the permanent location | 624.9269 | 687.4196 | 1.5 | Normal | OH Crew | 212.6953 | 297.7734 | 319.0429 | 118.0459 |  |  | 30.8964 | 83.9854 | 551.9707
522 | Temporary Builders’ Supply – Underground (Business Hours) | Installation of a new temporary underground supply connection not including associated metering during business hours; where the service connection complies with the following: • Load is <= 100 Amps/Phase • Single or multi-phase • Meter location <= 15m from source network pole / pillar / pit / cable end • Conduit between meter location and network connection point supplied and installed by the customer Includes situations where the service connection point of entry (POE) and/or meter are in the permanent location | 1364.2578 | 1500.6836 | 2 | Normal | UG Crew | 319.0429 | 446.6601 | 638.0858 | 236.0918 |  |  | 30.8964 | 160.5557 | 1065.6297
New Network Connections | Service | Service Description / Scope | Current Prices 2017/18 | GST Inclusive | Appointment Time Hours | Normal/Over | Crew | Crew rate | Crew O/T Rate | Labour | Direct Overhead | Contract Payments | Plant Costs | Material Costs | Corporate Overheads | Total Expenditure
523 | New Underground Service Connection – Greenfield | Installation of a new underground service connection, not including associated metering, during business hours where the service connection complies with the following: • Service connection is the first / initial connection to that block/premise • Load is <= 100 Amps/Phase • Single or multi-phase • Network connection point is located in the street frontage verge • Cable length within block <= 15m • Conduit between the POE/meter location (as applicable) and the property boundary is supplied and installed by the customer • Complete service connection including associated metering can be undertaken in a single visit | 0 | 0 | 1.5 | Normal | G Crew | 295.0186 | 413.0261 | 442.528 | 163.7354 |  |  |  | 106.2067 | 712.47
526 | New Overhead Service Connection – Brownfield (Business Hours) | Installation of a new overhead service connection, not including associated metering, during business hours; where the service connection complies with the following: • Service connection is not the first / initial connection to that block/premise • Load is <= 100 Amps/Phase • Single or multi-phase • Service connection is continuous with a length <= 2 spans &/or 25m from source network pole Typically use in redevelopment scenario only where an underground service connection cannot be achieved. | 820.7771 | 902.8549 | 2 | Normal | OH Crew | 212.6953 | 297.7734 | 425.3905 | 157.3945 |  |  | 30.8964 | 109.5089 | 723.1904
527 | New Underground Service Connection – Brownfield from Front | Installation of an underground service connection, not including associated metering, during business hours where the service connection complies with the following: • Service connection is not the first / initial connection to that block/premise • Load is <= 100 Amps/Phase • Single or multi-phase • Service connection is continuous with a length <= 25m from network connection point • Network connection point is a pole, pillar or pit located in the street frontage verge • Conduit between the POE/meter location (as applicable) and the network connection point or property boundary is supplied and installed by the customer Where the service connection extends outside the customer property and Evoenergy is required to undertake additional civil works, additional unit rate based fees may also be applied for the additional work beyond the scope of this item Typically use in redevelopment scenarios such as knockdown/rebuilds and/or dual occupancy premises. | 1364.2578 | 1500.6836 | 2.5 | Normal | UG Crew | 319.0429 | 446.6601 | 797.6073 | 295.1147 |  |  | 30.8964 | 198.8409 | 1322.4593
528 | New Underground Service Connection – Brownfield from Rear | Installation of an underground service connection, not including associated metering, during business hours where the service connection complies with the following: • Service connection is not the first / initial connection to that block/premise • Load is <= 100 Amps/Phase • Single or multi-phase • Service connection is continuous with a length <= 25m from network connection point • Network connection point is a pole located in the section backspine • Conduit between the POE/meter location (as applicable) and the network connection point or property boundary is supplied and installed by the customer Where the service connection extends outside the customer property and Evoenergy is required to undertake additional civil works, additional unit rate based fees may also be applied for the additional work beyond the scope of this item Typically use in redevelopment scenarios such as knockdown/rebuilds and/or dual occupancy premises. | 1364.2578 | 1500.6836 | 2.5 | Normal | UG Crew | 319.0429 | 446.6601 | 797.6073 | 295.1147 |  |  | 30.8964 | 198.8409 | 1322.4593
Network Connection Alterations and Additions | Service | Service Description / Scope | Current Prices 2017/18 | GST Inclusive | Appointment Time Hours | Normal/Over | Crew | Crew rate | Crew O/T Rate | Labour | Direct Overhead | Contract Payments | Plant Costs | Material Costs | Corporate Overheads | Total Expenditure
541 | Overhead Service Relocation – Single Visit (Business Hours) | Relocation of an overhead service connection in a single site visit during business hours where the service connection complies with the following: • Load <= 100 Amps/Phase • Single or multi-phase • Service connection is no more than two spans &/or 25m in length Scope involves: • De-energisation, physical disconnection / dismantling then re-attachment, connection and re-energisation • Replacement of overhead service cable if required | 783.3908 | 861.7299 | 2 | Normal | OH Crew | 212.6953 | 297.7734 | 425.3905 | 157.3945 |  |  |  | 102.0937 | 684.8788
542 | Overhead Service Relocation – Two Visits (Business Hours) | Relocation of an overhead service connection in two site visits during business hours where the service connection complies with the following: • Load <= 100 Amps/Phase • Single or multi-phase • Service connection is no more than two spans &/or 25m in length Scope involves: • De-energisation, physical disconnection / dismantling in first site visit • Re-attachment, connection and re-energisation in second visit • Replacement of overhead service cable if required | 1566.7714 | 1723.4485 | 4 | Normal | OH Crew | 212.6953 | 297.7734 | 850.7811 | 314.789 |  |  |  | 204.1875 | 1369.7576
543 | Overhead Service Upgrade – Service Cable Replacement Not Required | Upgrade of an existing overhead service connection from single to multi-phase where the installed cable does not require replacement and the service connection complies with the following: • Load <= 100 Amps/Phase • Existing cable is physically able to be connected multi-phase without joints | 783.3908 | 861.7299 | 2 | Normal | OH Crew | 212.6953 | 297.7734 | 425.3905 | 157.3945 |  |  |  | 102.0937 | 684.8788
544 | Overhead Service Upgrade – Service Cable Replacement Required | Upgrade of an existing overhead service connection where the installed cable does not meet the increased load requirements (multi-phase or capacity/rating) and the service connection complies with the following: • Load <= 100 Amps/Phase • Service connection is no more than two spans &/or 25m in length Use for single to multi-phase and capacity upgrades | 820.7771 | 902.8549 | 2 | Normal | OH Crew | 212.6953 | 297.7734 | 425.3905 | 157.3945 |  |  | 30.8964 | 109.5089 | 723.1904
545 | Underground Service Upgrade – Service Cable Replacement Not Required | Upgrade of an existing underground service connection from single to multi-phase where the installed cable does not require replacement and the service connection complies with the following: • Load <= 100 Amps/Phase • Existing cable is physically able to be connected multi-phase without joints | 1326.8817 | 1459.5699 | 1.5 | Normal | Two fitter crew | 212.6953 | 297.7734 | 319.0429 | 118.0459 |  |  |  | 76.5703 | 513.6591
546 | Underground Service Upgrade – Service Cable Replacement Required | Upgrade of an existing underground service connection where the existing cable does not meet the increased load requirements (multi-phase or capacity/rating) and the service connection complies with the following: • Load <= 100 Amps/Phase • Service connection is no more than 25m in length • Conduit between the meter location and the network connection point or property boundary is supplied and installed by the customer Where the service connection extends outside the customer property and Evoenergy is required to undertake additional civil works, additional unit rate based fees may also be applied for the additional work outside the scope of this item | 1364.2578 | 1500.6836 | 2.5 | Normal | UG Crew | 319.0429 | 446.6601 | 797.6073 | 295.1147 |  |  | 30.8964 | 198.8409 | 1322.4593
547 | Underground Service Relocation – Single Visit (Business Hours) | Relocation of an underground service connection, or part thereof, in a single site visit during business hours where the service connection complies with the following: • Load <= 100 Amps/Phase • Single or multi-phase • Service connection is no more than 25m in length Scope involves: • De-energisation, physical disconnection/cutting away, installation of new service cable section, jointing and then termination, connection and re-energisation Where the service connection extends outside the customer property and Evoenergy is required to undertake additional civil works, additional unit rate based fees may also be applied for the additional work outside the scope of this item | 1364.2578 | 1500.6836 | 2.5 | Normal | UG Crew | 319.0429 | 446.6601 | 797.6073 | 295.1147 |  |  | 30.8964 | 198.8409 | 1322.4593
548 | Install surface mounted point of entry (POE) box | Installation of a surface mounted point of entry box and conduit to ground level on the customer’s structure to facilitate installation of a new or relocated underground service connection; where the service connection complies with the following: • Load <= 100 Amps/Phase • Single or multi-phase Scope involves: • Supply and installation of POE box, conduit and associated fixings Applicable where a recessed POE box cannot be provided by the customer Only use in conjunction with Item 526 New Underground Service – Brownfield and Item 547 Underground Service Relocation | 630.9341 | 694.0275 | 1 | Normal | UG Crew | 319.0429 | 446.6601 | 319.0429 | 118.0459 |  |  | 82.7892 | 96.4397 | 616.3178
549 | Overhead Service Temporary Disconnect Reconnect same day (Business Hours) | A temporary disconnect and reconnect of an existing overhead service connection to a residential dwelling. | n/a | n/a | 3 | Normal | OH Crew | 212.6953 | 297.7734 | 638.0858 | 236.0918 |  |  |  | 153.1406 | 1027.3182
Temporary De-energisation | Service | Service Description / Scope | Current Prices 2017/18 | GST Inclusive | Appointment Time Hours | Normal/Over | Crew | Crew rate | Crew O/T Rate | Labour | Direct Overhead | Contract Payments | Plant Costs | Material Costs | Corporate Overheads | Total Expenditure
560 | Temporary de-energisation – LV (Business Hours) | Temporary de-energisation and re-energisation of LV network infrastructure in business hours to allow safe customer / contractor approach and work in close proximity Scope does not include dismantling of lines or network infrastructure Use for tree pruning, mobile plant operation, oversize loads, construction activities | 417.1749 | 458.8924 | 4 | Normal | Switcher | 106.3476 | 148.8867 | 425.3905 | 157.3945 |  |  |  | 102.0937 | 684.8788
561 | Temporary de-energisation – HV (Business Hours) | Temporary de-energisation and re-energisation of HV network infrastructure in business hours to allow safe customer / contractor approach and work in close proximity Scope does not include dismantling of lines or network infrastructure Use for tree pruning, mobile plant operation, oversize loads, construction activities | 417.1749 | 458.8924 | 4 | Normal | Switcher | 106.3476 | 148.8867 | 425.3905 | 157.3945 |  |  |  | 102.0937 | 684.8788
Supply Abolishment / Removal | Service | Service Description / Scope | Current Prices 2017/18 | GST Inclusive | Appointment Time Hours | Normal/Over | Crew | Crew rate | Crew O/T Rate | Labour | Direct Overhead | Contract Payments | Plant Costs | Material Costs | Corporate Overheads | Total Expenditure
562 | Supply Abolishment / Removal – Overhead (Business Hours) | Decommissioning and removal of an overhead service connection and associated metering during business hours for service connections that comply with the following: • Load <= 100 Amps/Phase • Single or multi-phase • Service connection is no more than two spans &/or 25m in length • Removal of the service connection does not result in a consequential requirement to remove a network pole Use where a property is to be demolished, supply is no longer required, an alternative connection point is to be established / used, or a redundant supply is to be removed. | 587.5508 | 646.3059 | 1.5 | Normal | OH Crew | 212.6953 | 297.7734 | 319.0429 | 118.0459 |  |  |  | 76.5703 | 513.6591
563 | Supply Abolishment / Removal - Underground (Business Hours) | Decommissioning and removal of an underground service connection and associated metering during business hours for service connections which comply with the following: • Load <= 100 Amps/Phase • Single or multi-phase • Removal of the service connection does not result in a consequential requirement to remove redundant network mains infrastructure such as a pole, pillar, pit Use where a property is to be demolished, supply is no longer required, an alternative connection point is to be established / used, or a redundant supply is to be removed. | 1061.5074 | 1167.6582 | 2.5 | Normal | UG Crew | 319.0429 | 446.6601 | 797.6073 | 295.1147 |  |  |  | 191.4257 | 1284.1477
Miscellaneous Customer Initiated Services | Service | Service Description / Scope | Current Prices 2017/18 | GST Inclusive | Appointment Time Hours | Normal/Over | Crew | Crew rate | Crew O/T Rate | Labour | Direct Overhead | Contract Payments | Plant Costs | Material Costs | Corporate Overheads | Total Expenditure
564 | Install & Remove Tiger Tails – Establishment (Business Hours) | Installation and removal of “Tiger Tail” covers on overhead lines including service lines, LV & HV during business hours – Establishment fee per site Use in conjunction with Item 565 to determine total service charge | 1379.7372 | 1517.7109 | 3 | Normal | OH Crew | 212.6953 | 297.7734 | 638.0858 | 236.0918 |  | 184.5 |  | 197.4206 | 1256.0982
565 | Install & Remove Tiger Tails - Per Span (Business Hours) | Installation and removal of “Tiger Tail” covers on overhead lines including service lines, LV & HV during business hours – Length based fee Use in conjunction with Item 564 to determine total service charge | 694.5739 | 764.0313 | 3 | Normal | OH Crew | 212.6953 | 297.7734 | 638.0858 | 236.0918 |  |  | 683.3333 | 317.1406 | 1874.6515
566 | Install & Remove Warning Flags – Installation (Business Hours) | Installation and removal of Warning Flags on overhead lines including service lines, LV & HV during business hours – Establishment fee per site Use in conjunction with Item 567 to determine total service charge | 1175.0811 | 1292.5892 | 3 | Normal | OH Crew | 212.6953 | 297.7734 | 638.0858 | 236.0918 |  | 184.5 |  | 197.4206 | 1256.0982
567 | Install & Remove Tiger Tails - Per Span (Business Hours) | Installation and removal of Warning Flags on overhead lines including service lines, LV & HV – Lengths based fee Use in conjunction with Item 566 to determine total service charge | 595.3418 | 654.8759 | 3 | Normal | OH Crew | 212.6953 | 297.7734 | 638.0858 | 236.0918 |  |  | 492 | 271.2206 | 1637.3982
Operational & Maintenance Fees - Export Only Embedded Generation Installations up to 5MW | Service | Service Description / Scope | Current Prices 2017/18 | GST Inclusive | Appointment Time Hours | Normal/Over | Crew | Crew rate | Crew O/T Rate | Labour | Direct Overhead | Contract Payments | Plant Costs | Material Costs | Corporate Overheads | Total Expenditure
568 | Embedded Generation OPEX Fees - Connection Assets | Annual operational and maintenance charges for the dedicated connections assets of Export Only Embedded Generation | 2% of value of connection assets per annum | 0 | 0 | 0 | 0
569 | Embedded Generation OPEX Fees - Shared Network Asset | Annual operational and maintenance charges for the shared network assets associated with Export Only Embedded Generation | 2% of value of shared assets allocated to the generator per annum (if applicable) | 0 | 0 | 0 | 0
Connection Enquiry Processing - Embedded Generation Installations* | Service | Service Description / Scope | Current Prices 2017/18 | GST Inclusive | Appointment Time Hours | Normal/Over | Crew | Crew rate | Crew O/T Rate | Labour | Direct Overhead | Contract Payments | Plant Costs | Material Costs | Corporate Overheads | Total Expenditure
570 | Embedded Generation Connection Enquiry – Class 1 (Commercial) | Receipt, registration, processing and responding to a connection enquiry for Class 1 (Commercial) Embedded Generation | 0 | 0 | 2 | Normal | Management ( Senior Project Engineer - SPE) | 142.4926 | 199.4897 | 284.9853 | 105.4446 |  |  |  | 68.3965 | 458.8263
596 | Embedded Generation Connection Enquiry – Class 2 | Receipt, registration, processing and responding to a connection enquiry with Preliminary Network Advice for Class 2 Embedded Generation | 571.2 | 628.32 | 2.5 | Normal | Management ( Senior Project Engineer - SPE) | 142.4926 | 199.4897 | 356.2316 | 131.8057 |  |  |  | 85.4956 | 573.5329
597 | Embedded Generation Connection Enquiry – Class 3 | Receipt, registration, processing and responding to a connection enquiry with Preliminary Network Advice for Class 3 Embedded Generation | 571.2 | 628.32 | 3 | Normal | Management ( Senior Project Engineer - SPE) | 142.4926 | 199.4897 | 427.4779 | 158.1668 |  |  |  | 102.5947 | 688.2394
598 | Embedded Generation Connection Enquiry – Class 4 | Receipt, registration, processing and responding to a connection enquiry with Preliminary Network Advice for Class 4 Embedded Generation | 571.2 | 628.32 | 3.5 | Normal | Management ( Senior Project Engineer - SPE) | 142.4926 | 199.4897 | 498.7242 | 184.528 |  |  |  | 119.6938 | 802.946
599 | Embedded Generation Connection Enquiry – Class 5 | Receipt, registration, processing and responding to a connection enquiry with Preliminary Network Advice for Class 5 Embedded Generation | 571.2 | 628.32 | 4 | Normal | Management ( Senior Project Engineer - SPE) | 142.4926 | 199.4897 | 569.9705 | 210.8891 |  |  |  | 136.7929 | 917.6526
600 | Embedded Generation Connection Enquiry – Class 6 | Receipt, registration, processing and responding to a connection enquiry with Preliminary Network Advice for Class 6 Embedded Generation | 1142.41 | 1256.64 | 4.5 | Normal | Management ( Senior Project Engineer - SPE) | 142.4926 | 199.4897 | 641.2169 | 237.2502 |  |  |  | 153.892 | 1032.3591
Network Design & Investigation / Analysis Services - Embedded Generation Installations† | Service | Service Description / Scope | Current Prices 2017/18 | GST Inclusive | Appointment Time Hours | Normal/Over | Crew | Crew rate | Crew O/T Rate | Labour | Direct Overhead | Contract Payments | Plant Costs | Material Costs | Corporate Overheads | Total Expenditure
574 | Embedded Generation Network Technical Study - Class 1 (Commercial) | Technical assessment of Network Capability for connecting Class 1 (Commercial) Export Embedded Generation | 0 | 0 | 8 | Normal | Management ( Senior Project Engineer - SPE) | 142.4926 | 199.4897 | 1139.9411 | 421.7782 |  |  |  | 273.5859 | 1835.3052
575 | Embedded Generation Network Technical Study - Class 2 | Technical assessment of Network Capability for connecting Class 2 Export Embedded Generation | 3808.0447 | 4188.8492 | 16 | Normal | Management ( Senior Project Engineer - SPE) | 142.4926 | 199.4897 | 2279.8822 | 843.5564 |  |  |  | 547.1717 | 3670.6103
576 | Embedded Generation Network Technical Study - Class 3 | Technical assessment of Network Capability for connecting Class 3 Export Embedded Generation | 5712.0517 | 6283.2568 | 32 | Normal | Management ( Senior Project Engineer - SPE) | 142.4926 | 199.4897 | 4559.7644 | 1687.1128 |  |  |  | 1094.3434 | 7341.2206
577 | Embedded Generation Network Technical Study - Class 4 | Technical assessment of Network Capability for connecting Class 4 Export Embedded Generation | 7616.0791 | 8377.6871 | 48 | Normal | Management ( Senior Project Engineer - SPE) | 142.4926 | 199.4897 | 6839.6465 | 2530.6692 |  |  |  | 1641.5152 | 11011.8309
578 | Embedded Generation Network Technical Study - Class 5 | Technical assessment of Network Capability for connecting Class 5 Export Embedded Generation | 11424.1238 | 12566.5362 | 64 | Normal | Management ( Senior Project Engineer - SPE) | 142.4926 | 199.4897 | 9119.5287 | 3374.2256 |  |  |  | 2188.6869 | 14682.4412
579 | Embeddded Generation - Network Technical Study - Class 6 | Technical assessment of Network Capability for connecting Class 6 Embedded Generation where Evoenergy provides the requisite network data and the Embedded Generator undertakes the Network Technical Study. | 14280.1446 | 15708.159 | 80 | Normal | Management ( Senior Project Engineer - SPE) | 142.4926 | 199.4897 | 11399.4109 | 4217.782 |  |  |  | 2735.8586 | 18353.0515
Contract Administration, Commissioning and Testing - Embedded Generation Installations up to 5MW | Service | Service Description / Scope | Current Prices 2017/18 | GST Inclusive | Appointment Time Hours | Normal/Over | Crew | Crew rate | Crew O/T Rate | Labour | Direct Overhead | Contract Payments | Plant Costs | Material Costs | Corporate Overheads | Total Expenditure
601 | Embedded Generation - Connection Contract Establishment - Class 1 (Commercial) to Class 6 | Preparation of Non-Standard Connection Agreement and on site attendance of Evoenergy to witness commissioning of the embedded generation where Evoenergy is not required to make any network alterations or additions. | na | na | 16 | Normal | Management ( Senior Project Engineer - SPE) | 142.4926 | 199.4897 | 2279.8822 | 843.5564 |  |  |  | 547.1717 | 3670.6103
Provision of Data for Network Technical Study - Embedded Generation Installations over 5MW | Service | Service Description / Scope | Current Prices 2017/18 | GST Inclusive | Appointment Time Hours | Normal/Over | Crew | Crew rate | Crew O/T Rate | Labour | Direct Overhead | Contract Payments | Plant Costs | Material Costs | Corporate Overheads | Total Expenditure
602 | Embedded Generator Network Technical Study - Embedded Generation over 5MW | The provision of network data for and an analysis of the results of the Embedded Generator Network Technical Study. | 11424.12 | 12566.54 | 80 | Normal | Management ( Senior Project Engineer - SPE) | 142.4926 | 199.4897 | 11399.4109 | 4217.782 |  |  |  | 2735.8586 | 18353.0515
Residential Estate Subdivision Services (per block) | Service | Service Description / Scope | Current Prices 2017/18 | GST Inclusive | Appointment Time Hours | Normal/Over | Crew | Crew rate | Crew O/T Rate | Labour | Direct Overhead | Contract Payments | Plant Costs | Material Costs | Corporate Overheads | Total Expenditure
580 | Subdivision Electricity Distribution Network Reticulation - Multi Unit Blocks | Connection of multi-unit residential blocks to the LV reticulation network | 0 | 0 | 0 | 0 | 0
581 | Subdivision Electricity Distribution Network Reticulation - Category 1 Blocks <= 650 M2 | Connection of residential blocks less than or equal to 650 square meters, to the LV reticulation network | 1700.39 | 1870.429 | 0 | 0 | 0
582 | Subdivision Electricity Distribution Network Reticulation - Category 1 Blocks 650 - 1100m2 with average linear frontage of 22-25 metres | Connection of residential blocks less than or equal to 1100 square meters but greater than 650 square meters, with average linear frontage of 22-25 meters, to the LV reticulation network | 2227.78 | 2450.558 | 0 | 0 | 0
Upstream augmentation (per kVA of capacity) | Service | Service Description / Scope | Current Prices 2017/18 | GST Inclusive | Appointment Time Hours | Normal/Over | Crew | Crew rate | Crew O/T Rate | Labour | Direct Overhead | Contract Payments | Plant Costs | Material Costs | Corporate Overheads | Total Expenditure
585 | HV feeder | A $/kVA charge for the installation of new HV feeders | 36.83 | 40.513 | 0 | 0 | 0
586 | Distribution substation | A $/kVA charge for the installation of new distribution substations | 21.33 | 23.463 | 0 | 0 | 0
Rescheduled Site Visits | Service | Service Description / Scope | Current Prices 2017/18 | GST Inclusive | Appointment Time Hours | Normal/Over | Crew | Crew rate | Crew O/T Rate | Labour | Direct Overhead | Contract Payments | Plant Costs | Material Costs | Corporate Overheads | Total Expenditure
590 | Rescheduled Site Visit – One Person | Wasted site visit for a one person team where the service was not able to be completed on attendance. Includes customer cancellations before the work is completed, Officer unable to access site to complete service on arrival, site not ready for service requested on arrival, site unsafe &/or installation defect prevents service being undertaken or completed including non-compliance with Evoenergy Standards and/or Service & installation Rules | 139.0583 | 152.9641 | 1 | Normal | F Crew Meter | 106.3476 | 148.8867 | 106.3476 | 39.3486 |  |  |  | 25.5234 | 171.2197
591 | Rescheduled Site Visit – Service Team | Wasted site visit for a Services Team where the service was not able to be completed on attendance. Includes customer cancellations before the work is completed, Team unable to access site to complete service on arrival, site not ready for service requested on arrival, site unsafe &/or installation defect prevents service being undertaken or completed including non-compliance with Evoenergy Standards and/or Service & installation Rules | 587.5508 | 646.3059 | 1.5 | Normal | G Crew | 295.0186 | 413.0261 | 442.528 | 163.7354 |  |  |  | 106.2067 | 712.47
Trenching charges | Service | Service Description / Scope | Current Prices 2017/18 | GST Inclusive | Appointment Time Hours | Normal/Over | Crew | Crew rate | Crew O/T Rate | Labour | Direct Overhead | Contract Payments | Plant Costs | Material Costs | Corporate Overheads | Total Expenditure
592 | Trenching - first 2 meters | First two meters of trenching service | 533.3319 | 586.6651 | na | Normal | [5 empty] | 440.75 |  |  | 105.78 | 546.53
593 | Trenching - subsequent meters | Subsequent two meters of trenching service | 124.03 | 136.433 | na | Normal | [5 empty] | 102.5 |  |  | 24.6 | 127.1
Boring charges | Service | Service Description / Scope | Current Prices 2017/18 | GST Inclusive | Appointment Time Hours | Normal/Over | Crew | Crew rate | Crew O/T Rate | Labour | Direct Overhead | Contract Payments | Plant Costs | Material Costs | Corporate Overheads | Total Expenditure
594 | Under footpath | Under footpath boring charge | 967.4419 | 1064.1861 | na | Normal | [5 empty] | 799.5 |  |  | 191.88 | 991.38
595 | Under driveway | Under driveway boring charge | 1153.4919 | 1268.8411 | na | Normal | [5 empty] | 953.25 |  |  | 228.78 | 1182.03
Note on F29: Mifsud, Clay: Mick Lloyd
Note on H51: Mifsud, Clay: only 2 fitters reqd.
Note on F57: Mifsud, Clay: andrew constable
2018/19 proposed labour rates superceeded by AER Draft Decision September 2018

## 19.20 prices
2019-20 Alternative Control Services Cost Build Up - nominal dollars - fully cost reflective
| 2019/20 unit rate for labour |  | o/t loading | Crews, normal rates | [5 empty] | Crews, overtime rates | [6 empty] | Hours labour list
| Normal | Overtime |  |  | Line Worker (LW) | Trade Assistant/ Labour (TA) | Admin | Per hour crew rate |  |  | Line Worker (LW) | Trade Assistant/ Labour (TA) | Admin | Per hour crew rate |  | O/T Factor | 0.25
Direct overhead | 37% | 37% |  | F Crew Meter | 1 |  |  | 97.3593 |  | F Crew Meter | 1.4 |  |  | 136.303 |  | 140% | 0.5
Office support service delivery | 68.9596 | 96.5435 | 140% | G Crew | 2 | 1 |  | 279.2451 |  | G Crew | 2.8 | 1.4 |  | 390.9431 |  | 140% | 0.75
Connection/Project Engineer (PE) | 116.2057 | 162.688 | 140% | Meter crew | 2 |  |  | 194.7185 |  | Meter crew | 2.8 |  |  | 272.606 |  | 140% | 1
Management ( Senior Project Engineer - SPE) | 133.8658 | 187.4121 | 140% | OH Crew | 2 |  |  | 194.7185 |  | OH Crew | 2.8 | 0 |  | 272.606 |  | 140% | 1.5
GIS Officer (GO) | 104.7419 | 146.6387 | 140% | Switcher | 1 |  |  | 97.3593 |  | Switcher | 1.4 |  |  | 136.303 |  | 140% | 2
Site Lead/Scheduler ( SL) | 97.3593 | 136.303 | 140% | UG Crew | 3 |  |  | 292.0778 |  | UG Crew | 4.2 | 0 |  | 408.9089 |  | 140% | 2.5
Electrical Fitter (EF) | 97.3593 | 136.303 | 140% | Admin | 0 | 0 | 1 | 68.9596 |  | Admin |  |  | 1.4 | 96.5435 |  | 140% | 3
Electrical Operator (EO) | 97.3593 | 136.303 | 140% | Two fitter crew | 2 |  |  | 194.7185 |  | Two fitter crew | 2.8 |  |  | 272.606 |  | 140% | 3.5
Plant Operator (PO) | 97.3593 | 136.303 | 140% | Meter reader | 1 |  |  | 80.3318 | [8 empty] | 4
Line Worker (LW) | 97.3593 | 136.303 | 140% | [13 empty] | 4.5
Trade Assistant/Labour (TA) | 84.5265 | 118.3371 | 140% |  |  |  |  | AER 2019-20 CPI |  | 1.0245 | [6 empty] | 5
Corporate overhead | 24% | 24% | [14 empty] | 5.5
6
6.5
7
Code | Service | Service Description / Scope | Current Prices 2017/18 | GST Inclusive | Appointment Time Hours | Normal/Over | Crew | Crew rate | Crew O/T Rate | Labour | Direct Overhead | Contract Payments | Plant Costs | Material Costs | Corporate Overheads | Total Expenditure | 7.5
Premise Re-energisation – Existing Network Connection | [16 empty] | 8
501 | Re-energise premises – Business Hours | Re-energisation of a premises that is already connected to the network during business hours | 69.524 | 76.4764 | 0.5 | Normal | F Crew Meter | 97.3593 | 136.303 | 48.6796 | 18.0115 |  |  |  | 11.6831 | 78.3742
502 | Re-energise premises – After Hours | Re-energisation of a premises that is already connected to the network during after-hours periods | 88.1301 | 96.9431 | 0.5 | Overtime | F Crew Meter | 97.3593 | 136.303 | 68.1515 | 18.0115 |  |  |  | 11.6831 | 97.8461
Premise De-energisation – Existing Network Connection | Service | Service Description / Scope | Current Prices 2017/18 | GST Inclusive | Appointment Time Hours | Normal/Over | Crew | Crew rate | Crew O/T Rate | Labour | Direct Overhead | Contract Payments | Plant Costs | Material Costs | Corporate Overheads | Total Expenditure
503 | De-energise premises – Business Hours | De-energisation of a premises that is already connected to the network during business hours; excluding where the de-energisation is for debt non-payment | 69.524 | 76.4764 | 0.5 | Normal | F Crew Meter | 97.3593 | 136.303 | 48.6796 | 18.0115 |  |  |  | 11.6831 | 78.3742
505 | De-energise premises for debt non-payment | De-energisation of a premises that is already connected to the network where the de-energisation is for debt non-payment – Anytime | 139.0583 | 152.9641 | 0.5 | Normal | Meter crew | 194.7185 | 272.606 | 97.3593 | 36.0229 |  |  |  | 23.3662 | 156.7484
Meter Investigations | Service | Service Description / Scope | Current Prices 2017/18 | GST Inclusive | Appointment Time Hours | Normal/Over | Crew | Crew rate | Crew O/T Rate | Labour | Direct Overhead | Contract Payments | Plant Costs | Material Costs | Corporate Overheads | Total Expenditure
504 | Meter Test (Whole Current) – Business Hours | Meter test for whole current Type 5 – 7 meters only during business hours. Fee is refunded if the meter is proven to be faulty | 278.1166 | 305.9283 | 1 | Normal | Meter crew | 194.7185 | 272.606 | 194.7185 | 72.0459 |  |  |  | 46.7324 | 313.4969
510 | Meter Test (CT/VT) – Business Hours | Meter test for meters utilising a CT or VT during business hours. Fee is refunded if the meter installation is proven to be faulty | 322.0945 | 354.3039 | 0.25 | Normal | Admin | 68.9596 | 96.5435 | 17.2399 | 6.3788 | 357.0382 |  |  | 89.8268 | 470.4837
Special meters Services | Service | Service Description / Scope | Current Prices 2017/18 | GST Inclusive | Appointment Time Hours | Normal/Over | Crew | Crew rate | Crew O/T Rate | Labour | Direct Overhead | Contract Payments | Plant Costs | Material Costs | Corporate Overheads | Total Expenditure
506 | Special Meter Read | Out of cycle meter read during business hours Use for the following: • Customer Initiated Check Read, • Data validation initiated Check Read - prior to billing, • Data validation Check Read - post billing • Customer initiated additional out-of cycle read for billing purposes • Final read Fee associated with a Check Read is refunded if the original reading is proven to be incorrect | 32.1582 | 35.374 | 0.25 | Normal | Meter reader | 80.3318 | 112.4645 | 20.0829 | 7.4307 | 6.5632 |  |  | 6.3951 | 33.9087
Power of Choice services | Service | Service Description / Scope | Current Prices 2017/18 | GST Inclusive | Appointment Time Hours | Normal/Over | Crew | Crew rate | Crew O/T Rate | Labour | Direct Overhead | Contract Payments | Plant Costs | Material Costs | Corporate Overheads | Total Expenditure
515 | Move, remove, inspect or reconfigure meter | Customer initiated change to an Evoenergy metered site that requires a site visit to move, reseal, reprogram or inspect, but does not require a new meter | na | na | 1 | Normal | F Crew Meter | 97.3593 | 136.303 | 97.3593 | 36.0229 |  |  |  | 23.3662 | 156.7484
516 | Establish supply | Energisation of a premise that is connected to the network for the first time | na | na | 0.75 | Normal | F Crew Meter | 97.3593 | 136.303 | 73.0195 | 27.0172 |  |  |  | 17.5247 | 117.5613
517 | Faults investigation (meter malfunction) | Customer call to Evoenergy Faults and Emergencies where a subsequent site visit ascertains a non-Evoenergy meter has failed, cannot be safely bypassed, and customer is/remains off supply | na | na | 0.75 | Normal | F Crew Meter | 97.3593 | 136.303 | 73.0195 | 27.0172 |  |  |  | 17.5247 | 117.5613
518 | Faults investigation (meter bypassed) | Customer call to Evoenergy Faults and Emergencies where a subsequent site visit ascertains a non-Evoenergy meter has failed and has been bypassed so that the customer is back on supply | na | na | 1 | Normal | F Crew Meter | 97.3593 | 136.303 | 97.3593 | 36.0229 |  |  |  | 23.3662 | 156.7484
519 | Faults investigation (customer's side of network boundary) | Customer call to Evoenergy Faults and Emergencies where a subsequent site visit ascertains a failure on the customers side of the network | na | na | 0.5 | Normal | F Crew Meter | 97.3593 | 136.303 | 48.6796 | 18.0115 |  |  |  | 11.6831 | 78.3742
Temporary Network Connections | Service | Service Description / Scope | Current Prices 2017/18 | GST Inclusive | Appointment Time Hours | Normal/Over | Crew | Crew rate | Crew O/T Rate | Labour | Direct Overhead | Contract Payments | Plant Costs | Material Costs | Corporate Overheads | Total Expenditure
520 | Temporary Builders’ Supply – Overhead (Business Hours) | Installation of a new temporary overhead supply connection not including associated metering during business hours; where the service connection complies with the following: • Load is <= 100 Amps/Phase • Single or multi-phase • Meter location <= 25m from source network pole • Point of Attachment/Builders Pole supplied and installed by the customer Includes situations where the service connection point of attachment (POA) and meter are in the permanent location | 624.9269 | 687.4196 | 1.5 | Normal | OH Crew | 194.7185 | 272.606 | 292.0778 | 108.0688 |  |  | 31.6534 | 77.6955 | 509.4955
522 | Temporary Builders’ Supply – Underground (Business Hours) | Installation of a new temporary underground supply connection not including associated metering during business hours; where the service connection complies with the following: • Load is <= 100 Amps/Phase • Single or multi-phase • Meter location <= 15m from source network pole / pillar / pit / cable end • Conduit between meter location and network connection point supplied and installed by the customer Includes situations where the service connection point of entry (POE) and/or meter are in the permanent location | 1364.2578 | 1500.6836 | 2 | Normal | UG Crew | 292.0778 | 408.9089 | 584.1556 | 216.1376 |  |  | 31.6534 | 147.7942 | 979.7408
New Network Connections | Service | Service Description / Scope | Current Prices 2017/18 | GST Inclusive | Appointment Time Hours | Normal/Over | Crew | Crew rate | Crew O/T Rate | Labour | Direct Overhead | Contract Payments | Plant Costs | Material Costs | Corporate Overheads | Total Expenditure
523 | New Underground Service Connection – Greenfield | Installation of a new underground service connection, not including associated metering, during business hours where the service connection complies with the following: • Service connection is the first / initial connection to that block/premise • Load is <= 100 Amps/Phase • Single or multi-phase • Network connection point is located in the street frontage verge • Cable length within block <= 15m • Conduit between the POE/meter location (as applicable) and the property boundary is supplied and installed by the customer • Complete service connection including associated metering can be undertaken in a single visit | 0 | 0 | 1.5 | Normal | G Crew | 279.2451 | 390.9431 | 418.8676 | 154.981 |  |  |  | 100.5282 | 0
526 | New Overhead Service Connection – Brownfield (Business Hours) | Installation of a new overhead service connection, not including associated metering, during business hours; where the service connection complies with the following: • Service connection is not the first / initial connection to that block/premise • Load is <= 100 Amps/Phase • Single or multi-phase • Service connection is continuous with a length <= 2 spans &/or 25m from source network pole Typically use in redevelopment scenario only where an underground service connection cannot be achieved. | 820.7771 | 902.8549 | 2 | Normal | OH Crew | 194.7185 | 272.606 | 389.4371 | 144.0917 |  |  | 31.6534 | 101.0617 | 745.302
527 | New Underground Service Connection – Brownfield from Front | Installation of an underground service connection, not including associated metering, during business hours where the service connection complies with the following: • Service connection is not the first / initial connection to that block/premise • Load is <= 100 Amps/Phase • Single or multi-phase • Service connection is continuous with a length <= 25m from network connection point • Network connection point is a pole, pillar or pit located in the street frontage verge • Conduit between the POE/meter location (as applicable) and the network connection point or property boundary is supplied and installed by the customer Where the service connection extends outside the customer property and Evoenergy is required to undertake additional civil works, additional unit rate based fees may also be applied for the additional work beyond the scope of this item Typically use in redevelopment scenarios such as knockdown/rebuilds and/or dual occupancy premises. | 1364.2578 | 1500.6836 | 2.5 | Normal | UG Crew | 292.0778 | 408.9089 | 730.1945 | 270.172 |  |  | 31.6534 | 182.8435 | 1214.8634
528 | New Underground Service Connection – Brownfield from Rear | Installation of an underground service connection, not including associated metering, during business hours where the service connection complies with the following: • Service connection is not the first / initial connection to that block/premise • Load is <= 100 Amps/Phase • Single or multi-phase • Service connection is continuous with a length <= 25m from network connection point • Network connection point is a pole located in the section backspine • Conduit between the POE/meter location (as applicable) and the network connection point or property boundary is supplied and installed by the customer Where the service connection extends outside the customer property and Evoenergy is required to undertake additional civil works, additional unit rate based fees may also be applied for the additional work beyond the scope of this item Typically use in redevelopment scenarios such as knockdown/rebuilds and/or dual occupancy premises. | 1364.2578 | 1500.6836 | 2.5 | Normal | UG Crew | 292.0778 | 408.9089 | 730.1945 | 270.172 |  |  | 31.6534 | 182.8435 | 1214.8634
Network Connection Alterations and Additions | Service | Service Description / Scope | Current Prices 2017/18 | GST Inclusive | Appointment Time Hours | Normal/Over | Crew | Crew rate | Crew O/T Rate | Labour | Direct Overhead | Contract Payments | Plant Costs | Material Costs | Corporate Overheads | Total Expenditure
541 | Overhead Service Relocation – Single Visit (Business Hours) | Relocation of an overhead service connection in a single site visit during business hours where the service connection complies with the following: • Load <= 100 Amps/Phase • Single or multi-phase • Service connection is no more than two spans &/or 25m in length Scope involves: • De-energisation, physical disconnection / dismantling then re-attachment, connection and re-energisation • Replacement of overhead service cable if required | 783.3908 | 861.7299 | 2 | Normal | OH Crew | 194.7185 | 272.606 | 389.4371 | 144.0917 |  |  |  | 93.4649 | 626.9937
542 | Overhead Service Relocation – Two Visits (Business Hours) | Relocation of an overhead service connection in two site visits during business hours where the service connection complies with the following: • Load <= 100 Amps/Phase • Single or multi-phase • Service connection is no more than two spans &/or 25m in length Scope involves: • De-energisation, physical disconnection / dismantling in first site visit • Re-attachment, connection and re-energisation in second visit • Replacement of overhead service cable if required | 1566.7714 | 1723.4485 | 4 | Normal | OH Crew | 194.7185 | 272.606 | 778.8742 | 288.1834 |  |  |  | 186.9298 | 1253.9874
543 | Overhead Service Upgrade – Service Cable Replacement Not Required | Upgrade of an existing overhead service connection from single to multi-phase where the installed cable does not require replacement and the service connection complies with the following: • Load <= 100 Amps/Phase • Existing cable is physically able to be connected multi-phase without joints | 783.3908 | 861.7299 | 2 | Normal | OH Crew | 194.7185 | 272.606 | 389.4371 | 144.0917 |  |  |  | 93.4649 | 626.9937
544 | Overhead Service Upgrade – Service Cable Replacement Required | Upgrade of an existing overhead service connection where the installed cable does not meet the increased load requirements (multi-phase or capacity/rating) and the service connection complies with the following: • Load <= 100 Amps/Phase • Service connection is no more than two spans &/or 25m in length Use for single to multi-phase and capacity upgrades | 820.7771 | 902.8549 | 2 | Normal | OH Crew | 194.7185 | 272.606 | 389.4371 | 144.0917 |  |  | 31.6534 | 101.0617 | 666.2439
545 | Underground Service Upgrade – Service Cable Replacement Not Required | Upgrade of an existing underground service connection from single to multi-phase where the installed cable does not require replacement and the service connection complies with the following: • Load <= 100 Amps/Phase • Existing cable is physically able to be connected multi-phase without joints | 1326.8817 | 1459.5699 | 1.5 | Normal | Two fitter crew | 194.7185 | 272.606 | 292.0778 | 108.0688 |  |  |  | 70.0987 | 470.2453
546 | Underground Service Upgrade – Service Cable Replacement Required | Upgrade of an existing underground service connection where the existing cable does not meet the increased load requirements (multi-phase or capacity/rating) and the service connection complies with the following: • Load <= 100 Amps/Phase • Service connection is no more than 25m in length • Conduit between the meter location and the network connection point or property boundary is supplied and installed by the customer Where the service connection extends outside the customer property and Evoenergy is required to undertake additional civil works, additional unit rate based fees may also be applied for the additional work outside the scope of this item | 1364.2578 | 1500.6836 | 2.5 | Normal | UG Crew | 292.0778 | 408.9089 | 730.1945 | 270.172 |  |  | 31.6534 | 182.8435 | 1214.8634
547 | Underground Service Relocation – Single Visit (Business Hours) | Relocation of an underground service connection, or part thereof, in a single site visit during business hours where the service connection complies with the following: • Load <= 100 Amps/Phase • Single or multi-phase • Service connection is no more than 25m in length Scope involves: • De-energisation, physical disconnection/cutting away, installation of new service cable section, jointing and then termination, connection and re-energisation Where the service connection extends outside the customer property and Evoenergy is required to undertake additional civil works, additional unit rate based fees may also be applied for the additional work outside the scope of this item | 1364.2578 | 1500.6836 | 2.5 | Normal | UG Crew | 292.0778 | 408.9089 | 730.1945 | 270.172 |  |  | 31.6534 | 182.8435 | 1214.8634
548 | Install surface mounted point of entry (POE) box | Installation of a surface mounted point of entry box and conduit to ground level on the customer’s structure to facilitate installation of a new or relocated underground service connection; where the service connection complies with the following: • Load <= 100 Amps/Phase • Single or multi-phase Scope involves: • Supply and installation of POE box, conduit and associated fixings Applicable where a recessed POE box cannot be provided by the customer Only use in conjunction with Item 526 New Underground Service – Brownfield and Item 547 Underground Service Relocation | 630.9341 | 694.0275 | 1 | Normal | UG Crew | 292.0778 | 408.9089 | 292.0778 | 108.0688 |  |  | 84.8176 | 90.4549 | 575.4191
549 | Overhead Service Temporary Disconnect Reconnect same day (Business Hours) | A temporary disconnect and reconnect of an existing overhead service connection to a residential dwelling. | n/a | n/a | 3 | Normal | OH Crew | 194.7185 | 272.606 | 584.1556 | 216.1376 |  |  |  | 140.1973 | 940.4906
Temporary De-energisation | Service | Service Description / Scope | Current Prices 2017/18 | GST Inclusive | Appointment Time Hours | Normal/Over | Crew | Crew rate | Crew O/T Rate | Labour | Direct Overhead | Contract Payments | Plant Costs | Material Costs | Corporate Overheads | Total Expenditure
560 | Temporary de-energisation – LV (Business Hours) | Temporary de-energisation and re-energisation of LV network infrastructure in business hours to allow safe customer / contractor approach and work in close proximity Scope does not include dismantling of lines or network infrastructure Use for tree pruning, mobile plant operation, oversize loads, construction activities | 417.1749 | 458.8924 | 4 | Normal | Switcher | 97.3593 | 136.303 | 389.4371 | 144.0917 |  |  |  | 93.4649 | 626.9937
561 | Temporary de-energisation – HV (Business Hours) | Temporary de-energisation and re-energisation of HV network infrastructure in business hours to allow safe customer / contractor approach and work in close proximity Scope does not include dismantling of lines or network infrastructure Use for tree pruning, mobile plant operation, oversize loads, construction activities | 417.1749 | 458.8924 | 4 | Normal | Switcher | 97.3593 | 136.303 | 389.4371 | 144.0917 |  |  |  | 93.4649 | 626.9937
Supply Abolishment / Removal | Service | Service Description / Scope | Current Prices 2017/18 | GST Inclusive | Appointment Time Hours | Normal/Over | Crew | Crew rate | Crew O/T Rate | Labour | Direct Overhead | Contract Payments | Plant Costs | Material Costs | Corporate Overheads | Total Expenditure
562 | Supply Abolishment / Removal – Overhead (Business Hours) | Decommissioning and removal of an overhead service connection and associated metering during business hours for service connections that comply with the following: • Load <= 100 Amps/Phase • Single or multi-phase • Service connection is no more than two spans &/or 25m in length • Removal of the service connection does not result in a consequential requirement to remove a network pole Use where a property is to be demolished, supply is no longer required, an alternative connection point is to be established / used, or a redundant supply is to be removed. | 587.5508 | 646.3059 | 1.5 | Normal | OH Crew | 194.7185 | 272.606 | 292.0778 | 108.0688 |  |  |  | 70.0987 | 470.2453
563 | Supply Abolishment / Removal - Underground (Business Hours) | Decommissioning and removal of an underground service connection and associated metering during business hours for service connections which comply with the following: • Load <= 100 Amps/Phase • Single or multi-phase • Removal of the service connection does not result in a consequential requirement to remove redundant network mains infrastructure such as a pole, pillar, pit Use where a property is to be demolished, supply is no longer required, an alternative connection point is to be established / used, or a redundant supply is to be removed. | 1061.5074 | 1167.6582 | 2.5 | Normal | UG Crew | 292.0778 | 408.9089 | 730.1945 | 270.172 |  |  |  | 175.2467 | 1175.6132
Miscellaneous Customer Initiated Services | Service | Service Description / Scope | Current Prices 2017/18 | GST Inclusive | Appointment Time Hours | Normal/Over | Crew | Crew rate | Crew O/T Rate | Labour | Direct Overhead | Contract Payments | Plant Costs | Material Costs | Corporate Overheads | Total Expenditure
564 | Install & Remove Tiger Tails – Establishment (Business Hours) | Installation and removal of “Tiger Tail” covers on overhead lines including service lines, LV & HV during business hours – Establishment fee per site Use in conjunction with Item 565 to determine total service charge | 1379.7372 | 1517.7109 | 3 | Normal | OH Crew | 194.7185 | 272.606 | 584.1556 | 216.1376 |  | 189.0202 |  | 185.5622 | 1174.8757
565 | Install & Remove Tiger Tails - Per Span (Business Hours) | Installation and removal of “Tiger Tail” covers on overhead lines including service lines, LV & HV during business hours – Length based fee Use in conjunction with Item 564 to determine total service charge | 694.5739 | 764.0313 | 3 | Normal | OH Crew | 194.7185 | 272.606 | 584.1556 | 216.1376 |  |  | 700.075 | 308.2153 | 1808.5836
566 | Install & Remove Warning Flags – Installation (Business Hours) | Installation and removal of Warning Flags on overhead lines including service lines, LV & HV during business hours – Establishment fee per site Use in conjunction with Item 567 to determine total service charge | 1175.0811 | 1292.5892 | 3 | Normal | OH Crew | 194.7185 | 272.606 | 584.1556 | 216.1376 |  | 189.0202 |  | 185.5622 | 1174.8757
567 | Install & Remove Tiger Tails - Per Span (Business Hours) | Installation and removal of Warning Flags on overhead lines including service lines, LV & HV – Lengths based fee Use in conjunction with Item 566 to determine total service charge | 595.3418 | 654.8759 | 3 | Normal | OH Crew | 194.7185 | 272.606 | 584.1556 | 216.1376 |  |  | 504.054 | 261.1703 | 1565.5175
Operational & Maintenance Fees - Export Only Embedded Generation Installations up to 5MW | Service | Service Description / Scope | Current Prices 2017/18 | GST Inclusive | Appointment Time Hours | Normal/Over | Crew | Crew rate | Crew O/T Rate | Labour | Direct Overhead | Contract Payments | Plant Costs | Material Costs | Corporate Overheads | Total Expenditure
568 | Embedded Generation OPEX Fees - Connection Assets | Annual operational and maintenance charges for the dedicated connections assets of Export Only Embedded Generation | 2% of value of connection assets per annum | 0 | 0 | 0 | 0
569 | Embedded Generation OPEX Fees - Shared Network Asset | Annual operational and maintenance charges for the shared network assets associated with Export Only Embedded Generation | 2% of value of shared assets allocated to the generator per annum (if applicable) | 0 | 0 | 0 | 0
Connection Enquiry Processing - Embedded Generation Installations* | Service | Service Description / Scope | Current Prices 2017/18 | GST Inclusive | Appointment Time Hours | Normal/Over | Crew | Crew rate | Crew O/T Rate | Labour | Direct Overhead | Contract Payments | Plant Costs | Material Costs | Corporate Overheads | Total Expenditure
570 | Embedded Generation Connection Enquiry – Class 1 (Commercial) | Receipt, registration, processing and responding to a connection enquiry for Class 1 (Commercial) Embedded Generation | 0 | 0 | 2 | Normal | Management ( Senior Project Engineer - SPE) | 133.8658 | 187.4121 | 267.7316 | 99.0607 |  |  |  | 64.2556 | 431.0479
596 | Embedded Generation Connection Enquiry – Class 2 | Receipt, registration, processing and responding to a connection enquiry with Preliminary Network Advice for Class 2 Embedded Generation | 571.2 | 628.32 | 2.5 | Normal | Management ( Senior Project Engineer - SPE) | 133.8658 | 187.4121 | 334.6645 | 123.8259 |  |  |  | 80.3195 | 538.8099
597 | Embedded Generation Connection Enquiry – Class 3 | Receipt, registration, processing and responding to a connection enquiry with Preliminary Network Advice for Class 3 Embedded Generation | 571.2 | 628.32 | 3 | Normal | Management ( Senior Project Engineer - SPE) | 133.8658 | 187.4121 | 401.5974 | 148.5911 |  |  |  | 96.3834 | 646.5719
598 | Embedded Generation Connection Enquiry – Class 4 | Receipt, registration, processing and responding to a connection enquiry with Preliminary Network Advice for Class 4 Embedded Generation | 571.2 | 628.32 | 3.5 | Normal | Management ( Senior Project Engineer - SPE) | 133.8658 | 187.4121 | 468.5304 | 173.3562 |  |  |  | 112.4473 | 754.3339
599 | Embedded Generation Connection Enquiry – Class 5 | Receipt, registration, processing and responding to a connection enquiry with Preliminary Network Advice for Class 5 Embedded Generation | 571.2 | 628.32 | 4 | Normal | Management ( Senior Project Engineer - SPE) | 133.8658 | 187.4121 | 535.4633 | 198.1214 |  |  |  | 128.5112 | 862.0958
600 | Embedded Generation Connection Enquiry – Class 6 | Receipt, registration, processing and responding to a connection enquiry with Preliminary Network Advice for Class 6 Embedded Generation | 1142.41 | 1256.64 | 4.5 | Normal | Management ( Senior Project Engineer - SPE) | 133.8658 | 187.4121 | 602.3962 | 222.8866 |  |  |  | 144.5751 | 969.8578
Network Design & Investigation / Analysis Services - Embedded Generation Installations† | Service | Service Description / Scope | Current Prices 2017/18 | GST Inclusive | Appointment Time Hours | Normal/Over | Crew | Crew rate | Crew O/T Rate | Labour | Direct Overhead | Contract Payments | Plant Costs | Material Costs | Corporate Overheads | Total Expenditure
574 | Embedded Generation Network Technical Study - Class 1 (Commercial) | Technical assessment of Network Capability for connecting Class 1 (Commercial) Export Embedded Generation | 0 | 0 | 8 | Normal | Management ( Senior Project Engineer - SPE) | 133.8658 | 187.4121 | 1070.9265 | 396.2428 |  |  |  | 257.0224 | 1724.1917
575 | Embedded Generation Network Technical Study - Class 2 | Technical assessment of Network Capability for connecting Class 2 Export Embedded Generation | 3808.0447 | 4188.8492 | 16 | Normal | Management ( Senior Project Engineer - SPE) | 133.8658 | 187.4121 | 2141.853 | 792.4856 |  |  |  | 514.0447 | 3448.3834
576 | Embedded Generation Network Technical Study - Class 3 | Technical assessment of Network Capability for connecting Class 3 Export Embedded Generation | 5712.0517 | 6283.2568 | 32 | Normal | Management ( Senior Project Engineer - SPE) | 133.8658 | 187.4121 | 4283.7061 | 1584.9713 |  |  |  | 1028.0895 | 6896.7668
577 | Embedded Generation Network Technical Study - Class 4 | Technical assessment of Network Capability for connecting Class 4 Export Embedded Generation | 7616.0791 | 8377.6871 | 48 | Normal | Management ( Senior Project Engineer - SPE) | 133.8658 | 187.4121 | 6425.5591 | 2377.4569 |  |  |  | 1542.1342 | 10345.1502
578 | Embedded Generation Network Technical Study - Class 5 | Technical assessment of Network Capability for connecting Class 5 Export Embedded Generation | 11424.1238 | 12566.5362 | 64 | Normal | Management ( Senior Project Engineer - SPE) | 133.8658 | 187.4121 | 8567.4122 | 3169.9425 |  |  |  | 2056.1789 | 13793.5336
579 | Embeddded Generation - Network Technical Study - Class 6 | Technical assessment of Network Capability for connecting Class 6 Embedded Generation where Evoenergy provides the requisite network data and the Embedded Generator undertakes the Network Technical Study. | 14280.1446 | 15708.159 | 80 | Normal | Management ( Senior Project Engineer - SPE) | 133.8658 | 187.4121 | 10709.2652 | 3962.4281 |  |  |  | 2570.2236 | 17241.917
Contract Administration, Commissioning and Testing - Embedded Generation Installations up to 5MW | Service | Service Description / Scope | Current Prices 2017/18 | GST Inclusive | Appointment Time Hours | Normal/Over | Crew | Crew rate | Crew O/T Rate | Labour | Direct Overhead | Contract Payments | Plant Costs | Material Costs | Corporate Overheads | Total Expenditure
601 | Embedded Generation - Connection Contract Establishment - Class 1 (Commercial) to Class 6 | Preparation of Non-Standard Connection Agreement and on site attendance of Evoenergy to witness commissioning of the embedded generation where Evoenergy is not required to make any network alterations or additions. | na | na | 16 | Normal | Management ( Senior Project Engineer - SPE) | 133.8658 | 187.4121 | 2141.853 | 792.4856 |  |  |  | 514.0447 | 3448.3834
Provision of Data for Network Technical Study - Embedded Generation Installations over 5MW | Service | Service Description / Scope | Current Prices 2017/18 | GST Inclusive | Appointment Time Hours | Normal/Over | Crew | Crew rate | Crew O/T Rate | Labour | Direct Overhead | Contract Payments | Plant Costs | Material Costs | Corporate Overheads | Total Expenditure
602 | Embedded Generator Network Technical Study - Embedded Generation over 5MW | The provision of network data for and an analysis of the results of the Embedded Generator Network Technical Study. | 11424.12 | 12566.54 | 80 | Normal | Management ( Senior Project Engineer - SPE) | 133.8658 | 187.4121 | 10709.2652 | 3962.4281 |  |  |  | 2570.2236 | 17241.917
Residential Estate Subdivision Services (per block) | Service | Service Description / Scope | Current Prices 2017/18 | GST Inclusive | Appointment Time Hours | Normal/Over | Crew | Crew rate | Crew O/T Rate | Labour | Direct Overhead | Contract Payments | Plant Costs | Material Costs | Corporate Overheads | Total Expenditure
580 | Subdivision Electricity Distribution Network Reticulation - Multi Unit Blocks | Connection of multi-unit residential blocks to the LV reticulation network | 0 | 0 | 0 | 0 | 0
581 | Subdivision Electricity Distribution Network Reticulation - Category 1 Blocks <= 650 M2 | Connection of residential blocks less than or equal to 650 square meters, to the LV reticulation network | 1700.39 | 1870.429 | 0 | 0 | 0
582 | Subdivision Electricity Distribution Network Reticulation - Category 1 Blocks 650 - 1100m2 with average linear frontage of 22-25 metres | Connection of residential blocks less than or equal to 1100 square meters but greater than 650 square meters, with average linear frontage of 22-25 meters, to the LV reticulation network | 2227.78 | 2450.558 | 0 | 0 | 0
Upstream augmentation (per kVA of capacity) | Service | Service Description / Scope | Current Prices 2017/18 | GST Inclusive | Appointment Time Hours | Normal/Over | Crew | Crew rate | Crew O/T Rate | Labour | Direct Overhead | Contract Payments | Plant Costs | Material Costs | Corporate Overheads | Total Expenditure
585 | HV feeder | A $/kVA charge for the installation of new HV feeders | 36.83 | 40.513 | 0 | 0 | 0
586 | Distribution substation | A $/kVA charge for the installation of new distribution substations | 21.33 | 23.463 | 0 | 0 | 0
Rescheduled Site Visits | Service | Service Description / Scope | Current Prices 2017/18 | GST Inclusive | Appointment Time Hours | Normal/Over | Crew | Crew rate | Crew O/T Rate | Labour | Direct Overhead | Contract Payments | Plant Costs | Material Costs | Corporate Overheads | Total Expenditure
590 | Rescheduled Site Visit – One Person | Wasted site visit for a one person team where the service was not able to be completed on attendance. Includes customer cancellations before the work is completed, Officer unable to access site to complete service on arrival, site not ready for service requested on arrival, site unsafe &/or installation defect prevents service being undertaken or completed including non-compliance with Evoenergy Standards and/or Service & installation Rules | 139.0583 | 152.9641 | 1 | Normal | F Crew Meter | 97.3593 | 136.303 | 97.3593 | 36.0229 |  |  |  | 23.3662 | 156.7484
591 | Rescheduled Site Visit – Service Team | Wasted site visit for a Services Team where the service was not able to be completed on attendance. Includes customer cancellations before the work is completed, Team unable to access site to complete service on arrival, site not ready for service requested on arrival, site unsafe &/or installation defect prevents service being undertaken or completed including non-compliance with Evoenergy Standards and/or Service & installation Rules | 587.5508 | 646.3059 | 1.5 | Normal | G Crew | 279.2451 | 390.9431 | 418.8676 | 154.981 |  |  |  | 100.5282 | 674.3768
Trenching charges | Service | Service Description / Scope | Current Prices 2017/18 | GST Inclusive | Appointment Time Hours | Normal/Over | Crew | Crew rate | Crew O/T Rate | Labour | Direct Overhead | Contract Payments | Plant Costs | Material Costs | Corporate Overheads | Total Expenditure
592 | Trenching - first 2 meters | First two meters of trenching service | 533.3319 | 586.6651 | na | Normal | [5 empty] | 451.5484 |  |  | 108.3716 | 559.92
593 | Trenching - subsequent meters | Subsequent two meters of trenching service | 124.03 | 136.433 | na | Normal | [5 empty] | 105.0112 |  |  | 25.2027 | 130.2139
Boring charges | Service | Service Description / Scope | Current Prices 2017/18 | GST Inclusive | Appointment Time Hours | Normal/Over | Crew | Crew rate | Crew O/T Rate | Labour | Direct Overhead | Contract Payments | Plant Costs | Material Costs | Corporate Overheads | Total Expenditure
594 | Under footpath | Under footpath boring charge | 967.4419 | 1064.1861 | na | Normal | [5 empty] | 819.0877 |  |  | 196.5811 | 1015.6688
595 | Under driveway | Under driveway boring charge | 1153.4919 | 1268.8411 | na | Normal | [5 empty] | 976.6046 |  |  | 234.3851 | 1210.9897
Note on F29: Mifsud, Clay: Mick Lloyd
Note on H51: Mifsud, Clay: only 2 fitters reqd.
Note on F57: Mifsud, Clay: andrew constable

## 20.21 prices
2020-21 Alternative Control Services Cost Build Up - nominal dollars - fully cost reflective
| 2020/21 unit rate for labour |  | o/t loading | Crews, normal rates | [5 empty] | Crews, overtime rates | [6 empty] | Hours labour list
| Normal | Overtime |  |  | Line Worker (LW) | Trade Assistant/ Labour (TA) | Admin | Per hour crew rate |  |  | Line Worker (LW) | Trade Assistant/ Labour (TA) | Admin | Per hour crew rate |  | O/T Factor | 0.25
Direct overhead | 37% | 37% |  | F Crew Meter | 1 |  |  | 100.2572 |  | F Crew Meter | 1.4 |  |  | 140.3601 |  | 140% | 0.5
Office support service delivery | 71.0122 | 99.4171 | 140% | G Crew | 2 | 1 |  | 287.5569 |  | G Crew | 2.8 | 1.4 |  | 402.5796 |  | 140% | 0.75
Connection/Project Engineer (PE) | 119.6646 | 167.5304 | 140% | Meter crew | 2 |  |  | 200.5144 |  | Meter crew | 2.8 |  |  | 280.7202 |  | 140% | 1
Management ( Senior Project Engineer - SPE) | 137.8504 | 192.9905 | 140% | OH Crew | 2 |  |  | 200.5144 |  | OH Crew | 2.8 | 0 |  | 280.7202 |  | 140% | 1.5
GIS Officer (GO) | 107.8596 | 151.0035 | 140% | Switcher | 1 |  |  | 100.2572 |  | Switcher | 1.4 |  |  | 140.3601 |  | 140% | 2
Site Lead/Scheduler ( SL) | 100.2572 | 140.3601 | 140% | UG Crew | 3 |  |  | 300.7716 |  | UG Crew | 4.2 | 0 |  | 421.0802 |  | 140% | 2.5
Electrical Fitter (EF) | 100.2572 | 140.3601 | 140% | Admin | 0 | 0 | 1 | 71.0122 |  | Admin |  |  | 1.4 | 99.4171 |  | 140% | 3
Electrical Operator (EO) | 100.2572 | 140.3601 | 140% | Two fitter crew | 2 |  |  | 200.5144 |  | Two fitter crew | 2.8 |  |  | 280.7202 |  | 140% | 3.5
Plant Operator (PO) | 100.2572 | 140.3601 | 140% | Meter reader | 1 |  |  | 82.7229 | [8 empty] | 4
Line Worker (LW) | 100.2572 | 140.3601 | 140% | [13 empty] | 4.5
Trade Assistant/Labour (TA) | 87.0425 | 121.8595 | 140% |  |  |  |  | AER 2020-21 CPI |  | 1.0245 | [6 empty] | 5
Corporate overhead | 24% | 24% | [14 empty] | 5.5
6
6.5
7
Code | Service | Service Description / Scope | Current Prices 2017/18 | GST Inclusive | Appointment Time Hours | Normal/Over | Crew | Crew rate | Crew O/T Rate | Labour | Direct Overhead | Contract Payments | Plant Costs | Material Costs | Corporate Overheads | Total Expenditure | 7.5
Premise Re-energisation – Existing Network Connection | [16 empty] | 8
501 | Re-energise premises – Business Hours | Re-energisation of a premises that is already connected to the network during business hours | 69.524 | 76.4764 | 0.5 | Normal | F Crew Meter | 100.2572 | 140.3601 | 50.1286 | 18.5476 |  |  |  | 12.0309 | 80.707
502 | Re-energise premises – After Hours | Re-energisation of a premises that is already connected to the network during after-hours periods | 88.1301 | 96.9431 | 0.5 | Overtime | F Crew Meter | 100.2572 | 140.3601 | 70.18 | 18.5476 |  |  |  | 12.0309 | 100.7585
Premise De-energisation – Existing Network Connection | Service | Service Description / Scope | Current Prices 2017/18 | GST Inclusive | Appointment Time Hours | Normal/Over | Crew | Crew rate | Crew O/T Rate | Labour | Direct Overhead | Contract Payments | Plant Costs | Material Costs | Corporate Overheads | Total Expenditure
503 | De-energise premises – Business Hours | De-energisation of a premises that is already connected to the network during business hours; excluding where the de-energisation is for debt non-payment | 69.524 | 76.4764 | 0.5 | Normal | F Crew Meter | 100.2572 | 140.3601 | 50.1286 | 18.5476 |  |  |  | 12.0309 | 80.707
505 | De-energise premises for debt non-payment | De-energisation of a premises that is already connected to the network where the de-energisation is for debt non-payment – Anytime | 139.0583 | 152.9641 | 0.5 | Normal | Meter crew | 200.5144 | 280.7202 | 100.2572 | 37.0952 |  |  |  | 24.0617 | 161.4141
Meter Investigations | Service | Service Description / Scope | Current Prices 2017/18 | GST Inclusive | Appointment Time Hours | Normal/Over | Crew | Crew rate | Crew O/T Rate | Labour | Direct Overhead | Contract Payments | Plant Costs | Material Costs | Corporate Overheads | Total Expenditure
504 | Meter Test (Whole Current) – Business Hours | Meter test for whole current Type 5 – 7 meters only during business hours. Fee is refunded if the meter is proven to be faulty | 278.1166 | 305.9283 | 1 | Normal | Meter crew | 200.5144 | 280.7202 | 200.5144 | 74.1903 |  |  |  | 48.1235 | 322.8282
510 | Meter Test (CT/VT) – Business Hours | Meter test for meters utilising a CT or VT during business hours. Fee is refunded if the meter installation is proven to be faulty | 322.0945 | 354.3039 | 0.25 | Normal | Admin | 71.0122 | 99.4171 | 17.7531 | 6.5686 | 365.7857 |  |  | 92.0493 | 482.1567
Special meters Services | Service | Service Description / Scope | Current Prices 2017/18 | GST Inclusive | Appointment Time Hours | Normal/Over | Crew | Crew rate | Crew O/T Rate | Labour | Direct Overhead | Contract Payments | Plant Costs | Material Costs | Corporate Overheads | Total Expenditure
506 | Special Meter Read | Out of cycle meter read during business hours Use for the following: • Customer Initiated Check Read, • Data validation initiated Check Read - prior to billing, • Data validation Check Read - post billing • Customer initiated additional out-of cycle read for billing purposes • Final read Fee associated with a Check Read is refunded if the original reading is proven to be incorrect | 32.1582 | 35.374 | 0.25 | Normal | Meter reader | 82.7229 | 115.812 | 20.6807 | 7.6519 | 6.5632 |  |  | 6.5385 | 34.8711
Power of Choice services | Service | Service Description / Scope | Current Prices 2017/18 | GST Inclusive | Appointment Time Hours | Normal/Over | Crew | Crew rate | Crew O/T Rate | Labour | Direct Overhead | Contract Payments | Plant Costs | Material Costs | Corporate Overheads | Total Expenditure
515 | Move, remove, inspect or reconfigure meter | Customer initiated change to an Evoenergy metered site that requires a site visit to move, reseal, reprogram or inspect, but does not require a new meter | na | na | 1 | Normal | F Crew Meter | 100.2572 | 140.3601 | 100.2572 | 37.0952 |  |  |  | 24.0617 | 161.4141
516 | Establish supply | Energisation of a premise that is connected to the network for the first time | na | na | 0.75 | Normal | F Crew Meter | 100.2572 | 140.3601 | 75.1929 | 27.8214 |  |  |  | 18.0463 | 121.0606
517 | Faults investigation (meter malfunction) | Customer call to Evoenergy Faults and Emergencies where a subsequent site visit ascertains a non-Evoenergy meter has failed, cannot be safely bypassed, and customer is/remains off supply | na | na | 0.75 | Normal | F Crew Meter | 100.2572 | 140.3601 | 75.1929 | 27.8214 |  |  |  | 18.0463 | 121.0606
518 | Faults investigation (meter bypassed) | Customer call to Evoenergy Faults and Emergencies where a subsequent site visit ascertains a non-Evoenergy meter has failed and has been bypassed so that the customer is back on supply | na | na | 1 | Normal | F Crew Meter | 100.2572 | 140.3601 | 100.2572 | 37.0952 |  |  |  | 24.0617 | 161.4141
519 | Faults investigation (customer's side of network boundary) | Customer call to Evoenergy Faults and Emergencies where a subsequent site visit ascertains a failure on the customers side of the network | na | na | 0.5 | Normal | F Crew Meter | 100.2572 | 140.3601 | 50.1286 | 18.5476 |  |  |  | 12.0309 | 80.707
Temporary Network Connections | Service | Service Description / Scope | Current Prices 2017/18 | GST Inclusive | Appointment Time Hours | Normal/Over | Crew | Crew rate | Crew O/T Rate | Labour | Direct Overhead | Contract Payments | Plant Costs | Material Costs | Corporate Overheads | Total Expenditure
520 | Temporary Builders’ Supply – Overhead (Business Hours) | Installation of a new temporary overhead supply connection not including associated metering during business hours; where the service connection complies with the following: • Load is <= 100 Amps/Phase • Single or multi-phase • Meter location <= 25m from source network pole • Point of Attachment/Builders Pole supplied and installed by the customer Includes situations where the service connection point of attachment (POA) and meter are in the permanent location | 624.9269 | 687.4196 | 1.5 | Normal | OH Crew | 200.5144 | 280.7202 | 300.7716 | 111.2855 |  |  | 32.4289 | 79.9681 | 524.4541
522 | Temporary Builders’ Supply – Underground (Business Hours) | Installation of a new temporary underground supply connection not including associated metering during business hours; where the service connection complies with the following: • Load is <= 100 Amps/Phase • Single or multi-phase • Meter location <= 15m from source network pole / pillar / pit / cable end • Conduit between meter location and network connection point supplied and installed by the customer Includes situations where the service connection point of entry (POE) and/or meter are in the permanent location | 1364.2578 | 1500.6836 | 2 | Normal | UG Crew | 300.7716 | 421.0802 | 601.5432 | 222.571 |  |  | 32.4289 | 152.1533 | 1008.6964
New Network Connections | Service | Service Description / Scope | Current Prices 2017/18 | GST Inclusive | Appointment Time Hours | Normal/Over | Crew | Crew rate | Crew O/T Rate | Labour | Direct Overhead | Contract Payments | Plant Costs | Material Costs | Corporate Overheads | Total Expenditure
523 | New Underground Service Connection – Greenfield | Installation of a new underground service connection, not including associated metering, during business hours where the service connection complies with the following: • Service connection is the first / initial connection to that block/premise • Load is <= 100 Amps/Phase • Single or multi-phase • Network connection point is located in the street frontage verge • Cable length within block <= 15m • Conduit between the POE/meter location (as applicable) and the property boundary is supplied and installed by the customer • Complete service connection including associated metering can be undertaken in a single visit | 0 | 0 | 1.5 | Normal | G Crew | 287.5569 | 402.5796 | 431.3353 | 159.5941 |  |  |  | 103.5205 | 0
526 | New Overhead Service Connection – Brownfield (Business Hours) | Installation of a new overhead service connection, not including associated metering, during business hours; where the service connection complies with the following: • Service connection is not the first / initial connection to that block/premise • Load is <= 100 Amps/Phase • Single or multi-phase • Service connection is continuous with a length <= 2 spans &/or 25m from source network pole Typically use in redevelopment scenario only where an underground service connection cannot be achieved. | 820.7771 | 902.8549 | 2 | Normal | OH Crew | 200.5144 | 280.7202 | 401.0288 | 148.3807 |  |  | 32.4289 | 104.0298 | 763.5619
527 | New Underground Service Connection – Brownfield from Front | Installation of an underground service connection, not including associated metering, during business hours where the service connection complies with the following: • Service connection is not the first / initial connection to that block/premise • Load is <= 100 Amps/Phase • Single or multi-phase • Service connection is continuous with a length <= 25m from network connection point • Network connection point is a pole, pillar or pit located in the street frontage verge • Conduit between the POE/meter location (as applicable) and the network connection point or property boundary is supplied and installed by the customer Where the service connection extends outside the customer property and Evoenergy is required to undertake additional civil works, additional unit rate based fees may also be applied for the additional work beyond the scope of this item Typically use in redevelopment scenarios such as knockdown/rebuilds and/or dual occupancy premises. | 1364.2578 | 1500.6836 | 2.5 | Normal | UG Crew | 300.7716 | 421.0802 | 751.929 | 278.2137 |  |  | 32.4289 | 188.2459 | 1250.8175
528 | New Underground Service Connection – Brownfield from Rear | Installation of an underground service connection, not including associated metering, during business hours where the service connection complies with the following: • Service connection is not the first / initial connection to that block/premise • Load is <= 100 Amps/Phase • Single or multi-phase • Service connection is continuous with a length <= 25m from network connection point • Network connection point is a pole located in the section backspine • Conduit between the POE/meter location (as applicable) and the network connection point or property boundary is supplied and installed by the customer Where the service connection extends outside the customer property and Evoenergy is required to undertake additional civil works, additional unit rate based fees may also be applied for the additional work beyond the scope of this item Typically use in redevelopment scenarios such as knockdown/rebuilds and/or dual occupancy premises. | 1364.2578 | 1500.6836 | 2.5 | Normal | UG Crew | 300.7716 | 421.0802 | 751.929 | 278.2137 |  |  | 32.4289 | 188.2459 | 1250.8175
Network Connection Alterations and Additions | Service | Service Description / Scope | Current Prices 2017/18 | GST Inclusive | Appointment Time Hours | Normal/Over | Crew | Crew rate | Crew O/T Rate | Labour | Direct Overhead | Contract Payments | Plant Costs | Material Costs | Corporate Overheads | Total Expenditure
541 | Overhead Service Relocation – Single Visit (Business Hours) | Relocation of an overhead service connection in a single site visit during business hours where the service connection complies with the following: • Load <= 100 Amps/Phase • Single or multi-phase • Service connection is no more than two spans &/or 25m in length Scope involves: • De-energisation, physical disconnection / dismantling then re-attachment, connection and re-energisation • Replacement of overhead service cable if required | 783.3908 | 861.7299 | 2 | Normal | OH Crew | 200.5144 | 280.7202 | 401.0288 | 148.3807 |  |  |  | 96.2469 | 645.6564
542 | Overhead Service Relocation – Two Visits (Business Hours) | Relocation of an overhead service connection in two site visits during business hours where the service connection complies with the following: • Load <= 100 Amps/Phase • Single or multi-phase • Service connection is no more than two spans &/or 25m in length Scope involves: • De-energisation, physical disconnection / dismantling in first site visit • Re-attachment, connection and re-energisation in second visit • Replacement of overhead service cable if required | 1566.7714 | 1723.4485 | 4 | Normal | OH Crew | 200.5144 | 280.7202 | 802.0576 | 296.7613 |  |  |  | 192.4938 | 1291.3127
543 | Overhead Service Upgrade – Service Cable Replacement Not Required | Upgrade of an existing overhead service connection from single to multi-phase where the installed cable does not require replacement and the service connection complies with the following: • Load <= 100 Amps/Phase • Existing cable is physically able to be connected multi-phase without joints | 783.3908 | 861.7299 | 2 | Normal | OH Crew | 200.5144 | 280.7202 | 401.0288 | 148.3807 |  |  |  | 96.2469 | 645.6564
544 | Overhead Service Upgrade – Service Cable Replacement Required | Upgrade of an existing overhead service connection where the installed cable does not meet the increased load requirements (multi-phase or capacity/rating) and the service connection complies with the following: • Load <= 100 Amps/Phase • Service connection is no more than two spans &/or 25m in length Use for single to multi-phase and capacity upgrades | 820.7771 | 902.8549 | 2 | Normal | OH Crew | 200.5144 | 280.7202 | 401.0288 | 148.3807 |  |  | 32.4289 | 104.0298 | 685.8682
545 | Underground Service Upgrade – Service Cable Replacement Not Required | Upgrade of an existing underground service connection from single to multi-phase where the installed cable does not require replacement and the service connection complies with the following: • Load <= 100 Amps/Phase • Existing cable is physically able to be connected multi-phase without joints | 1326.8817 | 1459.5699 | 1.5 | Normal | Two fitter crew | 200.5144 | 280.7202 | 300.7716 | 111.2855 |  |  |  | 72.1852 | 484.2423
546 | Underground Service Upgrade – Service Cable Replacement Required | Upgrade of an existing underground service connection where the existing cable does not meet the increased load requirements (multi-phase or capacity/rating) and the service connection complies with the following: • Load <= 100 Amps/Phase • Service connection is no more than 25m in length • Conduit between the meter location and the network connection point or property boundary is supplied and installed by the customer Where the service connection extends outside the customer property and Evoenergy is required to undertake additional civil works, additional unit rate based fees may also be applied for the additional work outside the scope of this item | 1364.2578 | 1500.6836 | 2.5 | Normal | UG Crew | 300.7716 | 421.0802 | 751.929 | 278.2137 |  |  | 32.4289 | 188.2459 | 1250.8175
547 | Underground Service Relocation – Single Visit (Business Hours) | Relocation of an underground service connection, or part thereof, in a single site visit during business hours where the service connection complies with the following: • Load <= 100 Amps/Phase • Single or multi-phase • Service connection is no more than 25m in length Scope involves: • De-energisation, physical disconnection/cutting away, installation of new service cable section, jointing and then termination, connection and re-energisation Where the service connection extends outside the customer property and Evoenergy is required to undertake additional civil works, additional unit rate based fees may also be applied for the additional work outside the scope of this item | 1364.2578 | 1500.6836 | 2.5 | Normal | UG Crew | 300.7716 | 421.0802 | 751.929 | 278.2137 |  |  | 32.4289 | 188.2459 | 1250.8175
548 | Install surface mounted point of entry (POE) box | Installation of a surface mounted point of entry box and conduit to ground level on the customer’s structure to facilitate installation of a new or relocated underground service connection; where the service connection complies with the following: • Load <= 100 Amps/Phase • Single or multi-phase Scope involves: • Supply and installation of POE box, conduit and associated fixings Applicable where a recessed POE box cannot be provided by the customer Only use in conjunction with Item 526 New Underground Service – Brownfield and Item 547 Underground Service Relocation | 630.9341 | 694.0275 | 1 | Normal | UG Crew | 300.7716 | 421.0802 | 300.7716 | 111.2855 |  |  | 86.8956 | 93.0401 | 591.9928
549 | Overhead Service Temporary Disconnect Reconnect same day (Business Hours) | A temporary disconnect and reconnect of an existing overhead service connection to a residential dwelling. | n/a | n/a | 3 | Normal | OH Crew | 200.5144 | 280.7202 | 601.5432 | 222.571 |  |  |  | 144.3704 | 968.4845
Temporary De-energisation | Service | Service Description / Scope | Current Prices 2017/18 | GST Inclusive | Appointment Time Hours | Normal/Over | Crew | Crew rate | Crew O/T Rate | Labour | Direct Overhead | Contract Payments | Plant Costs | Material Costs | Corporate Overheads | Total Expenditure
560 | Temporary de-energisation – LV (Business Hours) | Temporary de-energisation and re-energisation of LV network infrastructure in business hours to allow safe customer / contractor approach and work in close proximity Scope does not include dismantling of lines or network infrastructure Use for tree pruning, mobile plant operation, oversize loads, construction activities | 417.1749 | 458.8924 | 4 | Normal | Switcher | 100.2572 | 140.3601 | 401.0288 | 148.3807 |  |  |  | 96.2469 | 645.6564
561 | Temporary de-energisation – HV (Business Hours) | Temporary de-energisation and re-energisation of HV network infrastructure in business hours to allow safe customer / contractor approach and work in close proximity Scope does not include dismantling of lines or network infrastructure Use for tree pruning, mobile plant operation, oversize loads, construction activities | 417.1749 | 458.8924 | 4 | Normal | Switcher | 100.2572 | 140.3601 | 401.0288 | 148.3807 |  |  |  | 96.2469 | 645.6564
Supply Abolishment / Removal | Service | Service Description / Scope | Current Prices 2017/18 | GST Inclusive | Appointment Time Hours | Normal/Over | Crew | Crew rate | Crew O/T Rate | Labour | Direct Overhead | Contract Payments | Plant Costs | Material Costs | Corporate Overheads | Total Expenditure
562 | Supply Abolishment / Removal – Overhead (Business Hours) | Decommissioning and removal of an overhead service connection and associated metering during business hours for service connections that comply with the following: • Load <= 100 Amps/Phase • Single or multi-phase • Service connection is no more than two spans &/or 25m in length • Removal of the service connection does not result in a consequential requirement to remove a network pole Use where a property is to be demolished, supply is no longer required, an alternative connection point is to be established / used, or a redundant supply is to be removed. | 587.5508 | 646.3059 | 1.5 | Normal | OH Crew | 200.5144 | 280.7202 | 300.7716 | 111.2855 |  |  |  | 72.1852 | 484.2423
563 | Supply Abolishment / Removal - Underground (Business Hours) | Decommissioning and removal of an underground service connection and associated metering during business hours for service connections which comply with the following: • Load <= 100 Amps/Phase • Single or multi-phase • Removal of the service connection does not result in a consequential requirement to remove redundant network mains infrastructure such as a pole, pillar, pit Use where a property is to be demolished, supply is no longer required, an alternative connection point is to be established / used, or a redundant supply is to be removed. | 1061.5074 | 1167.6582 | 2.5 | Normal | UG Crew | 300.7716 | 421.0802 | 751.929 | 278.2137 |  |  |  | 180.463 | 1210.6057
Miscellaneous Customer Initiated Services | Service | Service Description / Scope | Current Prices 2017/18 | GST Inclusive | Appointment Time Hours | Normal/Over | Crew | Crew rate | Crew O/T Rate | Labour | Direct Overhead | Contract Payments | Plant Costs | Material Costs | Corporate Overheads | Total Expenditure
564 | Install & Remove Tiger Tails – Establishment (Business Hours) | Installation and removal of “Tiger Tail” covers on overhead lines including service lines, LV & HV during business hours – Establishment fee per site Use in conjunction with Item 565 to determine total service charge | 1379.7372 | 1517.7109 | 3 | Normal | OH Crew | 200.5144 | 280.7202 | 601.5432 | 222.571 |  | 193.6512 |  | 190.8467 | 1208.6121
565 | Install & Remove Tiger Tails - Per Span (Business Hours) | Installation and removal of “Tiger Tail” covers on overhead lines including service lines, LV & HV during business hours – Length based fee Use in conjunction with Item 564 to determine total service charge | 694.5739 | 764.0313 | 3 | Normal | OH Crew | 200.5144 | 280.7202 | 601.5432 | 222.571 |  |  | 717.2268 | 316.5048 | 1857.8458
566 | Install & Remove Warning Flags – Installation (Business Hours) | Installation and removal of Warning Flags on overhead lines including service lines, LV & HV during business hours – Establishment fee per site Use in conjunction with Item 567 to determine total service charge | 1175.0811 | 1292.5892 | 3 | Normal | OH Crew | 200.5144 | 280.7202 | 601.5432 | 222.571 |  | 193.6512 |  | 190.8467 | 1208.6121
567 | Install & Remove Tiger Tails - Per Span (Business Hours) | Installation and removal of Warning Flags on overhead lines including service lines, LV & HV – Lengths based fee Use in conjunction with Item 566 to determine total service charge | 595.3418 | 654.8759 | 3 | Normal | OH Crew | 200.5144 | 280.7202 | 601.5432 | 222.571 |  |  | 516.4033 | 268.3072 | 1608.8247
Operational & Maintenance Fees - Export Only Embedded Generation Installations up to 5MW | Service | Service Description / Scope | Current Prices 2017/18 | GST Inclusive | Appointment Time Hours | Normal/Over | Crew | Crew rate | Crew O/T Rate | Labour | Direct Overhead | Contract Payments | Plant Costs | Material Costs | Corporate Overheads | Total Expenditure
568 | Embedded Generation OPEX Fees - Connection Assets | Annual operational and maintenance charges for the dedicated connections assets of Export Only Embedded Generation | 2% of value of connection assets per annum | 0 | 0 | 0 | 0
569 | Embedded Generation OPEX Fees - Shared Network Asset | Annual operational and maintenance charges for the shared network assets associated with Export Only Embedded Generation | 2% of value of shared assets allocated to the generator per annum (if applicable) | 0 | 0 | 0 | 0
Connection Enquiry Processing - Embedded Generation Installations* | Service | Service Description / Scope | Current Prices 2017/18 | GST Inclusive | Appointment Time Hours | Normal/Over | Crew | Crew rate | Crew O/T Rate | Labour | Direct Overhead | Contract Payments | Plant Costs | Material Costs | Corporate Overheads | Total Expenditure
570 | Embedded Generation Connection Enquiry – Class 1 (Commercial) | Receipt, registration, processing and responding to a connection enquiry for Class 1 (Commercial) Embedded Generation | 0 | 0 | 2 | Normal | Management ( Senior Project Engineer - SPE) | 137.8504 | 192.9905 | 275.7007 | 102.0093 |  |  |  | 66.1682 | 443.8782
596 | Embedded Generation Connection Enquiry – Class 2 | Receipt, registration, processing and responding to a connection enquiry with Preliminary Network Advice for Class 2 Embedded Generation | 571.2 | 628.32 | 2.5 | Normal | Management ( Senior Project Engineer - SPE) | 137.8504 | 192.9905 | 344.6259 | 127.5116 |  |  |  | 82.7102 | 554.8478
597 | Embedded Generation Connection Enquiry – Class 3 | Receipt, registration, processing and responding to a connection enquiry with Preliminary Network Advice for Class 3 Embedded Generation | 571.2 | 628.32 | 3 | Normal | Management ( Senior Project Engineer - SPE) | 137.8504 | 192.9905 | 413.5511 | 153.0139 |  |  |  | 99.2523 | 665.8173
598 | Embedded Generation Connection Enquiry – Class 4 | Receipt, registration, processing and responding to a connection enquiry with Preliminary Network Advice for Class 4 Embedded Generation | 571.2 | 628.32 | 3.5 | Normal | Management ( Senior Project Engineer - SPE) | 137.8504 | 192.9905 | 482.4763 | 178.5162 |  |  |  | 115.7943 | 776.7869
599 | Embedded Generation Connection Enquiry – Class 5 | Receipt, registration, processing and responding to a connection enquiry with Preliminary Network Advice for Class 5 Embedded Generation | 571.2 | 628.32 | 4 | Normal | Management ( Senior Project Engineer - SPE) | 137.8504 | 192.9905 | 551.4015 | 204.0186 |  |  |  | 132.3364 | 887.7564
600 | Embedded Generation Connection Enquiry – Class 6 | Receipt, registration, processing and responding to a connection enquiry with Preliminary Network Advice for Class 6 Embedded Generation | 1142.41 | 1256.64 | 4.5 | Normal | Management ( Senior Project Engineer - SPE) | 137.8504 | 192.9905 | 620.3267 | 229.5209 |  |  |  | 148.8784 | 998.726
Network Design & Investigation / Analysis Services - Embedded Generation Installations† | Service | Service Description / Scope | Current Prices 2017/18 | GST Inclusive | Appointment Time Hours | Normal/Over | Crew | Crew rate | Crew O/T Rate | Labour | Direct Overhead | Contract Payments | Plant Costs | Material Costs | Corporate Overheads | Total Expenditure
574 | Embedded Generation Network Technical Study - Class 1 (Commercial) | Technical assessment of Network Capability for connecting Class 1 (Commercial) Export Embedded Generation | 0 | 0 | 8 | Normal | Management ( Senior Project Engineer - SPE) | 137.8504 | 192.9905 | 1102.803 | 408.0371 |  |  |  | 264.6727 | 1775.5128
575 | Embedded Generation Network Technical Study - Class 2 | Technical assessment of Network Capability for connecting Class 2 Export Embedded Generation | 3808.0447 | 4188.8492 | 16 | Normal | Management ( Senior Project Engineer - SPE) | 137.8504 | 192.9905 | 2205.606 | 816.0742 |  |  |  | 529.3454 | 3551.0256
576 | Embedded Generation Network Technical Study - Class 3 | Technical assessment of Network Capability for connecting Class 3 Export Embedded Generation | 5712.0517 | 6283.2568 | 32 | Normal | Management ( Senior Project Engineer - SPE) | 137.8504 | 192.9905 | 4411.2119 | 1632.1484 |  |  |  | 1058.6909 | 7102.0512
577 | Embedded Generation Network Technical Study - Class 4 | Technical assessment of Network Capability for connecting Class 4 Export Embedded Generation | 7616.0791 | 8377.6871 | 48 | Normal | Management ( Senior Project Engineer - SPE) | 137.8504 | 192.9905 | 6616.8179 | 2448.2226 |  |  |  | 1588.0363 | 10653.0768
578 | Embedded Generation Network Technical Study - Class 5 | Technical assessment of Network Capability for connecting Class 5 Export Embedded Generation | 11424.1238 | 12566.5362 | 64 | Normal | Management ( Senior Project Engineer - SPE) | 137.8504 | 192.9905 | 8822.4239 | 3264.2968 |  |  |  | 2117.3817 | 14204.1025
579 | Embeddded Generation - Network Technical Study - Class 6 | Technical assessment of Network Capability for connecting Class 6 Embedded Generation where Evoenergy provides the requisite network data and the Embedded Generator undertakes the Network Technical Study. | 14280.1446 | 15708.159 | 80 | Normal | Management ( Senior Project Engineer - SPE) | 137.8504 | 192.9905 | 11028.0299 | 4080.371 |  |  |  | 2646.7272 | 17755.1281
Contract Administration, Commissioning and Testing - Embedded Generation Installations up to 5MW | Service | Service Description / Scope | Current Prices 2017/18 | GST Inclusive | Appointment Time Hours | Normal/Over | Crew | Crew rate | Crew O/T Rate | Labour | Direct Overhead | Contract Payments | Plant Costs | Material Costs | Corporate Overheads | Total Expenditure
601 | Embedded Generation - Connection Contract Establishment - Class 1 (Commercial) to Class 6 | Preparation of Non-Standard Connection Agreement and on site attendance of Evoenergy to witness commissioning of the embedded generation where Evoenergy is not required to make any network alterations or additions. | na | na | 16 | Normal | Management ( Senior Project Engineer - SPE) | 137.8504 | 192.9905 | 2205.606 | 816.0742 |  |  |  | 529.3454 | 3551.0256
Provision of Data for Network Technical Study - Embedded Generation Installations over 5MW | Service | Service Description / Scope | Current Prices 2017/18 | GST Inclusive | Appointment Time Hours | Normal/Over | Crew | Crew rate | Crew O/T Rate | Labour | Direct Overhead | Contract Payments | Plant Costs | Material Costs | Corporate Overheads | Total Expenditure
602 | Embedded Generator Network Technical Study - Embedded Generation over 5MW | The provision of network data for and an analysis of the results of the Embedded Generator Network Technical Study. | 11424.12 | 12566.54 | 80 | Normal | Management ( Senior Project Engineer - SPE) | 137.8504 | 192.9905 | 11028.0299 | 4080.371 |  |  |  | 2646.7272 | 17755.1281
Residential Estate Subdivision Services (per block) | Service | Service Description / Scope | Current Prices 2017/18 | GST Inclusive | Appointment Time Hours | Normal/Over | Crew | Crew rate | Crew O/T Rate | Labour | Direct Overhead | Contract Payments | Plant Costs | Material Costs | Corporate Overheads | Total Expenditure
580 | Subdivision Electricity Distribution Network Reticulation - Multi Unit Blocks | Connection of multi-unit residential blocks to the LV reticulation network | 0 | 0 | 0 | 0 | 0
581 | Subdivision Electricity Distribution Network Reticulation - Category 1 Blocks <= 650 M2 | Connection of residential blocks less than or equal to 650 square meters, to the LV reticulation network | 1700.39 | 1870.429 | 0 | 0 | 0
582 | Subdivision Electricity Distribution Network Reticulation - Category 1 Blocks 650 - 1100m2 with average linear frontage of 22-25 metres | Connection of residential blocks less than or equal to 1100 square meters but greater than 650 square meters, with average linear frontage of 22-25 meters, to the LV reticulation network | 2227.78 | 2450.558 | 0 | 0 | 0
Upstream augmentation (per kVA of capacity) | Service | Service Description / Scope | Current Prices 2017/18 | GST Inclusive | Appointment Time Hours | Normal/Over | Crew | Crew rate | Crew O/T Rate | Labour | Direct Overhead | Contract Payments | Plant Costs | Material Costs | Corporate Overheads | Total Expenditure
585 | HV feeder | A $/kVA charge for the installation of new HV feeders | 36.83 | 40.513 | 0 | 0 | 0
586 | Distribution substation | A $/kVA charge for the installation of new distribution substations | 21.33 | 23.463 | 0 | 0 | 0
Rescheduled Site Visits | Service | Service Description / Scope | Current Prices 2017/18 | GST Inclusive | Appointment Time Hours | Normal/Over | Crew | Crew rate | Crew O/T Rate | Labour | Direct Overhead | Contract Payments | Plant Costs | Material Costs | Corporate Overheads | Total Expenditure
590 | Rescheduled Site Visit – One Person | Wasted site visit for a one person team where the service was not able to be completed on attendance. Includes customer cancellations before the work is completed, Officer unable to access site to complete service on arrival, site not ready for service requested on arrival, site unsafe &/or installation defect prevents service being undertaken or completed including non-compliance with Evoenergy Standards and/or Service & installation Rules | 139.0583 | 152.9641 | 1 | Normal | F Crew Meter | 100.2572 | 140.3601 | 100.2572 | 37.0952 |  |  |  | 24.0617 | 161.4141
591 | Rescheduled Site Visit – Service Team | Wasted site visit for a Services Team where the service was not able to be completed on attendance. Includes customer cancellations before the work is completed, Team unable to access site to complete service on arrival, site not ready for service requested on arrival, site unsafe &/or installation defect prevents service being undertaken or completed including non-compliance with Evoenergy Standards and/or Service & installation Rules | 587.5508 | 646.3059 | 1.5 | Normal | G Crew | 287.5569 | 402.5796 | 431.3353 | 159.5941 |  |  |  | 103.5205 | 694.4499
Trenching charges | Service | Service Description / Scope | Current Prices 2017/18 | GST Inclusive | Appointment Time Hours | Normal/Over | Crew | Crew rate | Crew O/T Rate | Labour | Direct Overhead | Contract Payments | Plant Costs | Material Costs | Corporate Overheads | Total Expenditure
592 | Trenching - first 2 meters | First two meters of trenching service | 533.3319 | 586.6651 | na | Normal | [5 empty] | 462.6113 |  |  | 111.0267 | 573.638
593 | Trenching - subsequent meters | Subsequent two meters of trenching service | 124.03 | 136.433 | na | Normal | [5 empty] | 107.584 |  |  | 25.8202 | 133.4042
Boring charges | Service | Service Description / Scope | Current Prices 2017/18 | GST Inclusive | Appointment Time Hours | Normal/Over | Crew | Crew rate | Crew O/T Rate | Labour | Direct Overhead | Contract Payments | Plant Costs | Material Costs | Corporate Overheads | Total Expenditure
594 | Under footpath | Under footpath boring charge | 967.4419 | 1064.1861 | na | Normal | [5 empty] | 839.1554 |  |  | 201.3973 | 1040.5527
595 | Under driveway | Under driveway boring charge | 1153.4919 | 1268.8411 | na | Normal | [5 empty] | 1000.5314 |  |  | 240.1275 | 1240.659
Note on H51: Mifsud, Clay: only 2 fitters reqd.

## 21.22 prices
2021-22 Alternative Control Services Cost Build Up - nominal dollars - fully cost reflective
| 2021/22 unit rate for labour |  | o/t loading | Crews, normal rates | [5 empty] | Crews, overtime rates | [6 empty] | Hours labour list
| Normal | Overtime |  |  | Line Worker (LW) | Trade Assistant/ Labour (TA) | Admin | Per hour crew rate |  |  | Line Worker (LW) | Trade Assistant/ Labour (TA) | Admin | Per hour crew rate |  | O/T Factor | 0.25
Direct overhead | 37% | 37% |  | F Crew Meter | 1 |  |  | 103.645 |  | F Crew Meter | 1.4 |  |  | 145.103 |  | 140% | 0.5
Office support service delivery | 73.4118 | 102.7765 | 140% | G Crew | 2 | 1 |  | 297.2737 |  | G Crew | 2.8 | 1.4 |  | 416.1832 |  | 140% | 0.75
Connection/Project Engineer (PE) | 123.7082 | 173.1915 | 140% | Meter crew | 2 |  |  | 207.29 |  | Meter crew | 2.8 |  |  | 290.206 |  | 140% | 1
Management ( Senior Project Engineer - SPE) | 142.5085 | 199.5119 | 140% | OH Crew | 2 |  |  | 207.29 |  | OH Crew | 2.8 | 0 |  | 290.206 |  | 140% | 1.5
GIS Officer (GO) | 111.5043 | 156.106 | 140% | Switcher | 1 |  |  | 103.645 |  | Switcher | 1.4 |  |  | 145.103 |  | 140% | 2
Site Lead/Scheduler ( SL) | 103.645 | 145.103 | 140% | UG Crew | 3 |  |  | 310.935 |  | UG Crew | 4.2 | 0 |  | 435.309 |  | 140% | 2.5
Electrical Fitter (EF) | 103.645 | 145.103 | 140% | Admin | 0 | 0 | 1 | 73.4118 |  | Admin |  |  | 1.4 | 102.7765 |  | 140% | 3
Electrical Operator (EO) | 103.645 | 145.103 | 140% | Two fitter crew | 2 |  |  | 207.29 |  | Two fitter crew | 2.8 |  |  | 290.206 |  | 140% | 3.5
Plant Operator (PO) | 103.645 | 145.103 | 140% | Meter reader | 1 |  |  | 85.5182 | [8 empty] | 4
Line Worker (LW) | 103.645 | 145.103 | 140% | [13 empty] | 4.5
Trade Assistant/Labour (TA) | 89.9837 | 125.9772 | 140% |  |  |  |  | AER 2021-22-20 CPI |  | 1.0245 | [6 empty] | 5
Corporate overhead | 24% | 24% | [14 empty] | 5.5
6
6.5
7
Code | Service | Service Description / Scope | Current Prices 2017/18 | GST Inclusive | Appointment Time Hours | Normal/Over | Crew | Crew rate | Crew O/T Rate | Labour | Direct Overhead | Contract Payments | Plant Costs | Material Costs | Corporate Overheads | Total Expenditure | 7.5
Premise Re-energisation – Existing Network Connection | [16 empty] | 8
501 | Re-energise premises – Business Hours | Re-energisation of a premises that is already connected to the network during business hours | 69.524 | 76.4764 | 0.5 | Normal | F Crew Meter | 103.645 | 145.103 | 51.8225 | 19.1743 |  |  |  | 12.4374 | 83.4342
502 | Re-energise premises – After Hours | Re-energisation of a premises that is already connected to the network during after-hours periods | 88.1301 | 96.9431 | 0.5 | Overtime | F Crew Meter | 103.645 | 145.103 | 72.5515 | 19.1743 |  |  |  | 12.4374 | 104.1632
Premise De-energisation – Existing Network Connection | Service | Service Description / Scope | Current Prices 2017/18 | GST Inclusive | Appointment Time Hours | Normal/Over | Crew | Crew rate | Crew O/T Rate | Labour | Direct Overhead | Contract Payments | Plant Costs | Material Costs | Corporate Overheads | Total Expenditure
503 | De-energise premises – Business Hours | De-energisation of a premises that is already connected to the network during business hours; excluding where the de-energisation is for debt non-payment | 69.524 | 76.4764 | 0.5 | Normal | F Crew Meter | 103.645 | 145.103 | 51.8225 | 19.1743 |  |  |  | 12.4374 | 83.4342
505 | De-energise premises for debt non-payment | De-energisation of a premises that is already connected to the network where the de-energisation is for debt non-payment – Anytime | 139.0583 | 152.9641 | 0.5 | Normal | Meter crew | 207.29 | 290.206 | 103.645 | 38.3486 |  |  |  | 24.8748 | 166.8684
Meter Investigations | Service | Service Description / Scope | Current Prices 2017/18 | GST Inclusive | Appointment Time Hours | Normal/Over | Crew | Crew rate | Crew O/T Rate | Labour | Direct Overhead | Contract Payments | Plant Costs | Material Costs | Corporate Overheads | Total Expenditure
504 | Meter Test (Whole Current) – Business Hours | Meter test for whole current Type 5 – 7 meters only during business hours. Fee is refunded if the meter is proven to be faulty | 278.1166 | 305.9283 | 1 | Normal | Meter crew | 207.29 | 290.206 | 207.29 | 76.6973 |  |  |  | 49.7496 | 333.7369
510 | Meter Test (CT/VT) – Business Hours | Meter test for meters utilising a CT or VT during business hours. Fee is refunded if the meter installation is proven to be faulty | 322.0945 | 354.3039 | 0.25 | Normal | Admin | 73.4118 | 102.7765 | 18.353 | 6.7906 | 374.7474 |  |  | 94.3441 | 494.2351
Special meters Services | Service | Service Description / Scope | Current Prices 2017/18 | GST Inclusive | Appointment Time Hours | Normal/Over | Crew | Crew rate | Crew O/T Rate | Labour | Direct Overhead | Contract Payments | Plant Costs | Material Costs | Corporate Overheads | Total Expenditure
506 | Special Meter Read | Out of cycle meter read during business hours Use for the following: • Customer Initiated Check Read, • Data validation initiated Check Read - prior to billing, • Data validation Check Read - post billing • Customer initiated additional out-of cycle read for billing purposes • Final read Fee associated with a Check Read is refunded if the original reading is proven to be incorrect | 32.1582 | 35.374 | 0.25 | Normal | Meter reader | 85.5182 | 119.7254 | 21.3795 | 7.9104 | 6.5632 |  |  | 6.7063 | 35.9962
Power of Choice services | Service | Service Description / Scope | Current Prices 2017/18 | GST Inclusive | Appointment Time Hours | Normal/Over | Crew | Crew rate | Crew O/T Rate | Labour | Direct Overhead | Contract Payments | Plant Costs | Material Costs | Corporate Overheads | Total Expenditure
515 | Move, remove, inspect or reconfigure meter | Customer initiated change to an Evoenergy metered site that requires a site visit to move, reseal, reprogram or inspect, but does not require a new meter | na | na | 1 | Normal | F Crew Meter | 103.645 | 145.103 | 103.645 | 38.3486 |  |  |  | 24.8748 | 166.8684
516 | Establish supply | Energisation of a premise that is connected to the network for the first time | na | na | 0.75 | Normal | F Crew Meter | 103.645 | 145.103 | 77.7337 | 28.7615 |  |  |  | 18.6561 | 125.1513
517 | Faults investigation (meter malfunction) | Customer call to Evoenergy Faults and Emergencies where a subsequent site visit ascertains a non-Evoenergy meter has failed, cannot be safely bypassed, and customer is/remains off supply | na | na | 0.75 | Normal | F Crew Meter | 103.645 | 145.103 | 77.7337 | 28.7615 |  |  |  | 18.6561 | 125.1513
518 | Faults investigation (meter bypassed) | Customer call to Evoenergy Faults and Emergencies where a subsequent site visit ascertains a non-Evoenergy meter has failed and has been bypassed so that the customer is back on supply | na | na | 1 | Normal | F Crew Meter | 103.645 | 145.103 | 103.645 | 38.3486 |  |  |  | 24.8748 | 166.8684
519 | Faults investigation (customer's side of network boundary) | Customer call to Evoenergy Faults and Emergencies where a subsequent site visit ascertains a failure on the customers side of the network | na | na | 0.5 | Normal | F Crew Meter | 103.645 | 145.103 | 51.8225 | 19.1743 |  |  |  | 12.4374 | 83.4342
Temporary Network Connections | Service | Service Description / Scope | Current Prices 2017/18 | GST Inclusive | Appointment Time Hours | Normal/Over | Crew | Crew rate | Crew O/T Rate | Labour | Direct Overhead | Contract Payments | Plant Costs | Material Costs | Corporate Overheads | Total Expenditure
520 | Temporary Builders’ Supply – Overhead (Business Hours) | Installation of a new temporary overhead supply connection not including associated metering during business hours; where the service connection complies with the following: • Load is <= 100 Amps/Phase • Single or multi-phase • Meter location <= 25m from source network pole • Point of Attachment/Builders Pole supplied and installed by the customer Includes situations where the service connection point of attachment (POA) and meter are in the permanent location | 624.9269 | 687.4196 | 1.5 | Normal | OH Crew | 207.29 | 290.206 | 310.935 | 115.0459 |  |  | 33.2234 | 82.598 | 541.8024
522 | Temporary Builders’ Supply – Underground (Business Hours) | Installation of a new temporary underground supply connection not including associated metering during business hours; where the service connection complies with the following: • Load is <= 100 Amps/Phase • Single or multi-phase • Meter location <= 15m from source network pole / pillar / pit / cable end • Conduit between meter location and network connection point supplied and installed by the customer Includes situations where the service connection point of entry (POE) and/or meter are in the permanent location | 1364.2578 | 1500.6836 | 2 | Normal | UG Crew | 310.935 | 435.309 | 621.87 | 230.0919 |  |  | 33.2234 | 157.2224 | 1042.4077
New Network Connections | Service | Service Description / Scope | Current Prices 2017/18 | GST Inclusive | Appointment Time Hours | Normal/Over | Crew | Crew rate | Crew O/T Rate | Labour | Direct Overhead | Contract Payments | Plant Costs | Material Costs | Corporate Overheads | Total Expenditure
523 | New Underground Service Connection – Greenfield | Installation of a new underground service connection, not including associated metering, during business hours where the service connection complies with the following: • Service connection is the first / initial connection to that block/premise • Load is <= 100 Amps/Phase • Single or multi-phase • Network connection point is located in the street frontage verge • Cable length within block <= 15m • Conduit between the POE/meter location (as applicable) and the property boundary is supplied and installed by the customer • Complete service connection including associated metering can be undertaken in a single visit | 0 | 0 | 1.5 | Normal | G Crew | 297.2737 | 416.1832 | 445.9106 | 164.9869 |  |  |  | 107.0185 | 0
526 | New Overhead Service Connection – Brownfield (Business Hours) | Installation of a new overhead service connection, not including associated metering, during business hours; where the service connection complies with the following: • Service connection is not the first / initial connection to that block/premise • Load is <= 100 Amps/Phase • Single or multi-phase • Service connection is continuous with a length <= 2 spans &/or 25m from source network pole Typically use in redevelopment scenario only where an underground service connection cannot be achieved. | 820.7771 | 902.8549 | 2 | Normal | OH Crew | 207.29 | 290.206 | 414.58 | 153.3946 |  |  | 33.2234 | 107.4728 | 782.2691
527 | New Underground Service Connection – Brownfield from Front | Installation of an underground service connection, not including associated metering, during business hours where the service connection complies with the following: • Service connection is not the first / initial connection to that block/premise • Load is <= 100 Amps/Phase • Single or multi-phase • Service connection is continuous with a length <= 25m from network connection point • Network connection point is a pole, pillar or pit located in the street frontage verge • Conduit between the POE/meter location (as applicable) and the network connection point or property boundary is supplied and installed by the customer Where the service connection extends outside the customer property and Evoenergy is required to undertake additional civil works, additional unit rate based fees may also be applied for the additional work beyond the scope of this item Typically use in redevelopment scenarios such as knockdown/rebuilds and/or dual occupancy premises. | 1364.2578 | 1500.6836 | 2.5 | Normal | UG Crew | 310.935 | 435.309 | 777.3375 | 287.6149 |  |  | 33.2234 | 194.5346 | 1292.7104
528 | New Underground Service Connection – Brownfield from Rear | Installation of an underground service connection, not including associated metering, during business hours where the service connection complies with the following: • Service connection is not the first / initial connection to that block/premise • Load is <= 100 Amps/Phase • Single or multi-phase • Service connection is continuous with a length <= 25m from network connection point • Network connection point is a pole located in the section backspine • Conduit between the POE/meter location (as applicable) and the network connection point or property boundary is supplied and installed by the customer Where the service connection extends outside the customer property and Evoenergy is required to undertake additional civil works, additional unit rate based fees may also be applied for the additional work beyond the scope of this item Typically use in redevelopment scenarios such as knockdown/rebuilds and/or dual occupancy premises. | 1364.2578 | 1500.6836 | 2.5 | Normal | UG Crew | 310.935 | 435.309 | 777.3375 | 287.6149 |  |  | 33.2234 | 194.5346 | 1292.7104
Network Connection Alterations and Additions | Service | Service Description / Scope | Current Prices 2017/18 | GST Inclusive | Appointment Time Hours | Normal/Over | Crew | Crew rate | Crew O/T Rate | Labour | Direct Overhead | Contract Payments | Plant Costs | Material Costs | Corporate Overheads | Total Expenditure
541 | Overhead Service Relocation – Single Visit (Business Hours) | Relocation of an overhead service connection in a single site visit during business hours where the service connection complies with the following: • Load <= 100 Amps/Phase • Single or multi-phase • Service connection is no more than two spans &/or 25m in length Scope involves: • De-energisation, physical disconnection / dismantling then re-attachment, connection and re-energisation • Replacement of overhead service cable if required | 783.3908 | 861.7299 | 2 | Normal | OH Crew | 207.29 | 290.206 | 414.58 | 153.3946 |  |  |  | 99.4992 | 667.4738
542 | Overhead Service Relocation – Two Visits (Business Hours) | Relocation of an overhead service connection in two site visits during business hours where the service connection complies with the following: • Load <= 100 Amps/Phase • Single or multi-phase • Service connection is no more than two spans &/or 25m in length Scope involves: • De-energisation, physical disconnection / dismantling in first site visit • Re-attachment, connection and re-energisation in second visit • Replacement of overhead service cable if required | 1566.7714 | 1723.4485 | 4 | Normal | OH Crew | 207.29 | 290.206 | 829.16 | 306.7892 |  |  |  | 198.9984 | 1334.9476
543 | Overhead Service Upgrade – Service Cable Replacement Not Required | Upgrade of an existing overhead service connection from single to multi-phase where the installed cable does not require replacement and the service connection complies with the following: • Load <= 100 Amps/Phase • Existing cable is physically able to be connected multi-phase without joints | 783.3908 | 861.7299 | 2 | Normal | OH Crew | 207.29 | 290.206 | 414.58 | 153.3946 |  |  |  | 99.4992 | 667.4738
544 | Overhead Service Upgrade – Service Cable Replacement Required | Upgrade of an existing overhead service connection where the installed cable does not meet the increased load requirements (multi-phase or capacity/rating) and the service connection complies with the following: • Load <= 100 Amps/Phase • Service connection is no more than two spans &/or 25m in length Use for single to multi-phase and capacity upgrades | 820.7771 | 902.8549 | 2 | Normal | OH Crew | 207.29 | 290.206 | 414.58 | 153.3946 |  |  | 33.2234 | 107.4728 | 708.6708
545 | Underground Service Upgrade – Service Cable Replacement Not Required | Upgrade of an existing underground service connection from single to multi-phase where the installed cable does not require replacement and the service connection complies with the following: • Load <= 100 Amps/Phase • Existing cable is physically able to be connected multi-phase without joints | 1326.8817 | 1459.5699 | 1.5 | Normal | Two fitter crew | 207.29 | 290.206 | 310.935 | 115.0459 |  |  |  | 74.6244 | 500.6053
546 | Underground Service Upgrade – Service Cable Replacement Required | Upgrade of an existing underground service connection where the existing cable does not meet the increased load requirements (multi-phase or capacity/rating) and the service connection complies with the following: • Load <= 100 Amps/Phase • Service connection is no more than 25m in length • Conduit between the meter location and the network connection point or property boundary is supplied and installed by the customer Where the service connection extends outside the customer property and Evoenergy is required to undertake additional civil works, additional unit rate based fees may also be applied for the additional work outside the scope of this item | 1364.2578 | 1500.6836 | 2.5 | Normal | UG Crew | 310.935 | 435.309 | 777.3375 | 287.6149 |  |  | 33.2234 | 194.5346 | 1292.7104
547 | Underground Service Relocation – Single Visit (Business Hours) | Relocation of an underground service connection, or part thereof, in a single site visit during business hours where the service connection complies with the following: • Load <= 100 Amps/Phase • Single or multi-phase • Service connection is no more than 25m in length Scope involves: • De-energisation, physical disconnection/cutting away, installation of new service cable section, jointing and then termination, connection and re-energisation Where the service connection extends outside the customer property and Evoenergy is required to undertake additional civil works, additional unit rate based fees may also be applied for the additional work outside the scope of this item | 1364.2578 | 1500.6836 | 2.5 | Normal | UG Crew | 310.935 | 435.309 | 777.3375 | 287.6149 |  |  | 33.2234 | 194.5346 | 1292.7104
548 | Install surface mounted point of entry (POE) box | Installation of a surface mounted point of entry box and conduit to ground level on the customer’s structure to facilitate installation of a new or relocated underground service connection; where the service connection complies with the following: • Load <= 100 Amps/Phase • Single or multi-phase Scope involves: • Supply and installation of POE box, conduit and associated fixings Applicable where a recessed POE box cannot be provided by the customer Only use in conjunction with Item 526 New Underground Service – Brownfield and Item 547 Underground Service Relocation | 630.9341 | 694.0275 | 1 | Normal | UG Crew | 310.935 | 435.309 | 310.935 | 115.0459 |  |  | 89.0246 | 95.9903 | 610.9958
549 | Overhead Service Temporary Disconnect Reconnect same day (Business Hours) | A temporary disconnect and reconnect of an existing overhead service connection to a residential dwelling. | n/a | n/a | 3 | Normal | OH Crew | 207.29 | 290.206 | 621.87 | 230.0919 |  |  |  | 149.2488 | 1001.2107
Temporary De-energisation | Service | Service Description / Scope | Current Prices 2017/18 | GST Inclusive | Appointment Time Hours | Normal/Over | Crew | Crew rate | Crew O/T Rate | Labour | Direct Overhead | Contract Payments | Plant Costs | Material Costs | Corporate Overheads | Total Expenditure
560 | Temporary de-energisation – LV (Business Hours) | Temporary de-energisation and re-energisation of LV network infrastructure in business hours to allow safe customer / contractor approach and work in close proximity Scope does not include dismantling of lines or network infrastructure Use for tree pruning, mobile plant operation, oversize loads, construction activities | 417.1749 | 458.8924 | 4 | Normal | Switcher | 103.645 | 145.103 | 414.58 | 153.3946 |  |  |  | 99.4992 | 667.4738
561 | Temporary de-energisation – HV (Business Hours) | Temporary de-energisation and re-energisation of HV network infrastructure in business hours to allow safe customer / contractor approach and work in close proximity Scope does not include dismantling of lines or network infrastructure Use for tree pruning, mobile plant operation, oversize loads, construction activities | 417.1749 | 458.8924 | 4 | Normal | Switcher | 103.645 | 145.103 | 414.58 | 153.3946 |  |  |  | 99.4992 | 667.4738
Supply Abolishment / Removal | Service | Service Description / Scope | Current Prices 2017/18 | GST Inclusive | Appointment Time Hours | Normal/Over | Crew | Crew rate | Crew O/T Rate | Labour | Direct Overhead | Contract Payments | Plant Costs | Material Costs | Corporate Overheads | Total Expenditure
562 | Supply Abolishment / Removal – Overhead (Business Hours) | Decommissioning and removal of an overhead service connection and associated metering during business hours for service connections that comply with the following: • Load <= 100 Amps/Phase • Single or multi-phase • Service connection is no more than two spans &/or 25m in length • Removal of the service connection does not result in a consequential requirement to remove a network pole Use where a property is to be demolished, supply is no longer required, an alternative connection point is to be established / used, or a redundant supply is to be removed. | 587.5508 | 646.3059 | 1.5 | Normal | OH Crew | 207.29 | 290.206 | 310.935 | 115.0459 |  |  |  | 74.6244 | 500.6053
563 | Supply Abolishment / Removal - Underground (Business Hours) | Decommissioning and removal of an underground service connection and associated metering during business hours for service connections which comply with the following: • Load <= 100 Amps/Phase • Single or multi-phase • Removal of the service connection does not result in a consequential requirement to remove redundant network mains infrastructure such as a pole, pillar, pit Use where a property is to be demolished, supply is no longer required, an alternative connection point is to be established / used, or a redundant supply is to be removed. | 1061.5074 | 1167.6582 | 2.5 | Normal | UG Crew | 310.935 | 435.309 | 777.3375 | 287.6149 |  |  |  | 186.561 | 1251.5134
Miscellaneous Customer Initiated Services | Service | Service Description / Scope | Current Prices 2017/18 | GST Inclusive | Appointment Time Hours | Normal/Over | Crew | Crew rate | Crew O/T Rate | Labour | Direct Overhead | Contract Payments | Plant Costs | Material Costs | Corporate Overheads | Total Expenditure
564 | Install & Remove Tiger Tails – Establishment (Business Hours) | Installation and removal of “Tiger Tail” covers on overhead lines including service lines, LV & HV during business hours – Establishment fee per site Use in conjunction with Item 565 to determine total service charge | 1379.7372 | 1517.7109 | 3 | Normal | OH Crew | 207.29 | 290.206 | 621.87 | 230.0919 |  | 198.3957 |  | 196.8638 | 1247.2214
565 | Install & Remove Tiger Tails - Per Span (Business Hours) | Installation and removal of “Tiger Tail” covers on overhead lines including service lines, LV & HV during business hours – Length based fee Use in conjunction with Item 564 to determine total service charge | 694.5739 | 764.0313 | 3 | Normal | OH Crew | 207.29 | 290.206 | 621.87 | 230.0919 |  |  | 734.7989 | 325.6005 | 1912.3613
566 | Install & Remove Warning Flags – Installation (Business Hours) | Installation and removal of Warning Flags on overhead lines including service lines, LV & HV during business hours – Establishment fee per site Use in conjunction with Item 567 to determine total service charge | 1175.0811 | 1292.5892 | 3 | Normal | OH Crew | 207.29 | 290.206 | 621.87 | 230.0919 |  | 198.3957 |  | 196.8638 | 1247.2214
567 | Install & Remove Tiger Tails - Per Span (Business Hours) | Installation and removal of Warning Flags on overhead lines including service lines, LV & HV – Lengths based fee Use in conjunction with Item 566 to determine total service charge | 595.3418 | 654.8759 | 3 | Normal | OH Crew | 207.29 | 290.206 | 621.87 | 230.0919 |  |  | 529.0552 | 276.222 | 1657.2391
Operational & Maintenance Fees - Export Only Embedded Generation Installations up to 5MW | Service | Service Description / Scope | Current Prices 2017/18 | GST Inclusive | Appointment Time Hours | Normal/Over | Crew | Crew rate | Crew O/T Rate | Labour | Direct Overhead | Contract Payments | Plant Costs | Material Costs | Corporate Overheads | Total Expenditure
568 | Embedded Generation OPEX Fees - Connection Assets | Annual operational and maintenance charges for the dedicated connections assets of Export Only Embedded Generation | 2% of value of connection assets per annum | 0 | 0 | 0 | 0
569 | Embedded Generation OPEX Fees - Shared Network Asset | Annual operational and maintenance charges for the shared network assets associated with Export Only Embedded Generation | 2% of value of shared assets allocated to the generator per annum (if applicable) | 0 | 0 | 0 | 0
Connection Enquiry Processing - Embedded Generation Installations* | Service | Service Description / Scope | Current Prices 2017/18 | GST Inclusive | Appointment Time Hours | Normal/Over | Crew | Crew rate | Crew O/T Rate | Labour | Direct Overhead | Contract Payments | Plant Costs | Material Costs | Corporate Overheads | Total Expenditure
570 | Embedded Generation Connection Enquiry – Class 1 (Commercial) | Receipt, registration, processing and responding to a connection enquiry for Class 1 (Commercial) Embedded Generation | 0 | 0 | 2 | Normal | Management ( Senior Project Engineer - SPE) | 142.5085 | 199.5119 | 285.017 | 105.4563 |  |  |  | 68.4041 | 458.8773
596 | Embedded Generation Connection Enquiry – Class 2 | Receipt, registration, processing and responding to a connection enquiry with Preliminary Network Advice for Class 2 Embedded Generation | 571.2 | 628.32 | 2.5 | Normal | Management ( Senior Project Engineer - SPE) | 142.5085 | 199.5119 | 356.2712 | 131.8203 |  |  |  | 85.5051 | 573.5967
597 | Embedded Generation Connection Enquiry – Class 3 | Receipt, registration, processing and responding to a connection enquiry with Preliminary Network Advice for Class 3 Embedded Generation | 571.2 | 628.32 | 3 | Normal | Management ( Senior Project Engineer - SPE) | 142.5085 | 199.5119 | 427.5255 | 158.1844 |  |  |  | 102.6061 | 688.316
598 | Embedded Generation Connection Enquiry – Class 4 | Receipt, registration, processing and responding to a connection enquiry with Preliminary Network Advice for Class 4 Embedded Generation | 571.2 | 628.32 | 3.5 | Normal | Management ( Senior Project Engineer - SPE) | 142.5085 | 199.5119 | 498.7797 | 184.5485 |  |  |  | 119.7071 | 803.0353
599 | Embedded Generation Connection Enquiry – Class 5 | Receipt, registration, processing and responding to a connection enquiry with Preliminary Network Advice for Class 5 Embedded Generation | 571.2 | 628.32 | 4 | Normal | Management ( Senior Project Engineer - SPE) | 142.5085 | 199.5119 | 570.0339 | 210.9126 |  |  |  | 136.8081 | 917.7547
600 | Embedded Generation Connection Enquiry – Class 6 | Receipt, registration, processing and responding to a connection enquiry with Preliminary Network Advice for Class 6 Embedded Generation | 1142.41 | 1256.64 | 4.5 | Normal | Management ( Senior Project Engineer - SPE) | 142.5085 | 199.5119 | 641.2882 | 237.2766 |  |  |  | 153.9092 | 1032.474
Network Design & Investigation / Analysis Services - Embedded Generation Installations† | Service | Service Description / Scope | Current Prices 2017/18 | GST Inclusive | Appointment Time Hours | Normal/Over | Crew | Crew rate | Crew O/T Rate | Labour | Direct Overhead | Contract Payments | Plant Costs | Material Costs | Corporate Overheads | Total Expenditure
574 | Embedded Generation Network Technical Study - Class 1 (Commercial) | Technical assessment of Network Capability for connecting Class 1 (Commercial) Export Embedded Generation | 0 | 0 | 8 | Normal | Management ( Senior Project Engineer - SPE) | 142.5085 | 199.5119 | 1140.0679 | 421.8251 |  |  |  | 273.6163 | 1835.5093
575 | Embedded Generation Network Technical Study - Class 2 | Technical assessment of Network Capability for connecting Class 2 Export Embedded Generation | 3808.0447 | 4188.8492 | 16 | Normal | Management ( Senior Project Engineer - SPE) | 142.5085 | 199.5119 | 2280.1358 | 843.6502 |  |  |  | 547.2326 | 3671.0186
576 | Embedded Generation Network Technical Study - Class 3 | Technical assessment of Network Capability for connecting Class 3 Export Embedded Generation | 5712.0517 | 6283.2568 | 32 | Normal | Management ( Senior Project Engineer - SPE) | 142.5085 | 199.5119 | 4560.2716 | 1687.3005 |  |  |  | 1094.4652 | 7342.0372
577 | Embedded Generation Network Technical Study - Class 4 | Technical assessment of Network Capability for connecting Class 4 Export Embedded Generation | 7616.0791 | 8377.6871 | 48 | Normal | Management ( Senior Project Engineer - SPE) | 142.5085 | 199.5119 | 6840.4073 | 2530.9507 |  |  |  | 1641.6978 | 11013.0558
578 | Embedded Generation Network Technical Study - Class 5 | Technical assessment of Network Capability for connecting Class 5 Export Embedded Generation | 11424.1238 | 12566.5362 | 64 | Normal | Management ( Senior Project Engineer - SPE) | 142.5085 | 199.5119 | 9120.5431 | 3374.601 |  |  |  | 2188.9304 | 14684.0744
579 | Embeddded Generation - Network Technical Study - Class 6 | Technical assessment of Network Capability for connecting Class 6 Embedded Generation where Evoenergy provides the requisite network data and the Embedded Generator undertakes the Network Technical Study. | 14280.1446 | 15708.159 | 80 | Normal | Management ( Senior Project Engineer - SPE) | 142.5085 | 199.5119 | 11400.6789 | 4218.2512 |  |  |  | 2736.1629 | 18355.093
Contract Administration, Commissioning and Testing - Embedded Generation Installations up to 5MW | Service | Service Description / Scope | Current Prices 2017/18 | GST Inclusive | Appointment Time Hours | Normal/Over | Crew | Crew rate | Crew O/T Rate | Labour | Direct Overhead | Contract Payments | Plant Costs | Material Costs | Corporate Overheads | Total Expenditure
601 | Embedded Generation - Connection Contract Establishment - Class 1 (Commercial) to Class 6 | Preparation of Non-Standard Connection Agreement and on site attendance of Evoenergy to witness commissioning of the embedded generation where Evoenergy is not required to make any network alterations or additions. | na | na | 16 | Normal | Management ( Senior Project Engineer - SPE) | 142.5085 | 199.5119 | 2280.1358 | 843.6502 |  |  |  | 547.2326 | 3671.0186
Provision of Data for Network Technical Study - Embedded Generation Installations over 5MW | Service | Service Description / Scope | Current Prices 2017/18 | GST Inclusive | Appointment Time Hours | Normal/Over | Crew | Crew rate | Crew O/T Rate | Labour | Direct Overhead | Contract Payments | Plant Costs | Material Costs | Corporate Overheads | Total Expenditure
602 | Embedded Generator Network Technical Study - Embedded Generation over 5MW | The provision of network data for and an analysis of the results of the Embedded Generator Network Technical Study. | 11424.12 | 12566.54 | 80 | Normal | Management ( Senior Project Engineer - SPE) | 142.5085 | 199.5119 | 11400.6789 | 4218.2512 |  |  |  | 2736.1629 | 18355.093
Residential Estate Subdivision Services (per block) | Service | Service Description / Scope | Current Prices 2017/18 | GST Inclusive | Appointment Time Hours | Normal/Over | Crew | Crew rate | Crew O/T Rate | Labour | Direct Overhead | Contract Payments | Plant Costs | Material Costs | Corporate Overheads | Total Expenditure
580 | Subdivision Electricity Distribution Network Reticulation - Multi Unit Blocks | Connection of multi-unit residential blocks to the LV reticulation network | 0 | 0 | 0 | 0 | 0
581 | Subdivision Electricity Distribution Network Reticulation - Category 1 Blocks <= 650 M2 | Connection of residential blocks less than or equal to 650 square meters, to the LV reticulation network | 1700.39 | 1870.429 | 0 | 0 | 0
582 | Subdivision Electricity Distribution Network Reticulation - Category 1 Blocks 650 - 1100m2 with average linear frontage of 22-25 metres | Connection of residential blocks less than or equal to 1100 square meters but greater than 650 square meters, with average linear frontage of 22-25 meters, to the LV reticulation network | 2227.78 | 2450.558 | 0 | 0 | 0
Upstream augmentation (per kVA of capacity) | Service | Service Description / Scope | Current Prices 2017/18 | GST Inclusive | Appointment Time Hours | Normal/Over | Crew | Crew rate | Crew O/T Rate | Labour | Direct Overhead | Contract Payments | Plant Costs | Material Costs | Corporate Overheads | Total Expenditure
585 | HV feeder | A $/kVA charge for the installation of new HV feeders | 36.83 | 40.513 | 0 | 0 | 0
586 | Distribution substation | A $/kVA charge for the installation of new distribution substations | 21.33 | 23.463 | 0 | 0 | 0
Rescheduled Site Visits | Service | Service Description / Scope | Current Prices 2017/18 | GST Inclusive | Appointment Time Hours | Normal/Over | Crew | Crew rate | Crew O/T Rate | Labour | Direct Overhead | Contract Payments | Plant Costs | Material Costs | Corporate Overheads | Total Expenditure
590 | Rescheduled Site Visit – One Person | Wasted site visit for a one person team where the service was not able to be completed on attendance. Includes customer cancellations before the work is completed, Officer unable to access site to complete service on arrival, site not ready for service requested on arrival, site unsafe &/or installation defect prevents service being undertaken or completed including non-compliance with Evoenergy Standards and/or Service & installation Rules | 139.0583 | 152.9641 | 1 | Normal | F Crew Meter | 103.645 | 145.103 | 103.645 | 38.3486 |  |  |  | 24.8748 | 166.8684
591 | Rescheduled Site Visit – Service Team | Wasted site visit for a Services Team where the service was not able to be completed on attendance. Includes customer cancellations before the work is completed, Team unable to access site to complete service on arrival, site not ready for service requested on arrival, site unsafe &/or installation defect prevents service being undertaken or completed including non-compliance with Evoenergy Standards and/or Service & installation Rules | 587.5508 | 646.3059 | 1.5 | Normal | G Crew | 297.2737 | 416.1832 | 445.9106 | 164.9869 |  |  |  | 107.0185 | 717.9161
Trenching charges | Service | Service Description / Scope | Current Prices 2017/18 | GST Inclusive | Appointment Time Hours | Normal/Over | Crew | Crew rate | Crew O/T Rate | Labour | Direct Overhead | Contract Payments | Plant Costs | Material Costs | Corporate Overheads | Total Expenditure
592 | Trenching - first 2 meters | First two meters of trenching service | 533.3319 | 586.6651 | na | Normal | [5 empty] | 473.9453 |  |  | 113.7469 | 587.6922
593 | Trenching - subsequent meters | Subsequent two meters of trenching service | 124.03 | 136.433 | na | Normal | [5 empty] | 110.2198 |  |  | 26.4528 | 136.6726
Boring charges | Service | Service Description / Scope | Current Prices 2017/18 | GST Inclusive | Appointment Time Hours | Normal/Over | Crew | Crew rate | Crew O/T Rate | Labour | Direct Overhead | Contract Payments | Plant Costs | Material Costs | Corporate Overheads | Total Expenditure
594 | Under footpath | Under footpath boring charge | 967.4419 | 1064.1861 | na | Normal | [5 empty] | 859.7147 |  |  | 206.3315 | 1066.0462
595 | Under driveway | Under driveway boring charge | 1153.4919 | 1268.8411 | na | Normal | [5 empty] | 1025.0445 |  |  | 246.0107 | 1271.0551
Note on H51: Mifsud, Clay: only 2 fitters reqd.

## 22.23 prices
2022-23 Alternative Control Services Cost Build Up - nominal dollars - fully cost reflective
| 2022/23 unit rate for labour |  | o/t loading | Crews, normal rates | [5 empty] | Crews, overtime rates | [6 empty] | Hours labour list
| Normal | Overtime |  |  | Line Worker (LW) | Trade Assistant/ Labour (TA) | Admin | Per hour crew rate |  |  | Line Worker (LW) | Trade Assistant/ Labour (TA) | Admin | Per hour crew rate |  | O/T Factor | 0.25
Direct overhead | 37% | 37% |  | F Crew Meter | 1 |  |  | 107.2152 |  | F Crew Meter | 1.4 |  |  | 150.1013 |  | 140% | 0.5
Office support service delivery | 75.9406 | 106.3168 | 140% | G Crew | 2 | 1 |  | 307.5138 |  | G Crew | 2.8 | 1.4 |  | 430.5193 |  | 140% | 0.75
Connection/Project Engineer (PE) | 127.9695 | 179.1573 | 140% | Meter crew | 2 |  |  | 214.4304 |  | Meter crew | 2.8 |  |  | 300.2026 |  | 140% | 1
Management ( Senior Project Engineer - SPE) | 147.4174 | 206.3844 | 140% | OH Crew | 2 |  |  | 214.4304 |  | OH Crew | 2.8 | 0 |  | 300.2026 |  | 140% | 1.5
GIS Officer (GO) | 115.3452 | 161.4833 | 140% | Switcher | 1 |  |  | 107.2152 |  | Switcher | 1.4 |  |  | 150.1013 |  | 140% | 2
Site Lead/Scheduler ( SL) | 107.2152 | 150.1013 | 140% | UG Crew | 3 |  |  | 321.6456 |  | UG Crew | 4.2 | 0 |  | 450.3038 |  | 140% | 2.5
Electrical Fitter (EF) | 107.2152 | 150.1013 | 140% | Admin | 0 | 0 | 1 | 75.9406 |  | Admin |  |  | 1.4 | 106.3168 |  | 140% | 3
Electrical Operator (EO) | 107.2152 | 150.1013 | 140% | Two fitter crew | 2 |  |  | 214.4304 |  | Two fitter crew | 2.8 |  |  | 300.2026 |  | 140% | 3.5
Plant Operator (PO) | 107.2152 | 150.1013 | 140% | Meter reader | 1 |  |  | 88.464 | [8 empty] | 4
Line Worker (LW) | 107.2152 | 150.1013 | 140% | [13 empty] | 4.5
Trade Assistant/Labour (TA) | 93.0834 | 130.3167 | 140% |  |  |  |  | AER 2022-23 CPI |  | 1.0245 | [6 empty] | 5
Corporate overhead | 24% | 24% | [14 empty] | 5.5
6
6.5
7
Code | Service | Service Description / Scope | Current Prices 2017/18 | GST Inclusive | Appointment Time Hours | Normal/Over | Crew | Crew rate | Crew O/T Rate | Labour | Direct Overhead | Contract Payments | Plant Costs | Material Costs | Corporate Overheads | Total Expenditure | 7.5
Premise Re-energisation – Existing Network Connection | [16 empty] | 8
501 | Re-energise premises – Business Hours | Re-energisation of a premises that is already connected to the network during business hours | 69.524 | 76.4764 | 0.5 | Normal | F Crew Meter | 107.2152 | 150.1013 | 53.6076 | 19.8348 |  |  |  | 12.8658 | 86.3082
502 | Re-energise premises – After Hours | Re-energisation of a premises that is already connected to the network during after-hours periods | 88.1301 | 96.9431 | 0.5 | Overtime | F Crew Meter | 107.2152 | 150.1013 | 75.0506 | 19.8348 |  |  |  | 12.8658 | 107.7513
Premise De-energisation – Existing Network Connection | Service | Service Description / Scope | Current Prices 2017/18 | GST Inclusive | Appointment Time Hours | Normal/Over | Crew | Crew rate | Crew O/T Rate | Labour | Direct Overhead | Contract Payments | Plant Costs | Material Costs | Corporate Overheads | Total Expenditure
503 | De-energise premises – Business Hours | De-energisation of a premises that is already connected to the network during business hours; excluding where the de-energisation is for debt non-payment | 69.524 | 76.4764 | 0.5 | Normal | F Crew Meter | 107.2152 | 150.1013 | 53.6076 | 19.8348 |  |  |  | 12.8658 | 86.3082
505 | De-energise premises for debt non-payment | De-energisation of a premises that is already connected to the network where the de-energisation is for debt non-payment – Anytime | 139.0583 | 152.9641 | 0.5 | Normal | Meter crew | 214.4304 | 300.2026 | 107.2152 | 39.6696 |  |  |  | 25.7316 | 172.6165
Meter Investigations | Service | Service Description / Scope | Current Prices 2017/18 | GST Inclusive | Appointment Time Hours | Normal/Over | Crew | Crew rate | Crew O/T Rate | Labour | Direct Overhead | Contract Payments | Plant Costs | Material Costs | Corporate Overheads | Total Expenditure
504 | Meter Test (Whole Current) – Business Hours | Meter test for whole current Type 5 – 7 meters only during business hours. Fee is refunded if the meter is proven to be faulty | 278.1166 | 305.9283 | 1 | Normal | Meter crew | 214.4304 | 300.2026 | 214.4304 | 79.3392 |  |  |  | 51.4633 | 345.233
510 | Meter Test (CT/VT) – Business Hours | Meter test for meters utilising a CT or VT during business hours. Fee is refunded if the meter installation is proven to be faulty | 322.0945 | 354.3039 | 0.25 | Normal | Admin | 75.9406 | 106.3168 | 18.9851 | 7.0245 | 383.9287 |  |  | 96.6993 | 506.6377
Special meters Services | Service | Service Description / Scope | Current Prices 2017/18 | GST Inclusive | Appointment Time Hours | Normal/Over | Crew | Crew rate | Crew O/T Rate | Labour | Direct Overhead | Contract Payments | Plant Costs | Material Costs | Corporate Overheads | Total Expenditure
506 | Special Meter Read | Out of cycle meter read during business hours Use for the following: • Customer Initiated Check Read, • Data validation initiated Check Read - prior to billing, • Data validation Check Read - post billing • Customer initiated additional out-of cycle read for billing purposes • Final read Fee associated with a Check Read is refunded if the original reading is proven to be incorrect | 32.1582 | 35.374 | 0.25 | Normal | Meter reader | 88.464 | 123.8496 | 22.116 | 8.1829 | 6.5632 |  |  | 6.883 | 37.1819
Power of Choice services | Service | Service Description / Scope | Current Prices 2017/18 | GST Inclusive | Appointment Time Hours | Normal/Over | Crew | Crew rate | Crew O/T Rate | Labour | Direct Overhead | Contract Payments | Plant Costs | Material Costs | Corporate Overheads | Total Expenditure
515 | Move, remove, inspect or reconfigure meter | Customer initiated change to an Evoenergy metered site that requires a site visit to move, reseal, reprogram or inspect, but does not require a new meter | na | na | 1 | Normal | F Crew Meter | 107.2152 | 150.1013 | 107.2152 | 39.6696 |  |  |  | 25.7316 | 172.6165
516 | Establish supply | Energisation of a premise that is connected to the network for the first time | na | na | 0.75 | Normal | F Crew Meter | 107.2152 | 150.1013 | 80.4114 | 29.7522 |  |  |  | 19.2987 | 129.4624
517 | Faults investigation (meter malfunction) | Customer call to Evoenergy Faults and Emergencies where a subsequent site visit ascertains a non-Evoenergy meter has failed, cannot be safely bypassed, and customer is/remains off supply | na | na | 0.75 | Normal | F Crew Meter | 107.2152 | 150.1013 | 80.4114 | 29.7522 |  |  |  | 19.2987 | 129.4624
518 | Faults investigation (meter bypassed) | Customer call to Evoenergy Faults and Emergencies where a subsequent site visit ascertains a non-Evoenergy meter has failed and has been bypassed so that the customer is back on supply | na | na | 1 | Normal | F Crew Meter | 107.2152 | 150.1013 | 107.2152 | 39.6696 |  |  |  | 25.7316 | 172.6165
519 | Faults investigation (customer's side of network boundary) | Customer call to Evoenergy Faults and Emergencies where a subsequent site visit ascertains a failure on the customers side of the network | na | na | 0.5 | Normal | F Crew Meter | 107.2152 | 150.1013 | 53.6076 | 19.8348 |  |  |  | 12.8658 | 86.3082
Temporary Network Connections | Service | Service Description / Scope | Current Prices 2017/18 | GST Inclusive | Appointment Time Hours | Normal/Over | Crew | Crew rate | Crew O/T Rate | Labour | Direct Overhead | Contract Payments | Plant Costs | Material Costs | Corporate Overheads | Total Expenditure
520 | Temporary Builders’ Supply – Overhead (Business Hours) | Installation of a new temporary overhead supply connection not including associated metering during business hours; where the service connection complies with the following: • Load is <= 100 Amps/Phase • Single or multi-phase • Meter location <= 25m from source network pole • Point of Attachment/Builders Pole supplied and installed by the customer Includes situations where the service connection point of attachment (POA) and meter are in the permanent location | 624.9269 | 687.4196 | 1.5 | Normal | OH Crew | 214.4304 | 300.2026 | 321.6456 | 119.0089 |  |  | 34.0374 | 85.3639 | 560.0558
522 | Temporary Builders’ Supply – Underground (Business Hours) | Installation of a new temporary underground supply connection not including associated metering during business hours; where the service connection complies with the following: • Load is <= 100 Amps/Phase • Single or multi-phase • Meter location <= 15m from source network pole / pillar / pit / cable end • Conduit between meter location and network connection point supplied and installed by the customer Includes situations where the service connection point of entry (POE) and/or meter are in the permanent location | 1364.2578 | 1500.6836 | 2 | Normal | UG Crew | 321.6456 | 450.3038 | 643.2912 | 238.0177 |  |  | 34.0374 | 162.5589 | 1077.9052
New Network Connections | Service | Service Description / Scope | Current Prices 2017/18 | GST Inclusive | Appointment Time Hours | Normal/Over | Crew | Crew rate | Crew O/T Rate | Labour | Direct Overhead | Contract Payments | Plant Costs | Material Costs | Corporate Overheads | Total Expenditure
523 | New Underground Service Connection – Greenfield | Installation of a new underground service connection, not including associated metering, during business hours where the service connection complies with the following: • Service connection is the first / initial connection to that block/premise • Load is <= 100 Amps/Phase • Single or multi-phase • Network connection point is located in the street frontage verge • Cable length within block <= 15m • Conduit between the POE/meter location (as applicable) and the property boundary is supplied and installed by the customer • Complete service connection including associated metering can be undertaken in a single visit | 0 | 0 | 1.5 | Normal | G Crew | 307.5138 | 430.5193 | 461.2706 | 170.6701 |  |  |  | 110.705 | 0
526 | New Overhead Service Connection – Brownfield (Business Hours) | Installation of a new overhead service connection, not including associated metering, during business hours; where the service connection complies with the following: • Service connection is not the first / initial connection to that block/premise • Load is <= 100 Amps/Phase • Single or multi-phase • Service connection is continuous with a length <= 2 spans &/or 25m from source network pole Typically use in redevelopment scenario only where an underground service connection cannot be achieved. | 820.7771 | 902.8549 | 2 | Normal | OH Crew | 214.4304 | 300.2026 | 428.8608 | 158.6785 |  |  | 34.0374 | 111.0956 | 801.4347
527 | New Underground Service Connection – Brownfield from Front | Installation of an underground service connection, not including associated metering, during business hours where the service connection complies with the following: • Service connection is not the first / initial connection to that block/premise • Load is <= 100 Amps/Phase • Single or multi-phase • Service connection is continuous with a length <= 25m from network connection point • Network connection point is a pole, pillar or pit located in the street frontage verge • Conduit between the POE/meter location (as applicable) and the network connection point or property boundary is supplied and installed by the customer Where the service connection extends outside the customer property and Evoenergy is required to undertake additional civil works, additional unit rate based fees may also be applied for the additional work beyond the scope of this item Typically use in redevelopment scenarios such as knockdown/rebuilds and/or dual occupancy premises. | 1364.2578 | 1500.6836 | 2.5 | Normal | UG Crew | 321.6456 | 450.3038 | 804.114 | 297.5222 |  |  | 34.0374 | 201.1563 | 1336.8299
528 | New Underground Service Connection – Brownfield from Rear | Installation of an underground service connection, not including associated metering, during business hours where the service connection complies with the following: • Service connection is not the first / initial connection to that block/premise • Load is <= 100 Amps/Phase • Single or multi-phase • Service connection is continuous with a length <= 25m from network connection point • Network connection point is a pole located in the section backspine • Conduit between the POE/meter location (as applicable) and the network connection point or property boundary is supplied and installed by the customer Where the service connection extends outside the customer property and Evoenergy is required to undertake additional civil works, additional unit rate based fees may also be applied for the additional work beyond the scope of this item Typically use in redevelopment scenarios such as knockdown/rebuilds and/or dual occupancy premises. | 1364.2578 | 1500.6836 | 2.5 | Normal | UG Crew | 321.6456 | 450.3038 | 804.114 | 297.5222 |  |  | 34.0374 | 201.1563 | 1336.8299
Network Connection Alterations and Additions | Service | Service Description / Scope | Current Prices 2017/18 | GST Inclusive | Appointment Time Hours | Normal/Over | Crew | Crew rate | Crew O/T Rate | Labour | Direct Overhead | Contract Payments | Plant Costs | Material Costs | Corporate Overheads | Total Expenditure
541 | Overhead Service Relocation – Single Visit (Business Hours) | Relocation of an overhead service connection in a single site visit during business hours where the service connection complies with the following: • Load <= 100 Amps/Phase • Single or multi-phase • Service connection is no more than two spans &/or 25m in length Scope involves: • De-energisation, physical disconnection / dismantling then re-attachment, connection and re-energisation • Replacement of overhead service cable if required | 783.3908 | 861.7299 | 2 | Normal | OH Crew | 214.4304 | 300.2026 | 428.8608 | 158.6785 |  |  |  | 102.9266 | 690.4659
542 | Overhead Service Relocation – Two Visits (Business Hours) | Relocation of an overhead service connection in two site visits during business hours where the service connection complies with the following: • Load <= 100 Amps/Phase • Single or multi-phase • Service connection is no more than two spans &/or 25m in length Scope involves: • De-energisation, physical disconnection / dismantling in first site visit • Re-attachment, connection and re-energisation in second visit • Replacement of overhead service cable if required | 1566.7714 | 1723.4485 | 4 | Normal | OH Crew | 214.4304 | 300.2026 | 857.7216 | 317.357 |  |  |  | 205.8532 | 1380.9318
543 | Overhead Service Upgrade – Service Cable Replacement Not Required | Upgrade of an existing overhead service connection from single to multi-phase where the installed cable does not require replacement and the service connection complies with the following: • Load <= 100 Amps/Phase • Existing cable is physically able to be connected multi-phase without joints | 783.3908 | 861.7299 | 2 | Normal | OH Crew | 214.4304 | 300.2026 | 428.8608 | 158.6785 |  |  |  | 102.9266 | 690.4659
544 | Overhead Service Upgrade – Service Cable Replacement Required | Upgrade of an existing overhead service connection where the installed cable does not meet the increased load requirements (multi-phase or capacity/rating) and the service connection complies with the following: • Load <= 100 Amps/Phase • Service connection is no more than two spans &/or 25m in length Use for single to multi-phase and capacity upgrades | 820.7771 | 902.8549 | 2 | Normal | OH Crew | 214.4304 | 300.2026 | 428.8608 | 158.6785 |  |  | 34.0374 | 111.0956 | 732.6723
545 | Underground Service Upgrade – Service Cable Replacement Not Required | Upgrade of an existing underground service connection from single to multi-phase where the installed cable does not require replacement and the service connection complies with the following: • Load <= 100 Amps/Phase • Existing cable is physically able to be connected multi-phase without joints | 1326.8817 | 1459.5699 | 1.5 | Normal | Two fitter crew | 214.4304 | 300.2026 | 321.6456 | 119.0089 |  |  |  | 77.1949 | 517.8494
546 | Underground Service Upgrade – Service Cable Replacement Required | Upgrade of an existing underground service connection where the existing cable does not meet the increased load requirements (multi-phase or capacity/rating) and the service connection complies with the following: • Load <= 100 Amps/Phase • Service connection is no more than 25m in length • Conduit between the meter location and the network connection point or property boundary is supplied and installed by the customer Where the service connection extends outside the customer property and Evoenergy is required to undertake additional civil works, additional unit rate based fees may also be applied for the additional work outside the scope of this item | 1364.2578 | 1500.6836 | 2.5 | Normal | UG Crew | 321.6456 | 450.3038 | 804.114 | 297.5222 |  |  | 34.0374 | 201.1563 | 1336.8299
547 | Underground Service Relocation – Single Visit (Business Hours) | Relocation of an underground service connection, or part thereof, in a single site visit during business hours where the service connection complies with the following: • Load <= 100 Amps/Phase • Single or multi-phase • Service connection is no more than 25m in length Scope involves: • De-energisation, physical disconnection/cutting away, installation of new service cable section, jointing and then termination, connection and re-energisation Where the service connection extends outside the customer property and Evoenergy is required to undertake additional civil works, additional unit rate based fees may also be applied for the additional work outside the scope of this item | 1364.2578 | 1500.6836 | 2.5 | Normal | UG Crew | 321.6456 | 450.3038 | 804.114 | 297.5222 |  |  | 34.0374 | 201.1563 | 1336.8299
548 | Install surface mounted point of entry (POE) box | Installation of a surface mounted point of entry box and conduit to ground level on the customer’s structure to facilitate installation of a new or relocated underground service connection; where the service connection complies with the following: • Load <= 100 Amps/Phase • Single or multi-phase Scope involves: • Supply and installation of POE box, conduit and associated fixings Applicable where a recessed POE box cannot be provided by the customer Only use in conjunction with Item 526 New Underground Service – Brownfield and Item 547 Underground Service Relocation | 630.9341 | 694.0275 | 1 | Normal | UG Crew | 321.6456 | 450.3038 | 321.6456 | 119.0089 |  |  | 91.2057 | 99.0843 | 630.9444
549 | Overhead Service Temporary Disconnect Reconnect same day (Business Hours) | A temporary disconnect and reconnect of an existing overhead service connection to a residential dwelling. | n/a | n/a | 3 | Normal | OH Crew | 214.4304 | 300.2026 | 643.2912 | 238.0177 |  |  |  | 154.3899 | 1035.6989
Temporary De-energisation | Service | Service Description / Scope | Current Prices 2017/18 | GST Inclusive | Appointment Time Hours | Normal/Over | Crew | Crew rate | Crew O/T Rate | Labour | Direct Overhead | Contract Payments | Plant Costs | Material Costs | Corporate Overheads | Total Expenditure
560 | Temporary de-energisation – LV (Business Hours) | Temporary de-energisation and re-energisation of LV network infrastructure in business hours to allow safe customer / contractor approach and work in close proximity Scope does not include dismantling of lines or network infrastructure Use for tree pruning, mobile plant operation, oversize loads, construction activities | 417.1749 | 458.8924 | 4 | Normal | Switcher | 107.2152 | 150.1013 | 428.8608 | 158.6785 |  |  |  | 102.9266 | 690.4659
561 | Temporary de-energisation – HV (Business Hours) | Temporary de-energisation and re-energisation of HV network infrastructure in business hours to allow safe customer / contractor approach and work in close proximity Scope does not include dismantling of lines or network infrastructure Use for tree pruning, mobile plant operation, oversize loads, construction activities | 417.1749 | 458.8924 | 4 | Normal | Switcher | 107.2152 | 150.1013 | 428.8608 | 158.6785 |  |  |  | 102.9266 | 690.4659
Supply Abolishment / Removal | Service | Service Description / Scope | Current Prices 2017/18 | GST Inclusive | Appointment Time Hours | Normal/Over | Crew | Crew rate | Crew O/T Rate | Labour | Direct Overhead | Contract Payments | Plant Costs | Material Costs | Corporate Overheads | Total Expenditure
562 | Supply Abolishment / Removal – Overhead (Business Hours) | Decommissioning and removal of an overhead service connection and associated metering during business hours for service connections that comply with the following: • Load <= 100 Amps/Phase • Single or multi-phase • Service connection is no more than two spans &/or 25m in length • Removal of the service connection does not result in a consequential requirement to remove a network pole Use where a property is to be demolished, supply is no longer required, an alternative connection point is to be established / used, or a redundant supply is to be removed. | 587.5508 | 646.3059 | 1.5 | Normal | OH Crew | 214.4304 | 300.2026 | 321.6456 | 119.0089 |  |  |  | 77.1949 | 517.8494
563 | Supply Abolishment / Removal - Underground (Business Hours) | Decommissioning and removal of an underground service connection and associated metering during business hours for service connections which comply with the following: • Load <= 100 Amps/Phase • Single or multi-phase • Removal of the service connection does not result in a consequential requirement to remove redundant network mains infrastructure such as a pole, pillar, pit Use where a property is to be demolished, supply is no longer required, an alternative connection point is to be established / used, or a redundant supply is to be removed. | 1061.5074 | 1167.6582 | 2.5 | Normal | UG Crew | 321.6456 | 450.3038 | 804.114 | 297.5222 |  |  |  | 192.9874 | 1294.6236
Miscellaneous Customer Initiated Services | Service | Service Description / Scope | Current Prices 2017/18 | GST Inclusive | Appointment Time Hours | Normal/Over | Crew | Crew rate | Crew O/T Rate | Labour | Direct Overhead | Contract Payments | Plant Costs | Material Costs | Corporate Overheads | Total Expenditure
564 | Install & Remove Tiger Tails – Establishment (Business Hours) | Installation and removal of “Tiger Tail” covers on overhead lines including service lines, LV & HV during business hours – Establishment fee per site Use in conjunction with Item 565 to determine total service charge | 1379.7372 | 1517.7109 | 3 | Normal | OH Crew | 214.4304 | 300.2026 | 643.2912 | 238.0177 |  | 203.2564 |  | 203.1714 | 1287.7368
565 | Install & Remove Tiger Tails - Per Span (Business Hours) | Installation and removal of “Tiger Tail” covers on overhead lines including service lines, LV & HV during business hours – Length based fee Use in conjunction with Item 564 to determine total service charge | 694.5739 | 764.0313 | 3 | Normal | OH Crew | 214.4304 | 300.2026 | 643.2912 | 238.0177 |  |  | 752.8015 | 335.0622 | 1969.1727
566 | Install & Remove Warning Flags – Installation (Business Hours) | Installation and removal of Warning Flags on overhead lines including service lines, LV & HV during business hours – Establishment fee per site Use in conjunction with Item 567 to determine total service charge | 1175.0811 | 1292.5892 | 3 | Normal | OH Crew | 214.4304 | 300.2026 | 643.2912 | 238.0177 |  | 203.2564 |  | 203.1714 | 1287.7368
567 | Install & Remove Tiger Tails - Per Span (Business Hours) | Installation and removal of Warning Flags on overhead lines including service lines, LV & HV – Lengths based fee Use in conjunction with Item 566 to determine total service charge | 595.3418 | 654.8759 | 3 | Normal | OH Crew | 214.4304 | 300.2026 | 643.2912 | 238.0177 |  |  | 542.0171 | 284.474 | 1707.8
Operational & Maintenance Fees - Export Only Embedded Generation Installations up to 5MW | Service | Service Description / Scope | Current Prices 2017/18 | GST Inclusive | Appointment Time Hours | Normal/Over | Crew | Crew rate | Crew O/T Rate | Labour | Direct Overhead | Contract Payments | Plant Costs | Material Costs | Corporate Overheads | Total Expenditure
568 | Embedded Generation OPEX Fees - Connection Assets | Annual operational and maintenance charges for the dedicated connections assets of Export Only Embedded Generation | 2% of value of connection assets per annum | 0 | 0 | 0 | 0
569 | Embedded Generation OPEX Fees - Shared Network Asset | Annual operational and maintenance charges for the shared network assets associated with Export Only Embedded Generation | 2% of value of shared assets allocated to the generator per annum (if applicable) | 0 | 0 | 0 | 0
Connection Enquiry Processing - Embedded Generation Installations* | Service | Service Description / Scope | Current Prices 2017/18 | GST Inclusive | Appointment Time Hours | Normal/Over | Crew | Crew rate | Crew O/T Rate | Labour | Direct Overhead | Contract Payments | Plant Costs | Material Costs | Corporate Overheads | Total Expenditure
570 | Embedded Generation Connection Enquiry – Class 1 (Commercial) | Receipt, registration, processing and responding to a connection enquiry for Class 1 (Commercial) Embedded Generation | 0 | 0 | 2 | Normal | Management ( Senior Project Engineer - SPE) | 147.4174 | 206.3844 | 294.8348 | 109.0889 |  |  |  | 70.7604 | 474.684
596 | Embedded Generation Connection Enquiry – Class 2 | Receipt, registration, processing and responding to a connection enquiry with Preliminary Network Advice for Class 2 Embedded Generation | 571.2 | 628.32 | 2.5 | Normal | Management ( Senior Project Engineer - SPE) | 147.4174 | 206.3844 | 368.5435 | 136.3611 |  |  |  | 88.4504 | 593.355
597 | Embedded Generation Connection Enquiry – Class 3 | Receipt, registration, processing and responding to a connection enquiry with Preliminary Network Advice for Class 3 Embedded Generation | 571.2 | 628.32 | 3 | Normal | Management ( Senior Project Engineer - SPE) | 147.4174 | 206.3844 | 442.2522 | 163.6333 |  |  |  | 106.1405 | 712.026
598 | Embedded Generation Connection Enquiry – Class 4 | Receipt, registration, processing and responding to a connection enquiry with Preliminary Network Advice for Class 4 Embedded Generation | 571.2 | 628.32 | 3.5 | Normal | Management ( Senior Project Engineer - SPE) | 147.4174 | 206.3844 | 515.9609 | 190.9055 |  |  |  | 123.8306 | 830.697
599 | Embedded Generation Connection Enquiry – Class 5 | Receipt, registration, processing and responding to a connection enquiry with Preliminary Network Advice for Class 5 Embedded Generation | 571.2 | 628.32 | 4 | Normal | Management ( Senior Project Engineer - SPE) | 147.4174 | 206.3844 | 589.6696 | 218.1778 |  |  |  | 141.5207 | 949.368
600 | Embedded Generation Connection Enquiry – Class 6 | Receipt, registration, processing and responding to a connection enquiry with Preliminary Network Advice for Class 6 Embedded Generation | 1142.41 | 1256.64 | 4.5 | Normal | Management ( Senior Project Engineer - SPE) | 147.4174 | 206.3844 | 663.3783 | 245.45 |  |  |  | 159.2108 | 1068.0391
Network Design & Investigation / Analysis Services - Embedded Generation Installations† | Service | Service Description / Scope | Current Prices 2017/18 | GST Inclusive | Appointment Time Hours | Normal/Over | Crew | Crew rate | Crew O/T Rate | Labour | Direct Overhead | Contract Payments | Plant Costs | Material Costs | Corporate Overheads | Total Expenditure
574 | Embedded Generation Network Technical Study - Class 1 (Commercial) | Technical assessment of Network Capability for connecting Class 1 (Commercial) Export Embedded Generation | 0 | 0 | 8 | Normal | Management ( Senior Project Engineer - SPE) | 147.4174 | 206.3844 | 1179.3392 | 436.3555 |  |  |  | 283.0414 | 1898.7361
575 | Embedded Generation Network Technical Study - Class 2 | Technical assessment of Network Capability for connecting Class 2 Export Embedded Generation | 3808.0447 | 4188.8492 | 16 | Normal | Management ( Senior Project Engineer - SPE) | 147.4174 | 206.3844 | 2358.6784 | 872.711 |  |  |  | 566.0828 | 3797.4722
576 | Embedded Generation Network Technical Study - Class 3 | Technical assessment of Network Capability for connecting Class 3 Export Embedded Generation | 5712.0517 | 6283.2568 | 32 | Normal | Management ( Senior Project Engineer - SPE) | 147.4174 | 206.3844 | 4717.3568 | 1745.422 |  |  |  | 1132.1656 | 7594.9444
577 | Embedded Generation Network Technical Study - Class 4 | Technical assessment of Network Capability for connecting Class 4 Export Embedded Generation | 7616.0791 | 8377.6871 | 48 | Normal | Management ( Senior Project Engineer - SPE) | 147.4174 | 206.3844 | 7076.0352 | 2618.133 |  |  |  | 1698.2484 | 11392.4166
578 | Embedded Generation Network Technical Study - Class 5 | Technical assessment of Network Capability for connecting Class 5 Export Embedded Generation | 11424.1238 | 12566.5362 | 64 | Normal | Management ( Senior Project Engineer - SPE) | 147.4174 | 206.3844 | 9434.7135 | 3490.844 |  |  |  | 2264.3312 | 15189.8888
579 | Embeddded Generation - Network Technical Study - Class 6 | Technical assessment of Network Capability for connecting Class 6 Embedded Generation where Evoenergy provides the requisite network data and the Embedded Generator undertakes the Network Technical Study. | 14280.1446 | 15708.159 | 80 | Normal | Management ( Senior Project Engineer - SPE) | 147.4174 | 206.3844 | 11793.3919 | 4363.555 |  |  |  | 2830.4141 | 18987.361
Contract Administration, Commissioning and Testing - Embedded Generation Installations up to 5MW | Service | Service Description / Scope | Current Prices 2017/18 | GST Inclusive | Appointment Time Hours | Normal/Over | Crew | Crew rate | Crew O/T Rate | Labour | Direct Overhead | Contract Payments | Plant Costs | Material Costs | Corporate Overheads | Total Expenditure
601 | Embedded Generation - Connection Contract Establishment - Class 1 (Commercial) to Class 6 | Preparation of Non-Standard Connection Agreement and on site attendance of Evoenergy to witness commissioning of the embedded generation where Evoenergy is not required to make any network alterations or additions. | na | na | 16 | Normal | Management ( Senior Project Engineer - SPE) | 147.4174 | 206.3844 | 2358.6784 | 872.711 |  |  |  | 566.0828 | 3797.4722
Provision of Data for Network Technical Study - Embedded Generation Installations over 5MW | Service | Service Description / Scope | Current Prices 2017/18 | GST Inclusive | Appointment Time Hours | Normal/Over | Crew | Crew rate | Crew O/T Rate | Labour | Direct Overhead | Contract Payments | Plant Costs | Material Costs | Corporate Overheads | Total Expenditure
602 | Embedded Generator Network Technical Study - Embedded Generation over 5MW | The provision of network data for and an analysis of the results of the Embedded Generator Network Technical Study. | 11424.12 | 12566.54 | 80 | Normal | Management ( Senior Project Engineer - SPE) | 147.4174 | 206.3844 | 11793.3919 | 4363.555 |  |  |  | 2830.4141 | 18987.361
Residential Estate Subdivision Services (per block) | Service | Service Description / Scope | Current Prices 2017/18 | GST Inclusive | Appointment Time Hours | Normal/Over | Crew | Crew rate | Crew O/T Rate | Labour | Direct Overhead | Contract Payments | Plant Costs | Material Costs | Corporate Overheads | Total Expenditure
580 | Subdivision Electricity Distribution Network Reticulation - Multi Unit Blocks | Connection of multi-unit residential blocks to the LV reticulation network | 0 | 0 | 0 | 0 | 0
581 | Subdivision Electricity Distribution Network Reticulation - Category 1 Blocks <= 650 M2 | Connection of residential blocks less than or equal to 650 square meters, to the LV reticulation network | 1700.39 | 1870.429 | 0 | 0 | 0
582 | Subdivision Electricity Distribution Network Reticulation - Category 1 Blocks 650 - 1100m2 with average linear frontage of 22-25 metres | Connection of residential blocks less than or equal to 1100 square meters but greater than 650 square meters, with average linear frontage of 22-25 meters, to the LV reticulation network | 2227.78 | 2450.558 | 0 | 0 | 0
Upstream augmentation (per kVA of capacity) | Service | Service Description / Scope | Current Prices 2017/18 | GST Inclusive | Appointment Time Hours | Normal/Over | Crew | Crew rate | Crew O/T Rate | Labour | Direct Overhead | Contract Payments | Plant Costs | Material Costs | Corporate Overheads | Total Expenditure
585 | HV feeder | A $/kVA charge for the installation of new HV feeders | 36.83 | 40.513 | 0 | 0 | 0
586 | Distribution substation | A $/kVA charge for the installation of new distribution substations | 21.33 | 23.463 | 0 | 0 | 0
Rescheduled Site Visits | Service | Service Description / Scope | Current Prices 2017/18 | GST Inclusive | Appointment Time Hours | Normal/Over | Crew | Crew rate | Crew O/T Rate | Labour | Direct Overhead | Contract Payments | Plant Costs | Material Costs | Corporate Overheads | Total Expenditure
590 | Rescheduled Site Visit – One Person | Wasted site visit for a one person team where the service was not able to be completed on attendance. Includes customer cancellations before the work is completed, Officer unable to access site to complete service on arrival, site not ready for service requested on arrival, site unsafe &/or installation defect prevents service being undertaken or completed including non-compliance with Evoenergy Standards and/or Service & installation Rules | 139.0583 | 152.9641 | 1 | Normal | F Crew Meter | 107.2152 | 150.1013 | 107.2152 | 39.6696 |  |  |  | 25.7316 | 172.6165
591 | Rescheduled Site Visit – Service Team | Wasted site visit for a Services Team where the service was not able to be completed on attendance. Includes customer cancellations before the work is completed, Team unable to access site to complete service on arrival, site not ready for service requested on arrival, site unsafe &/or installation defect prevents service being undertaken or completed including non-compliance with Evoenergy Standards and/or Service & installation Rules | 587.5508 | 646.3059 | 1.5 | Normal | G Crew | 307.5138 | 430.5193 | 461.2706 | 170.6701 |  |  |  | 110.705 | 742.6457
Trenching charges | Service | Service Description / Scope | Current Prices 2017/18 | GST Inclusive | Appointment Time Hours | Normal/Over | Crew | Crew rate | Crew O/T Rate | Labour | Direct Overhead | Contract Payments | Plant Costs | Material Costs | Corporate Overheads | Total Expenditure
592 | Trenching - first 2 meters | First two meters of trenching service | 533.3319 | 586.6651 | na | Normal | [5 empty] | 485.5569 |  |  | 116.5337 | 602.0906
593 | Trenching - subsequent meters | Subsequent two meters of trenching service | 124.03 | 136.433 | na | Normal | [5 empty] | 112.9202 |  |  | 27.1009 | 140.0211
Boring charges | Service | Service Description / Scope | Current Prices 2017/18 | GST Inclusive | Appointment Time Hours | Normal/Over | Crew | Crew rate | Crew O/T Rate | Labour | Direct Overhead | Contract Payments | Plant Costs | Material Costs | Corporate Overheads | Total Expenditure
594 | Under footpath | Under footpath boring charge | 967.4419 | 1064.1861 | na | Normal | [5 empty] | 880.7777 |  |  | 211.3867 | 1092.1644
595 | Under driveway | Under driveway boring charge | 1153.4919 | 1268.8411 | na | Normal | [5 empty] | 1050.158 |  |  | 252.0379 | 1302.196
Note on H51: Mifsud, Clay: only 2 fitters reqd.

## 23.24 prices
2023-24 Alternative Control Services Cost Build Up - nominal dollars - fully cost reflective
| 2023/24 unit rate for labour |  | o/t loading | Crews, normal rates | [5 empty] | Crews, overtime rates | [6 empty] | Hours labour list
| Normal | Overtime |  |  | Line Worker (LW) | Trade Assistant/ Labour (TA) | Admin | Per hour crew rate |  |  | Line Worker (LW) | Trade Assistant/ Labour (TA) | Admin | Per hour crew rate |  | O/T Factor | 0.25
Direct overhead | 37% | 37% |  | F Crew Meter | 1 |  |  | 110.8601 |  | F Crew Meter | 1.4 |  |  | 155.2042 |  | 140% | 0.5
Office support service delivery | 78.5223 | 109.9312 | 140% | G Crew | 2 | 1 |  | 317.9682 |  | G Crew | 2.8 | 1.4 |  | 445.1554 |  | 140% | 0.75
Connection/Project Engineer (PE) | 132.32 | 185.248 | 140% | Meter crew | 2 |  |  | 221.7203 |  | Meter crew | 2.8 |  |  | 310.4084 |  | 140% | 1
Management ( Senior Project Engineer - SPE) | 152.4291 | 213.4007 | 140% | OH Crew | 2 |  |  | 221.7203 |  | OH Crew | 2.8 | 0 |  | 310.4084 |  | 140% | 1.5
GIS Officer (GO) | 119.2666 | 166.9732 | 140% | Switcher | 1 |  |  | 110.8601 |  | Switcher | 1.4 |  |  | 155.2042 |  | 140% | 2
Site Lead/Scheduler ( SL) | 110.8601 | 155.2042 | 140% | UG Crew | 3 |  |  | 332.5804 |  | UG Crew | 4.2 | 0 |  | 465.6126 |  | 140% | 2.5
Electrical Fitter (EF) | 110.8601 | 155.2042 | 140% | Admin | 0 | 0 | 1 | 78.5223 |  | Admin |  |  | 1.4 | 109.9312 |  | 140% | 3
Electrical Operator (EO) | 110.8601 | 155.2042 | 140% | Two fitter crew | 2 |  |  | 221.7203 |  | Two fitter crew | 2.8 |  |  | 310.4084 |  | 140% | 3.5
Plant Operator (PO) | 110.8601 | 155.2042 | 140% | Meter reader | 1 |  |  | 91.4714 | [8 empty] | 4
Line Worker (LW) | 110.8601 | 155.2042 | 140% | [13 empty] | 4.5
Trade Assistant/Labour (TA) | 96.2479 | 134.747 | 140% |  |  |  |  | AER 2023-24 CPI |  | 1.0245 | [6 empty] | 5
Corporate overhead | 24% | 24% | [14 empty] | 5.5
6
6.5
7
Code | Service | Service Description / Scope | Current Prices 2017/18 | GST Inclusive | Appointment Time Hours | Normal/Over | Crew | Crew rate | Crew O/T Rate | Labour | Direct Overhead | Contract Payments | Plant Costs | Material Costs | Corporate Overheads | Total Expenditure | 7.5
Premise Re-energisation – Existing Network Connection | [16 empty] | 8
501 | Re-energise premises – Business Hours | Re-energisation of a premises that is already connected to the network during business hours | 69.524 | 76.4764 | 0.5 | Normal | F Crew Meter | 110.8601 | 155.2042 | 55.4301 | 20.5091 |  |  |  | 13.3032 | 89.2424
502 | Re-energise premises – After Hours | Re-energisation of a premises that is already connected to the network during after-hours periods | 88.1301 | 96.9431 | 0.5 | Overtime | F Crew Meter | 110.8601 | 155.2042 | 77.6021 | 20.5091 |  |  |  | 13.3032 | 111.4144
Premise De-energisation – Existing Network Connection | Service | Service Description / Scope | Current Prices 2017/18 | GST Inclusive | Appointment Time Hours | Normal/Over | Crew | Crew rate | Crew O/T Rate | Labour | Direct Overhead | Contract Payments | Plant Costs | Material Costs | Corporate Overheads | Total Expenditure
503 | De-energise premises – Business Hours | De-energisation of a premises that is already connected to the network during business hours; excluding where the de-energisation is for debt non-payment | 69.524 | 76.4764 | 0.5 | Normal | F Crew Meter | 110.8601 | 155.2042 | 55.4301 | 20.5091 |  |  |  | 13.3032 | 89.2424
505 | De-energise premises for debt non-payment | De-energisation of a premises that is already connected to the network where the de-energisation is for debt non-payment – Anytime | 139.0583 | 152.9641 | 0.5 | Normal | Meter crew | 221.7203 | 310.4084 | 110.8601 | 41.0183 |  |  |  | 26.6064 | 178.4848
Meter Investigations | Service | Service Description / Scope | Current Prices 2017/18 | GST Inclusive | Appointment Time Hours | Normal/Over | Crew | Crew rate | Crew O/T Rate | Labour | Direct Overhead | Contract Payments | Plant Costs | Material Costs | Corporate Overheads | Total Expenditure
504 | Meter Test (Whole Current) – Business Hours | Meter test for whole current Type 5 – 7 meters only during business hours. Fee is refunded if the meter is proven to be faulty | 278.1166 | 305.9283 | 1 | Normal | Meter crew | 221.7203 | 310.4084 | 221.7203 | 82.0365 |  |  |  | 53.2129 | 356.9697
510 | Meter Test (CT/VT) – Business Hours | Meter test for meters utilising a CT or VT during business hours. Fee is refunded if the meter installation is proven to be faulty | 322.0945 | 354.3039 | 0.25 | Normal | Admin | 78.5223 | 109.9312 | 19.6306 | 7.2633 | 393.335 |  |  | 99.1117 | 519.3406
Special meters Services | Service | Service Description / Scope | Current Prices 2017/18 | GST Inclusive | Appointment Time Hours | Normal/Over | Crew | Crew rate | Crew O/T Rate | Labour | Direct Overhead | Contract Payments | Plant Costs | Material Costs | Corporate Overheads | Total Expenditure
506 | Special Meter Read | Out of cycle meter read during business hours Use for the following: • Customer Initiated Check Read, • Data validation initiated Check Read - prior to billing, • Data validation Check Read - post billing • Customer initiated additional out-of cycle read for billing purposes • Final read Fee associated with a Check Read is refunded if the original reading is proven to be incorrect | 32.1582 | 35.374 | 0.25 | Normal | Meter reader | 91.4714 | 128.06 | 22.8679 | 8.4611 | 6.5632 |  |  | 7.0635 | 38.3924
Power of Choice services | Service | Service Description / Scope | Current Prices 2017/18 | GST Inclusive | Appointment Time Hours | Normal/Over | Crew | Crew rate | Crew O/T Rate | Labour | Direct Overhead | Contract Payments | Plant Costs | Material Costs | Corporate Overheads | Total Expenditure
515 | Move, remove, inspect or reconfigure meter | Customer initiated change to an Evoenergy metered site that requires a site visit to move, reseal, reprogram or inspect, but does not require a new meter | na | na | 1 | Normal | F Crew Meter | 110.8601 | 155.2042 | 110.8601 | 41.0183 |  |  |  | 26.6064 | 178.4848
516 | Establish supply | Energisation of a premise that is connected to the network for the first time | na | na | 0.75 | Normal | F Crew Meter | 110.8601 | 155.2042 | 83.1451 | 30.7637 |  |  |  | 19.9548 | 133.8636
517 | Faults investigation (meter malfunction) | Customer call to Evoenergy Faults and Emergencies where a subsequent site visit ascertains a non-Evoenergy meter has failed, cannot be safely bypassed, and customer is/remains off supply | na | na | 0.75 | Normal | F Crew Meter | 110.8601 | 155.2042 | 83.1451 | 30.7637 |  |  |  | 19.9548 | 133.8636
518 | Faults investigation (meter bypassed) | Customer call to Evoenergy Faults and Emergencies where a subsequent site visit ascertains a non-Evoenergy meter has failed and has been bypassed so that the customer is back on supply | na | na | 1 | Normal | F Crew Meter | 110.8601 | 155.2042 | 110.8601 | 41.0183 |  |  |  | 26.6064 | 178.4848
519 | Faults investigation (customer's side of network boundary) | Customer call to Evoenergy Faults and Emergencies where a subsequent site visit ascertains a failure on the customers side of the network | na | na | 0.5 | Normal | F Crew Meter | 110.8601 | 155.2042 | 55.4301 | 20.5091 |  |  |  | 13.3032 | 89.2424
Temporary Network Connections | Service | Service Description / Scope | Current Prices 2017/18 | GST Inclusive | Appointment Time Hours | Normal/Over | Crew | Crew rate | Crew O/T Rate | Labour | Direct Overhead | Contract Payments | Plant Costs | Material Costs | Corporate Overheads | Total Expenditure
520 | Temporary Builders’ Supply – Overhead (Business Hours) | Installation of a new temporary overhead supply connection not including associated metering during business hours; where the service connection complies with the following: • Load is <= 100 Amps/Phase • Single or multi-phase • Meter location <= 25m from source network pole • Point of Attachment/Builders Pole supplied and installed by the customer Includes situations where the service connection point of attachment (POA) and meter are in the permanent location | 624.9269 | 687.4196 | 1.5 | Normal | OH Crew | 221.7203 | 310.4084 | 332.5804 | 123.0548 |  |  | 34.8713 | 88.1884 | 578.6949
522 | Temporary Builders’ Supply – Underground (Business Hours) | Installation of a new temporary underground supply connection not including associated metering during business hours; where the service connection complies with the following: • Load is <= 100 Amps/Phase • Single or multi-phase • Meter location <= 15m from source network pole / pillar / pit / cable end • Conduit between meter location and network connection point supplied and installed by the customer Includes situations where the service connection point of entry (POE) and/or meter are in the permanent location | 1364.2578 | 1500.6836 | 2 | Normal | UG Crew | 332.5804 | 465.6126 | 665.1609 | 246.1095 |  |  | 34.8713 | 168.0077 | 1114.1494
New Network Connections | Service | Service Description / Scope | Current Prices 2017/18 | GST Inclusive | Appointment Time Hours | Normal/Over | Crew | Crew rate | Crew O/T Rate | Labour | Direct Overhead | Contract Payments | Plant Costs | Material Costs | Corporate Overheads | Total Expenditure
523 | New Underground Service Connection – Greenfield | Installation of a new underground service connection, not including associated metering, during business hours where the service connection complies with the following: • Service connection is the first / initial connection to that block/premise • Load is <= 100 Amps/Phase • Single or multi-phase • Network connection point is located in the street frontage verge • Cable length within block <= 15m • Conduit between the POE/meter location (as applicable) and the property boundary is supplied and installed by the customer • Complete service connection including associated metering can be undertaken in a single visit | 0 | 0 | 1.5 | Normal | G Crew | 317.9682 | 445.1554 | 476.9522 | 176.4723 |  |  |  | 114.4685 | 0
526 | New Overhead Service Connection – Brownfield (Business Hours) | Installation of a new overhead service connection, not including associated metering, during business hours; where the service connection complies with the following: • Service connection is not the first / initial connection to that block/premise • Load is <= 100 Amps/Phase • Single or multi-phase • Service connection is continuous with a length <= 2 spans &/or 25m from source network pole Typically use in redevelopment scenario only where an underground service connection cannot be achieved. | 820.7771 | 902.8549 | 2 | Normal | OH Crew | 221.7203 | 310.4084 | 443.4406 | 164.073 |  |  | 34.8713 | 114.7949 | 821.0699
527 | New Underground Service Connection – Brownfield from Front | Installation of an underground service connection, not including associated metering, during business hours where the service connection complies with the following: • Service connection is not the first / initial connection to that block/premise • Load is <= 100 Amps/Phase • Single or multi-phase • Service connection is continuous with a length <= 25m from network connection point • Network connection point is a pole, pillar or pit located in the street frontage verge • Conduit between the POE/meter location (as applicable) and the network connection point or property boundary is supplied and installed by the customer Where the service connection extends outside the customer property and Evoenergy is required to undertake additional civil works, additional unit rate based fees may also be applied for the additional work beyond the scope of this item Typically use in redevelopment scenarios such as knockdown/rebuilds and/or dual occupancy premises. | 1364.2578 | 1500.6836 | 2.5 | Normal | UG Crew | 332.5804 | 465.6126 | 831.4511 | 307.6369 |  |  | 34.8713 | 207.9174 | 1381.8767
528 | New Underground Service Connection – Brownfield from Rear | Installation of an underground service connection, not including associated metering, during business hours where the service connection complies with the following: • Service connection is not the first / initial connection to that block/premise • Load is <= 100 Amps/Phase • Single or multi-phase • Service connection is continuous with a length <= 25m from network connection point • Network connection point is a pole located in the section backspine • Conduit between the POE/meter location (as applicable) and the network connection point or property boundary is supplied and installed by the customer Where the service connection extends outside the customer property and Evoenergy is required to undertake additional civil works, additional unit rate based fees may also be applied for the additional work beyond the scope of this item Typically use in redevelopment scenarios such as knockdown/rebuilds and/or dual occupancy premises. | 1364.2578 | 1500.6836 | 2.5 | Normal | UG Crew | 332.5804 | 465.6126 | 831.4511 | 307.6369 |  |  | 34.8713 | 207.9174 | 1381.8767
Network Connection Alterations and Additions | Service | Service Description / Scope | Current Prices 2017/18 | GST Inclusive | Appointment Time Hours | Normal/Over | Crew | Crew rate | Crew O/T Rate | Labour | Direct Overhead | Contract Payments | Plant Costs | Material Costs | Corporate Overheads | Total Expenditure
541 | Overhead Service Relocation – Single Visit (Business Hours) | Relocation of an overhead service connection in a single site visit during business hours where the service connection complies with the following: • Load <= 100 Amps/Phase • Single or multi-phase • Service connection is no more than two spans &/or 25m in length Scope involves: • De-energisation, physical disconnection / dismantling then re-attachment, connection and re-energisation • Replacement of overhead service cable if required | 783.3908 | 861.7299 | 2 | Normal | OH Crew | 221.7203 | 310.4084 | 443.4406 | 164.073 |  |  |  | 106.4257 | 713.9393
542 | Overhead Service Relocation – Two Visits (Business Hours) | Relocation of an overhead service connection in two site visits during business hours where the service connection complies with the following: • Load <= 100 Amps/Phase • Single or multi-phase • Service connection is no more than two spans &/or 25m in length Scope involves: • De-energisation, physical disconnection / dismantling in first site visit • Re-attachment, connection and re-energisation in second visit • Replacement of overhead service cable if required | 1566.7714 | 1723.4485 | 4 | Normal | OH Crew | 221.7203 | 310.4084 | 886.8812 | 328.146 |  |  |  | 212.8515 | 1427.8787
543 | Overhead Service Upgrade – Service Cable Replacement Not Required | Upgrade of an existing overhead service connection from single to multi-phase where the installed cable does not require replacement and the service connection complies with the following: • Load <= 100 Amps/Phase • Existing cable is physically able to be connected multi-phase without joints | 783.3908 | 861.7299 | 2 | Normal | OH Crew | 221.7203 | 310.4084 | 443.4406 | 164.073 |  |  |  | 106.4257 | 713.9393
544 | Overhead Service Upgrade – Service Cable Replacement Required | Upgrade of an existing overhead service connection where the installed cable does not meet the increased load requirements (multi-phase or capacity/rating) and the service connection complies with the following: • Load <= 100 Amps/Phase • Service connection is no more than two spans &/or 25m in length Use for single to multi-phase and capacity upgrades | 820.7771 | 902.8549 | 2 | Normal | OH Crew | 221.7203 | 310.4084 | 443.4406 | 164.073 |  |  | 34.8713 | 114.7949 | 757.1797
545 | Underground Service Upgrade – Service Cable Replacement Not Required | Upgrade of an existing underground service connection from single to multi-phase where the installed cable does not require replacement and the service connection complies with the following: • Load <= 100 Amps/Phase • Existing cable is physically able to be connected multi-phase without joints | 1326.8817 | 1459.5699 | 1.5 | Normal | Two fitter crew | 221.7203 | 310.4084 | 332.5804 | 123.0548 |  |  |  | 79.8193 | 535.4545
546 | Underground Service Upgrade – Service Cable Replacement Required | Upgrade of an existing underground service connection where the existing cable does not meet the increased load requirements (multi-phase or capacity/rating) and the service connection complies with the following: • Load <= 100 Amps/Phase • Service connection is no more than 25m in length • Conduit between the meter location and the network connection point or property boundary is supplied and installed by the customer Where the service connection extends outside the customer property and Evoenergy is required to undertake additional civil works, additional unit rate based fees may also be applied for the additional work outside the scope of this item | 1364.2578 | 1500.6836 | 2.5 | Normal | UG Crew | 332.5804 | 465.6126 | 831.4511 | 307.6369 |  |  | 34.8713 | 207.9174 | 1381.8767
547 | Underground Service Relocation – Single Visit (Business Hours) | Relocation of an underground service connection, or part thereof, in a single site visit during business hours where the service connection complies with the following: • Load <= 100 Amps/Phase • Single or multi-phase • Service connection is no more than 25m in length Scope involves: • De-energisation, physical disconnection/cutting away, installation of new service cable section, jointing and then termination, connection and re-energisation Where the service connection extends outside the customer property and Evoenergy is required to undertake additional civil works, additional unit rate based fees may also be applied for the additional work outside the scope of this item | 1364.2578 | 1500.6836 | 2.5 | Normal | UG Crew | 332.5804 | 465.6126 | 831.4511 | 307.6369 |  |  | 34.8713 | 207.9174 | 1381.8767
548 | Install surface mounted point of entry (POE) box | Installation of a surface mounted point of entry box and conduit to ground level on the customer’s structure to facilitate installation of a new or relocated underground service connection; where the service connection complies with the following: • Load <= 100 Amps/Phase • Single or multi-phase Scope involves: • Supply and installation of POE box, conduit and associated fixings Applicable where a recessed POE box cannot be provided by the customer Only use in conjunction with Item 526 New Underground Service – Brownfield and Item 547 Underground Service Relocation | 630.9341 | 694.0275 | 1 | Normal | UG Crew | 332.5804 | 465.6126 | 332.5804 | 123.0548 |  |  | 93.4402 | 102.245 | 651.3203
549 | Overhead Service Temporary Disconnect Reconnect same day (Business Hours) | A temporary disconnect and reconnect of an existing overhead service connection to a residential dwelling. | n/a | n/a | 3 | Normal | OH Crew | 221.7203 | 310.4084 | 665.1609 | 246.1095 |  |  |  | 159.6386 | 1070.909
Temporary De-energisation | Service | Service Description / Scope | Current Prices 2017/18 | GST Inclusive | Appointment Time Hours | Normal/Over | Crew | Crew rate | Crew O/T Rate | Labour | Direct Overhead | Contract Payments | Plant Costs | Material Costs | Corporate Overheads | Total Expenditure
560 | Temporary de-energisation – LV (Business Hours) | Temporary de-energisation and re-energisation of LV network infrastructure in business hours to allow safe customer / contractor approach and work in close proximity Scope does not include dismantling of lines or network infrastructure Use for tree pruning, mobile plant operation, oversize loads, construction activities | 417.1749 | 458.8924 | 4 | Normal | Switcher | 110.8601 | 155.2042 | 443.4406 | 164.073 |  |  |  | 106.4257 | 713.9393
561 | Temporary de-energisation – HV (Business Hours) | Temporary de-energisation and re-energisation of HV network infrastructure in business hours to allow safe customer / contractor approach and work in close proximity Scope does not include dismantling of lines or network infrastructure Use for tree pruning, mobile plant operation, oversize loads, construction activities | 417.1749 | 458.8924 | 4 | Normal | Switcher | 110.8601 | 155.2042 | 443.4406 | 164.073 |  |  |  | 106.4257 | 713.9393
Supply Abolishment / Removal | Service | Service Description / Scope | Current Prices 2017/18 | GST Inclusive | Appointment Time Hours | Normal/Over | Crew | Crew rate | Crew O/T Rate | Labour | Direct Overhead | Contract Payments | Plant Costs | Material Costs | Corporate Overheads | Total Expenditure
562 | Supply Abolishment / Removal – Overhead (Business Hours) | Decommissioning and removal of an overhead service connection and associated metering during business hours for service connections that comply with the following: • Load <= 100 Amps/Phase • Single or multi-phase • Service connection is no more than two spans &/or 25m in length • Removal of the service connection does not result in a consequential requirement to remove a network pole Use where a property is to be demolished, supply is no longer required, an alternative connection point is to be established / used, or a redundant supply is to be removed. | 587.5508 | 646.3059 | 1.5 | Normal | OH Crew | 221.7203 | 310.4084 | 332.5804 | 123.0548 |  |  |  | 79.8193 | 535.4545
563 | Supply Abolishment / Removal - Underground (Business Hours) | Decommissioning and removal of an underground service connection and associated metering during business hours for service connections which comply with the following: • Load <= 100 Amps/Phase • Single or multi-phase • Removal of the service connection does not result in a consequential requirement to remove redundant network mains infrastructure such as a pole, pillar, pit Use where a property is to be demolished, supply is no longer required, an alternative connection point is to be established / used, or a redundant supply is to be removed. | 1061.5074 | 1167.6582 | 2.5 | Normal | UG Crew | 332.5804 | 465.6126 | 831.4511 | 307.6369 |  |  |  | 199.5483 | 1338.6362
Miscellaneous Customer Initiated Services | Service | Service Description / Scope | Current Prices 2017/18 | GST Inclusive | Appointment Time Hours | Normal/Over | Crew | Crew rate | Crew O/T Rate | Labour | Direct Overhead | Contract Payments | Plant Costs | Material Costs | Corporate Overheads | Total Expenditure
564 | Install & Remove Tiger Tails – Establishment (Business Hours) | Installation and removal of “Tiger Tail” covers on overhead lines including service lines, LV & HV during business hours – Establishment fee per site Use in conjunction with Item 565 to determine total service charge | 1379.7372 | 1517.7109 | 3 | Normal | OH Crew | 221.7203 | 310.4084 | 665.1609 | 246.1095 |  | 208.2362 |  | 209.6153 | 1329.1219
565 | Install & Remove Tiger Tails - Per Span (Business Hours) | Installation and removal of “Tiger Tail” covers on overhead lines including service lines, LV & HV during business hours – Length based fee Use in conjunction with Item 564 to determine total service charge | 694.5739 | 764.0313 | 3 | Normal | OH Crew | 221.7203 | 310.4084 | 665.1609 | 246.1095 |  |  | 771.2451 | 344.7374 | 2027.2529
566 | Install & Remove Warning Flags – Installation (Business Hours) | Installation and removal of Warning Flags on overhead lines including service lines, LV & HV during business hours – Establishment fee per site Use in conjunction with Item 567 to determine total service charge | 1175.0811 | 1292.5892 | 3 | Normal | OH Crew | 221.7203 | 310.4084 | 665.1609 | 246.1095 |  | 208.2362 |  | 209.6153 | 1329.1219
567 | Install & Remove Tiger Tails - Per Span (Business Hours) | Installation and removal of Warning Flags on overhead lines including service lines, LV & HV – Lengths based fee Use in conjunction with Item 566 to determine total service charge | 595.3418 | 654.8759 | 3 | Normal | OH Crew | 221.7203 | 310.4084 | 665.1609 | 246.1095 |  |  | 555.2965 | 292.9098 | 1759.4766
Operational & Maintenance Fees - Export Only Embedded Generation Installations up to 5MW | Service | Service Description / Scope | Current Prices 2017/18 | GST Inclusive | Appointment Time Hours | Normal/Over | Crew | Crew rate | Crew O/T Rate | Labour | Direct Overhead | Contract Payments | Plant Costs | Material Costs | Corporate Overheads | Total Expenditure
568 | Embedded Generation OPEX Fees - Connection Assets | Annual operational and maintenance charges for the dedicated connections assets of Export Only Embedded Generation | 2% of value of connection assets per annum | 0 | 0 | 0 | 0
569 | Embedded Generation OPEX Fees - Shared Network Asset | Annual operational and maintenance charges for the shared network assets associated with Export Only Embedded Generation | 2% of value of shared assets allocated to the generator per annum (if applicable) | 0 | 0 | 0 | 0
Connection Enquiry Processing - Embedded Generation Installations* | Service | Service Description / Scope | Current Prices 2017/18 | GST Inclusive | Appointment Time Hours | Normal/Over | Crew | Crew rate | Crew O/T Rate | Labour | Direct Overhead | Contract Payments | Plant Costs | Material Costs | Corporate Overheads | Total Expenditure
570 | Embedded Generation Connection Enquiry – Class 1 (Commercial) | Receipt, registration, processing and responding to a connection enquiry for Class 1 (Commercial) Embedded Generation | 0 | 0 | 2 | Normal | Management ( Senior Project Engineer - SPE) | 152.4291 | 213.4007 | 304.8582 | 112.7975 |  |  |  | 73.166 | 490.8216
596 | Embedded Generation Connection Enquiry – Class 2 | Receipt, registration, processing and responding to a connection enquiry with Preliminary Network Advice for Class 2 Embedded Generation | 571.2 | 628.32 | 2.5 | Normal | Management ( Senior Project Engineer - SPE) | 152.4291 | 213.4007 | 381.0727 | 140.9969 |  |  |  | 91.4574 | 613.527
597 | Embedded Generation Connection Enquiry – Class 3 | Receipt, registration, processing and responding to a connection enquiry with Preliminary Network Advice for Class 3 Embedded Generation | 571.2 | 628.32 | 3 | Normal | Management ( Senior Project Engineer - SPE) | 152.4291 | 213.4007 | 457.2872 | 169.1963 |  |  |  | 109.7489 | 736.2324
598 | Embedded Generation Connection Enquiry – Class 4 | Receipt, registration, processing and responding to a connection enquiry with Preliminary Network Advice for Class 4 Embedded Generation | 571.2 | 628.32 | 3.5 | Normal | Management ( Senior Project Engineer - SPE) | 152.4291 | 213.4007 | 533.5018 | 197.3957 |  |  |  | 128.0404 | 858.9378
599 | Embedded Generation Connection Enquiry – Class 5 | Receipt, registration, processing and responding to a connection enquiry with Preliminary Network Advice for Class 5 Embedded Generation | 571.2 | 628.32 | 4 | Normal | Management ( Senior Project Engineer - SPE) | 152.4291 | 213.4007 | 609.7163 | 225.595 |  |  |  | 146.3319 | 981.6433
600 | Embedded Generation Connection Enquiry – Class 6 | Receipt, registration, processing and responding to a connection enquiry with Preliminary Network Advice for Class 6 Embedded Generation | 1142.41 | 1256.64 | 4.5 | Normal | Management ( Senior Project Engineer - SPE) | 152.4291 | 213.4007 | 685.9308 | 253.7944 |  |  |  | 164.6234 | 1104.3487
Network Design & Investigation / Analysis Services - Embedded Generation Installations† | Service | Service Description / Scope | Current Prices 2017/18 | GST Inclusive | Appointment Time Hours | Normal/Over | Crew | Crew rate | Crew O/T Rate | Labour | Direct Overhead | Contract Payments | Plant Costs | Material Costs | Corporate Overheads | Total Expenditure
574 | Embedded Generation Network Technical Study - Class 1 (Commercial) | Technical assessment of Network Capability for connecting Class 1 (Commercial) Export Embedded Generation | 0 | 0 | 8 | Normal | Management ( Senior Project Engineer - SPE) | 152.4291 | 213.4007 | 1219.4326 | 451.1901 |  |  |  | 292.6638 | 1963.2865
575 | Embedded Generation Network Technical Study - Class 2 | Technical assessment of Network Capability for connecting Class 2 Export Embedded Generation | 3808.0447 | 4188.8492 | 16 | Normal | Management ( Senior Project Engineer - SPE) | 152.4291 | 213.4007 | 2438.8652 | 902.3801 |  |  |  | 585.3277 | 3926.573
576 | Embedded Generation Network Technical Study - Class 3 | Technical assessment of Network Capability for connecting Class 3 Export Embedded Generation | 5712.0517 | 6283.2568 | 32 | Normal | Management ( Senior Project Engineer - SPE) | 152.4291 | 213.4007 | 4877.7304 | 1804.7603 |  |  |  | 1170.6553 | 7853.146
577 | Embedded Generation Network Technical Study - Class 4 | Technical assessment of Network Capability for connecting Class 4 Export Embedded Generation | 7616.0791 | 8377.6871 | 48 | Normal | Management ( Senior Project Engineer - SPE) | 152.4291 | 213.4007 | 7316.5957 | 2707.1404 |  |  |  | 1755.983 | 11779.719
578 | Embedded Generation Network Technical Study - Class 5 | Technical assessment of Network Capability for connecting Class 5 Export Embedded Generation | 11424.1238 | 12566.5362 | 64 | Normal | Management ( Senior Project Engineer - SPE) | 152.4291 | 213.4007 | 9755.4609 | 3609.5205 |  |  |  | 2341.3106 | 15706.292
579 | Embeddded Generation - Network Technical Study - Class 6 | Technical assessment of Network Capability for connecting Class 6 Embedded Generation where Evoenergy provides the requisite network data and the Embedded Generator undertakes the Network Technical Study. | 14280.1446 | 15708.159 | 80 | Normal | Management ( Senior Project Engineer - SPE) | 152.4291 | 213.4007 | 12194.3261 | 4511.9007 |  |  |  | 2926.6383 | 19632.865
Contract Administration, Commissioning and Testing - Embedded Generation Installations up to 5MW | Service | Service Description / Scope | Current Prices 2017/18 | GST Inclusive | Appointment Time Hours | Normal/Over | Crew | Crew rate | Crew O/T Rate | Labour | Direct Overhead | Contract Payments | Plant Costs | Material Costs | Corporate Overheads | Total Expenditure
601 | Embedded Generation - Connection Contract Establishment - Class 1 (Commercial) to Class 6 | Preparation of Non-Standard Connection Agreement and on site attendance of Evoenergy to witness commissioning of the embedded generation where Evoenergy is not required to make any network alterations or additions. | na | na | 16 | Normal | Management ( Senior Project Engineer - SPE) | 152.4291 | 213.4007 | 2438.8652 | 902.3801 |  |  |  | 585.3277 | 3926.573
Provision of Data for Network Technical Study - Embedded Generation Installations over 5MW | Service | Service Description / Scope | Current Prices 2017/18 | GST Inclusive | Appointment Time Hours | Normal/Over | Crew | Crew rate | Crew O/T Rate | Labour | Direct Overhead | Contract Payments | Plant Costs | Material Costs | Corporate Overheads | Total Expenditure
602 | Embedded Generator Network Technical Study - Embedded Generation over 5MW | The provision of network data for and an analysis of the results of the Embedded Generator Network Technical Study. | 11424.12 | 12566.54 | 80 | Normal | Management ( Senior Project Engineer - SPE) | 152.4291 | 213.4007 | 12194.3261 | 4511.9007 |  |  |  | 2926.6383 | 19632.865
Residential Estate Subdivision Services (per block) | Service | Service Description / Scope | Current Prices 2017/18 | GST Inclusive | Appointment Time Hours | Normal/Over | Crew | Crew rate | Crew O/T Rate | Labour | Direct Overhead | Contract Payments | Plant Costs | Material Costs | Corporate Overheads | Total Expenditure
580 | Subdivision Electricity Distribution Network Reticulation - Multi Unit Blocks | Connection of multi-unit residential blocks to the LV reticulation network | 0 | 0 | 0 | 0 | 0
581 | Subdivision Electricity Distribution Network Reticulation - Category 1 Blocks <= 650 M2 | Connection of residential blocks less than or equal to 650 square meters, to the LV reticulation network | 1700.39 | 1870.429 | 0 | 0 | 0
582 | Subdivision Electricity Distribution Network Reticulation - Category 1 Blocks 650 - 1100m2 with average linear frontage of 22-25 metres | Connection of residential blocks less than or equal to 1100 square meters but greater than 650 square meters, with average linear frontage of 22-25 meters, to the LV reticulation network | 2227.78 | 2450.558 | 0 | 0 | 0
Upstream augmentation (per kVA of capacity) | Service | Service Description / Scope | Current Prices 2017/18 | GST Inclusive | Appointment Time Hours | Normal/Over | Crew | Crew rate | Crew O/T Rate | Labour | Direct Overhead | Contract Payments | Plant Costs | Material Costs | Corporate Overheads | Total Expenditure
585 | HV feeder | A $/kVA charge for the installation of new HV feeders | 36.83 | 40.513 | 0 | 0 | 0
586 | Distribution substation | A $/kVA charge for the installation of new distribution substations | 21.33 | 23.463 | 0 | 0 | 0
Rescheduled Site Visits | Service | Service Description / Scope | Current Prices 2017/18 | GST Inclusive | Appointment Time Hours | Normal/Over | Crew | Crew rate | Crew O/T Rate | Labour | Direct Overhead | Contract Payments | Plant Costs | Material Costs | Corporate Overheads | Total Expenditure
590 | Rescheduled Site Visit – One Person | Wasted site visit for a one person team where the service was not able to be completed on attendance. Includes customer cancellations before the work is completed, Officer unable to access site to complete service on arrival, site not ready for service requested on arrival, site unsafe &/or installation defect prevents service being undertaken or completed including non-compliance with Evoenergy Standards and/or Service & installation Rules | 139.0583 | 152.9641 | 1 | Normal | F Crew Meter | 110.8601 | 155.2042 | 110.8601 | 41.0183 |  |  |  | 26.6064 | 178.4848
591 | Rescheduled Site Visit – Service Team | Wasted site visit for a Services Team where the service was not able to be completed on attendance. Includes customer cancellations before the work is completed, Team unable to access site to complete service on arrival, site not ready for service requested on arrival, site unsafe &/or installation defect prevents service being undertaken or completed including non-compliance with Evoenergy Standards and/or Service & installation Rules | 587.5508 | 646.3059 | 1.5 | Normal | G Crew | 317.9682 | 445.1554 | 476.9522 | 176.4723 |  |  |  | 114.4685 | 767.8931
Trenching charges | Service | Service Description / Scope | Current Prices 2017/18 | GST Inclusive | Appointment Time Hours | Normal/Over | Crew | Crew rate | Crew O/T Rate | Labour | Direct Overhead | Contract Payments | Plant Costs | Material Costs | Corporate Overheads | Total Expenditure
592 | Trenching - first 2 meters | First two meters of trenching service | 533.3319 | 586.6651 | na | Normal | [5 empty] | 497.4531 |  |  | 119.3887 | 616.8418
593 | Trenching - subsequent meters | Subsequent two meters of trenching service | 124.03 | 136.433 | na | Normal | [5 empty] | 115.6868 |  |  | 27.7648 | 143.4516
Boring charges | Service | Service Description / Scope | Current Prices 2017/18 | GST Inclusive | Appointment Time Hours | Normal/Over | Crew | Crew rate | Crew O/T Rate | Labour | Direct Overhead | Contract Payments | Plant Costs | Material Costs | Corporate Overheads | Total Expenditure
594 | Under footpath | Under footpath boring charge | 967.4419 | 1064.1861 | na | Normal | [5 empty] | 902.3568 |  |  | 216.5656 | 1118.9224
595 | Under driveway | Under driveway boring charge | 1153.4919 | 1268.8411 | na | Normal | [5 empty] | 1075.8869 |  |  | 258.2129 | 1334.0998
Note on H51: Mifsud, Clay: only 2 fitters reqd.

## Misc works estimation
Misc. Electrical Works - Cost Estimation -2017-2018 - Normal Hours Calculations | [145 empty] | 1.0245 | 1 | 2 | 3 | 4 | 5 | 6
| 603 | [7 empty] | 605 | 605 | [6 empty] | 607 | 607 | [6 empty] | 609 | 609 | [6 empty] | 611 | 611 | [6 empty] | 613 | 613 | [6 empty] | 615 | 615 | [6 empty] | 617 | 617 | [6 empty] | 619 | 619 | [6 empty] | 621 | 621 | [6 empty] | 623 | 623 | [6 empty] | 625 | 625 | [6 empty] | 627 | 627 | [6 empty] | 629 | 629 | [6 empty] | 631 | 631 | [6 empty] | 633 | 633 | [6 empty] | 635 | 635 | [6 empty] | 637 | 637 | [6 empty] | 639 | 1.0245: 639 | 641 | 641 | [6 empty] | 643 | 643 | [6 empty] | 645 | 645 | [6 empty] | 647 | 647 | [6 empty] | 649 | 649 | [6 empty] | 651 | 651 | [6 empty] | 653 | 653 | [6 empty] | 655 | 655 | [6 empty] | 657 | 657 | [6 empty] | 659 | 659 | [6 empty] | 661 | 661 | [6 empty] | 663 | 663 | [6 empty] | 665 | 665 | [6 empty] | 667 | 667
| Spiking/Cable Testing | [7 empty] | Substation HV/LV Earthing/Soil Resistivity Testing | [7 empty] | 20003386-Termination of Consumer Mains - up to 50mm² Cu or Al - 1 Set * Includes disconnection of temp. consumer mains if any | [7 empty] | 20003387-Termination of Consumer Mains - Above 50mm² Al or Cu - 1 Set * Includes disconnection of temp. consumer mains if any | [7 empty] | 20003388-Termination of Consumer Mains - Above 50mm² Al or Cu -2 Set * Includes disconnection of temp. consumer mains if any | [7 empty] | Termination of Consumer Mains - Above 50mm² Al or Cu - 3 Set * Includes disconnection of temp. consumer mains if any | [7 empty] | Termination of Consumer Mains - Above 50mm² Al or Cu - 4 Set * Includes disconnection of temp. consumer mains if any | [7 empty] | LV Underground Disconnection & Capping/Abandoning | [7 empty] | Permanent Disconnection of Underground Consumer Mains at AAD Network Asset such as Point of Entry or Substation | [7 empty] | Substation Supervised Access - 1- 4 hours | [7 empty] | Substation Supervised Access - 4-8 hours | [7 empty] | Temporary De-energisation/Isolation of Overhead LV network | [7 empty] | Temporary De-energisation/Isolation of Overhead HV network | [7 empty] | Temporary De-energisation/Isolation of Overhead & Underground SLCC supply | [7 empty] | Temporary De-energisation/Isolation of Underground LV or HV network | [7 empty] | Temporary De-energisation/Isolation of Underground HV network - If HV Cable Insulation Test is required - Isolation for more than 7 days | [7 empty] | Temporary Pole Support - Using Plant such as Lifter/Borer | [7 empty] | Temporary Pole Support - Using Concrete Blocks -including installation and removal | [7 empty] | Pole Stay Replacement with Standard Stay | [7 empty] | Pole Stay Replacement with Side Walk Stay | [7 empty] | LVABC Replacement - 1 Span | [7 empty] | LVABC Replacement - 2 Span | [7 empty] | LVABC Replacement - 3 Span | [7 empty] | Cut & Shackle for LVABC Replacement - Per Crossarm One Direction | [7 empty] | Installation of Fuse Switch Disconnector for LVABC Replacement | [7 empty] | Installation of LV Termination Cross-Arm for LVABC Replacement | [7 empty] | Installation of LV Double Strain Cross-Arm for LVABC Replacement | [7 empty] | 1 Way 630A Weber Fuse Switch Disconnector Installation for consumer mains termination work | [7 empty] | 1 Way 1000A Weber Fuse Switch Disconnector Installation for consumer mains termination work | [7 empty] | 1250A Jean Muller Installation for consumer mains termination work | [7 empty] | 1 Way Weber POE Kit Installation for consumer mains termination work | [7 empty] | 3 Way Weber POE Kit Installation for Termination of Consumer Mains | [7 empty] | Holec Fuse Kit Installation for Termination of Consumer Mains
Office Labour | Hours | Indicative 2017/18 | Indicative 2018/19 | 2019/20 | 2020/21 | 2021/22 | 2022/23 | 2023/24 | Hours | Indicative 2017/18 | Indicative 2018/19 | 2019/20 | 2020/21 | 2021/22 | 2022/23 | 2023/24 | Hours | Indicative 2017/18 | Indicative 2018/19 | 2019/20 | 2020/21 | 2021/22 | 2022/23 | 2023/24 | Hours | Indicative 2017/18 | Indicative 2018/19 | 2019/20 | 2020/21 | 2021/22 | 2022/23 | 2023/24 | Hours | Indicative 2017/18 | Indicative 2018/19 | 2019/20 | 2020/21 | 2021/22 | 2022/23 | 2023/24 | Hours | Indicative 2017/18 | Indicative 2018/19 | 2019/20 | 2020/21 | 2021/22 | 2022/23 | 2023/24 | Hours | Indicative 2017/18 | Indicative 2018/19 | 2019/20 | 2020/21 | 2021/22 | 2022/23 | 2023/24 | Hours | Indicative 2017/18 | Indicative 2018/19 | 2019/20 | 2020/21 | 2021/22 | 2022/23 | 2023/24 | Hours | Indicative 2017/18 | Indicative 2018/19 | 2019/20 | 2020/21 | 2021/22 | 2022/23 | 2023/24 | Hours | Indicative 2017/18 | Indicative 2018/19 | 2019/20 | 2020/21 | 2021/22 | 2022/23 | 2023/24 | Hours | Indicative 2017/18 | Indicative 2018/19 | 2019/20 | 2020/21 | 2021/22 | 2022/23 | 2023/24 | Hours | Indicative 2017/18 | Indicative 2018/19 | 2019/20 | 2020/21 | 2021/22 | 2022/23 | 2023/24 | Hours | Indicative 2017/18 | Indicative 2018/19 | 2019/20 | 2020/21 | 2021/22 | 2022/23 | 2023/24 | Hours | Indicative 2017/18 | Indicative 2018/19 | 2019/20 | 2020/21 | 2021/22 | 2022/23 | 2023/24 | Hours | Indicative 2017/18 | Indicative 2018/19 | 2019/20 | 2020/21 | 2021/22 | 2022/23 | 2023/24 | Hours | Indicative 2017/18 | Indicative 2018/19 | 2019/20 | 2020/21 | 2021/22 | 2022/23 | 2023/24 | Hours | Indicative 2017/18 | Indicative 2018/19 | 2019/20 | 2020/21 | 2021/22 | 2022/23 | 2023/24 | Hours | Indicative 2017/18 | Indicative 2018/19 | 2019/20 | 2020/21 | 2021/22 | 2022/23 | 2023/24 | Hours | Indicative 2017/18 | Indicative 2018/19 | 2019/20 | 2020/21 | 2021/22 | 2022/23 | 2023/24 | Hours | Indicative 2017/18 | Indicative 2018/19 | 2019/20 | 2020/21 | 2021/22 | 2022/23 | 2023/24 | Hours | Indicative 2017/18 | Indicative 2018/19 | 2019/20 | 2020/21 | 2021/22 | 2022/23 | 2023/24 | Hours | Indicative 2017/18 | Indicative 2018/19 | 2019/20 | 2020/21 | 2021/22 | 2022/23 | 2023/24 | Hours | Indicative 2017/18 | Indicative 2018/19 | 2019/20 | 2020/21 | 2021/22 | 2022/23 | 2023/24 | Hours | Indicative 2017/18 | Indicative 2018/19 | 2019/20 | 2020/21 | 2021/22 | 2022/23 | 2023/24 | Hours | Indicative 2017/18 | Indicative 2018/19 | 2019/20 | 2020/21 | 2021/22 | 2022/23 | 2023/24 | Hours | Indicative 2017/18 | Indicative 2018/19 | 2019/20 | 2020/21 | 2021/22 | 2022/23 | 2023/24 | Hours | Indicative 2017/18 | Indicative 2018/19 | 2019/20 | 2020/21 | 2021/22 | 2022/23 | 2023/24 | Hours | Indicative 2017/18 | Indicative 2018/19 | 2019/20 | 2020/21 | 2021/22 | 2022/23 | 2023/24 | Hours | Indicative 2017/18 | Indicative 2018/19 | 2019/20 | 2020/21 | 2021/22 | 2022/23 | 2023/24 | Hours | Indicative 2017/18 | Indicative 2018/19 | 2019/20 | 2020/21 | 2021/22 | 2022/23 | 2023/24 | Hours | Indicative 2017/18 | Indicative 2018/19 | 2019/20 | 2020/21 | 2021/22 | 2022/23 | 2023/24 | Hours | Indicative 2017/18 | Indicative 2018/19 | 2019/20 | 2020/21 | 2021/22 | 2022/23 | 2023/24 | Hours | Indicative 2017/18 | Indicative 2018/19 | 2019/20 | 2020/21 | 2021/22 | 2022/23 | 2023/24
Connection Engineer | 1.5 | 180.972 | na | 191.7394 | 197.4466 | 204.1185 | 211.1497 | 218.328 | 1.5 | 180.972 | na | 191.7394 | 197.4466 | 204.1185 | 211.1497 | 218.328 | 3 | 361.944 | na | 383.4788 | 394.8932 | 408.237 | 422.2994 | 436.6561 | 3 | 361.944 | na | 383.4788 | 394.8932 | 408.237 | 422.2994 | 436.6561 | 3 | 361.944 | na | 383.4788 | 394.8932 | 408.237 | 422.2994 | 436.6561 | 3 | 361.944 | na | 383.4788 | 394.8932 | 408.237 | 422.2994 | 436.6561 | 3 | 361.944 | na | 383.4788 | 394.8932 | 408.237 | 422.2994 | 436.6561 | 3 | 361.944 | na | 383.4788 | 394.8932 | 408.237 | 422.2994 | 436.6561 | 3 | 361.944 | na | 383.4788 | 394.8932 | 408.237 | 422.2994 | 436.6561 | 2 | 241.296 | na | 255.6525 | 263.2621 | 272.158 | 281.5329 | 291.104 | 2 | 241.296 | na | 255.6525 | 263.2621 | 272.158 | 281.5329 | 291.104 | 3 | 361.944 | na | 383.4788 | 394.8932 | 408.237 | 422.2994 | 436.6561 | 3 | 361.944 | na | 383.4788 | 394.8932 | 408.237 | 422.2994 | 436.6561 | 2 | 241.296 | na | 255.6525 | 263.2621 | 272.158 | 281.5329 | 291.104 | 3 | 361.944 | na | 383.4788 | 394.8932 | 408.237 | 422.2994 | 436.6561 | 3 | 361.944 | na | 383.4788 | 394.8932 | 408.237 | 422.2994 | 436.6561 | 3 | 361.944 | na | 383.4788 | 394.8932 | 408.237 | 422.2994 | 436.6561 | 3 | 361.944 | na | 383.4788 | 394.8932 | 408.237 | 422.2994 | 436.6561 | 3 | 361.944 | na | 383.4788 | 394.8932 | 408.237 | 422.2994 | 436.6561 | 3 | 361.944 | na | 383.4788 | 394.8932 | 408.237 | 422.2994 | 436.6561 | 6 | 723.888 | na | 766.9576 | 789.7864 | 816.4741 | 844.5987 | 873.3121 | 6 | 723.888 | na | 766.9576 | 789.7864 | 816.4741 | 844.5987 | 873.3121 | 6 | 723.888 | na | 766.9576 | 789.7864 | 816.4741 | 844.5987 | 873.3121 | 1 | 120.648 | na | 127.8263 | 131.6311 | 136.079 | 140.7665 | 145.552 | 1 | 120.648 | na | 127.8263 | 131.6311 | 136.079 | 140.7665 | 145.552 | 1 | 120.648 | na | 127.8263 | 131.6311 | 136.079 | 140.7665 | 145.552 | 1 | 120.648 | na | 127.8263 | 131.6311 | 136.079 | 140.7665 | 145.552 | 0 | 0 | na | 0 | 0 | 0 | 0 | 0 | 0 | 0 | na | 0 | 0 | 0 | 0 | 0 | 0 | 0 | na | 0 | 0 | 0 | 0 | 0 | 0 | 0 | na | 0 | 0 | 0 | 0 | 0 | 0 | 0 | na | 0 | 0 | 0 | 0 | 0 | 0 | 0 | na | 0 | 0 | 0 | 0 | 0
Management | 0.25 | 37.9748 | na | 36.8131 | 37.9089 | 39.1898 | 40.5398 | 41.918 | 0.25 | 37.9748 | na | 36.8131 | 37.9089 | 39.1898 | 40.5398 | 41.918 | 0.25 | 37.9748 | na | 36.8131 | 37.9089 | 39.1898 | 40.5398 | 41.918 | 0.25 | 37.9748 | na | 36.8131 | 37.9089 | 39.1898 | 40.5398 | 41.918 | 0.25 | 37.9748 | na | 36.8131 | 37.9089 | 39.1898 | 40.5398 | 41.918 | 0.25 | 37.9748 | na | 36.8131 | 37.9089 | 39.1898 | 40.5398 | 41.918 | 0.25 | 37.9748 | na | 36.8131 | 37.9089 | 39.1898 | 40.5398 | 41.918 | 0.25 | 37.9748 | na | 36.8131 | 37.9089 | 39.1898 | 40.5398 | 41.918 | 0.25 | 37.9748 | na | 36.8131 | 37.9089 | 39.1898 | 40.5398 | 41.918 | 0.25 | 37.9748 | na | 36.8131 | 37.9089 | 39.1898 | 40.5398 | 41.918 | 0.25 | 37.9748 | na | 36.8131 | 37.9089 | 39.1898 | 40.5398 | 41.918 | 0.25 | 37.9748 | na | 36.8131 | 37.9089 | 39.1898 | 40.5398 | 41.918 | 0.25 | 37.9748 | na | 36.8131 | 37.9089 | 39.1898 | 40.5398 | 41.918 | 0.25 | 37.9748 | na | 36.8131 | 37.9089 | 39.1898 | 40.5398 | 41.918 | 0.25 | 37.9748 | na | 36.8131 | 37.9089 | 39.1898 | 40.5398 | 41.918 | 0.25 | 37.9748 | na | 36.8131 | 37.9089 | 39.1898 | 40.5398 | 41.918 | 0.25 | 37.9748 | na | 36.8131 | 37.9089 | 39.1898 | 40.5398 | 41.918 | 0.25 | 37.9748 | na | 36.8131 | 37.9089 | 39.1898 | 40.5398 | 41.918 | 0.25 | 37.9748 | na | 36.8131 | 37.9089 | 39.1898 | 40.5398 | 41.918 | 0.25 | 37.9748 | na | 36.8131 | 37.9089 | 39.1898 | 40.5398 | 41.918 | 0.25 | 37.9748 | na | 36.8131 | 37.9089 | 39.1898 | 40.5398 | 41.918 | 0.25 | 37.9748 | na | 36.8131 | 37.9089 | 39.1898 | 40.5398 | 41.918 | 0.25 | 37.9748 | na | 36.8131 | 37.9089 | 39.1898 | 40.5398 | 41.918 | 0 | 0 | na | 0 | 0 | 0 | 0 | 0 | 0 | 0 | na | 0 | 0 | 0 | 0 | 0 | 0 | 0 | na | 0 | 0 | 0 | 0 | 0 | 0 | 0 | na | 0 | 0 | 0 | 0 | 0 | 0 | 0 | na | 0 | 0 | 0 | 0 | 0 | 0 | 0 | na | 0 | 0 | 0 | 0 | 0 | 0 | 0 | na | 0 | 0 | 0 | 0 | 0 | 0 | 0 | na | 0 | 0 | 0 | 0 | 0 | 0 | 0 | na | 0 | 0 | 0 | 0 | 0 | 0 | 0 | na | 0 | 0 | 0 | 0 | 0
GIS Officer | 0.25 | 27.1865 | na | 28.804 | 29.6614 | 30.6637 | 31.7199 | 32.7983 | 0.25 | 27.1865 | na | 28.804 | 29.6614 | 30.6637 | 31.7199 | 32.7983 | 0.25 | 27.1865 | na | 28.804 | 29.6614 | 30.6637 | 31.7199 | 32.7983 | 0.25 | 27.1865 | na | 28.804 | 29.6614 | 30.6637 | 31.7199 | 32.7983 | 0.25 | 27.1865 | na | 28.804 | 29.6614 | 30.6637 | 31.7199 | 32.7983 | 0.25 | 27.1865 | na | 28.804 | 29.6614 | 30.6637 | 31.7199 | 32.7983 | 0.25 | 27.1865 | na | 28.804 | 29.6614 | 30.6637 | 31.7199 | 32.7983 | 0.25 | 27.1865 | na | 28.804 | 29.6614 | 30.6637 | 31.7199 | 32.7983 | 0.25 | 27.1865 | na | 28.804 | 29.6614 | 30.6637 | 31.7199 | 32.7983 | 0 | 0 | na | 0 | 0 | 0 | 0 | 0 | 0 | 0 | na | 0 | 0 | 0 | 0 | 0 | 0 | 0 | na | 0 | 0 | 0 | 0 | 0 | 0 | 0 | na | 0 | 0 | 0 | 0 | 0 | 0 | 0 | na | 0 | 0 | 0 | 0 | 0 | 0 | 0 | na | 0 | 0 | 0 | 0 | 0 | 0 | 0 | na | 0 | 0 | 0 | 0 | 0 | 0 | 0 | na | 0 | 0 | 0 | 0 | 0 | 0 | 0 | na | 0 | 0 | 0 | 0 | 0 | 0.25 | 27.1865 | na | 28.804 | 29.6614 | 30.6637 | 31.7199 | 32.7983 | 0.25 | 27.1865 | na | 28.804 | 29.6614 | 30.6637 | 31.7199 | 32.7983 | 0.25 | 27.1865 | na | 28.804 | 29.6614 | 30.6637 | 31.7199 | 32.7983 | 0.25 | 27.1865 | na | 28.804 | 29.6614 | 30.6637 | 31.7199 | 32.7983 | 0.25 | 27.1865 | na | 28.804 | 29.6614 | 30.6637 | 31.7199 | 32.7983 | 0 | 0 | na | 0 | 0 | 0 | 0 | 0 | 0 | 0 | na | 0 | 0 | 0 | 0 | 0 | 0 | 0 | na | 0 | 0 | 0 | 0 | 0 | 0 | 0 | na | 0 | 0 | 0 | 0 | 0 | 0 | 0 | na | 0 | 0 | 0 | 0 | 0 | 0 | 0 | na | 0 | 0 | 0 | 0 | 0 | 0 | 0 | na | 0 | 0 | 0 | 0 | 0 | 0 | 0 | na | 0 | 0 | 0 | 0 | 0 | 0 | 0 | na | 0 | 0 | 0 | 0 | 0 | 0 | 0 | na | 0 | 0 | 0 | 0 | 0
Field Services
Site Lead/Scheduler ( SL) | 1 | 156.83 | na | 165.3939 | 170.3169 | 176.0721 | 182.1372 | 188.3292 | 1 | 156.83 | na | 165.3939 | 170.3169 | 176.0721 | 182.1372 | 188.3292 | 1 | 156.83 | na | 165.3939 | 170.3169 | 176.0721 | 182.1372 | 188.3292 | 1 | 156.83 | na | 165.3939 | 170.3169 | 176.0721 | 182.1372 | 188.3292 | 1 | 156.83 | na | 165.3939 | 170.3169 | 176.0721 | 182.1372 | 188.3292 | 1 | 156.83 | na | 165.3939 | 170.3169 | 176.0721 | 182.1372 | 188.3292 | 1 | 156.83 | na | 165.3939 | 170.3169 | 176.0721 | 182.1372 | 188.3292 | 2 | 313.66 | na | 330.7879 | 340.6339 | 352.1442 | 364.2744 | 376.6584 | 2 | 313.66 | na | 330.7879 | 340.6339 | 352.1442 | 364.2744 | 376.6584 | 0 | 0 | na | 0 | 0 | 0 | 0 | 0 | 0 | 0 | na | 0 | 0 | 0 | 0 | 0 | 3 | 470.49 | na | 496.1818 | 510.9508 | 528.2164 | 546.4116 | 564.9876 | 3 | 470.49 | na | 496.1818 | 510.9508 | 528.2164 | 546.4116 | 564.9876 | 0 | 0 | na | 0 | 0 | 0 | 0 | 0 | 2 | 313.66 | na | 330.7879 | 340.6339 | 352.1442 | 364.2744 | 376.6584 | 2 | 313.66 | na | 330.7879 | 340.6339 | 352.1442 | 364.2744 | 376.6584 | 2 | 313.66 | na | 330.7879 | 340.6339 | 352.1442 | 364.2744 | 376.6584 | 2 | 313.66 | na | 330.7879 | 340.6339 | 352.1442 | 364.2744 | 376.6584 | 2 | 313.66 | na | 330.7879 | 340.6339 | 352.1442 | 364.2744 | 376.6584 | 2 | 313.66 | na | 330.7879 | 340.6339 | 352.1442 | 364.2744 | 376.6584 | 2 | 313.66 | na | 330.7879 | 340.6339 | 352.1442 | 364.2744 | 376.6584 | 3 | 470.49 | na | 496.1818 | 510.9508 | 528.2164 | 546.4116 | 564.9876 | 3 | 470.49 | na | 496.1818 | 510.9508 | 528.2164 | 546.4116 | 564.9876 | 0 | 0 | na | 0 | 0 | 0 | 0 | 0 | 0 | 0 | na | 0 | 0 | 0 | 0 | 0 | 0 | 0 | na | 0 | 0 | 0 | 0 | 0 | 0 | 0 | na | 0 | 0 | 0 | 0 | 0 | 0 | 0 | na | 0 | 0 | 0 | 0 | 0 | 0 | 0 | na | 0 | 0 | 0 | 0 | 0 | 0 | 0 | na | 0 | 0 | 0 | 0 | 0 | 0 | 0 | na | 0 | 0 | 0 | 0 | 0 | 0 | 0 | na | 0 | 0 | 0 | 0 | 0 | 0 | 0 | na | 0 | 0 | 0 | 0 | 0
Electrical Fitter (EF) | 3 | 470.49 | na | 496.1818 | 510.9508 | 528.2164 | 546.4116 | 564.9876 | 4 | 627.32 | na | 661.5757 | 681.2677 | 704.2885 | 728.5487 | 753.3169 | 4 | 627.32 | na | 661.5757 | 681.2677 | 704.2885 | 728.5487 | 753.3169 | 4 | 627.32 | na | 661.5757 | 681.2677 | 704.2885 | 728.5487 | 753.3169 | 6 | 940.98 | na | 992.3636 | 1021.9016 | 1056.4327 | 1092.8231 | 1129.9753 | 8 | 1254.64 | na | 1323.1514 | 1362.5354 | 1408.577 | 1457.0975 | 1506.6337 | 9 | 1411.47 | na | 1488.5454 | 1532.8524 | 1584.6491 | 1639.2347 | 1694.9629 | 4 | 627.32 | na | 661.5757 | 681.2677 | 704.2885 | 728.5487 | 753.3169 | 4 | 627.32 | na | 661.5757 | 681.2677 | 704.2885 | 728.5487 | 753.3169 | 5 | 784.15 | na | 826.9696 | 851.5847 | 880.3606 | 910.6859 | 941.6461 | 9 | 1411.47 | na | 1488.5454 | 1532.8524 | 1584.6491 | 1639.2347 | 1694.9629 | 0 | 0 | na | 0 | 0 | 0 | 0 | 0 | 0 | 0 | na | 0 | 0 | 0 | 0 | 0 | 0 | 0 | na | 0 | 0 | 0 | 0 | 0 | 0 | 0 | na | 0 | 0 | 0 | 0 | 0 | 3 | 470.49 | na | 496.1818 | 510.9508 | 528.2164 | 546.4116 | 564.9876 | 0 | 0 | na | 0 | 0 | 0 | 0 | 0 | 0 | 0 | na | 0 | 0 | 0 | 0 | 0 | 0 | 0 | na | 0 | 0 | 0 | 0 | 0 | 0 | 0 | na | 0 | 0 | 0 | 0 | 0 | 0 | 0 | na | 0 | 0 | 0 | 0 | 0 | 0 | 0 | na | 0 | 0 | 0 | 0 | 0 | 0 | 0 | na | 0 | 0 | 0 | 0 | 0 | 0 | 0 | na | 0 | 0 | 0 | 0 | 0 | 0 | 0 | na | 0 | 0 | 0 | 0 | 0 | 0 | 0 | na | 0 | 0 | 0 | 0 | 0 | 0 | 0 | na | 0 | 0 | 0 | 0 | 0 | 1 | 156.83 | na | 165.3939 | 170.3169 | 176.0721 | 182.1372 | 188.3292 | 1 | 156.83 | na | 165.3939 | 170.3169 | 176.0721 | 182.1372 | 188.3292 | 1.5 | 235.245 | na | 248.0909 | 255.4754 | 264.1082 | 273.2058 | 282.4938 | 1 | 156.83 | na | 165.3939 | 170.3169 | 176.0721 | 182.1372 | 188.3292 | 1 | 156.83 | na | 165.3939 | 170.3169 | 176.0721 | 182.1372 | 188.3292 | 1 | 156.83 | na | 165.3939 | 170.3169 | 176.0721 | 182.1372 | 188.3292
Electrical Operator (EO) | 0 | 0 | na | 0 | 0 | 0 | 0 | 0 | 0 | 0 | na | 0 | 0 | 0 | 0 | 0 | 0 | 0 | na | 0 | 0 | 0 | 0 | 0 | 2 | 313.66 | na | 330.7879 | 340.6339 | 352.1442 | 364.2744 | 376.6584 | 2 | 313.66 | na | 330.7879 | 340.6339 | 352.1442 | 364.2744 | 376.6584 | 2 | 313.66 | na | 330.7879 | 340.6339 | 352.1442 | 364.2744 | 376.6584 | 2 | 313.66 | na | 330.7879 | 340.6339 | 352.1442 | 364.2744 | 376.6584 | 2 | 313.66 | na | 330.7879 | 340.6339 | 352.1442 | 364.2744 | 376.6584 | 2 | 313.66 | na | 330.7879 | 340.6339 | 352.1442 | 364.2744 | 376.6584 | 0 | 0 | na | 0 | 0 | 0 | 0 | 0 | 0 | 0 | na | 0 | 0 | 0 | 0 | 0 | 3 | 470.49 | na | 496.1818 | 510.9508 | 528.2164 | 546.4116 | 564.9876 | 3 | 470.49 | na | 496.1818 | 510.9508 | 528.2164 | 546.4116 | 564.9876 | 2 | 313.66 | na | 330.7879 | 340.6339 | 352.1442 | 364.2744 | 376.6584 | 3 | 470.49 | na | 496.1818 | 510.9508 | 528.2164 | 546.4116 | 564.9876 | 3 | 470.49 | na | 496.1818 | 510.9508 | 528.2164 | 546.4116 | 564.9876 | 0 | 0 | na | 0 | 0 | 0 | 0 | 0 | 0 | 0 | na | 0 | 0 | 0 | 0 | 0 | 0 | 0 | na | 0 | 0 | 0 | 0 | 0 | 0 | 0 | na | 0 | 0 | 0 | 0 | 0 | 4 | 627.32 | na | 661.5757 | 681.2677 | 704.2885 | 728.5487 | 753.3169 | 4 | 627.32 | na | 661.5757 | 681.2677 | 704.2885 | 728.5487 | 753.3169 | 4 | 627.32 | na | 661.5757 | 681.2677 | 704.2885 | 728.5487 | 753.3169 | 0 | 0 | na | 0 | 0 | 0 | 0 | 0 | 0 | 0 | na | 0 | 0 | 0 | 0 | 0 | 0 | 0 | na | 0 | 0 | 0 | 0 | 0 | 0 | 0 | na | 0 | 0 | 0 | 0 | 0 | 0 | 0 | na | 0 | 0 | 0 | 0 | 0 | 0 | 0 | na | 0 | 0 | 0 | 0 | 0 | 0 | 0 | na | 0 | 0 | 0 | 0 | 0 | 0 | 0 | na | 0 | 0 | 0 | 0 | 0 | 0 | 0 | na | 0 | 0 | 0 | 0 | 0 | 0 | 0 | na | 0 | 0 | 0 | 0 | 0
Plant Operator (PO) | 0 | 0 | na | 0 | 0 | 0 | 0 | 0 | 0 | 0 | na | 0 | 0 | 0 | 0 | 0 | 0 | 0 | na | 0 | 0 | 0 | 0 | 0 | 0 | 0 | na | 0 | 0 | 0 | 0 | 0 | 0 | 0 | na | 0 | 0 | 0 | 0 | 0 | 0 | 0 | na | 0 | 0 | 0 | 0 | 0 | 0 | 0 | na | 0 | 0 | 0 | 0 | 0 | 0 | 0 | na | 0 | 0 | 0 | 0 | 0 | 0 | 0 | na | 0 | 0 | 0 | 0 | 0 | 0 | 0 | na | 0 | 0 | 0 | 0 | 0 | 0 | 0 | na | 0 | 0 | 0 | 0 | 0 | 0 | 0 | na | 0 | 0 | 0 | 0 | 0 | 4 | 627.32 | na | 661.5757 | 681.2677 | 704.2885 | 728.5487 | 753.3169 | 0 | 0 | na | 0 | 0 | 0 | 0 | 0 | 0 | 0 | na | 0 | 0 | 0 | 0 | 0 | 0 | 0 | na | 0 | 0 | 0 | 0 | 0 | 9 | 1411.47 | na | 1488.5454 | 1532.8524 | 1584.6491 | 1639.2347 | 1694.9629 | 6 | 940.98 | na | 992.3636 | 1021.9016 | 1056.4327 | 1092.8231 | 1129.9753 | 3 | 470.49 | na | 496.1818 | 510.9508 | 528.2164 | 546.4116 | 564.9876 | 3 | 470.49 | na | 496.1818 | 510.9508 | 528.2164 | 546.4116 | 564.9876 | 6 | 940.98 | na | 992.3636 | 1021.9016 | 1056.4327 | 1092.8231 | 1129.9753 | 8 | 1254.64 | na | 1323.1514 | 1362.5354 | 1408.577 | 1457.0975 | 1506.6337 | 12 | 1881.96 | na | 1984.7271 | 2043.8032 | 2112.8655 | 2185.6462 | 2259.9506 | 0 | 0 | na | 0 | 0 | 0 | 0 | 0 | 0 | 0 | na | 0 | 0 | 0 | 0 | 0 | 0 | 0 | na | 0 | 0 | 0 | 0 | 0 | 0 | 0 | na | 0 | 0 | 0 | 0 | 0 | 0 | 0 | na | 0 | 0 | 0 | 0 | 0 | 0 | 0 | na | 0 | 0 | 0 | 0 | 0 | 0 | 0 | na | 0 | 0 | 0 | 0 | 0 | 0 | 0 | na | 0 | 0 | 0 | 0 | 0 | 0 | 0 | na | 0 | 0 | 0 | 0 | 0 | 0 | 0 | na | 0 | 0 | 0 | 0 | 0
Line Worker (LW) | 0 | 0 | na | 0 | 0 | 0 | 0 | 0 | 0 | 0 | na | 0 | 0 | 0 | 0 | 0 | 0 | 0 | na | 0 | 0 | 0 | 0 | 0 | 0 | 0 | na | 0 | 0 | 0 | 0 | 0 | 0 | 0 | na | 0 | 0 | 0 | 0 | 0 | 0 | 0 | na | 0 | 0 | 0 | 0 | 0 | 0 | 0 | na | 0 | 0 | 0 | 0 | 0 | 0 | 0 | na | 0 | 0 | 0 | 0 | 0 | 0 | 0 | na | 0 | 0 | 0 | 0 | 0 | 0 | 0 | na | 0 | 0 | 0 | 0 | 0 | 0 | 0 | na | 0 | 0 | 0 | 0 | 0 | 0 | 0 | na | 0 | 0 | 0 | 0 | 0 | 0 | 0 | na | 0 | 0 | 0 | 0 | 0 | 0 | 0 | na | 0 | 0 | 0 | 0 | 0 | 0 | 0 | na | 0 | 0 | 0 | 0 | 0 | 0 | 0 | na | 0 | 0 | 0 | 0 | 0 | 0 | 0 | na | 0 | 0 | 0 | 0 | 0 | 0 | 0 | na | 0 | 0 | 0 | 0 | 0 | 6 | 940.98 | na | 992.3636 | 1021.9016 | 1056.4327 | 1092.8231 | 1129.9753 | 7.5 | 1176.225 | na | 1240.4545 | 1277.377 | 1320.5409 | 1366.0289 | 1412.4691 | 28 | 4391.24 | na | 4631.03 | 4768.8741 | 4930.0195 | 5099.8412 | 5273.218 | 42 | 6586.86 | na | 6946.545 | 7153.3111 | 7395.0292 | 7649.7618 | 7909.827 | 54 | 8468.82 | na | 8931.2721 | 9197.1143 | 9507.8947 | 9835.408 | 10169.7776 | 3 | 470.49 | na | 496.1818 | 510.9508 | 528.2164 | 546.4116 | 564.9876 | 3 | 470.49 | na | 496.1818 | 510.9508 | 528.2164 | 546.4116 | 564.9876 | 5.5 | 862.565 | na | 909.6666 | 936.7431 | 968.3967 | 1001.7545 | 1035.8107 | 6.5 | 1019.395 | na | 1075.0605 | 1107.0601 | 1144.4688 | 1183.8917 | 1224.1399 | 0 | 0 | na | 0 | 0 | 0 | 0 | 0 | 0 | 0 | na | 0 | 0 | 0 | 0 | 0 | 0 | 0 | na | 0 | 0 | 0 | 0 | 0 | 0 | 0 | na | 0 | 0 | 0 | 0 | 0 | 0 | 0 | na | 0 | 0 | 0 | 0 | 0 | 0 | 0 | na | 0 | 0 | 0 | 0 | 0
Trade Assistant/Labour (TA) | 0 | 0 | na | 0 | 0 | 0 | 0 | 0 | 0 | 0 | na | 0 | 0 | 0 | 0 | 0 | 0 | 0 | na | 0 | 0 | 0 | 0 | 0 | 0 | 0 | na | 0 | 0 | 0 | 0 | 0 | 0 | 0 | na | 0 | 0 | 0 | 0 | 0 | 0 | 0 | na | 0 | 0 | 0 | 0 | 0 | 0 | 0 | na | 0 | 0 | 0 | 0 | 0 | 0 | 0 | na | 0 | 0 | 0 | 0 | 0 | 0 | 0 | na | 0 | 0 | 0 | 0 | 0 | 0 | 0 | na | 0 | 0 | 0 | 0 | 0 | 0 | 0 | na | 0 | 0 | 0 | 0 | 0 | 0 | 0 | na | 0 | 0 | 0 | 0 | 0 | 0 | 0 | na | 0 | 0 | 0 | 0 | 0 | 0 | 0 | na | 0 | 0 | 0 | 0 | 0 | 0 | 0 | na | 0 | 0 | 0 | 0 | 0 | 0 | 0 | na | 0 | 0 | 0 | 0 | 0 | 0 | 0 | na | 0 | 0 | 0 | 0 | 0 | 0 | 0 | na | 0 | 0 | 0 | 0 | 0 | 4 | 486.64 | na | 574.3746 | 591.471 | 611.4575 | 632.52 | 654.0235 | 2 | 243.32 | na | 287.1873 | 295.7355 | 305.7287 | 316.26 | 327.0117 | 0 | 0 | na | 0 | 0 | 0 | 0 | 0 | 0 | 0 | na | 0 | 0 | 0 | 0 | 0 | 0 | 0 | na | 0 | 0 | 0 | 0 | 0 | 0 | 0 | na | 0 | 0 | 0 | 0 | 0 | 0 | 0 | na | 0 | 0 | 0 | 0 | 0 | 0 | 0 | na | 0 | 0 | 0 | 0 | 0 | 0 | 0 | na | 0 | 0 | 0 | 0 | 0 | 0 | 0 | na | 0 | 0 | 0 | 0 | 0 | 0 | 0 | na | 0 | 0 | 0 | 0 | 0 | 0 | 0 | na | 0 | 0 | 0 | 0 | 0 | 0 | 0 | na | 0 | 0 | 0 | 0 | 0 | 0 | 0 | na | 0 | 0 | 0 | 0 | 0 | 0 | 0 | na | 0 | 0 | 0 | 0 | 0
Equipment
EWP -General Duty | 0 | 0 | na | 0 | 0 | 0 | 0 | 0 | 0 | 0 | na | 0 | 0 | 0 | 0 | 0 | 0 | 0 | na | 0 | 0 | 0 | 0 | 0 | 0 | 0 | na | 0 | 0 | 0 | 0 | 0 | 0 | 0 | na | 0 | 0 | 0 | 0 | 0 | 0 | 0 | na | 0 | 0 | 0 | 0 | 0 | 0 | 0 | na | 0 | 0 | 0 | 0 | 0 | 0 | 0 | na | 0 | 0 | 0 | 0 | 0 | 0 | 0 | na | 0 | 0 | 0 | 0 | 0 | 0 | 0 | na | 0 | 0 | 0 | 0 | 0 | 0 | 0 | na | 0 | 0 | 0 | 0 | 0 | 0 | 0 | na | 0 | 0 | 0 | 0 | 0 | 4 | 446.4 | na | 472.9597 | 487.0375 | 503.4951 | 520.8387 | 538.5454 | 0 | 0 | na | 0 | 0 | 0 | 0 | 0 | 0 | 0 | na | 0 | 0 | 0 | 0 | 0 | 0 | 0 | na | 0 | 0 | 0 | 0 | 0 | 0 | 0 | na | 0 | 0 | 0 | 0 | 0 | 0 | 0 | na | 0 | 0 | 0 | 0 | 0 | 3 | 334.8 | na | 354.7198 | 365.2782 | 377.6213 | 390.629 | 403.909 | 3 | 334.8 | na | 354.7198 | 365.2782 | 377.6213 | 390.629 | 403.909 | 6 | 669.6 | na | 709.4396 | 730.5563 | 755.2426 | 781.258 | 807.8181 | 12 | 1339.2 | na | 1418.8792 | 1461.1126 | 1510.4852 | 1562.5161 | 1615.6362 | 18 | 2008.8 | na | 2128.3189 | 2191.6689 | 2265.7278 | 2343.7741 | 2423.4542 | 2 | 223.2 | na | 236.4799 | 243.5188 | 251.7475 | 260.4193 | 269.2727 | 1 | 111.6 | na | 118.2399 | 121.7594 | 125.8738 | 130.2097 | 134.6363 | 0 | 0 | na | 0 | 0 | 0 | 0 | 0 | 0 | 0 | na | 0 | 0 | 0 | 0 | 0 | 0 | 0 | na | 0 | 0 | 0 | 0 | 0 | 0 | 0 | na | 0 | 0 | 0 | 0 | 0 | 0 | 0 | na | 0 | 0 | 0 | 0 | 0 | 0 | 0 | na | 0 | 0 | 0 | 0 | 0 | 0 | 0 | na | 0 | 0 | 0 | 0 | 0 | 0 | 0 | na | 0 | 0 | 0 | 0 | 0
Liftter-Borer ( incl. pole jinker) (LB) | 0 | 0 | na | 0 | 0 | 0 | 0 | 0 | 0 | 0 | na | 0 | 0 | 0 | 0 | 0 | 0 | 0 | na | 0 | 0 | 0 | 0 | 0 | 0 | 0 | na | 0 | 0 | 0 | 0 | 0 | 0 | 0 | na | 0 | 0 | 0 | 0 | 0 | 0 | 0 | na | 0 | 0 | 0 | 0 | 0 | 0 | 0 | na | 0 | 0 | 0 | 0 | 0 | 0 | 0 | na | 0 | 0 | 0 | 0 | 0 | 0 | 0 | na | 0 | 0 | 0 | 0 | 0 | 0 | 0 | na | 0 | 0 | 0 | 0 | 0 | 0 | 0 | na | 0 | 0 | 0 | 0 | 0 | 0 | 0 | na | 0 | 0 | 0 | 0 | 0 | 0 | 0 | na | 0 | 0 | 0 | 0 | 0 | 0 | 0 | na | 0 | 0 | 0 | 0 | 0 | 0 | 0 | na | 0 | 0 | 0 | 0 | 0 | 0 | 0 | na | 0 | 0 | 0 | 0 | 0 | 8 | 1289.6 | na | 1366.3282 | 1406.9973 | 1454.5413 | 1504.6451 | 1555.7978 | 6 | 967.2 | na | 1024.7461 | 1055.248 | 1090.906 | 1128.4838 | 1166.8483 | 3 | 483.6 | na | 512.3731 | 527.624 | 545.453 | 564.2419 | 583.4242 | 3 | 483.6 | na | 512.3731 | 527.624 | 545.453 | 564.2419 | 583.4242 | 0 | 0 | na | 0 | 0 | 0 | 0 | 0 | 0 | 0 | na | 0 | 0 | 0 | 0 | 0 | 0 | 0 | na | 0 | 0 | 0 | 0 | 0 | 0 | 0 | na | 0 | 0 | 0 | 0 | 0 | 0 | 0 | na | 0 | 0 | 0 | 0 | 0 | 0 | 0 | na | 0 | 0 | 0 | 0 | 0 | 0 | 0 | na | 0 | 0 | 0 | 0 | 0 | 0 | 0 | na | 0 | 0 | 0 | 0 | 0 | 0 | 0 | na | 0 | 0 | 0 | 0 | 0 | 0 | 0 | na | 0 | 0 | 0 | 0 | 0 | 0 | 0 | na | 0 | 0 | 0 | 0 | 0 | 0 | 0 | na | 0 | 0 | 0 | 0 | 0 | 0 | 0 | na | 0 | 0 | 0 | 0 | 0
SCAT- Mini Excavator ( & truck) | 0 | 0 | na | 0 | 0 | 0 | 0 | 0 | 0 | 0 | na | 0 | 0 | 0 | 0 | 0 | 0 | 0 | na | 0 | 0 | 0 | 0 | 0 | 0 | 0 | na | 0 | 0 | 0 | 0 | 0 | 0 | 0 | na | 0 | 0 | 0 | 0 | 0 | 0 | 0 | na | 0 | 0 | 0 | 0 | 0 | 0 | 0 | na | 0 | 0 | 0 | 0 | 0 | 0 | 0 | na | 0 | 0 | 0 | 0 | 0 | 0 | 0 | na | 0 | 0 | 0 | 0 | 0 | 0 | 0 | na | 0 | 0 | 0 | 0 | 0 | 0 | 0 | na | 0 | 0 | 0 | 0 | 0 | 0 | 0 | na | 0 | 0 | 0 | 0 | 0 | 0 | 0 | na | 0 | 0 | 0 | 0 | 0 | 0 | 0 | na | 0 | 0 | 0 | 0 | 0 | 0 | 0 | na | 0 | 0 | 0 | 0 | 0 | 0 | 0 | na | 0 | 0 | 0 | 0 | 0 | 0 | 0 | na | 0 | 0 | 0 | 0 | 0 | 0 | 0 | na | 0 | 0 | 0 | 0 | 0 | 2 | 49.6 | na | 52.5511 | 54.1153 | 55.9439 | 57.871 | 59.8384 | 2 | 49.6 | na | 52.5511 | 54.1153 | 55.9439 | 57.871 | 59.8384 | 2 | 49.6 | na | 52.5511 | 54.1153 | 55.9439 | 57.871 | 59.8384 | 4 | 99.2 | na | 105.1022 | 108.2306 | 111.8878 | 115.7419 | 119.6768 | 6 | 148.8 | na | 157.6532 | 162.3458 | 167.8317 | 173.6129 | 179.5151 | 0 | 0 | na | 0 | 0 | 0 | 0 | 0 | 0 | 0 | na | 0 | 0 | 0 | 0 | 0 | 0 | 0 | na | 0 | 0 | 0 | 0 | 0 | 0 | 0 | na | 0 | 0 | 0 | 0 | 0 | 0 | 0 | na | 0 | 0 | 0 | 0 | 0 | 0 | 0 | na | 0 | 0 | 0 | 0 | 0 | 0 | 0 | na | 0 | 0 | 0 | 0 | 0 | 0 | 0 | na | 0 | 0 | 0 | 0 | 0 | 0 | 0 | na | 0 | 0 | 0 | 0 | 0 | 0 | 0 | na | 0 | 0 | 0 | 0 | 0
Cable Jinker | 0 | 0 | na | 0 | 0 | 0 | 0 | 0 | 0 | 0 | na | 0 | 0 | 0 | 0 | 0 | 0 | 0 | na | 0 | 0 | 0 | 0 | 0 | 0 | 0 | na | 0 | 0 | 0 | 0 | 0 | 0 | 0 | na | 0 | 0 | 0 | 0 | 0 | 0 | 0 | na | 0 | 0 | 0 | 0 | 0 | 0 | 0 | na | 0 | 0 | 0 | 0 | 0 | 0 | 0 | na | 0 | 0 | 0 | 0 | 0 | 0 | 0 | na | 0 | 0 | 0 | 0 | 0 | 0 | 0 | na | 0 | 0 | 0 | 0 | 0 | 0 | 0 | na | 0 | 0 | 0 | 0 | 0 | 0 | 0 | na | 0 | 0 | 0 | 0 | 0 | 0 | 0 | na | 0 | 0 | 0 | 0 | 0 | 0 | 0 | na | 0 | 0 | 0 | 0 | 0 | 0 | 0 | na | 0 | 0 | 0 | 0 | 0 | 0 | 0 | na | 0 | 0 | 0 | 0 | 0 | 0 | 0 | na | 0 | 0 | 0 | 0 | 0 | 0 | 0 | na | 0 | 0 | 0 | 0 | 0 | 0 | 0 | na | 0 | 0 | 0 | 0 | 0 | 0 | 0 | na | 0 | 0 | 0 | 0 | 0 | 6 | 111.6 | na | 118.2399 | 121.7594 | 125.8738 | 130.2097 | 134.6363 | 6 | 111.6 | na | 118.2399 | 121.7594 | 125.8738 | 130.2097 | 134.6363 | 8 | 148.8 | na | 157.6532 | 162.3458 | 167.8317 | 173.6129 | 179.5151 | 0 | 0 | na | 0 | 0 | 0 | 0 | 0 | 0 | 0 | na | 0 | 0 | 0 | 0 | 0 | 0 | 0 | na | 0 | 0 | 0 | 0 | 0 | 0 | 0 | na | 0 | 0 | 0 | 0 | 0 | 0 | 0 | na | 0 | 0 | 0 | 0 | 0 | 0 | 0 | na | 0 | 0 | 0 | 0 | 0 | 0 | 0 | na | 0 | 0 | 0 | 0 | 0 | 0 | 0 | na | 0 | 0 | 0 | 0 | 0 | 0 | 0 | na | 0 | 0 | 0 | 0 | 0 | 0 | 0 | na | 0 | 0 | 0 | 0 | 0
C
Material | 0 | 0 | na | 0 | 0 | 0 | 0 | 0 | 0 | 0 | na | 0 | 0 | 0 | 0 | 0 | 0 | 0 | na | 0 | 0 | 0 | 0 | 0 | 0 | 0 | na | 0 | 0 | 0 | 0 | 0 | 0 | 0 | na | 0 | 0 | 0 | 0 | 0 | 0 | 0 | na | 0 | 0 | 0 | 0 | 0 | 0 | 0 | na | 0 | 0 | 0 | 0 | 0 | 0 | 0 | na | 0 | 0 | 0 | 0 | 0 | 0 | 0 | na | 0 | 0 | 0 | 0 | 0 | 0 | 0 | na | 0 | 0 | 0 | 0 | 0 | 0 | 0 | na | 0 | 0 | 0 | 0 | 0 | 0 | 0 | na | 0 | 0 | 0 | 0 | 0 | 0 | 0 | na | 0 | 0 | 0 | 0 | 0 | 0 | 0 | na | 0 | 0 | 0 | 0 | 0 | 0 | 0 | na | 0 | 0 | 0 | 0 | 0 | 0 | 0 | na | 0 | 0 | 0 | 0 | 0 | 0 | 0 | na | 0 | 0 | 0 | 0 | 0 | 0 | 0 | na | 0 | 0 | 0 | 0 | 0 | 166 | 235.72 | na | 247.4118 | 253.4734 | 259.6835 | 266.0457 | 272.5638 | 672.88 | 955.4896 | na | 1002.8821 | 1027.4527 | 1052.6253 | 1078.4146 | 1104.8358 | 650.57 | 923.8094 | na | 969.6306 | 993.3865 | 1017.7245 | 1042.6587 | 1068.2039 | 1301.14 | 1847.6188 | na | 1939.2612 | 1986.7731 | 2035.449 | 2085.3175 | 2136.4078 | 1951.71 | 2771.4282 | na | 2908.8917 | 2980.1596 | 3053.1735 | 3127.9762 | 3204.6117 | 258.57 | 367.1694 | na | 385.3811 | 394.8229 | 404.4961 | 414.4062 | 424.5592 | 463.21 | 657.7582 | na | 690.3832 | 707.2976 | 724.6263 | 742.3797 | 760.568 | 276.26 | 392.2892 | na | 411.7468 | 421.8346 | 432.1696 | 442.7577 | 453.6053 | 308.26 | 437.7292 | na | 459.4407 | 470.697 | 482.2291 | 494.0437 | 506.1477 | 401.43 | 570.0306 | na | 598.3043 | 612.9627 | 627.9803 | 643.3658 | 659.1283 | 475.2 | 674.784 | na | 708.2535 | 725.6057 | 743.383 | 761.5959 | 780.255 | 2583.17 | 3668.1014 | na | 3850.0401 | 3944.3661 | 4041.0031 | 4140.0077 | 4241.4379 | 1562 | 2218.04 | na | 2328.0553 | 2385.0927 | 2443.5275 | 2503.3939 | 2564.727 | 2072 | 2942.24 | na | 3088.1758 | 3163.8361 | 3241.3501 | 3320.7632 | 3402.1219 | 83.88 | 119.1096 | na | 125.0175 | 128.0804 | 131.2184 | 134.4332 | 137.7268
Total |  | 873.4533 | na | 918.9323 | 946.2846 | 978.2605 | 1011.9581 | 1046.3612 |  | 1030.2832 | na | 1084.3262 | 1116.6015 | 1154.3327 | 1194.0953 | 1234.6904 |  | 1211.2553 | na | 1276.0656 | 1314.0481 | 1358.4512 | 1405.245 | 1453.0184 |  | 1524.9153 | na | 1606.8534 | 1654.6819 | 1710.5954 | 1769.5194 | 1829.6769 |  | 1838.5753 | na | 1937.6413 | 1995.3158 | 2062.7397 | 2133.7938 | 2206.3353 |  | 2152.2353 | na | 2268.4292 | 2335.9497 | 2414.8839 | 2498.0681 | 2582.9937 |  | 2309.0653 | na | 2433.8231 | 2506.2666 | 2590.9561 | 2680.2053 | 2771.3229 |  | 1681.7453 | na | 1772.2474 | 1824.9989 | 1886.6676 | 1951.6566 | 2018.0061 |  | 1681.7453 | na | 1772.2474 | 1824.9989 | 1886.6676 | 1951.6566 | 2018.0061 |  | 1063.4208 | na | 1119.4353 | 1152.7556 | 1191.7085 | 1232.7586 | 1274.6681 |  | 1690.7407 | na | 1781.011 | 1834.0233 | 1895.997 | 1961.3074 | 2027.985 |  | 1340.8988 | na | 1412.6555 | 1454.7036 | 1503.8596 | 1555.6623 | 1608.5494 |  | 2414.6188 | na | 2547.1909 | 2623.0089 | 2711.6432 | 2805.0497 | 2900.4116 |  | 592.9307 | na | 623.2535 | 641.8048 | 663.4921 | 686.3471 | 709.6805 |  | 1184.0688 | na | 1247.2616 | 1284.3867 | 1327.7875 | 1373.5251 | 1420.2201 |  | 1654.5588 | na | 1743.4433 | 1795.3375 | 1856.0039 | 1919.9366 | 1985.2078 |  | 3414.6487 | na | 3605.9533 | 3713.2856 | 3838.7615 | 3970.9933 | 4105.9932 |  | 2621.7587 | na | 2768.1895 | 2850.5855 | 2946.9099 | 3048.4205 | 3152.0561 |  | 3742.5952 | na | 4009.8595 | 4127.9115 | 4265.043 | 4409.3757 | 4556.7526 |  | 4454.2899 | na | 4726.2334 | 4861.6307 | 5016.3644 | 5178.6905 | 5344.5067 |  | 8816.8587 | na | 9298.1931 | 9569.8513 | 9883.9973 | 10214.3433 | 10551.6937 |  | 13125.9781 | na | 13841.5112 | 14243.2973 | 14706.1344 | 15192.4632 | 15689.1507 |  | 17315.4675 | na | 18258.8486 | 18787.0128 | 19394.1573 | 20031.8491 | 20683.1572 |  | 1181.5074 | na | 1245.869 | 1280.9236 | 1320.539 | 1362.0036 | 1404.3716 |  | 1360.4962 | na | 1432.6312 | 1471.6388 | 1514.7955 | 1559.7674 | 1605.744 |  | 1375.5022 | na | 1449.2397 | 1490.2088 | 1536.6453 | 1585.2787 | 1634.968 |  | 1577.7722 | na | 1662.3275 | 1709.3881 | 1762.7769 | 1818.7018 | 1875.8396 |  | 726.8606 | na | 763.6982 | 783.2796 | 804.0524 | 825.503 | 847.4575 |  | 831.614 | na | 873.6474 | 895.9226 | 919.4551 | 943.7331 | 968.5842 |  | 3903.3464 | na | 4098.131 | 4199.8415 | 4305.1113 | 4413.2135 | 4523.9317 |  | 2374.87 | na | 2493.4493 | 2555.4096 | 2619.5996 | 2685.5311 | 2753.0563 |  | 3099.07 | na | 3253.5698 | 3334.1531 | 3417.4223 | 3502.9004 | 3590.4511 |  | 275.9396 | na | 290.4114 | 298.3973 | 307.2905 | 316.5704 | 326.056
Contingency | NO | 0 | 0 | 0 | 0 | 0 | 0 | 0 | NO | 0 | 0 | 0 | 0 | 0 | 0 | 0 | NO | 0 | 0 | 0 | 0 | 0 | 0 | 0 | NO | 0 | 0 | 0 | 0 | 0 | 0 | 0 | NO | 0 | 0 | 0 | 0 | 0 | 0 | 0 | NO | 0 | 0 | 0 | 0 | 0 | 0 | 0 | NO | 0 | 0 | 0 | 0 | 0 | 0 | 0 | NO | 0 | 0 | 0 | 0 | 0 | 0 | 0 | NO | 0 | 0 | 0 | 0 | 0 | 0 | 0 | NO | 0 | 0 | 0 | 0 | 0 | 0 | 0 | NO | 0 | 0 | 0 | 0 | 0 | 0 | 0 | NO | 0 | 0 | 0 | 0 | 0 | 0 | 0 | NO | 0 | 0 | 0 | 0 | 0 | 0 | 0 | NO | 0 | 0 | 0 | 0 | 0 | 0 | 0 | NO | 0 | 0 | 0 | 0 | 0 | 0 | 0 | NO | 0 | 0 | 0 | 0 | 0 | 0 | 0 | NO | 0 | 0 | 0 | 0 | 0 | 0 | 0 | NO | 0 | 0 | 0 | 0 | 0 | 0 | 0 | NO | 0 | 0 | 0 | 0 | 0 | 0 | 0 | NO | 0 | 0 | 0 | 0 | 0 | 0 | 0 | NO | 0 | 0 | 0 | 0 | 0 | 0 | 0 | NO | 0 | 0 | 0 | 0 | 0 | 0 | 0 | NO | 0 | 0 | 0 | 0 | 0 | 0 | 0 | NO | 0 | 0 | 0 | 0 | 0 | 0 | 0 | NO | 0 | 0 | 0 | 0 | 0 | 0 | 0 | NO | 0 | 0 | 0 | 0 | 0 | 0 | 0 | NO | 0 | 0 | 0 | 0 | 0 | 0 | 0 | NO | 0 | 0 | 0 | 0 | 0 | 0 | 0 | NO | 0 | 0 | 0 | 0 | 0 | 0 | 0 | NO | 0 | 0 | 0 | 0 | 0 | 0 | 0 | NO | 0 | 0 | 0 | 0 | 0 | 0 | 0 | NO | 0 | 0 | 0 | 0 | 0 | 0 | 0 | NO | 0 | 0 | 0 | 0 | 0 | 0 | 0
Margin | NO | 0 | 0 | 0 | 0 | 0 | 0 | 0 | NO | 0 | 0 | 0 | 0 | 0 | 0 | 0 | NO | 0 | 0 | 0 | 0 | 0 | 0 | 0 | NO | 0 | 0 | 0 | 0 | 0 | 0 | 0 | NO | 0 | 0 | 0 | 0 | 0 | 0 | 0 | NO | 0 | 0 | 0 | 0 | 0 | 0 | 0 | NO | 0 | 0 | 0 | 0 | 0 | 0 | 0 | NO | 0 | 0 | 0 | 0 | 0 | 0 | 0 | NO | 0 | 0 | 0 | 0 | 0 | 0 | 0 | NO | 0 | 0 | 0 | 0 | 0 | 0 | 0 | NO | 0 | 0 | 0 | 0 | 0 | 0 | 0 | NO | 0 | 0 | 0 | 0 | 0 | 0 | 0 | NO | 0 | 0 | 0 | 0 | 0 | 0 | 0 | NO | 0 | 0 | 0 | 0 | 0 | 0 | 0 | NO | 0 | 0 | 0 | 0 | 0 | 0 | 0 | NO | 0 | 0 | 0 | 0 | 0 | 0 | 0 | NO | 0 | 0 | 0 | 0 | 0 | 0 | 0 | NO | 0 | 0 | 0 | 0 | 0 | 0 | 0 | NO | 0 | 0 | 0 | 0 | 0 | 0 | 0 | NO | 0 | 0 | 0 | 0 | 0 | 0 | 0 | NO | 0 | 0 | 0 | 0 | 0 | 0 | 0 | NO | 0 | 0 | 0 | 0 | 0 | 0 | 0 | NO | 0 | 0 | 0 | 0 | 0 | 0 | 0 | NO | 0 | 0 | 0 | 0 | 0 | 0 | 0 | NO | 0 | 0 | 0 | 0 | 0 | 0 | 0 | NO | 0 | 0 | 0 | 0 | 0 | 0 | 0 | NO | 0 | 0 | 0 | 0 | 0 | 0 | 0 | NO | 0 | 0 | 0 | 0 | 0 | 0 | 0 | NO | 0 | 0 | 0 | 0 | 0 | 0 | 0 | NO | 0 | 0 | 0 | 0 | 0 | 0 | 0 | NO | 0 | 0 | 0 | 0 | 0 | 0 | 0 | NO | 0 | 0 | 0 | 0 | 0 | 0 | 0 | NO | 0 | 0 | 0 | 0 | 0 | 0 | 0
Total |  | 873.4533 | na | 918.9323 | 946.2846 | 978.2605 | 1011.9581 | 1046.3612 |  | 1030.2832 | na | 1084.3262 | 1116.6015 | 1154.3327 | 1194.0953 | 1234.6904 |  | 1211.2553 | na | 1276.0656 | 1314.0481 | 1358.4512 | 1405.245 | 1453.0184 |  | 1524.9153 | na | 1606.8534 | 1654.6819 | 1710.5954 | 1769.5194 | 1829.6769 |  | 1838.5753 | na | 1937.6413 | 1995.3158 | 2062.7397 | 2133.7938 | 2206.3353 |  | 2152.2353 | na | 2268.4292 | 2335.9497 | 2414.8839 | 2498.0681 | 2582.9937 |  | 2309.0653 | na | 2433.8231 | 2506.2666 | 2590.9561 | 2680.2053 | 2771.3229 |  | 1681.7453 | na | 1772.2474 | 1824.9989 | 1886.6676 | 1951.6566 | 2018.0061 |  | 1681.7453 | na | 1772.2474 | 1824.9989 | 1886.6676 | 1951.6566 | 2018.0061 |  | 1063.4208 | na | 1119.4353 | 1152.7556 | 1191.7085 | 1232.7586 | 1274.6681 |  | 1690.7407 | na | 1781.011 | 1834.0233 | 1895.997 | 1961.3074 | 2027.985 |  | 1340.8988 | na | 1412.6555 | 1454.7036 | 1503.8596 | 1555.6623 | 1608.5494 |  | 2414.6188 | na | 2547.1909 | 2623.0089 | 2711.6432 | 2805.0497 | 2900.4116 |  | 592.9307 | na | 623.2535 | 641.8048 | 663.4921 | 686.3471 | 709.6805 |  | 1184.0688 | na | 1247.2616 | 1284.3867 | 1327.7875 | 1373.5251 | 1420.2201 |  | 1654.5588 | na | 1743.4433 | 1795.3375 | 1856.0039 | 1919.9366 | 1985.2078 |  | 3414.6487 | na | 3605.9533 | 3713.2856 | 3838.7615 | 3970.9933 | 4105.9932 |  | 2621.7587 | na | 2768.1895 | 2850.5855 | 2946.9099 | 3048.4205 | 3152.0561 |  | 3742.5952 | na | 4009.8595 | 4127.9115 | 4265.043 | 4409.3757 | 4556.7526 |  | 4454.2899 | na | 4726.2334 | 4861.6307 | 5016.3644 | 5178.6905 | 5344.5067 |  | 8816.8587 | na | 9298.1931 | 9569.8513 | 9883.9973 | 10214.3433 | 10551.6937 |  | 13125.9781 | na | 13841.5112 | 14243.2973 | 14706.1344 | 15192.4632 | 15689.1507 |  | 17315.4675 | na | 18258.8486 | 18787.0128 | 19394.1573 | 20031.8491 | 20683.1572 |  | 1181.5074 | na | 1245.869 | 1280.9236 | 1320.539 | 1362.0036 | 1404.3716 |  | 1360.4962 | na | 1432.6312 | 1471.6388 | 1514.7955 | 1559.7674 | 1605.744 |  | 1375.5022 | na | 1449.2397 | 1490.2088 | 1536.6453 | 1585.2787 | 1634.968 |  | 1577.7722 | na | 1662.3275 | 1709.3881 | 1762.7769 | 1818.7018 | 1875.8396 |  | 726.8606 | na | 763.6982 | 783.2796 | 804.0524 | 825.503 | 847.4575 |  | 831.614 | na | 873.6474 | 895.9226 | 919.4551 | 943.7331 | 968.5842 |  | 3903.3464 | na | 4098.131 | 4199.8415 | 4305.1113 | 4413.2135 | 4523.9317 |  | 2374.87 | na | 2493.4493 | 2555.4096 | 2619.5996 | 2685.5311 | 2753.0563 |  | 3099.07 | na | 3253.5698 | 3334.1531 | 3417.4223 | 3502.9004 | 3590.4511 |  | 275.9396 | na | 290.4114 | 298.3973 | 307.2905 | 316.5704 | 326.056
[5 empty] | 2.977% | 3.379% | 3.445% | 3.4% |  |  |  |  | 2.977% | 3.379% | 3.445% | 3.4% |  |  |  |  | 2.977% | 3.379% | 3.445% | 3.4% |  |  |  |  | 2.977% | 3.379% | 3.445% | 3.4% |  |  |  |  | 2.977% | 3.379% | 3.445% | 3.4% |  |  |  |  | 2.977% | 3.379% | 3.445% | 3.4% |  |  |  |  | 2.977% | 3.379% | 3.445% | 3.4% |  |  |  |  | 2.977% | 3.379% | 3.445% | 3.4% |  |  |  |  | 2.977% | 3.379% | 3.445% | 3.4% |  |  |  |  | 2.977% | 3.379% | 3.445% | 3.4% |  |  |  |  | 2.977% | 3.379% | 3.445% | 3.4% |  |  |  |  | 2.977% | 3.379% | 3.445% | 3.4% |  |  |  |  | 2.977% | 3.379% | 3.445% | 3.4% |  |  |  |  | 2.977% | 3.379% | 3.445% | 3.4% |  |  |  |  | 2.977% | 3.379% | 3.445% | 3.4% |  |  |  |  | 2.977% | 3.379% | 3.445% | 3.4% |  |  |  |  | 2.977% | 3.379% | 3.445% | 3.4% |  |  |  |  | 2.977% | 3.379% | 3.445% | 3.4% |  | 3: 2.944%; 4: 3.322%; 5: 3.384%; 6: 3.342% |  |  |  |  | 2.865% | 3.183% | 3.236% | 3.202% |  |  |  |  | 2.922% | 3.283% | 3.342% | 3.303% |  |  |  |  | 2.903% | 3.25% | 3.307% | 3.269% |  |  |  |  | 2.893% | 3.232% | 3.288% | 3.251% |  |  |  |  | 2.814% | 3.093% | 3.14% | 3.111% |  |  |  |  | 2.723% | 2.933% | 2.969% | 2.948% |  |  |  |  | 2.827% | 3.116% | 3.165% | 3.134% |  |  |  |  | 2.831% | 3.123% | 3.173% | 3.142% |  |  |  |  | 2.564% | 2.652% | 2.668% | 2.66% |  |  |  |  | 2.55% | 2.627% | 2.64% | 2.633% |  |  |  |  | 2.482% | 2.507% | 2.511% | 2.509% |  |  |  |  | 2.485% | 2.512% | 2.517% | 2.514% |  |  |  |  | 2.477% | 2.497% | 2.501% | 2.499% |  |  |  |  | 2.75% | 2.98% | 3.02% | 2.996%
Misc. Electrical Works - Cost Estimation -2017-2018 - After Hours Calculations
| 604 | [7 empty] | 606 | 606 | [6 empty] | 608 | 608 | [6 empty] | 610 | 610 | [6 empty] | 612 | 612 | [6 empty] | 614 | 614 | [6 empty] | 616 | 616 | [6 empty] | 618 | 618 | [6 empty] | 620 | 620 | [6 empty] | 622 | 622 | [6 empty] | 624 | 624 | [6 empty] | 626 | 626 | [6 empty] | 628 | 628 | [6 empty] | 630 | 630 | [6 empty] | 632 | 632 | [6 empty] | 634 | 634 | [6 empty] | 636 | 636 | [6 empty] | 638 | 638 | [6 empty] | 640 | 1.0245: 640 | 642 | 642 | [6 empty] | 644 | 644 | [6 empty] | 646 | 646 | [6 empty] | 648 | 648 | [6 empty] | 650 | 650 | [6 empty] | 652 | 652 | [6 empty] | 654 | 654 | [6 empty] | 656 | 656 | [6 empty] | 658 | 658 | [6 empty] | 660 | 660 | [6 empty] | 662 | 662 | [6 empty] | 664 | 664 | [6 empty] | 666 | 666 | [6 empty] | 668 | 668
| Spiking/Cable Testing | [7 empty] | Substation HV/LV Earthing/Soil Resistivity Testing | [7 empty] | 20003386-Termination of Consumer Mains - up to 50mm² Cu or Al - 1 Set * Includes disconnection of temp. consumer mains if any | [7 empty] | 20003387-Termination of Consumer Mains - Above 50mm² Al or Cu - 1 Set * Includes disconnection of temp. consumer mains if any | [7 empty] | 20003388-Termination of Consumer Mains - Above 50mm² Al or Cu -2 Set * Includes disconnection of temp. consumer mains if any | [7 empty] | Termination of Consumer Mains - Above 50mm² Al or Cu - 3 Set * Includes disconnection of temp. consumer mains if any | [7 empty] | Termination of Consumer Mains - Above 50mm² Al or Cu - 4 Set * Includes disconnection of temp. consumer mains if any | [7 empty] | LV Underground Disconnection & Capping/Abandoning | [7 empty] | Permanent Disconnection of Underground Consumer Mains at AAD Network Asset such as Point of Entry or Substation | [7 empty] | Substation Supervised Access - 1- 4 hours | [7 empty] | Substation Supervised Access - 4-8 hours | [7 empty] | Temporary De-energisation/Isolation of Overhead LV network | [7 empty] | Temporary De-energisation/Isolation of Overhead HV network | [7 empty] | Temporary De-energisation/Isolation of Overhead or Underground SLCC supply | [7 empty] | Temporary De-energisation/Isolation of Underground LV or HV network | [7 empty] | Temporary De-energisation/Isolation of Underground HV network - If HV Cable Insulation Test is required - Isolation for more than 7 days | [7 empty] | Temporary Pole Support - Using Plant such as Lifter/Borer | [7 empty] | Temporary Pole Support - Using Concrete Blocks -including installation and removal | [7 empty] | Pole Stay Replacement with Standard Stay | [7 empty] | Pole Stay Replacement with Side Walk Stay | [7 empty] | LVABC Replacement - 1 Span | [7 empty] | LVABC Replacement - 2 Span | [7 empty] | LVABC Replacement - 3 Span | [7 empty] | Cut & Shackle for LVABC Replacement - Per Crossarm One Direction | [7 empty] | Installation of Fuse Switch Disconnector for LVABC Replacement | [7 empty] | Installation of LV Termination Cross-Arm for LVABC Replacement | [7 empty] | Installation of LV Double Strain Cross-Arm for LVABC Replacement | [7 empty] | 1 Way 630A Weber Fuse Switch Disconnector Installation for consumer mains termination work | [7 empty] | 1 Way 1000A Weber Fuse Switch Disconnector Installation for consumer mains termination work | [7 empty] | 1250A Jean Muller Installation for consumer mains termination work | [7 empty] | 1 Way Weber POE Kit Installation for consumer mains termination work | [7 empty] | 3 Way Weber POE Kit Installation for Termination of Consumer Mains | [7 empty] | Holec Fuse Kit Installation for Termination of Consumer Mains
Office Labour | Hours | Indicative 2017/18 | Indicative 2018/19 | 2019/20 | 2020/21 | 2021/22 | 2022/23 | 2023/24 | Hours | Indicative 2017/18 | Indicative 2018/19 | 2019/20 | 2020/21 | 2021/22 | 2022/23 | 2023/24 | Hours | Indicative 2017/18 | Indicative 2018/19 | 2019/20 | 2020/21 | 2021/22 | 2022/23 | 2023/24 | Hours | Indicative 2017/18 | Indicative 2018/19 | 2019/20 | 2020/21 | 2021/22 | 2022/23 | 2023/24 | Hours | Indicative 2017/18 | Indicative 2018/19 | 2019/20 | 2020/21 | 2021/22 | 2022/23 | 2023/24 | Hours | Indicative 2017/18 | Indicative 2018/19 | 2019/20 | 2020/21 | 2021/22 | 2022/23 | 2023/24 | Hours | Indicative 2017/18 | Indicative 2018/19 | 2019/20 | 2020/21 | 2021/22 | 2022/23 | 2023/24 | Hours | Indicative 2017/18 | Indicative 2018/19 | 2019/20 | 2020/21 | 2021/22 | 2022/23 | 2023/24 | Hours | Indicative 2017/18 | Indicative 2018/19 | 2019/20 | 2020/21 | 2021/22 | 2022/23 | 2023/24 | Hours | Indicative 2017/18 | Indicative 2018/19 | 2019/20 | 2020/21 | 2021/22 | 2022/23 | 2023/24 | Hours | Indicative 2017/18 | Indicative 2018/19 | 2019/20 | 2020/21 | 2021/22 | 2022/23 | 2023/24 | Hours | Indicative 2017/18 | Indicative 2018/19 | 2019/20 | 2020/21 | 2021/22 | 2022/23 | 2023/24 | Hours | Indicative 2017/18 | Indicative 2018/19 | 2019/20 | 2020/21 | 2021/22 | 2022/23 | 2023/24 | Hours | Indicative 2017/18 | Indicative 2018/19 | 2019/20 | 2020/21 | 2021/22 | 2022/23 | 2023/24 | Hours | Indicative 2017/18 | Indicative 2018/19 | 2019/20 | 2020/21 | 2021/22 | 2022/23 | 2023/24 | Hours | Indicative 2017/18 | Indicative 2018/19 | 2019/20 | 2020/21 | 2021/22 | 2022/23 | 2023/24 | Hours | Indicative 2017/18 | Indicative 2018/19 | 2019/20 | 2020/21 | 2021/22 | 2022/23 | 2023/24 | Hours | Indicative 2017/18 | Indicative 2018/19 | 2019/20 | 2020/21 | 2021/22 | 2022/23 | 2023/24 | Hours | Indicative 2017/18 | Indicative 2018/19 | 2019/20 | 2020/21 | 2021/22 | 2022/23 | 2023/24 | Hours | Indicative 2017/18 | Indicative 2018/19 | 2019/20 | 2020/21 | 2021/22 | 2022/23 | 2023/24 | Hours | Indicative 2017/18 | Indicative 2018/19 | 2019/20 | 2020/21 | 2021/22 | 2022/23 | 2023/24 | Hours | Indicative 2017/18 | Indicative 2018/19 | 2019/20 | 2020/21 | 2021/22 | 2022/23 | 2023/24 | Hours | Indicative 2017/18 | Indicative 2018/19 | 2019/20 | 2020/21 | 2021/22 | 2022/23 | 2023/24 | Hours | Indicative 2017/18 | Indicative 2018/19 | 2019/20 | 2020/21 | 2021/22 | 2022/23 | 2023/24 | Hours | Indicative 2017/18 | Indicative 2018/19 | 2019/20 | 2020/21 | 2021/22 | 2022/23 | 2023/24 | Hours | Indicative 2017/18 | Indicative 2018/19 | 2019/20 | 2020/21 | 2021/22 | 2022/23 | 2023/24 | Hours | Indicative 2017/18 | Indicative 2018/19 | 2019/20 | 2020/21 | 2021/22 | 2022/23 | 2023/24 | Hours | Indicative 2017/18 | Indicative 2018/19 | 2019/20 | 2020/21 | 2021/22 | 2022/23 | 2023/24 | Hours | Indicative 2017/18 | Indicative 2018/19 | 2019/20 | 2020/21 | 2021/22 | 2022/23 | 2023/24 | Hours | Indicative 2017/18 | Indicative 2018/19 | 2019/20 | 2020/21 | 2021/22 | 2022/23 | 2023/24 | Hours | Indicative 2017/18 | Indicative 2018/19 | 2019/20 | 2020/21 | 2021/22 | 2022/23 | 2023/24 | Hours | Indicative 2017/18 | Indicative 2018/19 | 2019/20 | 2020/21 | 2021/22 | 2022/23 | 2023/24 | Hours | Indicative 2017/18 | Indicative 2018/19 | 2019/20 | 2020/21 | 2021/22 | 2022/23 | 2023/24
Connection Engineer | 1.5 | 180.972 | na | 191.7394 | 197.4466 | 204.1185 | 211.1497 | 218.328 | 1.5 | 180.972 | na | 191.7394 | 197.4466 | 204.1185 | 211.1497 | 218.328 | 3 | 361.944 | na | 383.4788 | 394.8932 | 408.237 | 422.2994 | 436.6561 | 3 | 361.944 | na | 383.4788 | 394.8932 | 408.237 | 422.2994 | 436.6561 | 3 | 361.944 | na | 383.4788 | 394.8932 | 408.237 | 422.2994 | 436.6561 | 3 | 361.944 | na | 383.4788 | 394.8932 | 408.237 | 422.2994 | 436.6561 | 3 | 361.944 | na | 383.4788 | 394.8932 | 408.237 | 422.2994 | 436.6561 | 3 | 361.944 | na | 383.4788 | 394.8932 | 408.237 | 422.2994 | 436.6561 | 3 | 361.944 | na | 383.4788 | 394.8932 | 408.237 | 422.2994 | 436.6561 | 2 | 241.296 | na | 255.6525 | 263.2621 | 272.158 | 281.5329 | 291.104 | 2 | 241.296 | na | 255.6525 | 263.2621 | 272.158 | 281.5329 | 291.104 | 3 | 361.944 | na | 383.4788 | 394.8932 | 408.237 | 422.2994 | 436.6561 | 3 | 361.944 | na | 383.4788 | 394.8932 | 408.237 | 422.2994 | 436.6561 | 2 | 241.296 | na | 255.6525 | 263.2621 | 272.158 | 281.5329 | 291.104 | 3 | 361.944 | na | 383.4788 | 394.8932 | 408.237 | 422.2994 | 436.6561 | 3 | 361.944 | na | 383.4788 | 394.8932 | 408.237 | 422.2994 | 436.6561 | 2 | 241.296 | na | 255.6525 | 263.2621 | 272.158 | 281.5329 | 291.104 | 2 | 241.296 | na | 255.6525 | 263.2621 | 272.158 | 281.5329 | 291.104 | 3 | 361.944 | na | 383.4788 | 394.8932 | 408.237 | 422.2994 | 436.6561 | 3 | 361.944 | na | 383.4788 | 394.8932 | 408.237 | 422.2994 | 436.6561 | 6 | 723.888 | na | 766.9576 | 789.7864 | 816.4741 | 844.5987 | 873.3121 | 6 | 723.888 | na | 766.9576 | 789.7864 | 816.4741 | 844.5987 | 873.3121 | 6 | 723.888 | na | 766.9576 | 789.7864 | 816.4741 | 844.5987 | 873.3121 | 2 | 241.296 | na | 255.6525 | 263.2621 | 272.158 | 281.5329 | 291.104 | 2 | 241.296 | na | 255.6525 | 263.2621 | 272.158 | 281.5329 | 291.104 | 1 | 120.648 | na | 127.8263 | 131.6311 | 136.079 | 140.7665 | 145.552 | 2 | 241.296 | na | 255.6525 | 263.2621 | 272.158 | 281.5329 | 291.104 | 0 | 0 | na | 0 | 0 | 0 | 0 | 0 | 0 | 0 | na | 0 | 0 | 0 | 0 | 0 | 0 | 0 | na | 0 | 0 | 0 | 0 | 0 | 0 | 0 | na | 0 | 0 | 0 | 0 | 0 | 0 | 0 | na | 0 | 0 | 0 | 0 | 0 | 0 | 0 | na | 0 | 0 | 0 | 0 | 0
Management | 0.25 | 37.9748 | na | 36.8131 | 37.9089 | 39.1898 | 40.5398 | 41.918 | 0.25 | 37.9748 | na | 36.8131 | 37.9089 | 39.1898 | 40.5398 | 41.918 | 0.25 | 37.9748 | na | 36.8131 | 37.9089 | 39.1898 | 40.5398 | 41.918 | 0.25 | 37.9748 | na | 36.8131 | 37.9089 | 39.1898 | 40.5398 | 41.918 | 0.25 | 37.9748 | na | 36.8131 | 37.9089 | 39.1898 | 40.5398 | 41.918 | 0.25 | 37.9748 | na | 36.8131 | 37.9089 | 39.1898 | 40.5398 | 41.918 | 0.25 | 37.9748 | na | 36.8131 | 37.9089 | 39.1898 | 40.5398 | 41.918 | 0.25 | 37.9748 | na | 36.8131 | 37.9089 | 39.1898 | 40.5398 | 41.918 | 0.25 | 37.9748 | na | 36.8131 | 37.9089 | 39.1898 | 40.5398 | 41.918 | 0.25 | 37.9748 | na | 36.8131 | 37.9089 | 39.1898 | 40.5398 | 41.918 | 0.25 | 37.9748 | na | 36.8131 | 37.9089 | 39.1898 | 40.5398 | 41.918 | 0.25 | 37.9748 | na | 36.8131 | 37.9089 | 39.1898 | 40.5398 | 41.918 | 0.25 | 37.9748 | na | 36.8131 | 37.9089 | 39.1898 | 40.5398 | 41.918 | 0.25 | 37.9748 | na | 36.8131 | 37.9089 | 39.1898 | 40.5398 | 41.918 | 0.25 | 37.9748 | na | 36.8131 | 37.9089 | 39.1898 | 40.5398 | 41.918 | 0.25 | 37.9748 | na | 36.8131 | 37.9089 | 39.1898 | 40.5398 | 41.918 | 0.25 | 37.9748 | na | 36.8131 | 37.9089 | 39.1898 | 40.5398 | 41.918 | 0.25 | 37.9748 | na | 36.8131 | 37.9089 | 39.1898 | 40.5398 | 41.918 | 0.25 | 37.9748 | na | 36.8131 | 37.9089 | 39.1898 | 40.5398 | 41.918 | 0.25 | 37.9748 | na | 36.8131 | 37.9089 | 39.1898 | 40.5398 | 41.918 | 0.25 | 37.9748 | na | 36.8131 | 37.9089 | 39.1898 | 40.5398 | 41.918 | 0.25 | 37.9748 | na | 36.8131 | 37.9089 | 39.1898 | 40.5398 | 41.918 | 0.25 | 37.9748 | na | 36.8131 | 37.9089 | 39.1898 | 40.5398 | 41.918 | 0 | 0 | na | 0 | 0 | 0 | 0 | 0 | 0 | 0 | na | 0 | 0 | 0 | 0 | 0 | 0 | 0 | na | 0 | 0 | 0 | 0 | 0 | 0 | 0 | na | 0 | 0 | 0 | 0 | 0 | 0 | 0 | na | 0 | 0 | 0 | 0 | 0 | 0 | 0 | na | 0 | 0 | 0 | 0 | 0 | 0 | 0 | na | 0 | 0 | 0 | 0 | 0 | 0 | 0 | na | 0 | 0 | 0 | 0 | 0 | 0 | 0 | na | 0 | 0 | 0 | 0 | 0 | 0 | 0 | na | 0 | 0 | 0 | 0 | 0
GIS Officer | 0.25 | 27.1865 | na | 28.804 | 29.6614 | 30.6637 | 31.7199 | 32.7983 | 0.25 | 27.1865 | na | 28.804 | 29.6614 | 30.6637 | 31.7199 | 32.7983 | 0.25 | 27.1865 | na | 28.804 | 29.6614 | 30.6637 | 31.7199 | 32.7983 | 0.25 | 27.1865 | na | 28.804 | 29.6614 | 30.6637 | 31.7199 | 32.7983 | 0.25 | 27.1865 | na | 28.804 | 29.6614 | 30.6637 | 31.7199 | 32.7983 | 0.25 | 27.1865 | na | 28.804 | 29.6614 | 30.6637 | 31.7199 | 32.7983 | 0.25 | 27.1865 | na | 28.804 | 29.6614 | 30.6637 | 31.7199 | 32.7983 | 0.25 | 27.1865 | na | 28.804 | 29.6614 | 30.6637 | 31.7199 | 32.7983 | 0.25 | 27.1865 | na | 28.804 | 29.6614 | 30.6637 | 31.7199 | 32.7983 | 0 | 0 | na | 0 | 0 | 0 | 0 | 0 | 0 | 0 | na | 0 | 0 | 0 | 0 | 0 | 0 | 0 | na | 0 | 0 | 0 | 0 | 0 | 0 | 0 | na | 0 | 0 | 0 | 0 | 0 | 0 | 0 | na | 0 | 0 | 0 | 0 | 0 | 0 | 0 | na | 0 | 0 | 0 | 0 | 0 | 0 | 0 | na | 0 | 0 | 0 | 0 | 0 | 0 | 0 | na | 0 | 0 | 0 | 0 | 0 | 0 | 0 | na | 0 | 0 | 0 | 0 | 0 | 0 | 0 | na | 0 | 0 | 0 | 0 | 0 | 0.25 | 27.1865 | na | 28.804 | 29.6614 | 30.6637 | 31.7199 | 32.7983 | 0.25 | 27.1865 | na | 28.804 | 29.6614 | 30.6637 | 31.7199 | 32.7983 | 0.25 | 27.1865 | na | 28.804 | 29.6614 | 30.6637 | 31.7199 | 32.7983 | 0.25 | 27.1865 | na | 28.804 | 29.6614 | 30.6637 | 31.7199 | 32.7983 | 0 | 0 | na | 0 | 0 | 0 | 0 | 0 | 0 | 0 | na | 0 | 0 | 0 | 0 | 0 | 0 | 0 | na | 0 | 0 | 0 | 0 | 0 | 0 | 0 | na | 0 | 0 | 0 | 0 | 0 | 0 | 0 | na | 0 | 0 | 0 | 0 | 0 | 0 | 0 | na | 0 | 0 | 0 | 0 | 0 | 0 | 0 | na | 0 | 0 | 0 | 0 | 0 | 0 | 0 | na | 0 | 0 | 0 | 0 | 0 | 0 | 0 | na | 0 | 0 | 0 | 0 | 0 | 0 | 0 | na | 0 | 0 | 0 | 0 | 0
Field Services
Site Lead/Scheduler ( SL) | 1 | 195.79 | na | 231.5515 | 238.4437 | 246.501 | 254.9921 | 263.6609 | 1 | 195.79 | na | 231.5515 | 238.4437 | 246.501 | 254.9921 | 263.6609 | 1 | 195.79 | na | 231.5515 | 238.4437 | 246.501 | 254.9921 | 263.6609 | 1 | 195.79 | na | 231.5515 | 238.4437 | 246.501 | 254.9921 | 263.6609 | 1 | 195.79 | na | 231.5515 | 238.4437 | 246.501 | 254.9921 | 263.6609 | 1 | 195.79 | na | 231.5515 | 238.4437 | 246.501 | 254.9921 | 263.6609 | 1 | 195.79 | na | 231.5515 | 238.4437 | 246.501 | 254.9921 | 263.6609 | 2 | 391.58 | na | 463.103 | 476.8874 | 493.0019 | 509.9841 | 527.3218 | 2 | 391.58 | na | 463.103 | 476.8874 | 493.0019 | 509.9841 | 527.3218 | 0 | 0 | na | 0 | 0 | 0 | 0 | 0 | 0 | 0 | na | 0 | 0 | 0 | 0 | 0 | 3 | 587.37 | na | 694.6545 | 715.3311 | 739.5029 | 764.9762 | 790.9827 | 3 | 587.37 | na | 694.6545 | 715.3311 | 739.5029 | 764.9762 | 790.9827 | 0 | 0 | na | 0 | 0 | 0 | 0 | 0 | 2 | 391.58 | na | 463.103 | 476.8874 | 493.0019 | 509.9841 | 527.3218 | 2 | 391.58 | na | 463.103 | 476.8874 | 493.0019 | 509.9841 | 527.3218 | 2 | 391.58 | na | 463.103 | 476.8874 | 493.0019 | 509.9841 | 527.3218 | 2 | 391.58 | na | 463.103 | 476.8874 | 493.0019 | 509.9841 | 527.3218 | 2 | 391.58 | na | 463.103 | 476.8874 | 493.0019 | 509.9841 | 527.3218 | 2 | 391.58 | na | 463.103 | 476.8874 | 493.0019 | 509.9841 | 527.3218 | 2 | 391.58 | na | 463.103 | 476.8874 | 493.0019 | 509.9841 | 527.3218 | 3 | 587.37 | na | 694.6545 | 715.3311 | 739.5029 | 764.9762 | 790.9827 | 3 | 587.37 | na | 694.6545 | 715.3311 | 739.5029 | 764.9762 | 790.9827 | 0 | 0 | na | 0 | 0 | 0 | 0 | 0 | 0 | 0 | na | 0 | 0 | 0 | 0 | 0 | 0 | 0 | na | 0 | 0 | 0 | 0 | 0 | 0 | 0 | na | 0 | 0 | 0 | 0 | 0 | 0 | 0 | na | 0 | 0 | 0 | 0 | 0 | 0 | 0 | na | 0 | 0 | 0 | 0 | 0 | 0 | 0 | na | 0 | 0 | 0 | 0 | 0 | 0 | 0 | na | 0 | 0 | 0 | 0 | 0 | 0 | 0 | na | 0 | 0 | 0 | 0 | 0 | 0 | 0 | na | 0 | 0 | 0 | 0 | 0
Electrical Fitter (EF) | 3 | 587.37 | na | 694.6545 | 715.3311 | 739.5029 | 764.9762 | 790.9827 | 4 | 783.16 | na | 926.206 | 953.7748 | 986.0039 | 1019.9682 | 1054.6436 | 4 | 783.16 | na | 926.206 | 953.7748 | 986.0039 | 1019.9682 | 1054.6436 | 4 | 783.16 | na | 926.206 | 953.7748 | 986.0039 | 1019.9682 | 1054.6436 | 6 | 1174.74 | na | 1389.309 | 1430.6622 | 1479.0058 | 1529.9524 | 1581.9654 | 8 | 1566.32 | na | 1852.412 | 1907.5496 | 1972.0078 | 2039.9365 | 2109.2872 | 9 | 1762.11 | na | 2083.9635 | 2145.9933 | 2218.5088 | 2294.9285 | 2372.9481 | 4 | 783.16 | na | 926.206 | 953.7748 | 986.0039 | 1019.9682 | 1054.6436 | 4 | 783.16 | na | 926.206 | 953.7748 | 986.0039 | 1019.9682 | 1054.6436 | 5 | 978.95 | na | 1157.7575 | 1192.2185 | 1232.5049 | 1274.9603 | 1318.3045 | 9 | 1762.11 | na | 2083.9635 | 2145.9933 | 2218.5088 | 2294.9285 | 2372.9481 | 0 | 0 | na | 0 | 0 | 0 | 0 | 0 | 0 | 0 | na | 0 | 0 | 0 | 0 | 0 | 0 | 0 | na | 0 | 0 | 0 | 0 | 0 | 0 | 0 | na | 0 | 0 | 0 | 0 | 0 | 3 | 587.37 | na | 694.6545 | 715.3311 | 739.5029 | 764.9762 | 790.9827 | 0 | 0 | na | 0 | 0 | 0 | 0 | 0 | 0 | 0 | na | 0 | 0 | 0 | 0 | 0 | 0 | 0 | na | 0 | 0 | 0 | 0 | 0 | 0 | 0 | na | 0 | 0 | 0 | 0 | 0 | 0 | 0 | na | 0 | 0 | 0 | 0 | 0 | 0 | 0 | na | 0 | 0 | 0 | 0 | 0 | 0 | 0 | na | 0 | 0 | 0 | 0 | 0 | 0 | 0 | na | 0 | 0 | 0 | 0 | 0 | 0 | 0 | na | 0 | 0 | 0 | 0 | 0 | 0 | 0 | na | 0 | 0 | 0 | 0 | 0 | 0 | 0 | na | 0 | 0 | 0 | 0 | 0 | 1 | 195.79 | na | 231.5515 | 238.4437 | 246.501 | 254.9921 | 263.6609 | 1 | 195.79 | na | 231.5515 | 238.4437 | 246.501 | 254.9921 | 263.6609 | 1.5 | 293.685 | na | 347.3272 | 357.6656 | 369.7515 | 382.4881 | 395.4913 | 1 | 195.79 | na | 231.5515 | 238.4437 | 246.501 | 254.9921 | 263.6609 | 1 | 195.79 | na | 231.5515 | 238.4437 | 246.501 | 254.9921 | 263.6609 | 1 | 195.79 | na | 231.5515 | 238.4437 | 246.501 | 254.9921 | 263.6609
Electrical Operator (EO) | 0 | 0 | na | 0 | 0 | 0 | 0 | 0 | 0 | 0 | na | 0 | 0 | 0 | 0 | 0 | 0 | 0 | na | 0 | 0 | 0 | 0 | 0 | 2 | 391.58 | na | 463.103 | 476.8874 | 493.0019 | 509.9841 | 527.3218 | 2 | 391.58 | na | 463.103 | 476.8874 | 493.0019 | 509.9841 | 527.3218 | 2 | 391.58 | na | 463.103 | 476.8874 | 493.0019 | 509.9841 | 527.3218 | 2 | 391.58 | na | 463.103 | 476.8874 | 493.0019 | 509.9841 | 527.3218 | 2 | 391.58 | na | 463.103 | 476.8874 | 493.0019 | 509.9841 | 527.3218 | 2 | 391.58 | na | 463.103 | 476.8874 | 493.0019 | 509.9841 | 527.3218 | 0 | 0 | na | 0 | 0 | 0 | 0 | 0 | 0 | 0 | na | 0 | 0 | 0 | 0 | 0 | 3 | 587.37 | na | 694.6545 | 715.3311 | 739.5029 | 764.9762 | 790.9827 | 3 | 587.37 | na | 694.6545 | 715.3311 | 739.5029 | 764.9762 | 790.9827 | 2 | 391.58 | na | 463.103 | 476.8874 | 493.0019 | 509.9841 | 527.3218 | 3 | 587.37 | na | 694.6545 | 715.3311 | 739.5029 | 764.9762 | 790.9827 | 3 | 587.37 | na | 694.6545 | 715.3311 | 739.5029 | 764.9762 | 790.9827 | 0 | 0 | na | 0 | 0 | 0 | 0 | 0 | 0 | 0 | na | 0 | 0 | 0 | 0 | 0 | 0 | 0 | na | 0 | 0 | 0 | 0 | 0 | 0 | 0 | na | 0 | 0 | 0 | 0 | 0 | 4 | 783.16 | na | 926.206 | 953.7748 | 986.0039 | 1019.9682 | 1054.6436 | 4 | 783.16 | na | 926.206 | 953.7748 | 986.0039 | 1019.9682 | 1054.6436 | 4 | 783.16 | na | 926.206 | 953.7748 | 986.0039 | 1019.9682 | 1054.6436 | 0 | 0 | na | 0 | 0 | 0 | 0 | 0 | 0 | 0 | na | 0 | 0 | 0 | 0 | 0 | 0 | 0 | na | 0 | 0 | 0 | 0 | 0 | 0 | 0 | na | 0 | 0 | 0 | 0 | 0 | 0 | 0 | na | 0 | 0 | 0 | 0 | 0 | 0 | 0 | na | 0 | 0 | 0 | 0 | 0 | 0 | 0 | na | 0 | 0 | 0 | 0 | 0 | 0 | 0 | na | 0 | 0 | 0 | 0 | 0 | 0 | 0 | na | 0 | 0 | 0 | 0 | 0 | 0 | 0 | na | 0 | 0 | 0 | 0 | 0
Plant Operator (PO) | 0 | 0 | na | 0 | 0 | 0 | 0 | 0 | 0 | 0 | na | 0 | 0 | 0 | 0 | 0 | 0 | 0 | na | 0 | 0 | 0 | 0 | 0 | 0 | 0 | na | 0 | 0 | 0 | 0 | 0 | 0 | 0 | na | 0 | 0 | 0 | 0 | 0 | 0 | 0 | na | 0 | 0 | 0 | 0 | 0 | 0 | 0 | na | 0 | 0 | 0 | 0 | 0 | 0 | 0 | na | 0 | 0 | 0 | 0 | 0 | 0 | 0 | na | 0 | 0 | 0 | 0 | 0 | 0 | 0 | na | 0 | 0 | 0 | 0 | 0 | 0 | 0 | na | 0 | 0 | 0 | 0 | 0 | 0 | 0 | na | 0 | 0 | 0 | 0 | 0 | 4 | 783.16 | na | 926.206 | 953.7748 | 986.0039 | 1019.9682 | 1054.6436 | 0 | 0 | na | 0 | 0 | 0 | 0 | 0 | 0 | 0 | na | 0 | 0 | 0 | 0 | 0 | 0 | 0 | na | 0 | 0 | 0 | 0 | 0 | 9 | 1762.11 | na | 2083.9635 | 2145.9933 | 2218.5088 | 2294.9285 | 2372.9481 | 6 | 1174.74 | na | 1389.309 | 1430.6622 | 1479.0058 | 1529.9524 | 1581.9654 | 3 | 587.37 | na | 694.6545 | 715.3311 | 739.5029 | 764.9762 | 790.9827 | 3 | 587.37 | na | 694.6545 | 715.3311 | 739.5029 | 764.9762 | 790.9827 | 6 | 1174.74 | na | 1389.309 | 1430.6622 | 1479.0058 | 1529.9524 | 1581.9654 | 8 | 1566.32 | na | 1852.412 | 1907.5496 | 1972.0078 | 2039.9365 | 2109.2872 | 12 | 2349.48 | na | 2778.618 | 2861.3244 | 2958.0117 | 3059.9047 | 3163.9308 | 0 | 0 | na | 0 | 0 | 0 | 0 | 0 | 0 | 0 | na | 0 | 0 | 0 | 0 | 0 | 0 | 0 | na | 0 | 0 | 0 | 0 | 0 | 0 | 0 | na | 0 | 0 | 0 | 0 | 0 | 0 | 0 | na | 0 | 0 | 0 | 0 | 0 | 0 | 0 | na | 0 | 0 | 0 | 0 | 0 | 0 | 0 | na | 0 | 0 | 0 | 0 | 0 | 0 | 0 | na | 0 | 0 | 0 | 0 | 0 | 0 | 0 | na | 0 | 0 | 0 | 0 | 0 | 0 | 0 | na | 0 | 0 | 0 | 0 | 0
Line Worker (LW) | 0 | 0 | na | 0 | 0 | 0 | 0 | 0 | 0 | 0 | na | 0 | 0 | 0 | 0 | 0 | 0 | 0 | na | 0 | 0 | 0 | 0 | 0 | 0 | 0 | na | 0 | 0 | 0 | 0 | 0 | 0 | 0 | na | 0 | 0 | 0 | 0 | 0 | 0 | 0 | na | 0 | 0 | 0 | 0 | 0 | 0 | 0 | na | 0 | 0 | 0 | 0 | 0 | 0 | 0 | na | 0 | 0 | 0 | 0 | 0 | 0 | 0 | na | 0 | 0 | 0 | 0 | 0 | 0 | 0 | na | 0 | 0 | 0 | 0 | 0 | 0 | 0 | na | 0 | 0 | 0 | 0 | 0 | 0 | 0 | na | 0 | 0 | 0 | 0 | 0 | 0 | 0 | na | 0 | 0 | 0 | 0 | 0 | 0 | 0 | na | 0 | 0 | 0 | 0 | 0 | 0 | 0 | na | 0 | 0 | 0 | 0 | 0 | 0 | 0 | na | 0 | 0 | 0 | 0 | 0 | 0 | 0 | na | 0 | 0 | 0 | 0 | 0 | 0 | 0 | na | 0 | 0 | 0 | 0 | 0 | 6 | 1174.74 | na | 1389.309 | 1430.6622 | 1479.0058 | 1529.9524 | 1581.9654 | 7.5 | 1468.425 | na | 1736.6362 | 1788.3278 | 1848.7573 | 1912.4404 | 1977.4567 | 28 | 5482.12 | na | 6483.442 | 6676.4237 | 6902.0273 | 7139.7777 | 7382.5052 | 42 | 8223.18 | na | 9725.163 | 10014.6355 | 10353.0409 | 10709.6665 | 11073.7578 | 54 | 10572.66 | na | 12503.781 | 12875.96 | 13311.0526 | 13769.5712 | 14237.6886 | 3 | 587.37 | na | 694.6545 | 715.3311 | 739.5029 | 764.9762 | 790.9827 | 3 | 587.37 | na | 694.6545 | 715.3311 | 739.5029 | 764.9762 | 790.9827 | 5.5 | 1076.845 | na | 1273.5332 | 1311.4404 | 1355.7554 | 1402.4563 | 1450.1349 | 6.5 | 1272.635 | na | 1505.0847 | 1549.8841 | 1602.2563 | 1657.4484 | 1713.7958 | 0 | 0 | na | 0 | 0 | 0 | 0 | 0 | 0 | 0 | na | 0 | 0 | 0 | 0 | 0 | 0 | 0 | na | 0 | 0 | 0 | 0 | 0 | 0 | 0 | na | 0 | 0 | 0 | 0 | 0 | 0 | 0 | na | 0 | 0 | 0 | 0 | 0 | 0 | 0 | na | 0 | 0 | 0 | 0 | 0
Trade Assistant/Labour (TA) | 0 | 0 | na | 0 | 0 | 0 | 0 | 0 | 0 | 0 | na | 0 | 0 | 0 | 0 | 0 | 0 | 0 | na | 0 | 0 | 0 | 0 | 0 | 0 | 0 | na | 0 | 0 | 0 | 0 | 0 | 0 | 0 | na | 0 | 0 | 0 | 0 | 0 | 0 | 0 | na | 0 | 0 | 0 | 0 | 0 | 0 | 0 | na | 0 | 0 | 0 | 0 | 0 | 0 | 0 | na | 0 | 0 | 0 | 0 | 0 | 0 | 0 | na | 0 | 0 | 0 | 0 | 0 | 0 | 0 | na | 0 | 0 | 0 | 0 | 0 | 0 | 0 | na | 0 | 0 | 0 | 0 | 0 | 0 | 0 | na | 0 | 0 | 0 | 0 | 0 | 0 | 0 | na | 0 | 0 | 0 | 0 | 0 | 0 | 0 | na | 0 | 0 | 0 | 0 | 0 | 0 | 0 | na | 0 | 0 | 0 | 0 | 0 | 0 | 0 | na | 0 | 0 | 0 | 0 | 0 | 0 | 0 | na | 0 | 0 | 0 | 0 | 0 | 0 | 0 | na | 0 | 0 | 0 | 0 | 0 | 4 | 607.56 | na | 804.1244 | 828.0594 | 856.0405 | 885.528 | 915.6329 | 2 | 303.78 | na | 402.0622 | 414.0297 | 428.0202 | 442.764 | 457.8164 | 0 | 0 | na | 0 | 0 | 0 | 0 | 0 | 0 | 0 | na | 0 | 0 | 0 | 0 | 0 | 0 | 0 | na | 0 | 0 | 0 | 0 | 0 | 0 | 0 | na | 0 | 0 | 0 | 0 | 0 | 0 | 0 | na | 0 | 0 | 0 | 0 | 0 | 0 | 0 | na | 0 | 0 | 0 | 0 | 0 | 0 | 0 | na | 0 | 0 | 0 | 0 | 0 | 0 | 0 | na | 0 | 0 | 0 | 0 | 0 | 0 | 0 | na | 0 | 0 | 0 | 0 | 0 | 0 | 0 | na | 0 | 0 | 0 | 0 | 0 | 0 | 0 | na | 0 | 0 | 0 | 0 | 0 | 0 | 0 | na | 0 | 0 | 0 | 0 | 0 | 0 | 0 | na | 0 | 0 | 0 | 0 | 0
Equipment
EWP -General Duty | 0 | 0 | na | 0 | 0 | 0 | 0 | 0 | 0 | 0 | na | 0 | 0 | 0 | 0 | 0 | 0 | 0 | na | 0 | 0 | 0 | 0 | 0 | 0 | 0 | na | 0 | 0 | 0 | 0 | 0 | 0 | 0 | na | 0 | 0 | 0 | 0 | 0 | 0 | 0 | na | 0 | 0 | 0 | 0 | 0 | 0 | 0 | na | 0 | 0 | 0 | 0 | 0 | 0 | 0 | na | 0 | 0 | 0 | 0 | 0 | 0 | 0 | na | 0 | 0 | 0 | 0 | 0 | 0 | 0 | na | 0 | 0 | 0 | 0 | 0 | 0 | 0 | na | 0 | 0 | 0 | 0 | 0 | 0 | 0 | na | 0 | 0 | 0 | 0 | 0 | 4 | 446.4 | na | 472.9597 | 487.0375 | 503.4951 | 520.8387 | 538.5454 | 0 | 0 | na | 0 | 0 | 0 | 0 | 0 | 0 | 0 | na | 0 | 0 | 0 | 0 | 0 | 0 | 0 | na | 0 | 0 | 0 | 0 | 0 | 0 | 0 | na | 0 | 0 | 0 | 0 | 0 | 0 | 0 | na | 0 | 0 | 0 | 0 | 0 | 3 | 334.8 | na | 354.7198 | 365.2782 | 377.6213 | 390.629 | 403.909 | 3 | 334.8 | na | 354.7198 | 365.2782 | 377.6213 | 390.629 | 403.909 | 6 | 669.6 | na | 709.4396 | 730.5563 | 755.2426 | 781.258 | 807.8181 | 12 | 1339.2 | na | 1418.8792 | 1461.1126 | 1510.4852 | 1562.5161 | 1615.6362 | 18 | 2008.8 | na | 2128.3189 | 2191.6689 | 2265.7278 | 2343.7741 | 2423.4542 | 2 | 223.2 | na | 236.4799 | 243.5188 | 251.7475 | 260.4193 | 269.2727 | 1 | 111.6 | na | 118.2399 | 121.7594 | 125.8738 | 130.2097 | 134.6363 | 0 | 0 | na | 0 | 0 | 0 | 0 | 0 | 0 | 0 | na | 0 | 0 | 0 | 0 | 0 | 0 | 0 | na | 0 | 0 | 0 | 0 | 0 | 0 | 0 | na | 0 | 0 | 0 | 0 | 0 | 0 | 0 | na | 0 | 0 | 0 | 0 | 0 | 0 | 0 | na | 0 | 0 | 0 | 0 | 0 | 0 | 0 | na | 0 | 0 | 0 | 0 | 0 | 0 | 0 | na | 0 | 0 | 0 | 0 | 0
Liftter-Borer ( incl. pole jinker) (LB) | 0 | 0 | na | 0 | 0 | 0 | 0 | 0 | 0 | 0 | na | 0 | 0 | 0 | 0 | 0 | 0 | 0 | na | 0 | 0 | 0 | 0 | 0 | 0 | 0 | na | 0 | 0 | 0 | 0 | 0 | 0 | 0 | na | 0 | 0 | 0 | 0 | 0 | 0 | 0 | na | 0 | 0 | 0 | 0 | 0 | 0 | 0 | na | 0 | 0 | 0 | 0 | 0 | 0 | 0 | na | 0 | 0 | 0 | 0 | 0 | 0 | 0 | na | 0 | 0 | 0 | 0 | 0 | 0 | 0 | na | 0 | 0 | 0 | 0 | 0 | 0 | 0 | na | 0 | 0 | 0 | 0 | 0 | 0 | 0 | na | 0 | 0 | 0 | 0 | 0 | 0 | 0 | na | 0 | 0 | 0 | 0 | 0 | 0 | 0 | na | 0 | 0 | 0 | 0 | 0 | 0 | 0 | na | 0 | 0 | 0 | 0 | 0 | 0 | 0 | na | 0 | 0 | 0 | 0 | 0 | 8 | 1289.6 | na | 1366.3282 | 1406.9973 | 1454.5413 | 1504.6451 | 1555.7978 | 6 | 967.2 | na | 1024.7461 | 1055.248 | 1090.906 | 1128.4838 | 1166.8483 | 3 | 483.6 | na | 512.3731 | 527.624 | 545.453 | 564.2419 | 583.4242 | 3 | 483.6 | na | 512.3731 | 527.624 | 545.453 | 564.2419 | 583.4242 | 0 | 0 | na | 0 | 0 | 0 | 0 | 0 | 0 | 0 | na | 0 | 0 | 0 | 0 | 0 | 0 | 0 | na | 0 | 0 | 0 | 0 | 0 | 0 | 0 | na | 0 | 0 | 0 | 0 | 0 | 0 | 0 | na | 0 | 0 | 0 | 0 | 0 | 0 | 0 | na | 0 | 0 | 0 | 0 | 0 | 0 | 0 | na | 0 | 0 | 0 | 0 | 0 | 0 | 0 | na | 0 | 0 | 0 | 0 | 0 | 0 | 0 | na | 0 | 0 | 0 | 0 | 0 | 0 | 0 | na | 0 | 0 | 0 | 0 | 0 | 0 | 0 | na | 0 | 0 | 0 | 0 | 0 | 0 | 0 | na | 0 | 0 | 0 | 0 | 0 | 0 | 0 | na | 0 | 0 | 0 | 0 | 0
SCAT- Mini Excavator ( & truck) | 0 | 0 | na | 0 | 0 | 0 | 0 | 0 | 0 | 0 | na | 0 | 0 | 0 | 0 | 0 | 0 | 0 | na | 0 | 0 | 0 | 0 | 0 | 0 | 0 | na | 0 | 0 | 0 | 0 | 0 | 0 | 0 | na | 0 | 0 | 0 | 0 | 0 | 0 | 0 | na | 0 | 0 | 0 | 0 | 0 | 0 | 0 | na | 0 | 0 | 0 | 0 | 0 | 0 | 0 | na | 0 | 0 | 0 | 0 | 0 | 0 | 0 | na | 0 | 0 | 0 | 0 | 0 | 0 | 0 | na | 0 | 0 | 0 | 0 | 0 | 0 | 0 | na | 0 | 0 | 0 | 0 | 0 | 0 | 0 | na | 0 | 0 | 0 | 0 | 0 | 0 | 0 | na | 0 | 0 | 0 | 0 | 0 | 0 | 0 | na | 0 | 0 | 0 | 0 | 0 | 0 | 0 | na | 0 | 0 | 0 | 0 | 0 | 0 | 0 | na | 0 | 0 | 0 | 0 | 0 | 0 | 0 | na | 0 | 0 | 0 | 0 | 0 | 0 | 0 | na | 0 | 0 | 0 | 0 | 0 | 2 | 49.6 | na | 52.5511 | 54.1153 | 55.9439 | 57.871 | 59.8384 | 2 | 49.6 | na | 52.5511 | 54.1153 | 55.9439 | 57.871 | 59.8384 | 2 | 49.6 | na | 52.5511 | 54.1153 | 55.9439 | 57.871 | 59.8384 | 4 | 99.2 | na | 105.1022 | 108.2306 | 111.8878 | 115.7419 | 119.6768 | 6 | 148.8 | na | 157.6532 | 162.3458 | 167.8317 | 173.6129 | 179.5151 | 0 | 0 | na | 0 | 0 | 0 | 0 | 0 | 0 | 0 | na | 0 | 0 | 0 | 0 | 0 | 0 | 0 | na | 0 | 0 | 0 | 0 | 0 | 0 | 0 | na | 0 | 0 | 0 | 0 | 0 | 0 | 0 | na | 0 | 0 | 0 | 0 | 0 | 0 | 0 | na | 0 | 0 | 0 | 0 | 0 | 0 | 0 | na | 0 | 0 | 0 | 0 | 0 | 0 | 0 | na | 0 | 0 | 0 | 0 | 0 | 0 | 0 | na | 0 | 0 | 0 | 0 | 0 | 0 | 0 | na | 0 | 0 | 0 | 0 | 0
Cable Jinker | 0 | 0 | na | 0 | 0 | 0 | 0 | 0 | 0 | 0 | na | 0 | 0 | 0 | 0 | 0 | 0 | 0 | na | 0 | 0 | 0 | 0 | 0 | 0 | 0 | na | 0 | 0 | 0 | 0 | 0 | 0 | 0 | na | 0 | 0 | 0 | 0 | 0 | 0 | 0 | na | 0 | 0 | 0 | 0 | 0 | 0 | 0 | na | 0 | 0 | 0 | 0 | 0 | 0 | 0 | na | 0 | 0 | 0 | 0 | 0 | 0 | 0 | na | 0 | 0 | 0 | 0 | 0 | 0 | 0 | na | 0 | 0 | 0 | 0 | 0 | 0 | 0 | na | 0 | 0 | 0 | 0 | 0 | 0 | 0 | na | 0 | 0 | 0 | 0 | 0 | 0 | 0 | na | 0 | 0 | 0 | 0 | 0 | 0 | 0 | na | 0 | 0 | 0 | 0 | 0 | 0 | 0 | na | 0 | 0 | 0 | 0 | 0 | 0 | 0 | na | 0 | 0 | 0 | 0 | 0 | 0 | 0 | na | 0 | 0 | 0 | 0 | 0 | 0 | 0 | na | 0 | 0 | 0 | 0 | 0 | 0 | 0 | na | 0 | 0 | 0 | 0 | 0 | 0 | 0 | na | 0 | 0 | 0 | 0 | 0 | 6 | 111.6 | na | 118.2399 | 121.7594 | 125.8738 | 130.2097 | 134.6363 | 6 | 111.6 | na | 118.2399 | 121.7594 | 125.8738 | 130.2097 | 134.6363 | 8 | 148.8 | na | 157.6532 | 162.3458 | 167.8317 | 173.6129 | 179.5151 | 0 | 0 | na | 0 | 0 | 0 | 0 | 0 | 0 | 0 | na | 0 | 0 | 0 | 0 | 0 | 0 | 0 | na | 0 | 0 | 0 | 0 | 0 | 0 | 0 | na | 0 | 0 | 0 | 0 | 0 | 0 | 0 | na | 0 | 0 | 0 | 0 | 0 | 0 | 0 | na | 0 | 0 | 0 | 0 | 0 | 0 | 0 | na | 0 | 0 | 0 | 0 | 0 | 0 | 0 | na | 0 | 0 | 0 | 0 | 0 | 0 | 0 | na | 0 | 0 | 0 | 0 | 0 | 0 | 0 | na | 0 | 0 | 0 | 0 | 0
C
Material | 0 | 0 | na | 0 | 0 | 0 | 0 | 0 | 0 | 0 | na | 0 | 0 | 0 | 0 | 0 | 0 | 0 | na | 0 | 0 | 0 | 0 | 0 | 0 | 0 | na | 0 | 0 | 0 | 0 | 0 | 0 | 0 | na | 0 | 0 | 0 | 0 | 0 | 0 | 0 | na | 0 | 0 | 0 | 0 | 0 | 0 | 0 | na | 0 | 0 | 0 | 0 | 0 | 0 | 0 | na | 0 | 0 | 0 | 0 | 0 | 0 | 0 | na | 0 | 0 | 0 | 0 | 0 | 0 | 0 | na | 0 | 0 | 0 | 0 | 0 | 0 | 0 | na | 0 | 0 | 0 | 0 | 0 | 0 | 0 | na | 0 | 0 | 0 | 0 | 0 | 0 | 0 | na | 0 | 0 | 0 | 0 | 0 | 0 | 0 | na | 0 | 0 | 0 | 0 | 0 | 0 | 0 | na | 0 | 0 | 0 | 0 | 0 | 0 | 0 | na | 0 | 0 | 0 | 0 | 0 | 0 | 0 | na | 0 | 0 | 0 | 0 | 0 | 0 | 0 | na | 0 | 0 | 0 | 0 | 0 | 166 | 235.72 | na | 247.4118 | 253.4734 | 259.6835 | 266.0457 | 272.5638 | 672.88 | 955.4896 | na | 1002.8821 | 1027.4527 | 1052.6253 | 1078.4146 | 1104.8358 | 650.57 | 923.8094 | na | 969.6306 | 993.3865 | 1017.7245 | 1042.6587 | 1068.2039 | 1301.14 | 1847.6188 | na | 1939.2612 | 1986.7731 | 2035.449 | 2085.3175 | 2136.4078 | 1951.71 | 2771.4282 | na | 2908.8917 | 2980.1596 | 3053.1735 | 3127.9762 | 3204.6117 | 258.57 | 367.1694 | na | 385.3811 | 394.8229 | 404.4961 | 414.4062 | 424.5592 | 463.21 | 657.7582 | na | 690.3832 | 707.2976 | 724.6263 | 742.3797 | 760.568 | 276.26 | 392.2892 | na | 411.7468 | 421.8346 | 432.1696 | 442.7577 | 453.6053 | 308.26 | 437.7292 | na | 459.4407 | 470.697 | 482.2291 | 494.0437 | 506.1477 | 401.43 | 570.0306 | na | 598.3043 | 612.9627 | 627.9803 | 643.3658 | 659.1283 | 475.2 | 674.784 | na | 708.2535 | 725.6057 | 743.383 | 761.5959 | 780.255 | 2583.17 | 3668.1014 | na | 3850.0401 | 3944.3661 | 4041.0031 | 4140.0077 | 4241.4379 | 1562 | 2218.04 | na | 2328.0553 | 2385.0927 | 2443.5275 | 2503.3939 | 2564.727 | 2072 | 2942.24 | na | 3088.1758 | 3163.8361 | 3241.3501 | 3320.7632 | 3402.1219 | 83.88 | 119.1096 | na | 125.0175 | 128.0804 | 131.2184 | 134.4332 | 137.7268
Total |  | 1029.2933 | na | 1183.5625 | 1218.7916 | 1259.9759 | 1303.3776 | 1347.6879 |  | 1225.0833 | na | 1415.114 | 1457.2354 | 1506.4769 | 1558.3697 | 1611.3488 |  | 1406.0553 | na | 1606.8534 | 1654.6819 | 1710.5954 | 1769.5194 | 1829.6769 |  | 1797.6353 | na | 2069.9564 | 2131.5693 | 2203.5974 | 2279.5035 | 2356.9987 |  | 2189.2153 | na | 2533.0594 | 2608.4568 | 2696.5993 | 2789.4876 | 2884.3205 |  | 2580.7953 | na | 2996.1624 | 3085.3442 | 3189.6013 | 3299.4717 | 3411.6423 |  | 2776.5853 | na | 3227.7139 | 3323.7879 | 3436.1023 | 3554.4638 | 3675.3032 |  | 1993.4253 | na | 2301.5079 | 2370.0131 | 2450.0984 | 2534.4956 | 2620.6596 |  | 1993.4253 | na | 2301.5079 | 2370.0131 | 2450.0984 | 2534.4956 | 2620.6596 |  | 1258.2207 | na | 1450.2231 | 1493.3895 | 1543.8527 | 1597.033 | 1651.3265 |  | 2041.3807 | na | 2376.4291 | 2447.1643 | 2529.8566 | 2617.0012 | 2705.9701 |  | 1574.6588 | na | 1809.6009 | 1863.4643 | 1926.4327 | 1992.7915 | 2060.5395 |  | 2804.2188 | na | 3208.7667 | 3304.2766 | 3415.9317 | 3533.5984 | 3653.7284 |  | 670.8508 | na | 755.5686 | 778.0584 | 804.3498 | 832.0568 | 860.3438 |  | 1378.8688 | na | 1578.0494 | 1625.0205 | 1679.9318 | 1737.7994 | 1796.8786 |  | 1966.2387 | na | 2272.7039 | 2340.3517 | 2419.4347 | 2502.7756 | 2587.8613 |  | 3722.5608 | na | 4205.8603 | 4331.049 | 4477.3999 | 4631.6304 | 4789.0897 |  | 2812.7908 | na | 3169.6238 | 3263.9686 | 3374.2616 | 3490.493 | 3609.1576 |  | 4264.8888 | na | 4938.5385 | 5084.233 | 5253.6797 | 5432.0674 | 5614.2122 |  | 5001.7499 | na | 5668.078 | 5831.5096 | 6019.0165 | 6215.8804 | 6416.9574 |  | 10375.2587 | na | 11944.496 | 12294.9222 | 12701.1513 | 13128.5382 | 13564.9611 |  | 15346.6981 | na | 17612.4927 | 18126.5233 | 18720.5789 | 19345.191 | 19983.0567 |  | 20159.5474 | na | 23088.3513 | 23760.2671 | 24535.4634 | 25350.2549 | 26182.3703 |  | 1419.0354 | na | 1572.168 | 1616.9349 | 1667.9046 | 1721.3347 | 1775.9186 |  | 1598.0242 | na | 1758.9301 | 1807.6502 | 1862.1611 | 1919.0985 | 1977.2911 |  | 1589.7822 | na | 1813.1064 | 1864.9061 | 1924.004 | 1985.9805 | 2049.2923 |  | 1951.6602 | na | 2220.178 | 2283.8432 | 2356.6434 | 2433.025 | 2511.0476 |  | 765.8206 | na | 829.8558 | 851.4064 | 874.4813 | 898.3579 | 922.7892 |  | 870.574 | na | 939.805 | 964.0494 | 989.884 | 1016.5879 | 1043.9159 |  | 3961.7864 | na | 4197.3674 | 4302.0317 | 4410.7546 | 4522.4958 | 4636.9292 |  | 2413.83 | na | 2559.6068 | 2623.5364 | 2690.0284 | 2758.3859 | 2828.3879 |  | 3138.03 | na | 3319.7273 | 3402.2799 | 3487.8511 | 3575.7553 | 3665.7828 |  | 314.8996 | na | 356.569 | 366.5241 | 377.7193 | 389.4253 | 401.3877
Contingency | NO | 0 | 0 | [5 empty] | NO | 0 | 0 | 0 | 0 | 0 | 0 | 0 | NO | 0 | 0 | 0 | 0 | 0 | 0 | 0 | NO | 0 | 0 | 0 | 0 | 0 | 0 | 0 | NO | 0 | 0 | 0 | 0 | 0 | 0 | 0 | NO | 0 | 0 | 0 | 0 | 0 | 0 | 0 | NO | 0 | 0 | 0 | 0 | 0 | 0 | 0 | NO | 0 | 0 | 0 | 0 | 0 | 0 | 0 | NO | 0 | 0 | 0 | 0 | 0 | 0 | 0 | NO | 0 | 0 | 0 | 0 | 0 | 0 | 0 | NO | 0 | 0 | 0 | 0 | 0 | 0 | 0 | NO | 0 | 0 | 0 | 0 | 0 | 0 | 0 | NO | 0 | 0 | 0 | 0 | 0 | 0 | 0 | NO | 0 | 0 | 0 | 0 | 0 | 0 | 0 | NO | 0 | 0 | 0 | 0 | 0 | 0 | 0 | NO | 0 | 0 | 0 | 0 | 0 | 0 | 0 | NO | 0 | 0 | 0 | 0 | 0 | 0 | 0 | NO | 0 | 0 | 0 | 0 | 0 | 0 | 0 | NO | 0 | 0 | 0 | 0 | 0 | 0 | 0 | NO | 0 | 0 | 0 | 0 | 0 | 0 | 0 | NO | 0 | 0 | 0 | 0 | 0 | 0 | 0 | NO | 0 | 0 | 0 | 0 | 0 | 0 | 0 | NO | 0 | 0 | 0 | 0 | 0 | 0 | 0 | NO | 0 | 0 | 0 | 0 | 0 | 0 | 0 | NO | 0 | 0 | 0 | 0 | 0 | 0 | 0 | NO | 0 | 0 | 0 | 0 | 0 | 0 | 0 | NO | 0 | 0 | 0 | 0 | 0 | 0 | 0 | NO | 0 | 0 | 0 | 0 | 0 | 0 | 0 | NO | 0 | 0 | 0 | 0 | 0 | 0 | 0 | NO | 0 | 0 | 0 | 0 | 0 | 0 | 0 | NO | 0 | 0 | 0 | 0 | 0 | 0 | 0 | NO | 0 | 0 | 0 | 0 | 0 | 0 | 0 | NO | 0 | 0 | 0 | 0 | 0 | 0 | 0
Margin | NO | 0 | 0 | [5 empty] | NO | 0 | 0 | 0 | 0 | 0 | 0 | 0 | NO | 0 | 0 | 0 | 0 | 0 | 0 | 0 | NO | 0 | 0 | 0 | 0 | 0 | 0 | 0 | NO | 0 | 0 | 0 | 0 | 0 | 0 | 0 | NO | 0 | 0 | 0 | 0 | 0 | 0 | 0 | NO | 0 | 0 | 0 | 0 | 0 | 0 | 0 | NO | 0 | 0 | 0 | 0 | 0 | 0 | 0 | NO | 0 | 0 | 0 | 0 | 0 | 0 | 0 | NO | 0 | 0 | 0 | 0 | 0 | 0 | 0 | NO | 0 | 0 | 0 | 0 | 0 | 0 | 0 | NO | 0 | 0 | 0 | 0 | 0 | 0 | 0 | NO | 0 | 0 | 0 | 0 | 0 | 0 | 0 | NO | 0 | 0 | 0 | 0 | 0 | 0 | 0 | NO | 0 | 0 | 0 | 0 | 0 | 0 | 0 | NO | 0 | 0 | 0 | 0 | 0 | 0 | 0 | NO | 0 | 0 | 0 | 0 | 0 | 0 | 0 | NO | 0 | 0 | 0 | 0 | 0 | 0 | 0 | NO | 0 | 0 | 0 | 0 | 0 | 0 | 0 | NO | 0 | 0 | 0 | 0 | 0 | 0 | 0 | NO | 0 | 0 | 0 | 0 | 0 | 0 | 0 | NO | 0 | 0 | 0 | 0 | 0 | 0 | 0 | NO | 0 | 0 | 0 | 0 | 0 | 0 | 0 | NO | 0 | 0 | 0 | 0 | 0 | 0 | 0 | NO | 0 | 0 | 0 | 0 | 0 | 0 | 0 | NO | 0 | 0 | 0 | 0 | 0 | 0 | 0 | NO | 0 | 0 | 0 | 0 | 0 | 0 | 0 | NO | 0 | 0 | 0 | 0 | 0 | 0 | 0 | NO | 0 | 0 | 0 | 0 | 0 | 0 | 0 | NO | 0 | 0 | 0 | 0 | 0 | 0 | 0 | NO | 0 | 0 | 0 | 0 | 0 | 0 | 0 | NO | 0 | 0 | 0 | 0 | 0 | 0 | 0 | NO | 0 | 0 | 0 | 0 | 0 | 0 | 0
Total |  | 1029.2933 | na | 1183.5625 | 1218.7916 | 1259.9759 | 1303.3776 | 1347.6879 |  | 1225.0833 | na | 1415.114 | 1457.2354 | 1506.4769 | 1558.3697 | 1611.3488 |  | 1406.0553 | na | 1606.8534 | 1654.6819 | 1710.5954 | 1769.5194 | 1829.6769 |  | 1797.6353 | na | 2069.9564 | 2131.5693 | 2203.5974 | 2279.5035 | 2356.9987 |  | 2189.2153 | na | 2533.0594 | 2608.4568 | 2696.5993 | 2789.4876 | 2884.3205 |  | 2580.7953 | na | 2996.1624 | 3085.3442 | 3189.6013 | 3299.4717 | 3411.6423 |  | 2776.5853 | na | 3227.7139 | 3323.7879 | 3436.1023 | 3554.4638 | 3675.3032 |  | 1993.4253 | na | 2301.5079 | 2370.0131 | 2450.0984 | 2534.4956 | 2620.6596 |  | 1993.4253 | na | 2301.5079 | 2370.0131 | 2450.0984 | 2534.4956 | 2620.6596 |  | 1258.2207 | na | 1450.2231 | 1493.3895 | 1543.8527 | 1597.033 | 1651.3265 |  | 2041.3807 | na | 2376.4291 | 2447.1643 | 2529.8566 | 2617.0012 | 2705.9701 |  | 1574.6588 | na | 1809.6009 | 1863.4643 | 1926.4327 | 1992.7915 | 2060.5395 |  | 2804.2188 | na | 3208.7667 | 3304.2766 | 3415.9317 | 3533.5984 | 3653.7284 |  | 670.8508 | na | 755.5686 | 778.0584 | 804.3498 | 832.0568 | 860.3438 |  | 1378.8688 | na | 1578.0494 | 1625.0205 | 1679.9318 | 1737.7994 | 1796.8786 |  | 1966.2387 | na | 2272.7039 | 2340.3517 | 2419.4347 | 2502.7756 | 2587.8613 |  | 3722.5608 | na | 4205.8603 | 4331.049 | 4477.3999 | 4631.6304 | 4789.0897 |  | 2812.7908 | na | 3169.6238 | 3263.9686 | 3374.2616 | 3490.493 | 3609.1576 |  | 4264.8888 | na | 4938.5385 | 5084.233 | 5253.6797 | 5432.0674 | 5614.2122 |  | 5001.7499 | na | 5668.078 | 5831.5096 | 6019.0165 | 6215.8804 | 6416.9574 |  | 10375.2587 | na | 11944.496 | 12294.9222 | 12701.1513 | 13128.5382 | 13564.9611 |  | 15346.6981 | na | 17612.4927 | 18126.5233 | 18720.5789 | 19345.191 | 19983.0567 |  | 20159.5474 | na | 23088.3513 | 23760.2671 | 24535.4634 | 25350.2549 | 26182.3703 |  | 1419.0354 | na | 1572.168 | 1616.9349 | 1667.9046 | 1721.3347 | 1775.9186 |  | 1598.0242 | na | 1758.9301 | 1807.6502 | 1862.1611 | 1919.0985 | 1977.2911 |  | 1589.7822 | na | 1813.1064 | 1864.9061 | 1924.004 | 1985.9805 | 2049.2923 |  | 1951.6602 | na | 2220.178 | 2283.8432 | 2356.6434 | 2433.025 | 2511.0476 |  | 765.8206 | na | 829.8558 | 851.4064 | 874.4813 | 898.3579 | 922.7892 |  | 870.574 | na | 939.805 | 964.0494 | 989.884 | 1016.5879 | 1043.9159 |  | 3961.7864 | na | 4197.3674 | 4302.0317 | 4410.7546 | 4522.4958 | 4636.9292 |  | 2413.83 | na | 2559.6068 | 2623.5364 | 2690.0284 | 2758.3859 | 2828.3879 |  | 3138.03 | na | 3319.7273 | 3402.2799 | 3487.8511 | 3575.7553 | 3665.7828 |  | 314.8996 | na | 356.569 | 366.5241 | 377.7193 | 389.4253 | 401.3877
[5 empty] | 2.977% | 3.379% | 3.445% | 3.4% |  |  |  |  | 2.977% | 3.379% | 3.445% | 3.4% |  |  |  |  | 2.977% | 3.379% | 3.445% | 3.4% |  |  |  |  | 2.977% | 3.379% | 3.445% | 3.4% |  |  |  |  | 2.977% | 3.379% | 3.445% | 3.4% |  |  |  |  | 2.977% | 3.379% | 3.445% | 3.4% |  |  |  |  | 2.977% | 3.379% | 3.445% | 3.4% |  |  |  |  | 2.977% | 3.379% | 3.445% | 3.4% |  |  |  |  | 2.977% | 3.379% | 3.445% | 3.4% |  |  |  |  | 2.977% | 3.379% | 3.445% | 3.4% |  |  |  |  | 2.977% | 3.379% | 3.445% | 3.4% |  |  |  |  | 2.977% | 3.379% | 3.445% | 3.4% |  |  |  |  | 2.977% | 3.379% | 3.445% | 3.4% |  |  |  |  | 2.977% | 3.379% | 3.445% | 3.4% |  |  |  |  | 2.977% | 3.379% | 3.445% | 3.4% |  |  |  |  | 2.977% | 3.379% | 3.445% | 3.4% |  |  |  |  | 2.977% | 3.379% | 3.445% | 3.4% |  |  |  |  | 2.977% | 3.379% | 3.445% | 3.4% |  | 3: 2.95%; 4: 3.333%; 5: 3.395%; 6: 3.353% |  |  |  |  | 2.883% | 3.215% | 3.271% | 3.235% |  |  |  |  | 2.934% | 3.304% | 3.365% | 3.324% |  |  |  |  | 2.919% | 3.277% | 3.337% | 3.297% |  |  |  |  | 2.91% | 3.263% | 3.321% | 3.282% |  |  |  |  | 2.847% | 3.152% | 3.203% | 3.171% |  |  |  |  | 2.77% | 3.016% | 3.058% | 3.032% |  |  |  |  | 2.857% | 3.169% | 3.221% | 3.188% |  |  |  |  | 2.868% | 3.188% | 3.241% | 3.207% |  |  |  |  | 2.597% | 2.71% | 2.73% | 2.72% |  |  |  |  | 2.58% | 2.68% | 2.698% | 2.688% |  |  |  |  | 2.494% | 2.527% | 2.533% | 2.53% |  |  |  |  | 2.498% | 2.534% | 2.541% | 2.538% |  |  |  |  | 2.487% | 2.515% | 2.52% | 2.518% |  |  |  |  | 2.792% | 3.054% | 3.099% | 3.072%
Note on EQ24: Vedanti, Kedar: D204-0018
Note on EY24: Vedanti, Kedar: D201-0013 & D108-0007
Note on FG24: Vedanti, Kedar: D102-003, D103-0063 & D202-0020
Note on FO24: Vedanti, Kedar: D102-003, D103-0063 & D202-0020 x 2 spans
Note on FW24: Vedanti, Kedar: D102-003, D103-0063 & D202-0020 x 3 spans
Note on GE24: Vedanti, Kedar: D202-0002 Ref. WO 248895
Note on GM24: Vedanti, Kedar: D202-0012 Ref. WO 297951
Note on GU24: Vedanti, Kedar: D202-0003 Ref. WO 306262
Note on HC24: Vedanti, Kedar: D202-0004 Ref. WO 287273
Note on HK24: Vedanti, Kedar: 1151952
Note on HS24: Vedanti, Kedar: 1166703
Note on IA24: Vedanti, Kedar: 1155593
Note on II24: Vedanti, Kedar: 1189545
Note on IQ24: Vedanti, Kedar: 1151964
Note on IY24: Vedanti, Kedar: 1112090
Note on FG52: Vedanti, Kedar: D102-003, D103-0063 & D202-0020
Note on FO52: Vedanti, Kedar: D102-003, D103-0063 & D202-0020 x 2 spans
Note on FW52: Vedanti, Kedar: D102-003, D103-0063 & D202-0020 x 3 spans
Note on GE52: Vedanti, Kedar: D202-0002 Ref. WO 248895
Note on GM52: Vedanti, Kedar: D202-0012 Ref. WO 297951
Note on GU52: Vedanti, Kedar: D202-0003 Ref. WO 306262
Note on HC52: Vedanti, Kedar: D202-0004 Ref. WO 287273
Note on HK52: Vedanti, Kedar: 1151952
Note on HS52: Vedanti, Kedar: 1166703
Note on IA52: Vedanti, Kedar: 1155593
Note on II52: Vedanti, Kedar: 1189545
Note on IQ52: Vedanti, Kedar: 1151964
Note on IY52: Vedanti, Kedar: 1151964

## Price cost comparison
Fee based ancillary services - comparison of prices and costs in 2017-18
Code | Service |  | 17/18 price (excl GST) | 17/18 cost (excl GST) | Difference % | 2.45%
[7 empty] | Based on AER revisions to labour rates in draft decision |  |  |  |  | AER DD Sep 2018
Alternative Control Services |  |  | 2017/18 price charged to customers in schedule of charges | Cost reflective 2017/18 price, based on Jan 2018 reg proposal labour rates |  | 2018/19 pricing in schedule of charges | RRP 2019/20 price | RRP 2020/21 price | RRP 2021/22 price | RRP 2022/23 price | RRP 2023/24 price | AER 2019-20 max price | AER draft decision approved 19-20 price
Premise Re-energisation – Existing Network Connection |  |  | 17/18 price (excl GST) | 17/18 cost (excl GST) | % diff. | 18/19 | 19/20 | 20/21 | 21/22 | 22/23 | 23/24
501 | Re-energise premises – Business Hours | per visit | 69.52 | 82.9647 | 19.34% | 71.74 | 78.3742 | 80.707 | 83.4342 | 86.3082 | 89.2424 | 78.3742 | 77.2644
502 | Re-energise premises – After Hours | per visit | 88.13 | 103.5771 | 17.53% | 90.94 | 97.8461 | 100.7585 | 104.1632 | 107.7513 | 111.4144 | 97.8461 | 97.5523
Premise De-energisation – Existing Network Connection
503 | De-energise premises – Business Hours | per visit | 69.52 | 82.9647 | 19.34% | 71.74 | 78.3742 | 80.707 | 83.4342 | 86.3082 | 89.2424 | 78.3742 | 77.2644
505 | De-energise premises for debt non-payment | per test | 139.06 | 165.9295 | 19.32% | 143.5 | 156.7484 | 161.4141 | 166.8684 | 172.6165 | 178.4848 | 156.7484 | 154.5452
Meter Investigations
504 | Meter Test (Whole Current) – Business Hours | per test | 278.12 | 331.8589 | 19.32% | 287 | 313.4969 | 322.8282 | 333.7369 | 345.233 | 356.9697 | 313.4969 | 309.0903
510 | Meter Test (CT/VT) – Business Hours | per test | 322.09 | 455.4261 | 41.4% | 332.38 | 470.4837 | 482.1567 | 494.2351 | 506.6377 | 519.3406 | 468.5391 | 368.5067
Special meters Services
506 | Special Meter Read | per read | 32.16 | 41.5761 | 29.28% | 33.18 | 33.9087 | 34.8711 | 35.9962 | 37.1819 | 38.3924 | 33.9622 | 33.9622
Power of Choice services
515 | Move, remove, inspect or reconfigure meter | Per movement, inspection or re-configure | na | 165.9295 | na | na | 156.7484 | 161.4141 | 166.8684 | 172.6165 | 178.4848 | 156.7484 | 156.7484
516 | Establish supply | Per establishment | na | 124.4471 | na | na | 117.5613 | 121.0606 | 125.1513 | 129.4624 | 133.8636 | 117.5613 | 117.5613
517 | Faults investigation (meter malfunction) | per investigation | na | 124.4471 | na | na | 117.5613 | 121.0606 | 125.1513 | 129.4624 | 133.8636 | 117.5613 | 117.5613
518 | Faults investigation (meter bypassed) | per investigation | na | 165.9295 | na | na | 156.7484 | 161.4141 | 166.8684 | 172.6165 | 178.4848 | 156.7484 | 156.7484
519 | Faults investigation (customer's side of network boundary) | per investigation | na | 82.9647 | na | na | 78.3742 | 80.707 | 83.4342 | 86.3082 | 89.2424 | 78.3742 | 78.3742
Temporary Network Connections
520 | Temporary Builders’ Supply – Overhead (Business Hours) | per installation | 624.93 | 535.1656 | -14.36% | 644.88 | 509.4955 | 524.4541 | 541.8024 | 560.0558 | 578.6949 | 509.3231 | 509.3231
522 | Temporary Builders’ Supply – Underground (Business Hours) | per installation | 1364.26 | 1032.954 | -24.28% | 1407.81 | 979.7408 | 1008.6964 | 1042.4077 | 1077.9052 | 1114.1494 | 979.5684 | 979.5684
New Network Connections
523 | New Underground Service Connection – Greenfield | per installation | 0 | 690.4566 | na | 0 | 0 | 0 | 0 | 0 | 0 | 734.6753 | 734.6753
526 | New Overhead Service Connection – Brownfield (Business Hours) | per installation | 820.78 | 701.095 | -14.58% | 846.98 | 745.302 | 763.5619 | 782.2691 | 801.4347 | 821.0699 | 745.302 | 745.302
527 | New Underground Service Connection – Brownfield from Front | per installation | 1364.26 | 1281.8482 | -6.041% | 1407.81 | 1214.8634 | 1250.8175 | 1292.7104 | 1336.8299 | 1381.8767 | 1214.691 | 1214.691
528 | New Underground Service Connection – Brownfield from Rear | per installation | 1364.26 | 1281.8482 | -6.041% | 1407.81 | 1214.8634 | 1250.8175 | 1292.7104 | 1336.8299 | 1381.8767 | 1214.691 | 1214.691
Network Connection Alterations and Additions
541 | Overhead Service Relocation – Single Visit (Business Hours) | per installation | 783.39 | 663.7179 | -15.28% | 808.4 | 626.9937 | 645.6564 | 667.4738 | 690.4659 | 713.9393 | 626.9937 | 626.9937
542 | Overhead Service Relocation – Two Visits (Business Hours) | per installation | 1566.77 | 1327.4358 | -15.28% | 1616.79 | 1253.9874 | 1291.3127 | 1334.9476 | 1380.9318 | 1427.8787 | 1253.9874 | 1253.9874
543 | Overhead Service Upgrade – Service Cable Replacement Not Required | per installation | 783.39 | 663.7179 | -15.28% | 808.4 | 626.9937 | 645.6564 | 667.4738 | 690.4659 | 713.9393 | 626.9937 | 626.9937
544 | Overhead Service Upgrade – Service Cable Replacement Required | per installation | 820.78 | 701.095 | -14.58% | 846.98 | 666.2439 | 685.8682 | 708.6708 | 732.6723 | 757.1797 | 666.0715 | 666.0715
545 | Underground Service Upgrade – Service Cable Replacement Not Required | per installation | 1326.88 | 497.7884 | -62.48% | 1369.24 | 470.2453 | 484.2423 | 500.6053 | 517.8494 | 535.4545 | 470.2453 | 470.2453
546 | Underground Service Upgrade – Service Cable Replacement Required | per installation | 1364.26 | 1281.8482 | -6.041% | 1407.81 | 1214.8634 | 1250.8175 | 1292.7104 | 1336.8299 | 1381.8767 | 1214.691 | 1214.691
547 | Underground Service Relocation – Single Visit (Business Hours) | per installation | 1364.26 | 1281.8482 | -6.041% | 1407.81 | 1214.8634 | 1250.8175 | 1292.7104 | 1336.8299 | 1381.8767 | 1214.691 | 1214.691
548 | Install surface mounted point of entry (POE) box | per installation | 630.93 | 597.9432 | -5.228% | 651.08 | 575.4191 | 591.9928 | 610.9958 | 630.9444 | 651.3203 | 574.9571 | 574.9571
549 | Overhead Service Temporary Disconnect Reconnect same day (Business Hours) | per installation | na | 995.5768 | na | na | 940.4906 | 968.4845 | 1001.2107 | 1035.6989 | 1070.909 | 940.4906 | 940.4906
Temporary De-energisation
560 | Temporary de-energisation – LV (Business Hours) | per occurrence | 417.17 | 663.7179 | 59.1% | 430.49 | 626.9937 | 645.6564 | 667.4738 | 690.4659 | 713.9393 | 626.9937 | 504.6995
561 | Temporary de-energisation – HV (Business Hours) | per occurrence | 417.17 | 663.7179 | 59.1% | 430.49 | 626.9937 | 645.6564 | 667.4738 | 690.4659 | 713.9393 | 626.9937 | 504.6995
Supply Abolishment / Removal
562 | Supply Abolishment / Removal – Overhead (Business Hours) | per site visit | 587.55 | 497.7884 | -15.28% | 606.31 | 470.2453 | 484.2423 | 500.6053 | 517.8494 | 535.4545 | 470.2453 | 470.2453
563 | Supply Abolishment / Removal - Underground (Business Hours) | per site visit | 1061.51 | 1244.471 | 17.24% | 1095.4 | 1175.6132 | 1210.6057 | 1251.5134 | 1294.6236 | 1338.6362 | 1175.6132 | 1174.2336
Miscellaneous Customer Initiated Services
564 | Install & Remove Tiger Tails – Establishment (Business Hours) | per installation | 1379.74 | 1218.7768 | -11.67% | 1423.78 | 1174.8757 | 1208.6121 | 1247.2214 | 1287.7368 | 1329.1219 | 1173.8462 | 1173.8462
565 | Install & Remove Tiger Tails - Per Span (Business Hours) | per installation | 694.57 | 1822.2435 | 162.4% | 716.75 | 1808.5836 | 1857.8458 | 1912.3613 | 1969.1727 | 2027.2529 | 1804.7706 | 1004.0029
566 | Install & Remove Warning Flags – Installation (Business Hours) | per installation | 1175.08 | 1218.7768 | 3.719% | 1212.59 | 1174.8757 | 1208.6121 | 1247.2214 | 1287.7368 | 1329.1219 | 1173.8462 | 1173.8462
567 | Install & Remove Tiger Tails - Per Span (Business Hours) | per installation | 595.34 | 1590.7768 | 167.2% | 614.35 | 1565.5175 | 1608.8247 | 1657.2391 | 1707.8 | 1759.4766 | 1562.7722 | 869.6071
Operational & Maintenance Fees - Export Only Embedded Generation Installations up to 5MW
568 | Embedded Generation OPEX Fees - Connection Assets | per annum | 2% | 2% | na | 2% | 2% | 2% | 2% | 2% | 2%
569 | Embedded Generation OPEX Fees - Shared Network Asset | per annum | 2% | 2% | na | 2% | 2% | 2% | 2% | 2% | 2%
Connection Enquiry Processing - Embedded Generation Installations*
570 | Embedded Generation Connection Enquiry – Class 1 (Commercial) | per installation | 0 | 444.6498 | na | 0 | 431.0479 | 443.8782 | 458.8773 | 474.684 | 490.8216 | 431.0479 | 431.0479
596 | Embedded Generation Connection Enquiry – Class 2 | per installation | 571.2 | 555.8123 | -2.694% | 585.1944 | 538.8099 | 554.8478 | 573.5967 | 593.355 | 613.527 | 538.8099 | 538.8099
597 | Embedded Generation Connection Enquiry – Class 3 | per installation | 571.2 | 666.9747 | 16.77% | 585.1944 | 646.5719 | 665.8173 | 688.316 | 712.026 | 736.2324 | 646.5719 | 631.1941
598 | Embedded Generation Connection Enquiry – Class 4 | per installation | 571.2 | 778.1372 | 36.23% | 585.1944 | 754.3339 | 776.7869 | 803.0353 | 830.697 | 858.9378 | 754.3339 | 658.7099
599 | Embedded Generation Connection Enquiry – Class 5 | per installation | 571.2 | 889.2996 | 55.69% | 585.1944 | 862.0958 | 887.7564 | 917.7547 | 949.368 | 981.6433 | 862.0958 | 686.2258
600 | Embedded Generation Connection Enquiry – Class 6 | per installation | 1142.41 | 1000.462 | -12.43% | 1170.399 | 969.8578 | 998.726 | 1032.474 | 1068.0391 | 1104.3487 | 969.8578 | 969.8578
Network Design & Investigation / Analysis Services - Embedded Generation Installations†
574 | Embedded Generation Network Technical Study - Class 1 (Commercial) | per installation | 0 | 1778.5992 | na | 0 | 1724.1917 | 1775.5128 | 1835.5093 | 1898.7361 | 1963.2865 | 1724.1917 | 1724.1917
575 | Embedded Generation Network Technical Study - Class 2 | per installation | 3808.04 | 3557.1984 | -6.587% | 3929.61 | 3448.3834 | 3551.0256 | 3671.0186 | 3797.4722 | 3926.573 | 3448.3834 | 3448.3834
576 | Embedded Generation Network Technical Study - Class 3 | per installation | 5712.05 | 7114.3968 | 24.55% | 5894.4 | 6896.7668 | 7102.0512 | 7342.0372 | 7594.9444 | 7853.146 | 6896.7668 | 6422.0453
577 | Embedded Generation Network Technical Study - Class 4 | per installation | 7616.08 | 10671.5952 | 40.12% | 7859.22 | 10345.1502 | 10653.0768 | 11013.0558 | 11392.4166 | 11779.719 | 10345.1502 | 8856.24
578 | Embedded Generation Network Technical Study - Class 5 | per installation | 11424.12 | 14228.7936 | 24.55% | 11788.83 | 13793.5336 | 14204.1025 | 14684.0744 | 15189.8888 | 15706.292 | 13793.5336 | 12844.1068
579 | Embeddded Generation - Network Technical Study - Class 6 | per installation | 14280.14 | 17785.992 | 24.55% | 14736.03 | 17241.917 | 17755.1281 | 18355.093 | 18987.361 | 19632.865 | 17241.917 | 16055.1254
Contract Administration, Commissioning and Testing - Embedded Generation Installations up to 5MW
601 | Embedded Generation - Connection Contract Establishment - Class 1 (Commercial) to Class 6 | per establishment | na | 3557.1984 | na | na | 3448.3834 | 3551.0256 | 3671.0186 | 3797.4722 | 3926.573 | 3448.3834 | 3448.3834
Provision of Data for Network Technical Study - Embedded Generation Installations over 5MW
602 | Embedded Generator Network Technical Study - Embedded Generation over 5MW | per provision | na | 17785.992 | na | na | 17241.917 | 17755.1281 | 18355.093 | 18987.361 | 19632.865 | 17241.917 | 17241.917
Rescheduled Site Visits
590 | Rescheduled Site Visit – One Person | per site visit | 139.06 | 165.9295 | 19.32% | 143.5 | 156.7484 | 161.4141 | 166.8684 | 172.6165 | 178.4848 | 156.7484 | 154.5452
591 | Rescheduled Site Visit – Service Team | per site visit | 587.55 | 690.4566 | 17.51% | 606.31 | 674.3768 | 694.4499 | 717.9161 | 742.6457 | 767.8931 | 675.2525 | 650.3482
Trenching charges
592 | Trenching - first 2 meters | per visit | 533.33 | 533.2 | -0.02438% | 550.36 | 559.92 | 573.638 | 587.6922 | 602.0906 | 616.8418 | 557.4606 | 557.4606
593 | Trenching - subsequent meters | per meter | 124.03 | 124 | -0.02419% | 127.99 | 130.2139 | 133.4042 | 136.6726 | 140.0211 | 143.4516 | 129.642 | 129.642
Boring charges
594 | Under footpath | per occurrence | 967.44 | 967.2 | -0.02481% | 998.33 | 1015.6688 | 1040.5527 | 1066.0462 | 1092.1644 | 1118.9224 | 1011.2076 | 1011.2076
595 | Under driveway | per occurrence | 1153.49 | 1153.2 | -0.02514% | 1190.32 | 1210.9897 | 1240.659 | 1271.0551 | 1302.196 | 1334.0998 | 1205.6706 | 1205.6706
Cable Testing
603 | Spiking/Cable Testing (Business Hours) - Evoenergy network cables only | per test | na | 873.4533 | na | na | 918.9323 | 946.2846 | 978.2605 | 1011.9581 | 1046.3612 | 923.472 | 923.472
604 | Spiking/Cable Testing (After Hours) - Evoenergy network cables only | per test | na | 1029.2933 | na | na | 1183.5625 | 1218.7916 | 1259.9759 | 1303.3776 | 1347.6879 | 1188.1023 | 1188.1023
Testing of Substation HV/LV Earthing or Soil Resistivity
605 | Substation HV/LV Earthing/Soil Resistivity Testing (Business Hours) | per test | na | 1030.2832 | na | na | 1084.3262 | 1116.6015 | 1154.3327 | 1194.0953 | 1234.6904 | 1088.8659 | 1088.8659
606 | Substation HV/LV Earthing/Soil Resistivity Testing (After Hours) | per test | na | 1225.0833 | na | na | 1415.114 | 1457.2354 | 1506.4769 | 1558.3697 | 1611.3488 | 1419.6538 | 1419.6538
Termination of Consumer Mains - up to 50mm² Al or Cu - Note 1
607 | 1x 4 Core Or 4x 1 Core (1 Set) Consumer Mains (Business Hours) | per temination | na | 1211.2553 | na | na | 1276.0656 | 1314.0481 | 1358.4512 | 1405.245 | 1453.0184 | 1281.4279 | 1281.4279
608 | 1x 4 Core Or 4x 1 Core(1 Set) Consumer Mains (After Hours) | per temination | na | 1406.0553 | na | na | 1606.8534 | 1654.6819 | 1710.5954 | 1769.5194 | 1829.6769 | 1612.2157 | 1612.2157
Termination of Consumer Mains - Above 50mm² Cu or Al - Note 1
609 | 1x 4 Core Or 4x 1 Core (1 Set) Consumer Mains (Business Hours) | per temination | na | 1524.9153 | na | na | 1606.8534 | 1654.6819 | 1710.5954 | 1769.5194 | 1829.6769 | 1612.2157 | 1612.2157
610 | 1x 4 Core Or 4x 1 Core(1 Set) Consumer Mains (After Hours) | per temination | na | 1797.6353 | na | na | 2069.9564 | 2131.5693 | 2203.5974 | 2279.5035 | 2356.9987 | 2075.3187 | 2075.3187
611 | 2 x 4 Core Or 8 x 1 Core (2 Set) Consumer Mains (Business Hours) | per temination | na | 1838.5753 | na | na | 1937.6413 | 1995.3158 | 2062.7397 | 2133.7938 | 2206.3353 | 1943.0036 | 1943.0036
612 | 2 x 4 Core Or 8 x 1 Core (2 Set) Consumer Mains (After Hours) | per temination | na | 2189.2153 | na | na | 2533.0594 | 2608.4568 | 2696.5993 | 2789.4876 | 2884.3205 | 2538.4217 | 2538.4217
613 | 3 x 4 Core Or 12 x 1 Core (3 Set) Consumer Mains (Business Hours) | per temination | na | 2152.2353 | na | na | 2268.4292 | 2335.9497 | 2414.8839 | 2498.0681 | 2582.9937 | 2273.7914 | 2273.7914
614 | 3 x 4 Core Or 12 x 1 Core (3 Set) Consumer Mains (After Hours) | per temination | na | 2580.7953 | na | na | 2996.1624 | 3085.3442 | 3189.6013 | 3299.4717 | 3411.6423 | 3001.5247 | 3001.5247
615 | 4 x 4 Core Or 16 x 1 Core (4 Set) Consumer Mains (Business Hours) | per temination | na | 2309.0653 | na | na | 2433.8231 | 2506.2666 | 2590.9561 | 2680.2053 | 2771.3229 | 2439.1854 | 2439.1854
616 | 4 x 4 Core Or 16 x 1 Core (4 Set) Consumer Mains (After Hours) | per temination | na | 2776.5853 | na | na | 3227.7139 | 3323.7879 | 3436.1023 | 3554.4638 | 3675.3032 | 3233.0762 | 3233.0762
LV Underground Network Disconnection (permanent disconnection of existing network)
617 | Including Capping/Abandoning - Underground ( Business Hours) | per disconnection or per visit | na | 1681.7453 | na | na | 1772.2474 | 1824.9989 | 1886.6676 | 1951.6566 | 2018.0061 | 1777.6096 | 1777.6096
618 | Including Capping/Abandoning - Underground (After Hours) | per disconnection or per visit | na | 1993.4253 | na | na | 2301.5079 | 2370.0131 | 2450.0984 | 2534.4956 | 2620.6596 | 2306.8702 | 2306.8702
Consumer Mains Disconnection at Evoenergy Network Asset such as Point of Entry/Substation
619 | Temporary or Permanent Consumer Mains as a Separate Request (Business Hours) | per disconnection or per visit | na | 1681.7453 | na | na | 1772.2474 | 1824.9989 | 1886.6676 | 1951.6566 | 2018.0061 | 1777.6096 | 1777.6096
620 | Temporary or Permanent Consumer Mains as a Separate Request (After Hours) | per disconnection or per visit | na | 1993.4253 | na | na | 2301.5079 | 2370.0131 | 2450.0984 | 2534.4956 | 2620.6596 | 2306.8702 | 2306.8702
Substation Supervised Access
621 | 1- 4 (Business Hours) | per visit per substation | na | 1063.4208 | na | na | 1119.4353 | 1152.7556 | 1191.7085 | 1232.7586 | 1274.6681 | 1124.1256 | 1124.1256
622 | 1- 4 (After Hours) | per visit per substation | na | 1258.2207 | na | na | 1450.2231 | 1493.3895 | 1543.8527 | 1597.033 | 1651.3265 | 1454.9135 | 1454.9135
623 | 4- 8 (Business Hours) | per visit per substation | na | 1690.7407 | na | na | 1781.011 | 1834.0233 | 1895.997 | 1961.3074 | 2027.985 | 1785.7013 | 1785.7013
624 | 4- 8 (After Hours) | per visit per substation | na | 2041.3807 | na | na | 2376.4291 | 2447.1643 | 2529.8566 | 2617.0012 | 2705.9701 | 2381.1195 | 2381.1195
Temporary De-energisation/Isolation of Overhead LV Network
625 | Business Hours Work | Per isolation or de-energisation and re-energisation on a same day | na | 1340.8988 | na | na | 1412.6555 | 1454.7036 | 1503.8596 | 1555.6623 | 1608.5494 | 1417.8942 | 1417.8942
626 | After Hours Work | Per isolation or de-energisation and re-energisation on a same day | na | na | na | na | 1809.6009 | 1863.4643 | 1926.4327 | 1992.7915 | 2060.5395 | 1814.8396 | 1814.8396
Temporary De-energisation/Isolation of Overhead HV Network2
627 | Business Hours Work | Per isolation or de-energisation and re-energisation on a same day | na | 2414.6188 | na | na | 2547.1909 | 2623.0089 | 2711.6432 | 2805.0497 | 2900.4116 | 2554.4585 | 2554.4585
628 | After Hours Work | Per isolation or de-energisation and re-energisation on a same day | na | 2804.2188 | na | na | 3208.7667 | 3304.2766 | 3415.9317 | 3533.5984 | 3653.7284 | 3216.0343 | 3216.0343
Temporary De-energisation/Isolation of Underground/Overhead SLCC supply3
629 | Business Hours Work | Per isolation or de-energisation and re-energisation on a same day | na | 592.9307 | na | na | 623.2535 | 641.8048 | 663.4921 | 686.3471 | 709.6805 | 627.9439 | 627.9439
630 | After Hours Work | Per isolation or de-energisation and re-energisation on a same day | na | 670.8508 | na | na | 755.5686 | 778.0584 | 804.3498 | 832.0568 | 860.3438 | 760.259 | 760.259
Temporary De-energisation/Isolation of Underground HV Or LV Network3
631 | Business Hours Work | Per isolation or de-energisation and re-energisation on a same day | na | 1184.0688 | na | na | 1247.2616 | 1284.3867 | 1327.7875 | 1373.5251 | 1420.2201 | 1252.5003 | 1252.5003
632 | After Hours Work | Per isolation or de-energisation and re-energisation on a same day | na | 1378.8688 | na | na | 1578.0494 | 1625.0205 | 1679.9318 | 1737.7994 | 1796.8786 | 1583.2881 | 1583.2881
Temporary De-energisation/Isolation of Underground HV Network - If HV Cable Insulation Test Required ( Isolation for more than 7 days)4
633 | Business Hours Work | Per isolation or de-energisation and re-energisation on a same day | na | 1654.5588 | na | na | 1743.4433 | 1795.3375 | 1856.0039 | 1919.9366 | 1985.2078 | 1748.682 | 1748.682
634 | After Hours Work | Per isolation or de-energisation and re-energisation on a same day | na | 1966.2387 | na | na | 2272.7039 | 2340.3517 | 2419.4347 | 2502.7756 | 2587.8613 | 2277.9426 | 2277.9426
Temporary Pole Support Work - Using Lifter/Borer5
635 | Business Hours Work | Per pole support per day as well as per visit | na | 3414.6487 | na | na | 3605.9533 | 3713.2856 | 3838.7615 | 3970.9933 | 4105.9932 | 3617.0533 | 3617.0533
636 | After Hours Work | Per pole support per day as well as per visit | na | 3722.5608 | na | na | 4205.8603 | 4331.049 | 4477.3999 | 4631.6304 | 4789.0897 | 4216.4119 | 4216.4119
Temporary Pole Support Work - Using Concrete Blocks5
637 | Business Hours Work | per Pole per Installation as well as per visit | na | 2621.7587 | na | na | 2768.1895 | 2850.5855 | 2946.9099 | 3048.4205 | 3152.0561 | 2777.8241 | 2777.8241
638 | After Hours Work | per Pole per Installation as well as per visit | na | 2812.7908 | na | na | 3169.6238 | 3263.9686 | 3374.2616 | 3490.493 | 3609.1576 | 3178.7101 | 3178.7101
Pole Stay Replacement
639 | With Standard Stay -Business Hours | per pole stay | na | 3742.5952 | na | na | 4009.8595 | 4127.9115 | 4265.043 | 4409.3757 | 4556.7526 | 4021.8723 | 4021.8723
640 | With Standard Stay -After Hours | per pole stay | na | 4264.8888 | na | na | 4938.5385 | 5084.233 | 5253.6797 | 5432.0674 | 5614.2122 | 4951.4134 | 4951.4134
641 | With Side Walk Stay -Business Hours | per pole stay | na | 4454.2899 | na | na | 4726.2334 | 4861.6307 | 5016.3644 | 5178.6905 | 5344.5067 | 4737.7519 | 4737.7519
642 | With Side Walk Stay -After Hours | per pole stay | na | 5001.7499 | na | na | 5668.078 | 5831.5096 | 6019.0165 | 6215.8804 | 6416.9574 | 5680.0892 | 5680.0892
LVABC Replacement
643 | 1 Span- Business Hours | Charge per installation | na | 8816.8587 | na | na | 9298.1931 | 9569.8513 | 9883.9973 | 10214.3433 | 10551.6937 | 9309.9231 | 9309.9231
644 | 1 Span - After Hours | Charge per installation | na | 10375.2587 | na | na | 11944.496 | 12294.9222 | 12701.1513 | 13128.5382 | 13564.9611 | 11956.226 | 11956.226
645 | 2 Span- Business Hours | Charge per installation | na | 13125.9781 | na | na | 13841.5112 | 14243.2973 | 14706.1344 | 15192.4632 | 15689.1507 | 13857.4566 | 13857.4566
646 | 2 Span - After Hours | Charge per installation | na | 15346.6981 | na | na | 17612.4927 | 18126.5233 | 18720.5789 | 19345.191 | 19983.0567 | 17628.4382 | 17628.4382
647 | 3 Span- Business Hours | Charge per installation | na | 17315.4675 | na | na | 18258.8486 | 18787.0128 | 19394.1573 | 20031.8491 | 20683.1572 | 18279.1786 | 18279.1786
648 | 3 Span - After Hours | Charge per installation | na | 20159.5474 | na | na | 23088.3513 | 23760.2671 | 24535.4634 | 25350.2549 | 26182.3703 | 23108.6813 | 23108.6813
649 | Cut & Shackle for LVABC Replacement - Per Cross arm One Direction - Business Hours | Charge per installation | na | 1181.5074 | na | na | 1245.869 | 1280.9236 | 1320.539 | 1362.0036 | 1404.3716 | 1247.8081 | 1247.8081
650 | Cut & Shackle for LVABC Replacement - Per Cross arm One Direction - After Hours | Charge per installation | na | 1419.0354 | na | na | 1572.168 | 1616.9349 | 1667.9046 | 1721.3347 | 1775.9186 | 1574.6554 | 1574.6554
651 | Installation of LV Fuse Switch Disconnector for LVABC Replacement Work- Business Hours | Charge per installation | na | 1360.4962 | na | na | 1432.6312 | 1471.6388 | 1514.7955 | 1559.7674 | 1605.744 | 1434.3608 | 1434.3608
652 | Installation of LV Fuse Switch Disconnector for LVABC Replacement Work- After Hours | Charge per installation | na | 1598.0242 | na | na | 1758.9301 | 1807.6502 | 1862.1611 | 1919.0985 | 1977.2911 | 1761.2081 | 1761.2081
653 | Installation of LV termination cross- arm for LVABC Replacement Work - Business Hours | Charge per installation | na | 1375.5022 | na | na | 1449.2397 | 1490.2088 | 1536.6453 | 1585.2787 | 1634.968 | 1450.1901 | 1450.1901
654 | Installation of LV termination cross- arm for LVABC Replacement Work - After Hours | Charge per installation | na | 1589.7822 | na | na | 1813.1064 | 1864.9061 | 1924.004 | 1985.9805 | 2049.2923 | 1814.0567 | 1814.0567
655 | Installation of LV double strain cross -arm for LVABC Replacement Work - Business Hours | Charge per installation | na | 1577.7722 | na | na | 1662.3275 | 1709.3881 | 1762.7769 | 1818.7018 | 1875.8396 | 1663.3244 | 1663.3244
656 | Installation of LV double strain cross -arm for LVABC Replacement Work - After Hours | Charge per installation | na | 1951.6602 | na | na | 2220.178 | 2283.8432 | 2356.6434 | 2433.025 | 2511.0476 | 2221.7232 | 2221.7232
657 | 1 Way 630A Weber Fuse Switch Disconnector Installation for consumer mains termination work - Business Hours | Charge per installation | na | 726.8606 | na | na | 763.6982 | 783.2796 | 804.0524 | 825.503 | 847.4575 | 764.2823 | 764.2823
658 | 1 Way 630A Weber Fuse Switch Disconnector Installation for consumer mains termination work - After Hours | Charge per installation | na | 765.8206 | na | na | 829.8558 | 851.4064 | 874.4813 | 898.3579 | 922.7892 | 830.4399 | 830.4399
659 | 1 Way 1000A Weber Fuse Switch Disconnector Installation for consumer mains termination work - Business Hours | Charge per installation | na | 831.614 | na | na | 873.6474 | 895.9226 | 919.4551 | 943.7331 | 968.5842 | 874.3389 | 874.3389
660 | 1 Way 1000A Weber Fuse Switch Disconnector Installation for consumer mains termination work - After Hours | Charge per installation | na | 870.574 | na | na | 939.805 | 964.0494 | 989.884 | 1016.5879 | 1043.9159 | 940.4964 | 940.4964
661 | 1 Way 1250A Jean Muller Installation for consumer mains termination work - Business Hours | Charge per installation | na | 3903.3464 | na | na | 4098.131 | 4199.8415 | 4305.1113 | 4413.2135 | 4523.9317 | 4101.8899 | 4101.8899
662 | 1 Way 1250A Jean Muller Installation for consumer mains termination work - After Hours | Charge per installation | na | 3961.7864 | na | na | 4197.3674 | 4302.0317 | 4410.7546 | 4522.4958 | 4636.9292 | 4201.1263 | 4201.1263
663 | 1 Way Weber POE Kit Installation for consumer mains termination work- Business Hours | Charge per installation | na | 2374.87 | na | na | 2493.4493 | 2555.4096 | 2619.5996 | 2685.5311 | 2753.0563 | 2495.7222 | 2495.7222
664 | 1 Way Weber POE Kit Installation for consumer mains termination work- After Hours | Charge per installation | na | 2413.83 | na | na | 2559.6068 | 2623.5364 | 2690.0284 | 2758.3859 | 2828.3879 | 2561.8798 | 2561.8798
665 | 3 Way Weber POE Kit Installation for consumer mains termination work - Business Hours | Charge per installation | na | 3099.07 | na | na | 3253.5698 | 3334.1531 | 3417.4223 | 3502.9004 | 3590.4511 | 3256.5848 | 3256.5848
666 | 3 Way Weber POE Kit Installation for consumer mains termination work - After Hours | Charge per installation | na | 3138.03 | na | na | 3319.7273 | 3402.2799 | 3487.8511 | 3575.7553 | 3665.7828 | 3322.7424 | 3322.7424
667 | Holec Fuse Kit Installation for Termination of Consumer Mains - Business Hours | Charge per installation | na | 275.9396 | na | na | 290.4114 | 298.3973 | 307.2905 | 316.5704 | 326.056 | 290.5335 | 290.5335
668 | Holec Fuse Kit Installation for Termination of Consumer Mains - After Hours | Charge per installation | na | 314.8996 | na | na | 356.569 | 366.5241 | 377.7193 | 389.4253 | 401.3877 | 356.691 | 356.691
Standard Control Services - Connection Services
Residential Estate Subdivision Services (per block)
580 | Subdivision Electricity Distribution Network Reticulation - Multi Unit Blocks | per block | 0 | na | na | 0 | 0 | 0 | 0 | 0 | 0 | 0 | 0
581 | Subdivision Electricity Distribution Network Reticulation - Category 1 Blocks <= 650 M2 | per block | 1700.39 | na | na | 1733.52 | 1775.9912 | 1819.503 | 1864.0808 | 1909.7508 | 1956.5397 | 1769.0858 | 1769.0858
582 | Subdivision Electricity Distribution Network Reticulation - Category 1 Blocks 650 - 1100m2 with average linear frontage of 22-25 metres | per block | 2227.78 | na | na | 2271.19 | 2326.8342 | 2383.8416 | 2442.2457 | 2502.0807 | 2563.3817 | 2317.7823 | 2317.7823
Upstream augmentation (per kVA of capacity)
585 | HV feeder | $/kva | 36.83 | na | na | 37.55 | 38.47 | 39.4125 | 40.3781 | 41.3674 | 42.3809 | 38.3179 | 38.3179
586 | Distribution substation | $/kva | 21.33 | na | na | 21.74 | 22.2726 | 22.8183 | 23.3774 | 23.9501 | 24.5369 | 22.1917 | 22.1917
Notes
1 | Includes termination of temporary supply consumer mains. Crimp Lugs to be supplied by Customer/Applicant. Charges includes disconnection of existing temporary consumer mains if present.
2 | Includes establishment of temporary earthing to overhead network and includes plant as required
3 | Excludes the type of work done by supply and installation officer. Excludes streetlight controller isolation work by C & I Officer
4 | Includes insulation testing of isolated HV cable prior re-energisation
5 | Includes plant operator as required * Temporary network isolation charges to apply separately

## Proposed x factors
As per AER Draft Decision
|  |  |  | No longer subject to a transition path | [8 empty] | Assumed CPI | 2.45%
Code | Service
Alternative Control Services |  |  | Proposed prices (all cost-reflective), CPI assumption of 2.45 per cent, pa |  |  |  |  | Nominal price change (%) |  |  |  | Proposed X-factors
Premise Re-energisation – Existing Network Connection |  |  | 2019-20 | 2020-21 | 2021-22 | 2022-23 | 2023-24 | 2020-21 | 2021-22 | 2022-23 | 2023-24 | 2020-21 | 2021-22 | 2022-23 | 2023-24 | Contract Payments | Plant Costs | Material Costs
501 | Re-energise premises – Business Hours | per visit | 78.3742 | 80.707 | 83.4342 | 86.3082 | 89.2424 | 2.977% | 3.379% | 3.445% | 3.4% | -0.5265% | -0.9291% | -0.9946% | -0.9497% | 0 | 0 | 0
502 | Re-energise premises – After Hours | per visit | 97.8461 | 100.7585 | 104.1632 | 107.7513 | 111.4144 | 2.977% | 3.379% | 3.445% | 3.4% | -0.5265% | -0.9291% | -0.9946% | -0.9497% | 0 | 0 | 0
Premise De-energisation – Existing Network Connection | [15 empty] | Contract Payments | Plant Costs | Material Costs
503 | De-energise premises – Business Hours | per visit | 78.3742 | 80.707 | 83.4342 | 86.3082 | 89.2424 | 2.977% | 3.379% | 3.445% | 3.4% | -0.5265% | -0.9291% | -0.9946% | -0.9497% | 0 | 0 | 0
505 | De-energise premises for debt non-payment | per test | 156.7484 | 161.4141 | 166.8684 | 172.6165 | 178.4848 | 2.977% | 3.379% | 3.445% | 3.4% | -0.5265% | -0.9291% | -0.9946% | -0.9497% | 0 | 0 | 0
Meter Investigations | [15 empty] | Contract Payments | Plant Costs | Material Costs
504 | Meter Test (Whole Current) – Business Hours | per test | 313.4969 | 322.8282 | 333.7369 | 345.233 | 356.9697 | 2.977% | 3.379% | 3.445% | 3.4% | -0.5265% | -0.9291% | -0.9946% | -0.9497% | 0 | 0 | 0
510 | Meter Test (CT/VT) – Business Hours | per test | 470.4837 | 482.1567 | 494.2351 | 506.6377 | 519.3406 | 2.481% | 2.505% | 2.509% | 2.507% | -0.03106% | -0.05508% | -0.05947% | -0.05729% | 357.0382 | 0 | 0
Special meters Services | [15 empty] | Contract Payments | Plant Costs | Material Costs
506 | Special Meter Read | per read | 33.9087 | 34.8711 | 35.9962 | 37.1819 | 38.3924 | 2.838% | 3.226% | 3.294% | 3.256% | -0.3883% | -0.7765% | -0.8439% | -0.8056% | 6.5632 | 0 | 0
Power of Choice services | [15 empty] | Contract Payments | Plant Costs | Material Costs
515 | Move, remove, inspect or reconfigure meter | Per movement, inspection or re-configure | 156.7484 | 161.4141 | 166.8684 | 172.6165 | 178.4848 | 2.977% | 3.379% | 3.445% | 3.4% | -0.5265% | -0.9291% | -0.9946% | -0.9497% | 0 | 0 | 0
516 | Establish supply | Per establishment | 117.5613 | 121.0606 | 125.1513 | 129.4624 | 133.8636 | 2.977% | 3.379% | 3.445% | 3.4% | -0.5265% | -0.9291% | -0.9946% | -0.9497% | 0 | 0 | 0
517 | Faults investigation (meter malfunction) | per investigation | 117.5613 | 121.0606 | 125.1513 | 129.4624 | 133.8636 | 2.977% | 3.379% | 3.445% | 3.4% | -0.5265% | -0.9291% | -0.9946% | -0.9497% | 0 | 0 | 0
518 | Faults investigation (meter bypassed) | per investigation | 156.7484 | 161.4141 | 166.8684 | 172.6165 | 178.4848 | 2.977% | 3.379% | 3.445% | 3.4% | -0.5265% | -0.9291% | -0.9946% | -0.9497% | 0 | 0 | 0
519 | Faults investigation (customer's side of network boundary) | per investigation | 78.3742 | 80.707 | 83.4342 | 86.3082 | 89.2424 | 2.977% | 3.379% | 3.445% | 3.4% | -0.5265% | -0.9291% | -0.9946% | -0.9497% | 0 | 0 | 0
Temporary Network Connections | [15 empty] | Contract Payments | Plant Costs | Material Costs
520 | Temporary Builders’ Supply – Overhead (Business Hours) | per installation | 509.4955 | 524.4541 | 541.8024 | 560.0558 | 578.6949 | 2.936% | 3.308% | 3.369% | 3.328% | -0.486% | -0.8579% | -0.919% | -0.8781% | 0 | 0 | 31.6534
522 | Temporary Builders’ Supply – Underground (Business Hours) | per installation | 979.7408 | 1008.6964 | 1042.4077 | 1077.9052 | 1114.1494 | 2.955% | 3.342% | 3.405% | 3.362% | -0.5054% | -0.8921% | -0.9553% | -0.9125% | 0 | 0 | 31.6534
New Network Connections | [15 empty] | Contract Payments | Plant Costs | Material Costs
523 | New Underground Service Connection – Greenfield | per installation | 0 | 0 | 0 | 0 | 0 | 0% | 0% | 0% | 0% | 0% | 0% | 0% | 0% | 0 | 0 | 0
526 | New Overhead Service Connection – Brownfield (Business Hours) | per installation | 745.302 | 763.5619 | 782.2691 | 801.4347 | 821.0699 | 2.45% | 2.45% | 2.45% | 2.45% | 3.469e-15% | 3.469e-15% | 3.469e-15% | 3.469e-15% | 0 | 0 | 31.6534
527 | New Underground Service Connection – Brownfield from Front | per installation | 1214.8634 | 1250.8175 | 1292.7104 | 1336.8299 | 1381.8767 | 2.96% | 3.349% | 3.413% | 3.37% | -0.5095% | -0.8992% | -0.9629% | -0.9197% | 0 | 0 | 31.6534
528 | New Underground Service Connection – Brownfield from Rear | per installation | 1214.8634 | 1250.8175 | 1292.7104 | 1336.8299 | 1381.8767 | 2.96% | 3.349% | 3.413% | 3.37% | -0.5095% | -0.8992% | -0.9629% | -0.9197% | 0 | 0 | 31.6534
Network Connection Alterations and Additions | [15 empty] | Contract Payments | Plant Costs | Material Costs
541 | Overhead Service Relocation – Single Visit (Business Hours) | per installation | 626.9937 | 645.6564 | 667.4738 | 690.4659 | 713.9393 | 2.977% | 3.379% | 3.445% | 3.4% | -0.5265% | -0.9291% | -0.9946% | -0.9497% | 0 | 0 | 0
542 | Overhead Service Relocation – Two Visits (Business Hours) | per installation | 1253.9874 | 1291.3127 | 1334.9476 | 1380.9318 | 1427.8787 | 2.977% | 3.379% | 3.445% | 3.4% | -0.5265% | -0.9291% | -0.9946% | -0.9497% | 0 | 0 | 0
543 | Overhead Service Upgrade – Service Cable Replacement Not Required | per installation | 626.9937 | 645.6564 | 667.4738 | 690.4659 | 713.9393 | 2.977% | 3.379% | 3.445% | 3.4% | -0.5265% | -0.9291% | -0.9946% | -0.9497% | 0 | 0 | 0
544 | Overhead Service Upgrade – Service Cable Replacement Required | per installation | 666.2439 | 685.8682 | 708.6708 | 732.6723 | 757.1797 | 2.946% | 3.325% | 3.387% | 3.345% | -0.4955% | -0.8746% | -0.9368% | -0.8949% | 0 | 0 | 31.6534
545 | Underground Service Upgrade – Service Cable Replacement Not Required | per installation | 470.2453 | 484.2423 | 500.6053 | 517.8494 | 535.4545 | 2.977% | 3.379% | 3.445% | 3.4% | -0.5265% | -0.9291% | -0.9946% | -0.9497% | 0 | 0 | 0
546 | Underground Service Upgrade – Service Cable Replacement Required | per installation | 1214.8634 | 1250.8175 | 1292.7104 | 1336.8299 | 1381.8767 | 2.96% | 3.349% | 3.413% | 3.37% | -0.5095% | -0.8992% | -0.9629% | -0.9197% | 0 | 0 | 31.6534
547 | Underground Service Relocation – Single Visit (Business Hours) | per installation | 1214.8634 | 1250.8175 | 1292.7104 | 1336.8299 | 1381.8767 | 2.96% | 3.349% | 3.413% | 3.37% | -0.5095% | -0.8992% | -0.9629% | -0.9197% | 0 | 0 | 31.6534
548 | Install surface mounted point of entry (POE) box | per installation | 575.4191 | 591.9928 | 610.9958 | 630.9444 | 651.3203 | 2.88% | 3.21% | 3.265% | 3.229% | -0.4303% | -0.76% | -0.8149% | -0.7794% | 0 | 0 | 84.8176
549 | Overhead Service Temporary Disconnect Reconnect same day (Business Hours) | per installation | 940.4906 | 968.4845 | 1001.2107 | 1035.6989 | 1070.909 | 2.977% | 3.379% | 3.445% | 3.4% | -0.5265% | -0.9291% | -0.9946% | -0.9497% | 0 | 0 | 0
Temporary De-energisation | [15 empty] | Contract Payments | Plant Costs | Material Costs
560 | Temporary de-energisation – LV (Business Hours) | per occurrence | 626.9937 | 645.6564 | 667.4738 | 690.4659 | 713.9393 | 2.977% | 3.379% | 3.445% | 3.4% | -0.5265% | -0.9291% | -0.9946% | -0.9497% | 0 | 0 | 0
561 | Temporary de-energisation – HV (Business Hours) | per occurrence | 626.9937 | 645.6564 | 667.4738 | 690.4659 | 713.9393 | 2.977% | 3.379% | 3.445% | 3.4% | -0.5265% | -0.9291% | -0.9946% | -0.9497% | 0 | 0 | 0
Supply Abolishment / Removal | [15 empty] | Contract Payments | Plant Costs | Material Costs
562 | Supply Abolishment / Removal – Overhead (Business Hours) | per site visit | 470.2453 | 484.2423 | 500.6053 | 517.8494 | 535.4545 | 2.977% | 3.379% | 3.445% | 3.4% | -0.5265% | -0.9291% | -0.9946% | -0.9497% | 0 | 0 | 0
563 | Supply Abolishment / Removal - Underground (Business Hours) | per site visit | 1175.6132 | 1210.6057 | 1251.5134 | 1294.6236 | 1338.6362 | 2.977% | 3.379% | 3.445% | 3.4% | -0.5265% | -0.9291% | -0.9946% | -0.9497% | 0 | 0 | 0
Miscellaneous Customer Initiated Services | [15 empty] | Contract Payments | Plant Costs | Material Costs
564 | Install & Remove Tiger Tails – Establishment (Business Hours) | per installation | 1174.8757 | 1208.6121 | 1247.2214 | 1287.7368 | 1329.1219 | 2.871% | 3.195% | 3.248% | 3.214% | -0.4215% | -0.7445% | -0.7985% | -0.7638% | 0 | 189.0202 | 0
565 | Install & Remove Tiger Tails - Per Span (Business Hours) | per installation | 1808.5836 | 1857.8458 | 1912.3613 | 1969.1727 | 2027.2529 | 2.724% | 2.934% | 2.971% | 2.949% | -0.2738% | -0.4843% | -0.5207% | -0.4995% | 0 | 0 | 700.075
566 | Install & Remove Warning Flags – Installation (Business Hours) | per installation | 1174.8757 | 1208.6121 | 1247.2214 | 1287.7368 | 1329.1219 | 2.871% | 3.195% | 3.248% | 3.214% | -0.4215% | -0.7445% | -0.7985% | -0.7638% | 0 | 189.0202 | 0
567 | Install & Remove Tiger Tails - Per Span (Business Hours) | per installation | 1565.5175 | 1608.8247 | 1657.2391 | 1707.8 | 1759.4766 | 2.766% | 3.009% | 3.051% | 3.026% | -0.3163% | -0.5593% | -0.6009% | -0.5759% | 0 | 0 | 504.054
Operational & Maintenance Fees - Export Only Embedded Generation Installations up to 5MW | [15 empty] | Contract Payments | Plant Costs | Material Costs
568 | Embedded Generation OPEX Fees - Connection Assets | per annum | 2% | 2% | 2% | 2% | 2% | 0% | 0% | 0% | 0% | 0% | 0% | 0% | 0% | 0 | 0 | 0
569 | Embedded Generation OPEX Fees - Shared Network Asset | per annum | 2% | 2% | 2% | 2% | 2% | 0% | 0% | 0% | 0% | 0% | 0% | 0% | 0% | 0 | 0 | 0
Connection Enquiry Processing - Embedded Generation Installations* | [15 empty] | Contract Payments | Plant Costs | Material Costs
570 | Embedded Generation Connection Enquiry – Class 1 (Commercial) | per installation | 431.0479 | 443.8782 | 458.8773 | 474.684 | 490.8216 | 2.977% | 3.379% | 3.445% | 3.4% | -0.5265% | -0.9291% | -0.9946% | -0.9497% | 0 | 0 | 0
596 | Embedded Generation Connection Enquiry – Class 2 | per installation | 538.8099 | 554.8478 | 573.5967 | 593.355 | 613.527 | 2.977% | 3.379% | 3.445% | 3.4% | -0.5265% | -0.9291% | -0.9946% | -0.9497% | 0 | 0 | 0
597 | Embedded Generation Connection Enquiry – Class 3 | per installation | 646.5719 | 665.8173 | 688.316 | 712.026 | 736.2324 | 2.977% | 3.379% | 3.445% | 3.4% | -0.5265% | -0.9291% | -0.9946% | -0.9497% | 0 | 0 | 0
598 | Embedded Generation Connection Enquiry – Class 4 | per installation | 754.3339 | 776.7869 | 803.0353 | 830.697 | 858.9378 | 2.977% | 3.379% | 3.445% | 3.4% | -0.5265% | -0.9291% | -0.9946% | -0.9497% | 0 | 0 | 0
599 | Embedded Generation Connection Enquiry – Class 5 | per installation | 862.0958 | 887.7564 | 917.7547 | 949.368 | 981.6433 | 2.977% | 3.379% | 3.445% | 3.4% | -0.5265% | -0.9291% | -0.9946% | -0.9497% | 0 | 0 | 0
600 | Embedded Generation Connection Enquiry – Class 6 | per installation | 969.8578 | 998.726 | 1032.474 | 1068.0391 | 1104.3487 | 2.977% | 3.379% | 3.445% | 3.4% | -0.5265% | -0.9291% | -0.9946% | -0.9497% | 0 | 0 | 0
Network Design & Investigation / Analysis Services - Embedded Generation Installations† | [15 empty] | Contract Payments | Plant Costs | Material Costs
574 | Embedded Generation Network Technical Study - Class 1 (Commercial) | per installation | 1724.1917 | 1775.5128 | 1835.5093 | 1898.7361 | 1963.2865 | 2.977% | 3.379% | 3.445% | 3.4% | -0.5265% | -0.9291% | -0.9946% | -0.9497% | 0 | 0 | 0
575 | Embedded Generation Network Technical Study - Class 2 | per installation | 3448.3834 | 3551.0256 | 3671.0186 | 3797.4722 | 3926.573 | 2.977% | 3.379% | 3.445% | 3.4% | -0.5265% | -0.9291% | -0.9946% | -0.9497% | 0 | 0 | 0
576 | Embedded Generation Network Technical Study - Class 3 | per installation | 6896.7668 | 7102.0512 | 7342.0372 | 7594.9444 | 7853.146 | 2.977% | 3.379% | 3.445% | 3.4% | -0.5265% | -0.9291% | -0.9946% | -0.9497% | 0 | 0 | 0
577 | Embedded Generation Network Technical Study - Class 4 | per installation | 10345.1502 | 10653.0768 | 11013.0558 | 11392.4166 | 11779.719 | 2.977% | 3.379% | 3.445% | 3.4% | -0.5265% | -0.9291% | -0.9946% | -0.9497% | 0 | 0 | 0
578 | Embedded Generation Network Technical Study - Class 5 | per installation | 13793.5336 | 14204.1025 | 14684.0744 | 15189.8888 | 15706.292 | 2.977% | 3.379% | 3.445% | 3.4% | -0.5265% | -0.9291% | -0.9946% | -0.9497% | 0 | 0 | 0
579 | Embeddded Generation - Network Technical Study - Class 6 | per installation | 17241.917 | 17755.1281 | 18355.093 | 18987.361 | 19632.865 | 2.977% | 3.379% | 3.445% | 3.4% | -0.5265% | -0.9291% | -0.9946% | -0.9497% | 0 | 0 | 0
Contract Administration, Commissioning and Testing - Embedded Generation Installations up to 5MW | [15 empty] | Contract Payments | Plant Costs | Material Costs
601 | Embedded Generation - Connection Contract Establishment - Class 1 (Commercial) to Class 6 | per establishment | 3448.3834 | 3551.0256 | 3671.0186 | 3797.4722 | 3926.573 | 2.977% | 3.379% | 3.445% | 3.4% | -0.5265% | -0.9291% | -0.9946% | -0.9497% | 0 | 0 | 0
Provision of Data for Network Technical Study - Embedded Generation Installations over 5MW | [15 empty] | Contract Payments | Plant Costs | Material Costs
602 | Embedded Generator Network Technical Study - Embedded Generation over 5MW | per provision | 17241.917 | 17755.1281 | 18355.093 | 18987.361 | 19632.865 | 2.977% | 3.379% | 3.445% | 3.4% | -0.5265% | -0.9291% | -0.9946% | -0.9497% | 0 | 0 | 0
Rescheduled Site Visits | [15 empty] | Contract Payments | Plant Costs | Material Costs
590 | Rescheduled Site Visit – One Person | per site visit | 156.7484 | 161.4141 | 166.8684 | 172.6165 | 178.4848 | 2.977% | 3.379% | 3.445% | 3.4% | -0.5265% | -0.9291% | -0.9946% | -0.9497% | 0 | 0 | 0
591 | Rescheduled Site Visit – Service Team | per site visit | 674.3768 | 694.4499 | 717.9161 | 742.6457 | 767.8931 | 2.977% | 3.379% | 3.445% | 3.4% | -0.5265% | -0.9291% | -0.9946% | -0.9497% | 0 | 0 | 0
Trenching charges | [15 empty] | 0 | 0 | 0
592 | Trenching - first 2 meters | per visit | 559.92 | 573.638 | 587.6922 | 602.0906 | 616.8418 | 2.45% | 2.45% | 2.45% | 2.45% | 3.469e-15% | 3.469e-15% | 3.469e-15% | 3.469e-15% | Contract Payments | Plant Costs | Material Costs
593 | Trenching - subsequent meters | per meter | 130.2139 | 133.4042 | 136.6726 | 140.0211 | 143.4516 | 2.45% | 2.45% | 2.45% | 2.45% | 3.469e-15% | 2.567e-14% | -1.874e-14% | 3.469e-15% | 0 | 0 | 0
Boring charges | [15 empty] | 0 | 0 | 0
594 | Under footpath | per occurrence | 1015.6688 | 1040.5527 | 1066.0462 | 1092.1644 | 1118.9224 | 2.45% | 2.45% | 2.45% | 2.45% | 2.567e-14% | -1.874e-14% | 3.469e-15% | 3.469e-15% | Contract Payments | Plant Costs | Material Costs
595 | Under driveway | per occurrence | 1210.9897 | 1240.659 | 1271.0551 | 1302.196 | 1334.0998 | 2.45% | 2.45% | 2.45% | 2.45% | 3.469e-15% | 3.469e-15% | 2.567e-14% | -1.874e-14% | 0 | 0 | 0
Cable Testing | [15 empty] | 0 | 0 | 0
603 | Spiking/Cable Testing (Business Hours) - Evoenergy network cables only | per test | 918.9323 | 946.2846 | 978.2605 | 1011.9581 | 1046.3612 | 2.977% | 3.379% | 3.445% | 3.4% | -0.5265% | -0.9291% | -0.9946% | -0.9497%
604 | Spiking/Cable Testing (After Hours) - Evoenergy network cables only | per test | 1183.5625 | 1218.7916 | 1259.9759 | 1303.3776 | 1347.6879 | 2.977% | 3.379% | 3.445% | 3.4% | -0.5265% | -0.9291% | -0.9946% | -0.9497%
Testing of Substation HV/LV Earthing or Soil Resistivity
605 | Substation HV/LV Earthing/Soil Resistivity Testing (Business Hours) | per test | 1084.3262 | 1116.6015 | 1154.3327 | 1194.0953 | 1234.6904 | 2.977% | 3.379% | 3.445% | 3.4% | -0.5265% | -0.9291% | -0.9946% | -0.9497%
606 | Substation HV/LV Earthing/Soil Resistivity Testing (After Hours) | per test | 1415.114 | 1457.2354 | 1506.4769 | 1558.3697 | 1611.3488 | 2.977% | 3.379% | 3.445% | 3.4% | -0.5265% | -0.9291% | -0.9946% | -0.9497%
Termination of Consumer Mains - up to 50mm² Al or Cu - Note 1
607 | 1x 4 Core Or 4x 1 Core (1 Set) Consumer Mains (Business Hours) | per temination | 1276.0656 | 1314.0481 | 1358.4512 | 1405.245 | 1453.0184 | 2.977% | 3.379% | 3.445% | 3.4% | -0.5265% | -0.9291% | -0.9946% | -0.9497%
608 | 1x 4 Core Or 4x 1 Core(1 Set) Consumer Mains (After Hours) | per temination | 1606.8534 | 1654.6819 | 1710.5954 | 1769.5194 | 1829.6769 | 2.977% | 3.379% | 3.445% | 3.4% | -0.5265% | -0.9291% | -0.9946% | -0.9497%
Termination of Consumer Mains - Above 50mm² Cu or Al - Note 1
609 | 1x 4 Core Or 4x 1 Core (1 Set) Consumer Mains (Business Hours) | per temination | 1606.8534 | 1654.6819 | 1710.5954 | 1769.5194 | 1829.6769 | 2.977% | 3.379% | 3.445% | 3.4% | -0.5265% | -0.9291% | -0.9946% | -0.9497%
610 | 1x 4 Core Or 4x 1 Core(1 Set) Consumer Mains (After Hours) | per temination | 2069.9564 | 2131.5693 | 2203.5974 | 2279.5035 | 2356.9987 | 2.977% | 3.379% | 3.445% | 3.4% | -0.5265% | -0.9291% | -0.9946% | -0.9497%
611 | 2 x 4 Core Or 8 x 1 Core (2 Set) Consumer Mains (Business Hours) | per temination | 1937.6413 | 1995.3158 | 2062.7397 | 2133.7938 | 2206.3353 | 2.977% | 3.379% | 3.445% | 3.4% | -0.5265% | -0.9291% | -0.9946% | -0.9497%
612 | 2 x 4 Core Or 8 x 1 Core (2 Set) Consumer Mains (After Hours) | per temination | 2533.0594 | 2608.4568 | 2696.5993 | 2789.4876 | 2884.3205 | 2.977% | 3.379% | 3.445% | 3.4% | -0.5265% | -0.9291% | -0.9946% | -0.9497%
613 | 3 x 4 Core Or 12 x 1 Core (3 Set) Consumer Mains (Business Hours) | per temination | 2268.4292 | 2335.9497 | 2414.8839 | 2498.0681 | 2582.9937 | 2.977% | 3.379% | 3.445% | 3.4% | -0.5265% | -0.9291% | -0.9946% | -0.9497%
614 | 3 x 4 Core Or 12 x 1 Core (3 Set) Consumer Mains (After Hours) | per temination | 2996.1624 | 3085.3442 | 3189.6013 | 3299.4717 | 3411.6423 | 2.977% | 3.379% | 3.445% | 3.4% | -0.5265% | -0.9291% | -0.9946% | -0.9497%
615 | 4 x 4 Core Or 16 x 1 Core (4 Set) Consumer Mains (Business Hours) | per temination | 2433.8231 | 2506.2666 | 2590.9561 | 2680.2053 | 2771.3229 | 2.977% | 3.379% | 3.445% | 3.4% | -0.5265% | -0.9291% | -0.9946% | -0.9497%
616 | 4 x 4 Core Or 16 x 1 Core (4 Set) Consumer Mains (After Hours) | per temination | 3227.7139 | 3323.7879 | 3436.1023 | 3554.4638 | 3675.3032 | 2.977% | 3.379% | 3.445% | 3.4% | -0.5265% | -0.9291% | -0.9946% | -0.9497%
LV Underground Network Disconnection (permanent disconnection of existing network)
617 | Including Capping/Abandoning - Underground ( Business Hours) | per disconnection or per visit | 1772.2474 | 1824.9989 | 1886.6676 | 1951.6566 | 2018.0061 | 2.977% | 3.379% | 3.445% | 3.4% | -0.5265% | -0.9291% | -0.9946% | -0.9497%
618 | Including Capping/Abandoning - Underground (After Hours) | per disconnection or per visit | 2301.5079 | 2370.0131 | 2450.0984 | 2534.4956 | 2620.6596 | 2.977% | 3.379% | 3.445% | 3.4% | -0.5265% | -0.9291% | -0.9946% | -0.9497%
Consumer Mains Disconnection at Evoenergy Network Asset such as Point of Entry/Substation
619 | Temporary or Permanent Consumer Mains as a Separate Request (Business Hours) | per disconnection or per visit | 1772.2474 | 1824.9989 | 1886.6676 | 1951.6566 | 2018.0061 | 2.977% | 3.379% | 3.445% | 3.4% | -0.5265% | -0.9291% | -0.9946% | -0.9497%
620 | Temporary or Permanent Consumer Mains as a Separate Request (After Hours) | per disconnection or per visit | 2301.5079 | 2370.0131 | 2450.0984 | 2534.4956 | 2620.6596 | 2.977% | 3.379% | 3.445% | 3.4% | -0.5265% | -0.9291% | -0.9946% | -0.9497%
Substation Supervised Access
621 | 1- 4 (Business Hours) | per visit per substation | 1119.4353 | 1152.7556 | 1191.7085 | 1232.7586 | 1274.6681 | 2.977% | 3.379% | 3.445% | 3.4% | -0.5265% | -0.9291% | -0.9946% | -0.9497%
622 | 1- 4 (After Hours) | per visit per substation | 1450.2231 | 1493.3895 | 1543.8527 | 1597.033 | 1651.3265 | 2.977% | 3.379% | 3.445% | 3.4% | -0.5265% | -0.9291% | -0.9946% | -0.9497%
623 | 4- 8 (Business Hours) | per visit per substation | 1781.011 | 1834.0233 | 1895.997 | 1961.3074 | 2027.985 | 2.977% | 3.379% | 3.445% | 3.4% | -0.5265% | -0.9291% | -0.9946% | -0.9497%
624 | 4- 8 (After Hours) | per visit per substation | 2376.4291 | 2447.1643 | 2529.8566 | 2617.0012 | 2705.9701 | 2.977% | 3.379% | 3.445% | 3.4% | -0.5265% | -0.9291% | -0.9946% | -0.9497%
Temporary De-energisation/Isolation of Overhead LV Network
625 | Business Hours Work | Per isolation or de-energisation and re-energisation on a same day | 1412.6555 | 1454.7036 | 1503.8596 | 1555.6623 | 1608.5494 | 2.977% | 3.379% | 3.445% | 3.4% | -0.5265% | -0.9291% | -0.9946% | -0.9497%
626 | After Hours Work | Per isolation or de-energisation and re-energisation on a same day | 1809.6009 | 1863.4643 | 1926.4327 | 1992.7915 | 2060.5395 | 2.977% | 3.379% | 3.445% | 3.4% | -0.5265% | -0.9291% | -0.9946% | -0.9497%
Temporary De-energisation/Isolation of Overhead HV Network2
627 | Business Hours Work | Per isolation or de-energisation and re-energisation on a same day | 2547.1909 | 2623.0089 | 2711.6432 | 2805.0497 | 2900.4116 | 2.977% | 3.379% | 3.445% | 3.4% | -0.5265% | -0.9291% | -0.9946% | -0.9497%
628 | After Hours Work | Per isolation or de-energisation and re-energisation on a same day | 3208.7667 | 3304.2766 | 3415.9317 | 3533.5984 | 3653.7284 | 2.977% | 3.379% | 3.445% | 3.4% | -0.5265% | -0.9291% | -0.9946% | -0.9497%
Temporary De-energisation/Isolation of Underground/Overhead SLCC supply3
629 | Business Hours Work | Per isolation or de-energisation and re-energisation on a same day | 623.2535 | 641.8048 | 663.4921 | 686.3471 | 709.6805 | 2.977% | 3.379% | 3.445% | 3.4% | -0.5265% | -0.9291% | -0.9946% | -0.9497%
630 | After Hours Work | Per isolation or de-energisation and re-energisation on a same day | 755.5686 | 778.0584 | 804.3498 | 832.0568 | 860.3438 | 2.977% | 3.379% | 3.445% | 3.4% | -0.5265% | -0.9291% | -0.9946% | -0.9497%
Temporary De-energisation/Isolation of Underground HV Or LV Network3
631 | Business Hours Work | Per isolation or de-energisation and re-energisation on a same day | 1247.2616 | 1284.3867 | 1327.7875 | 1373.5251 | 1420.2201 | 2.977% | 3.379% | 3.445% | 3.4% | -0.5265% | -0.9291% | -0.9946% | -0.9497%
632 | After Hours Work | Per isolation or de-energisation and re-energisation on a same day | 1578.0494 | 1625.0205 | 1679.9318 | 1737.7994 | 1796.8786 | 2.977% | 3.379% | 3.445% | 3.4% | -0.5265% | -0.9291% | -0.9946% | -0.9497%
Temporary De-energisation/Isolation of Underground HV Network - If HV Cable Insulation Test Required ( Isolation for more than 7 days)4
633 | Business Hours Work | Per isolation or de-energisation and re-energisation on a same day | 1743.4433 | 1795.3375 | 1856.0039 | 1919.9366 | 1985.2078 | 2.977% | 3.379% | 3.445% | 3.4% | -0.5265% | -0.9291% | -0.9946% | -0.9497%
634 | After Hours Work | Per isolation or de-energisation and re-energisation on a same day | 2272.7039 | 2340.3517 | 2419.4347 | 2502.7756 | 2587.8613 | 2.977% | 3.379% | 3.445% | 3.4% | -0.5265% | -0.9291% | -0.9946% | -0.9497%
Temporary Pole Support Work - Using Lifter/Borer5
635 | Business Hours Work | Per pole support per day as well as per visit | 3605.9533 | 3713.2856 | 3838.7615 | 3970.9933 | 4105.9932 | 2.977% | 3.379% | 3.445% | 3.4% | -0.5265% | -0.9291% | -0.9946% | -0.9497%
636 | After Hours Work | Per pole support per day as well as per visit | 4205.8603 | 4331.049 | 4477.3999 | 4631.6304 | 4789.0897 | 2.977% | 3.379% | 3.445% | 3.4% | -0.5265% | -0.9291% | -0.9946% | -0.9497%
Temporary Pole Support Work - Using Concrete Blocks5
637 | Business Hours Work | per Pole per Installation as well as per visit | 2768.1895 | 2850.5855 | 2946.9099 | 3048.4205 | 3152.0561 | 2.977% | 3.379% | 3.445% | 3.4% | -0.5265% | -0.9291% | -0.9946% | -0.9497%
638 | After Hours Work | per Pole per Installation as well as per visit | 3169.6238 | 3263.9686 | 3374.2616 | 3490.493 | 3609.1576 | 2.977% | 3.379% | 3.445% | 3.4% | -0.5265% | -0.9291% | -0.9946% | -0.9497%
Pole Stay Replacement
639 | With Standard Stay -Business Hours | per pole stay | 4009.8595 | 4127.9115 | 4265.043 | 4409.3757 | 4556.7526 | 2.944% | 3.322% | 3.384% | 3.342% | -0.494% | -0.8721% | -0.9341% | -0.8924%
640 | With Standard Stay -After Hours | per pole stay | 4938.5385 | 5084.233 | 5253.6797 | 5432.0674 | 5614.2122 | 2.95% | 3.333% | 3.395% | 3.353% | -0.5002% | -0.8828% | -0.9455% | -0.9031%
641 | With Side Walk Stay -Business Hours | per pole stay | 4726.2334 | 4861.6307 | 5016.3644 | 5178.6905 | 5344.5067 | 2.865% | 3.183% | 3.236% | 3.202% | -0.4148% | -0.7328% | -0.7859% | -0.7519%
642 | With Side Walk Stay -After Hours | per pole stay | 5668.078 | 5831.5096 | 6019.0165 | 6215.8804 | 6416.9574 | 2.883% | 3.215% | 3.271% | 3.235% | -0.4334% | -0.7654% | -0.8207% | -0.7849%
LVABC Replacement
643 | 1 Span- Business Hours | Charge per installation | 9298.1931 | 9569.8513 | 9883.9973 | 10214.3433 | 10551.6937 | 2.922% | 3.283% | 3.342% | 3.303% | -0.4716% | -0.8327% | -0.8922% | -0.8527%
644 | 1 Span - After Hours | Charge per installation | 11944.496 | 12294.9222 | 12701.1513 | 13128.5382 | 13564.9611 | 2.934% | 3.304% | 3.365% | 3.324% | -0.4838% | -0.854% | -0.9149% | -0.8742%
645 | 2 Span- Business Hours | Charge per installation | 13841.5112 | 14243.2973 | 14706.1344 | 15192.4632 | 15689.1507 | 2.903% | 3.25% | 3.307% | 3.269% | -0.4528% | -0.7995% | -0.857% | -0.8193%
646 | 2 Span - After Hours | Charge per installation | 17612.4927 | 18126.5233 | 18720.5789 | 19345.191 | 19983.0567 | 2.919% | 3.277% | 3.337% | 3.297% | -0.4686% | -0.8273% | -0.8865% | -0.8473%
647 | 3 Span- Business Hours | Charge per installation | 18258.8486 | 18787.0128 | 19394.1573 | 20031.8491 | 20683.1572 | 2.893% | 3.232% | 3.288% | 3.251% | -0.4426% | -0.7817% | -0.8381% | -0.8014%
648 | 3 Span - After Hours | Charge per installation | 23088.3513 | 23760.2671 | 24535.4634 | 25350.2549 | 26182.3703 | 2.91% | 3.263% | 3.321% | 3.282% | -0.4602% | -0.8126% | -0.8709% | -0.8325%
649 | Cut & Shackle for LVABC Replacement - Per Cross arm One Direction - Business Hours | Charge per installation | 1245.869 | 1280.9236 | 1320.539 | 1362.0036 | 1404.3716 | 2.814% | 3.093% | 3.14% | 3.111% | -0.3637% | -0.6427% | -0.69% | -0.6607%
650 | Cut & Shackle for LVABC Replacement - Per Cross arm One Direction - After Hours | Charge per installation | 1572.168 | 1616.9349 | 1667.9046 | 1721.3347 | 1775.9186 | 2.847% | 3.152% | 3.203% | 3.171% | -0.3975% | -0.7022% | -0.7534% | -0.721%
651 | Installation of LV Fuse Switch Disconnector for LVABC Replacement Work- Business Hours | Charge per installation | 1432.6312 | 1471.6388 | 1514.7955 | 1559.7674 | 1605.744 | 2.723% | 2.933% | 2.969% | 2.948% | -0.2728% | -0.4826% | -0.5188% | -0.4977%
652 | Installation of LV Fuse Switch Disconnector for LVABC Replacement Work- After Hours | Charge per installation | 1758.9301 | 1807.6502 | 1862.1611 | 1919.0985 | 1977.2911 | 2.77% | 3.016% | 3.058% | 3.032% | -0.3199% | -0.5656% | -0.6076% | -0.5823%
653 | Installation of LV termination cross- arm for LVABC Replacement Work - Business Hours | Charge per installation | 1449.2397 | 1490.2088 | 1536.6453 | 1585.2787 | 1634.968 | 2.827% | 3.116% | 3.165% | 3.134% | -0.3769% | -0.6661% | -0.7149% | -0.6844%
654 | Installation of LV termination cross- arm for LVABC Replacement Work - After Hours | Charge per installation | 1813.1064 | 1864.9061 | 1924.004 | 1985.9805 | 2049.2923 | 2.857% | 3.169% | 3.221% | 3.188% | -0.407% | -0.7189% | -0.7712% | -0.7379%
655 | Installation of LV double strain cross -arm for LVABC Replacement Work - Business Hours | Charge per installation | 1662.3275 | 1709.3881 | 1762.7769 | 1818.7018 | 1875.8396 | 2.831% | 3.123% | 3.173% | 3.142% | -0.381% | -0.6733% | -0.7225% | -0.6917%
656 | Installation of LV double strain cross -arm for LVABC Replacement Work - After Hours | Charge per installation | 2220.178 | 2283.8432 | 2356.6434 | 2433.025 | 2511.0476 | 2.868% | 3.188% | 3.241% | 3.207% | -0.4176% | -0.7376% | -0.7911% | -0.7568%
657 | 1 Way 630A Weber Fuse Switch Disconnector Installation for consumer mains termination work - Business Hours | Charge per installation | 763.6982 | 783.2796 | 804.0524 | 825.503 | 847.4575 | 2.564% | 2.652% | 2.668% | 2.66% | -0.114% | -0.202% | -0.2178% | -0.2095%
658 | 1 Way 630A Weber Fuse Switch Disconnector Installation for consumer mains termination work - After Hours | Charge per installation | 829.8558 | 851.4064 | 874.4813 | 898.3579 | 922.7892 | 2.597% | 2.71% | 2.73% | 2.72% | -0.1469% | -0.2602% | -0.2804% | -0.2696%
659 | 1 Way 1000A Weber Fuse Switch Disconnector Installation for consumer mains termination work - Business Hours | Charge per installation | 873.6474 | 895.9226 | 919.4551 | 943.7331 | 968.5842 | 2.55% | 2.627% | 2.64% | 2.633% | -0.09968% | -0.1766% | -0.1905% | -0.1833%
660 | 1 Way 1000A Weber Fuse Switch Disconnector Installation for consumer mains termination work - After Hours | Charge per installation | 939.805 | 964.0494 | 989.884 | 1016.5879 | 1043.9159 | 2.58% | 2.68% | 2.698% | 2.688% | -0.1297% | -0.2298% | -0.2477% | -0.2382%
661 | 1 Way 1250A Jean Muller Installation for consumer mains termination work - Business Hours | Charge per installation | 4098.131 | 4199.8415 | 4305.1113 | 4413.2135 | 4523.9317 | 2.482% | 2.507% | 2.511% | 2.509% | -0.03187% | -0.05652% | -0.06102% | -0.05879%
662 | 1 Way 1250A Jean Muller Installation for consumer mains termination work - After Hours | Charge per installation | 4197.3674 | 4302.0317 | 4410.7546 | 4522.4958 | 4636.9292 | 2.494% | 2.527% | 2.533% | 2.53% | -0.04357% | -0.07724% | -0.08338% | -0.08032%
663 | 1 Way Weber POE Kit Installation for consumer mains termination work- Business Hours | Charge per installation | 2493.4493 | 2555.4096 | 2619.5996 | 2685.5311 | 2753.0563 | 2.485% | 2.512% | 2.517% | 2.514% | -0.03493% | -0.06192% | -0.06685% | -0.06441%
664 | 1 Way Weber POE Kit Installation for consumer mains termination work- After Hours | Charge per installation | 2559.6068 | 2623.5364 | 2690.0284 | 2758.3859 | 2828.3879 | 2.498% | 2.534% | 2.541% | 2.538% | -0.04763% | -0.08444% | -0.09114% | -0.08779%
665 | 3 Way Weber POE Kit Installation for consumer mains termination work - Business Hours | Charge per installation | 3253.5698 | 3334.1531 | 3417.4223 | 3502.9004 | 3590.4511 | 2.477% | 2.497% | 2.501% | 2.499% | -0.02677% | -0.04746% | -0.05125% | -0.04938%
666 | 3 Way Weber POE Kit Installation for consumer mains termination work - After Hours | Charge per installation | 3319.7273 | 3402.2799 | 3487.8511 | 3575.7553 | 3665.7828 | 2.487% | 2.515% | 2.52% | 2.518% | -0.03673% | -0.06512% | -0.0703% | -0.06772%
667 | Holec Fuse Kit Installation for Termination of Consumer Mains - Business Hours | Charge per installation | 290.4114 | 298.3973 | 307.2905 | 316.5704 | 326.056 | 2.75% | 2.98% | 3.02% | 2.996% | -0.2999% | -0.5303% | -0.5699% | -0.5464%
668 | Holec Fuse Kit Installation for Termination of Consumer Mains - After Hours | Charge per installation | 356.569 | 366.5241 | 377.7193 | 389.4253 | 401.3877 | 2.792% | 3.054% | 3.099% | 3.072% | -0.3419% | -0.6044% | -0.6491% | -0.6218%
Standard Control Services - Connection Services
Residential Estate Subdivision Services (per block)
580 | Subdivision Electricity Distribution Network Reticulation - Multi Unit Blocks | per block | 0 | 0 | 0 | 0 | 0 | 0% | 0% | 0% | 0% | 0% | 0% | 0% | 0%
581 | Subdivision Electricity Distribution Network Reticulation - Category 1 Blocks <= 650 M2 | per block | 1775.9912 | 1819.503 | 1864.0808 | 1909.7508 | 1956.5397 | 2.45% | 2.45% | 2.45% | 2.45% | 3.469e-15% | 3.469e-15% | 3.469e-15% | 3.469e-15%
582 | Subdivision Electricity Distribution Network Reticulation - Category 1 Blocks 650 - 1100m2 with average linear frontage of 22-25 metres | per block | 2326.8342 | 2383.8416 | 2442.2457 | 2502.0807 | 2563.3817 | 2.45% | 2.45% | 2.45% | 2.45% | 3.469e-15% | 3.469e-15% | 3.469e-15% | 3.469e-15%
Upstream augmentation (per kVA of capacity)
585 | HV feeder | $/kva | 38.47 | 39.4125 | 40.3781 | 41.3674 | 42.3809 | 2.45% | 2.45% | 2.45% | 2.45% | 3.469e-15% | 3.469e-15% | 3.469e-15% | 3.469e-15%
586 | Distribution substation | $/kva | 22.2726 | 22.8183 | 23.3774 | 23.9501 | 24.5369 | 2.45% | 2.45% | 2.45% | 2.45% | 3.469e-15% | 3.469e-15% | 3.469e-15% | 3.469e-15%
Notes
1 | Includes termination of temporary supply consumer mains. Crimp Lugs to be supplied by Customer/Applicant. Charges includes disconnection of existing temporary consumer mains if present.
2 | Includes establishment of temporary earthing to overhead network and includes plant as required
3 | Excludes the type of work done by supply and installation officer. Excludes streetlight controller isolation work by C & I Officer
4 | Includes insulation testing of isolated HV cable prior re-energisation
5 | Includes plant operator as required * Temporary network isolation charges to apply separately

## City Works
EMPLOYEESID | LASTNAME | TITLE | 2016/17 | 2017/18 | ISACTIVE | EQUIPMENTSID | EQUIPMENTUID | DESCRIPTION | 2016/17 | 2017/18 | VIEWABLE |  |  | Gross Hours | FTE'S | Individual | Summary | Fully Burdened
36264 | ADMINISTRATIVE STAFF | Administrative Staff | 86.4609 | 84.045 | Y | 35588 | BACKHOE | Backhoe | 65 | 55 | TRUE | Customer Service Officer | 386182.9915 | 5741.82 | 4 | 67.2579 | 67.2579 | 77.3466
36265 | ASSET ENGINEER | Asset Engineer | 106.7283 | 114.8036 | Y | 35589 | CABLE JINKER | Cable Jinker | 15 | 15 | TRUE | Asset Protection Officer | 588220.4143 | 5422.83 | 4 | 108.4711 | 108.4711 | 130.1653
36262 | ASSET INSPECTOR | Asset Inspector | 77.9359 | 85.0667 | Y | 35590 | DINGO | Dingo | 15 | 15 | TRUE | Service & Installation Officer | 151961.015 | 1298.8 | 1 | 117.0011 | 117.0011 | 160.2915
61179 | ASSET PROTECTION OFFICER | Asset Protection Officer | 104.7339 | 108.4711 | Y | 35591 | FIXED BORER | Fixed Borer | 60 | 70 | TRUE | Electrical Apprentice | 818340.9897 | 9957.4667 | 7.6667 | 82.1837 | 82.1837 | 89.161
36252 | CABLE JOINTER | Cable Jointer | 87.7778 | 86.6088 | Y | 35592 | LIFTER BORER (INCL POLEJINKER) | Lifter Borer (incl PoleJinker) | 120 | 130 | TRUE | Trade Assistant | 2110724.3325 | 27931.84 | 22 | 75.567 |  | 104.3642
36246 | CONTACT CENTRE OFFICER | Contact Centre Officer | 86.5132 | 83.8777 | Y | 35593 | KNUCKLE BOOM CRANE TRUCK | Knuckle Boom Crane Truck | 40 | 40 | TRUE | Plant Operator | 987117.8908 | 11689.2 | 9 | 84.447 |  | 115.6924
61178 | CONSTRUCTION SUPERVISOR | Construction Supervisor | 128.2875 | 122.4101 | Y | 35594 | SCAT MINI-EXCAVATOR (& TRUCK) | SCAT Mini-Excavator (& Truck) | 15 | 20 | TRUE | Asset Inspector | 630412.6261 | 7410.8 | 6 | 85.0667 | 79.7798 | 118.5841
55376 | ELECTRICAL APPRENTICE | Electrical Apprentice | 65.7153 | 82.1837 | Y | 35602 | TIPPER - 8 CUBIC METRE | Tipper - 8 Cubic Metre | 50 | 30 | TRUE | Vegetation Inspector | 370411.3405 | 4813.2 | 4 | 76.9574 | 79.0561 | 107.8257
36272 | ELECTRICAL FITTER | Electrical Fitter | 90.4177 | 95.6071 | Y | 35603 | WINCH TRUCK | Winch truck | 100 | 90 | TRUE | Cable Jointer | 562437.4075 | 6494 | 5 | 86.6088 |  | 118.654
36255 | ELECTRICAL FITTER - PROTECTION | Electrical Fitter - Protection | 106.8263 | 100.4531 | Y | 35604 | GENERATOR - 300KVA | Generator - 300kVA | 100 | 0 | TRUE | Site Lead | 5671761.3394 | 52960.48 | 41 | 107.0942 |  | 147.2826
36257 | ELECTRICAL OPERATOR | Electrical Operator | 107.081 | 113.3397 | Y | 55259 | Contract Plant | Contract Plant | 0 | 0 | TRUE | Program Delivery Lead | 1940842.7003 | 13101.815 | 10 | 148.1354 |  | 202.9572
55246 | GIS OFFICER | GIS Officer | 96.4401 | 98.8642 | Y | 55319 | EWP - GENERAL DUTY | EWP - General Duty | 95 | 90 | TRUE | Construction Supervisor | 635945.1851 | 5195.2 | 4 | 122.4101 |  | 167.7019
36259 | LINEWORKER | Lineworker | 85.0235 | 86.1609 | Y | 55320 | EWP - LIVE LINE | EWP - Live Line | 120 | 150 | TRUE | Electrical Fitter | 5501538.6042 | 57543.2067 | 44.9167 | 95.6071 |  | 125.2878
36260 | LINEWORKER LIVE LINE | Lineworker Live Line | 92.4453 | 93.8301 | Y | 55321 | EWP - Portable | EWP - Portable | 40 | 60 | TRUE | Electrical Fitter - Protection | 887185.2861 | 8831.84 | 6.8 | 100.4531 |  | 138.9689
36244 | NETWORK CONTROLLER | Network Controller | 160.0141 | 169.3246 | Y | 55322 | EWP - STREETLIGHTING | EWP - Streetlighting | 40 | 30 | TRUE | Electrical Operator | 839937.7694 | 7410.8 | 6 | 113.3397 |  | 157.2493
36245 | OUTAGE COORDINATOR | Outage Coordinator | 153.9995 | 142.1786 | Y | [6 empty] | Lineworker | 1967676.7867 | 22837.2333 | 17.5833 | 86.1609 |  | 117.9403
36261 | PLANT OPERATOR | Plant Operator | 82.4002 | 84.447 | Y | [6 empty] | Lineworker Live Line | 365599.5974 | 3896.4 | 3 | 93.8301 | 103.0618 | 128.5472
36253 | PROGRAM DELIVERY LEAD | Program Delivery Lead | 147.2306 | 148.1354 | Y
36267 | PROJECT ENGINEER | Project Engineer | 101.0491 | 109.6811 | Y | [6 empty] | Administrative Staff | 1608570.7486 | 19139.4 | 14 | 84.045 | 84.045 | 112.5117
36270 | PROJECT MANAGER | Project Manager | 129.7092 | 121.9762 | Y | [6 empty] | Works Packager | 465691.1903 | 4067.1225 | 3 | 114.5014 | 114.5014 | 156.8669
61180 | SENIOR ASSET ENGINEER | Senior Asset Engineer | 150.9558 | 154.99 | Y | [6 empty] | Asset Engineer | 2142339.5536 | 18660.915 | 13 | 114.8036 | 114.8036 | 132.0241
55002 | SENIOR PROJECT ENGINEER | Senior Project Engineer | 130.591 | 138.0912 | Y | [6 empty] | Senior Asset Engineer | 3114735.4659 | 20096.37 | 14 | 154.99 | 154.99 | 180.4106
61181 | SENIOR PROJECT MANAGER | Senior Project Manager | 172.6007 | 176.5772 | Y | [6 empty] | Senior Project Engineer | 1310478.4616 | 9489.9525 | 7 | 138.0912 | 138.0912 | 165.7094
36271 | SERVICE & INSTALLATION OFFICER | Service & Installation Officer | 108.6184 | 117.0011 | Y | [6 empty] | Project Engineer | 892173.1188 | 8134.245 | 6 | 109.6811 | 109.6811 | 130.7808
55247 | SITE LEAD | Site Lead | 106.2829 | 107.0942 | Y | [6 empty] | Management Group | 2752850.8307 | 8612.73 | 6 | 319.6258 | 319.6258 | 351.5884
61183 | TECHNICAL SPECIALIST | Technical Specialist | 88.8744 | 97.5534 | Y | [6 empty] | Strategic Project Services Manager | 377559.5709 | 1355.7075 | 1 | 278.4963 | 278.4963 | 320.2708
36258 | TRADE ASSISTANT | Trade Assistant | 71.0365 | 75.567 | Y | [6 empty] | Other Office-Based Staff | 1341632.3611 | 19665.7335 | 13.8 | 68.2218 | 68.2218 | 81.5512
36263 | VEGETATION INSPECTOR | Vegetation Inspector | 69.746 | 76.9574 | Y | [6 empty] | Project Manager | 525274.2247 | 4306.365 | 3 | 121.9762 | 121.9762 | 140.2727
61182 | WORKS PACKAGER | Works Packager | 109.0235 | 114.5014 | Y | [6 empty] | Senior Project Manager | 985711.2857 | 5582.325 | 4 | 176.5772 | 176.5772 | 203.549
[12 empty] | GIS Officer | 417861.2247 | 4226.6175 | 3 | 98.8642 | 98.8642 | 125.3152
[12 empty] | Outage Coordinator | 612272.9514 | 4306.365 | 3 | 142.1786 | 142.1786 | 156.3965
[12 empty] | Contact Centre Officer | 1559214.5907 | 18589.1422 | 12.95 | 83.8777 | 83.8777 | 95.3027
[12 empty] | Network Controller | 2430578.6061 | 14354.55 | 10 | 169.3246 | 169.3246 | 186.2571
[12 empty] | Section Manager | 1970794.4813 | 11084.9025 | 8 | 177.7909 | 177.7909 | 229.093
[12 empty] | Team Leader | 820499.444 | 7177.275 | 5 | 114.3191 | 114.3191 | 139.7095
[12 empty] | Fleet Management | 127004.5691 | 1435.455 | 1 | 88.4769 | 88.4769 | 101.7484
[12 empty] | Business Improvement | 620574.0867 | 5483.4381 | 3.82 | 113.1724 | 113.1724 | 125.9554
[12 empty] | EHS&Q | 424498.6382 | 4306.365 | 3 | 98.5747 | 98.5747 | 113.3609
[12 empty] | Finance Services | 1742593.8191 | 15790.005 | 11 | 110.3606 | 110.3606 | 121.3966
[12 empty] | Graduate Engineer | 286565.9636 | 4306.365 | 3 | 66.5447 | 66.5447 | 73.1992
[12 empty] | Vacation Student | 24261.6268 | 717.7275 | 0.5 | 33.8034 | 33.8034 | 37.1837
[12 empty] | Logistics | 1685862.2678 | 18660.915 | 13 | 90.3419 | 90.3419 | 103.8932
[12 empty] | Operational Information Controller | 443606.9691 | 4306.365 | 3 | 103.0119 | 103.0119 | 113.3131
[12 empty] | Program Development | 572104.7336 | 4306.365 | 3 | 132.851 | 132.851 | 152.7786
[12 empty] | Technical Specialist | 2063833.6231 | 21155.9275 | 15 | 97.5534 | 97.5534 | 125.8248
[12 empty] | Technical Regulation & Standards | 385895.7444 | 2870.91 | 2 | 134.4158 | 134.4158 | 154.5782
[12 empty] | Training | 1024770.5716 | 11483.64 | 8 | 89.2374 | 89.2374 | 102.623
[12 empty] | Work Practices | 634506.3816 | 4306.365 | 3 | 147.3415 | 147.3415 | 162.0757

## Labour rates
| Office Labour Overheads | Field Labour Overheads | Corporate Overheads
| 10% | 37% | 24%
| Rates W/O Overheads |  | Rates With Overheads
| Normal | Overtime | Normal | Overtime
Connection/Project Engineer (PE) | 109.68 | 153.552 | 120.648 | 164.52
Management ( Senior Project Engineer - SPE) | 138.09 | 193.326 | 151.899 | 207.135
GIS Officer (GO) | 98.86 | 138.404 | 108.746 | 148.29
Maximum Allowable Labour Rates 2017-2018
|  |  | Rates W/O Overheads |  | Rates With Overheads |  | Rates Fully Burdnened
| Normal Fully Burdened | Overtime | Normal | Overtime | Normal | Overtime | Normal | Overtime
Site Lead/Scheduler ( SL) | 156.83 | 195.79 | 103.0618 | 144.2865 | 141.1946 | 182.4194 | 165.9295 | 182.6594
Electrical Fitter (EF) | 156.83 | 195.79 | 103.0618 | 144.2865 | 141.1946 | 182.4194 | 165.9295 | 182.6594
Electrical Operator (EO) | 156.83 | 195.79 | 103.0618 | 144.2865 | 141.1946 | 182.4194 | 165.9295 | 182.6594
Plant Operator (PO) | 156.83 | 195.79 | 103.0618 | 144.2865 | 141.1946 | 182.4194 | 165.9295 | 182.6594
Line Worker (LW) | 156.83 | 195.79 | 103.0618 | 144.2865 | 141.1946 | 182.4194 | 165.9295 | 182.6594
Trade Assistant/Labour (TA) | 121.66 | 151.89 | 79.7798 | 111.6917 | 109.2983 | 141.2103 | 128.4455 | 141.4503
| Plant Overheads |  | 24%
| W/O Overheads | With Overheads
EWP -General Duty | 90 | 111.6
Liftter-Borer ( incl. pole jinker) (LB) | 130 | 161.2
SCAT- Mini Excavator ( & truck) | 20 | 24.8
Cable Jinker | 15 | 18.6
Material - Overheads | 42%