{"text_format":"1","workbook":"xlsx","n_sheets":8,"sheets":["Historical scenario - input","Historical scenario - output","Cost scenario - input","Cost scenario - output","Lives scenario - input","Lives scenario - output","Combined scenario - input","Combined scenario - output"],"not_rendered":{"charts":0,"images":0,"macros":1,"external_links":2,"defined_names":4,"comments":0,"pivot_tables":0},"unopened":[],"bounds":{"document_bytes":16777216,"sheet_cells":100000,"rows_first":2000,"rows_last":500,"rows_between":2000,"halvings":0,"cell_chars":16384,"cell_head_chars":4096},"cells_cut":0,"cells_raw":0,"read":"whole","date_system":"1900"}

{"sheet":"Historical scenario - input","index":0,"n_rows":190,"n_cols":190,"rows_kept":190,"cut":false,"hidden":false,"merged":[[2,3,3,3],[2,4,3,5],[2,6,3,6]]}
[null,"Unit cost - historical","Calibration period: 2015-16 to 2018-19"]
[null,"Replacement lives - calibrated"," Reference to 2020 refers to 2019-20"]
[null,null,"All expenditure values are in $2019-20","Unit cost","Replacement \nlife",null,"Method","Volume",null,null,null,null,null,null,null,null,null,null,null,null,null,null,null,null,null,null,null,null,null,null,null,null,null,null,null,null,null,null,null,null,null,null,null,null,null,null,null,null,null,null,null,null,null,null,null,null,null,null,null,null,null,null,null,null,null,null,null,null,null,null,null,null,null,null,null,null,null,null,null,null,null,null,null,null,null,null,null,null,null,null,null,null,null,null,null,null,null,null,null,"Replacement Cost (NOT depreciated)"]
[null,null,null,null,null,null,null,"Installation date",null,null,null,null,null,null,null,null,null,null,null,null,null,null,null,null,null,null,null,null,null,null,null,null,null,null,null,null,null,null,null,null,null,null,null,null,null,null,null,null,null,null,null,null,null,null,null,null,null,null,null,null,null,null,null,null,null,null,null,null,null,null,null,null,null,null,null,null,null,null,null,null,null,null,null,null,null,null,null,null,null,null,null,null,null,null,null,null,null,null,null,"Installation date"]
["ID","Asset group","Asset category","$ ('000)","μ","σ","#",2019,2018,2017,2016,2015,2014,2013,2012,2011,2010,2009,2008,2007,2006,2005,2004,2003,2002,2001,2000,1999,1998,1997,1996,1995,1994,1993,1992,1991,1990,1989,1988,1987,1986,1985,1984,1983,1982,1981,1980,1979,1978,1977,1976,1975,1974,1973,1972,1971,1970,1969,1968,1967,1966,1965,1964,1963,1962,1961,1960,1959,1958,1957,1956,1955,1954,1953,1952,1951,1950,1949,1948,1947,1946,1945,1944,1943,1942,1941,1940,1939,1938,1937,1936,1935,1934,1933,1932,1931,1930,1929,null,{"$f":"H5","v":2019},{"$f":"I5","v":2018},2017,2016,2015,2014,2013,2012,2011,2010,2009,2008,2007,2006,2005,2004,2003,2002,2001,2000,1999,1998,1997,1996,1995,1994,1993,1992,1991,1990,1989,1988,1987,1986,1985,1984,1983,1982,1981,1980,1979,1978,1977,1976,1975,1974,1973,1972,1971,1970,1969,1968,1967,1966,1965,1964,1963,1962,1961,1960,1959,1958,1957,1956,1955,{"$f":"BU5","v":1954},1953,1952,1951,1950,1949,1948,1947,1946,1945,1944,1943,1942,1941,1940,1939,1938,1937,1936,1935,1934,1933,1932,1931,1930,1929]
[1,"OVERHEAD CONDUCTORS","˂ = 1 kv",67.773763544457012,68.145314867989612,8.2550175570975988,2,30,33,43,39,50,47,66,82,65,75,75,66,68,73,60,52,38,47,59,80,70,84,105,115,173,196,228,250,270,308,296,254,298,393,368,429,482,367,365,405,515,585,585,605,552,526,549,501,522,498,183,204,190,199,189,136,80,67,73,53,61,50,54,42,50,45,49,43,42,33,37,30,23,20,7,4,4,9,11,15,14,12,20,21,17,16,8,10,3,2,0,null,{"$f":"IFERROR($D6*H6,\"\")","v":2033.2129063337104},{"$f":"IFERROR($D6*I6,\"\")","v":2236.5341969670812},{"$f":"IFERROR($D6*J6,\"\")","v":2914.2718324116513},{"$f":"IFERROR($D6*K6,\"\")","v":2643.1767782338234},{"$f":"IFERROR($D6*L6,\"\")","v":3388.6881772228508},{"$f":"IFERROR($D6*M6,\"\")","v":3185.3668865894797},{"$f":"IFERROR($D6*N6,\"\")","v":4473.0683939341625},{"$f":"IFERROR($D6*O6,\"\")","v":5557.4486106454751},{"$f":"IFERROR($D6*P6,\"\")","v":4405.2946303897061},{"$f":"IFERROR($D6*Q6,\"\")","v":5083.0322658342757},{"$f":"IFERROR($D6*R6,\"\")","v":5083.0322658342757},{"$f":"IFERROR($D6*S6,\"\")","v":4473.0683939341625},{"$f":"IFERROR($D6*T6,\"\")","v":4608.6159210230771},{"$f":"IFERROR($D6*U6,\"\")","v":4947.4847387453619},{"$f":"IFERROR($D6*V6,\"\")","v":4066.4258126674208},{"$f":"IFERROR($D6*W6,\"\")","v":3524.2357043117645},{"$f":"IFERROR($D6*X6,\"\")","v":2575.4030146893665},{"$f":"IFERROR($D6*Y6,\"\")","v":3185.3668865894797},{"$f":"IFERROR($D6*Z6,\"\")","v":3998.6520491229635},{"$f":"IFERROR($D6*AA6,\"\")","v":5421.9010835565605},{"$f":"IFERROR($D6*AB6,\"\")","v":4744.1634481119909},{"$f":"IFERROR($D6*AC6,\"\")","v":5692.9961377343889},{"$f":"IFERROR($D6*AD6,\"\")","v":7116.2451721679863},{"$f":"IFERROR($D6*AE6,\"\")","v":7793.9828076125559},{"$f":"IFERROR($D6*AF6,\"\")","v":11724.861093191063},{"$f":"IFERROR($D6*AG6,\"\")","v":13283.657654713574},{"$f":"IFERROR($D6*AH6,\"\")","v":15452.418088136199},{"$f":"IFERROR($D6*AI6,\"\")","v":16943.440886114255},{"$f":"IFERROR($D6*AJ6,\"\")","v":18298.916157003394},{"$f":"IFERROR($D6*AK6,\"\")","v":20874.319171692761},{"$f":"IFERROR($D6*AL6,\"\")","v":20061.034009159277},{"$f":"IFERROR($D6*AM6,\"\")","v":17214.53594029208},{"$f":"IFERROR($D6*AN6,\"\")","v":20196.581536248188},{"$f":"IFERROR($D6*AO6,\"\")","v":26635.089072971605},{"$f":"IFERROR($D6*AP6,\"\")","v":24940.744984360179},{"$f":"IFERROR($D6*AQ6,\"\")","v":29074.944560572058},{"$f":"IFERROR($D6*AR6,\"\")","v":32666.954028428281},{"$f":"IFERROR($D6*AS6,\"\")","v":24872.971220815722},{"$f":"IFERROR($D6*AT6,\"\")","v":24737.423693726811},{"$f":"IFERROR($D6*AU6,\"\")","v":27448.374235505089},{"$f":"IFERROR($D6*AV6,\"\")","v":34903.488225395362},{"$f":"IFERROR($D6*AW6,\"\")","v":39647.651673507353},{"$f":"IFERROR($D6*AX6,\"\")","v":39647.651673507353},{"$f":"IFERROR($D6*AY6,\"\")","v":41003.126944396492},{"$f":"IFERROR($D6*AZ6,\"\")","v":37411.117476540268},{"$f":"IFERROR($D6*BA6,\"\")","v":35648.999624384385},{"$f":"IFERROR($D6*BB6,\"\")","v":37207.796185906896},{"$f":"IFERROR($D6*BC6,\"\")","v":33954.655535772959},{"$f":"IFERROR($D6*BD6,\"\")","v":35377.904570206563},{"$f":"IFERROR($D6*BE6,\"\")","v":33751.334245139595},{"$f":"IFERROR($D6*BF6,\"\")","v":12402.598728635634},{"$f":"IFERROR($D6*BG6,\"\")","v":13825.84776306923},{"$f":"IFERROR($D6*BH6,\"\")","v":12877.015073446832},{"$f":"IFERROR($D6*BI6,\"\")","v":13486.978945346946},{"$f":"IFERROR($D6*BJ6,\"\")","v":12809.241309902376},{"$f":"IFERROR($D6*BK6,\"\")","v":9217.2318420461543},{"$f":"IFERROR($D6*BL6,\"\")","v":5421.9010835565605},{"$f":"IFERROR($D6*BM6,\"\")","v":4540.8421574786198},{"$f":"IFERROR($D6*BN6,\"\")","v":4947.4847387453619},{"$f":"IFERROR($D6*BO6,\"\")","v":3592.0094678562218},{"$f":"IFERROR($D6*BP6,\"\")","v":4134.1995762118777},{"$f":"IFERROR($D6*BQ6,\"\")","v":3388.6881772228508},{"$f":"IFERROR($D6*BR6,\"\")","v":3659.7832314006787},{"$f":"IFERROR($D6*BS6,\"\")","v":2846.4980688671944},{"$f":"IFERROR($D6*BT6,\"\")","v":3388.6881772228508},{"$f":"IFERROR($D6*BU6,\"\")","v":3049.8193595005655},{"$f":"IFERROR($D6*BV6,\"\")","v":3320.9144136783934},{"$f":"IFERROR($D6*BW6,\"\")","v":2914.2718324116513},{"$f":"IFERROR($D6*BX6,\"\")","v":2846.4980688671944},{"$f":"IFERROR($D6*BY6,\"\")","v":2236.5341969670812},{"$f":"IFERROR($D6*BZ6,\"\")","v":2507.6292511449096},{"$f":"IFERROR($D6*CA6,\"\")","v":2033.2129063337104},{"$f":"IFERROR($D6*CB6,\"\")","v":1558.7965615225112},{"$f":"IFERROR($D6*CC6,\"\")","v":1355.4752708891401},{"$f":"IFERROR($D6*CD6,\"\")","v":474.41634481119911},{"$f":"IFERROR($D6*CE6,\"\")","v":271.09505417782805},{"$f":"IFERROR($D6*CF6,\"\")","v":271.09505417782805},{"$f":"IFERROR($D6*CG6,\"\")","v":609.96387190011308},{"$f":"IFERROR($D6*CH6,\"\")","v":745.51139898902716},{"$f":"IFERROR($D6*CI6,\"\")","v":1016.6064531668552},{"$f":"IFERROR($D6*CJ6,\"\")","v":948.83268962239822},{"$f":"IFERROR($D6*CK6,\"\")","v":813.28516253348414},{"$f":"IFERROR($D6*CL6,\"\")","v":1355.4752708891401},{"$f":"IFERROR($D6*CM6,\"\")","v":1423.2490344335972},{"$f":"IFERROR($D6*CN6,\"\")","v":1152.1539802557693},{"$f":"IFERROR($D6*CO6,\"\")","v":1084.3802167113122},{"$f":"IFERROR($D6*CP6,\"\")","v":542.19010835565609},{"$f":"IFERROR($D6*CQ6,\"\")","v":677.73763544457006},{"$f":"IFERROR($D6*CR6,\"\")","v":203.32129063337104},{"$f":"IFERROR($D6*CS6,\"\")","v":135.54752708891402},{"$f":"IFERROR($D6*CT6,\"\")","v":0}]
[1,"OVERHEAD CONDUCTORS","˃ 11 kv & < = 22 kv ; swer",3.2166597272169155,32.841580000808662,5.7307573671207424,2,0,0,0,0,0,0,0,0,0,0,0,0,2,0,0,0,0,0,1,0,0,0,0,0,0,0,13,24,0,0,0,0,0,0,0,0,0,0,0,0,0,0,0,0,0,0,0,0,0,0,0,0,0,0,0,0,0,0,0,0,0,0,0,0,0,0,0,0,0,0,0,0,0,0,0,0,0,0,0,0,0,0,0,0,0,0,0,0,0,0,0,null,{"$f":"IFERROR($D7*H7,\"\")","v":0},0,0,0,0,0,0,0,0,0,0,0,6.433319454433831,0,0,0,0,0,3.2166597272169155,0,0,0,0,0,0,0,41.816576453819899,77.199833453205969,0,0,0,0,0,0,0,0,0,0,0,0,0,0,0,0,0,0,0,0,0,0,0,0,0,0,0,0,0,0,0,0,0,0,0,0,0,0,0,0,0,0,0,0,0,0,0,0,0,0,0,0,0,0,0,0,0,0,0,0,0,0,0]
[1,"OVERHEAD CONDUCTORS","> 1 kv & < = 11 kv",28.076082998794007,66.252496526759842,8.1395636570248548,2,25,45,52,72,73,71,118,145,126,136,132,127,145,131,131,94,79,96,142,126,154,163,210,217,264,277,274,329,426,430,415,415,438,535,475,535,614,572,558,540,591,653,591,600,550,545,500,459,493,482,119,135,142,140,159,127,71,71,78,59,82,71,121,64,66,103,88,62,61,34,33,42,38,31,8,6,6,9,25,46,33,15,17,17,9,22,5,17,2,0,0,null,701.90207496985022,1263.4237349457303,1459.9563159372883,2021.4779759131684,2049.5540589119623,1993.4018929143745,3312.9777938576926,4071.0320348251312,3537.586457848045,3818.3472878359848,3706.0429558408091,3565.662540846839,4071.0320348251312,3677.9668728420147,3677.9668728420147,2639.1518018866368,2218.0105569047264,2695.3039678842247,3986.8037858287489,3537.586457848045,4323.7167818142771,4576.4015288034234,5895.9774297467411,6092.5100107382996,7412.0859116816182,7777.0749906659403,7692.8467416695576,9237.0313066032286,11960.411357486248,12072.715689481423,11651.574444499513,11651.574444499513,12297.324353471775,15020.704404354794,13336.139424427154,15020.704404354794,17238.71496125952,16059.519475310171,15666.454313327056,15161.084819348764,16592.965052287258,18333.682198212486,16592.965052287258,16845.649799276405,15441.845649336703,15301.465234342733,14038.041499397004,12886.922096446449,13841.508918405445,13532.672005418712,3341.053876856487,3790.2712048371909,3986.8037858287489,3930.651619831161,4464.0971968082467,3565.662540846839,1993.4018929143745,1993.4018929143745,2189.9344739059325,1656.4888969288463,2302.2388059011087,1993.4018929143745,3397.2060428540749,1796.8693119228165,1853.0214779204045,2891.8365488757827,2470.6953038938727,1740.7171459252284,1712.6410629264344,954.58682195899621,926.51073896020227,1179.1954859493483,1066.8911539541723,870.35857296261418,224.60866399035206,168.45649799276404,168.45649799276404,252.68474698914605,701.90207496985022,1291.4998179445242,926.51073896020227,421.14124498191012,477.29341097949811,477.29341097949811,252.68474698914605,617.67382597346818,140.38041499397002,477.29341097949811,56.152165997588014,0,0]
[1,"OVERHEAD CONDUCTORS","> 22 kv & < = 66 kv",29.112055926473751,90.482322508096885,9.5122196414978184,2,1,0,0,0,0,0,1,3,46,42,5,22,16,1,7,12,20,20,10,5,25,3,30,22,4,1,0,2,24,68,8,6,3,13,64,55,53,0,12,64,25,62,77,110,116,70,80,28,100,170,10,13,11,21,35,4,5,3,1,14,14,32,38,4,3,13,18,50,40,11,7,31,0,3,0,0,4,14,58,61,26,4,10,32,8,0,0,18,1,0,0,null,29.112055926473751,0,0,0,0,0,29.112055926473751,87.33616777942126,1339.1545726177926,1222.7063489118975,145.56027963236875,640.46523038242253,465.79289482358001,29.112055926473751,203.78439148531626,349.34467111768504,582.24111852947499,582.24111852947499,291.12055926473749,145.56027963236875,727.80139816184374,87.33616777942126,873.36167779421248,640.46523038242253,116.448223705895,29.112055926473751,0,58.224111852947502,698.68934223537008,1979.6198030002151,232.89644741179001,174.67233555884252,87.33616777942126,378.45672704415875,1863.1715792943201,1601.1630759560562,1542.9389641031089,0,349.34467111768504,1863.1715792943201,727.80139816184374,1804.9474674413725,2241.628306338479,3202.3261519121124,3376.9984874709553,2037.8439148531625,2328.9644741179,815.13756594126505,2911.2055926473749,4949.0495075005374,291.12055926473749,378.45672704415875,320.23261519121127,611.35317445594876,1018.9219574265812,116.448223705895,145.56027963236875,87.33616777942126,29.112055926473751,407.56878297063253,407.56878297063253,931.58578964716003,1106.2581252060024,116.448223705895,87.33616777942126,378.45672704415875,524.01700667652756,1455.6027963236875,1164.48223705895,320.23261519121127,203.78439148531626,902.47373372068625,0,87.33616777942126,0,0,116.448223705895,407.56878297063253,1688.4992437354776,1775.8354115148989,756.91345408831751,116.448223705895,291.12055926473749,931.58578964716003,232.89644741179001,0,0,524.01700667652756,29.112055926473751,0,0]
[1,"OVERHEAD CONDUCTORS","> 66 kv & < = 132 kv",244.12735040353596,73.00558738623775,8.5443307161086501,2,0,0,0,7,0,0,0,0,20,0,0,9,0,0,2,0,0,8,8,26,215,2,0,0,0,40,38,0,5,4,0,14,14,19,13,0,63,7,0,7,143,0,0,0,0,0,0,192,0,0,0,0,0,95,184,0,0,0,0,0,0,0,0,0,0,0,0,0,0,0,0,0,0,0,0,0,0,0,0,0,0,0,0,0,0,0,0,0,0,0,0,null,0,0,0,1708.8914528247517,0,0,0,0,4882.5470080707191,0,0,2197.1461536318238,0,0,488.25470080707191,0,0,1953.0188032282877,1953.0188032282877,6347.3111104919353,52487.38033676023,488.25470080707191,0,0,0,9765.0940161414383,9276.8393153343659,0,1220.6367520176798,976.50940161414383,0,3417.7829056495034,3417.7829056495034,4638.4196576671829,3173.6555552459677,0,15380.023075422765,1708.8914528247517,0,1708.8914528247517,34910.21110770564,0,0,0,0,0,0,46872.451277478904,0,0,0,0,0,23192.098288335917,44919.432474250614,0,0,0,0,0,0,0,0,0,0,0,0,0,0,0,0,0,0,0,0,0,0,0,0,0,0,0,0,0,0,0,0,0,0,0,0]
[2,"POLES","˂ = 1 kv ; concrete",3.2259764803631912,55.674287401218827,7.4615204483549347,2,2,54,3,2,3,3,8,41,2,0,7,79,19,19,11,9,16,48,23,35,35,57,78,110,367,176,56,6,18,62,30,20,65,71,45,40,48,26,40,77,86,83,28,33,43,75,158,51,37,32,23,10,23,9,7,7,3,31,2,20,2,5,0,0,0,0,2,1,0,0,0,0,0,0,0,0,0,1,0,0,1,0,0,1,0,0,0,0,0,0,0,null,6.4519529607263824,174.20272993961231,9.6779294410895744,6.4519529607263824,9.6779294410895744,9.6779294410895744,25.807811842905529,132.26503569489083,6.4519529607263824,0,22.581835362542339,254.85214194869209,61.293553126900633,61.293553126900633,35.485741283995104,29.03378832326872,51.615623685811059,154.84687105743319,74.197459048353394,112.90917681271169,112.90917681271169,183.8806593807019,251.62616546832891,354.85741283995105,1183.9333682932911,567.77186054392166,180.65468290033871,19.355858882179149,58.067576646537439,200.01054178251786,96.77929441089573,64.51952960726382,209.68847122360742,229.04433010578657,145.1689416163436,129.03905921452764,154.84687105743319,83.875388489442969,129.03905921452764,248.40018898796572,277.43397731123446,267.75604787014487,90.327341450169357,106.4572238519853,138.71698865561723,241.94823602723935,509.70428389738419,164.52480049852275,119.36112977343808,103.23124737162212,74.197459048353394,32.25976480363191,74.197459048353394,29.03378832326872,22.581835362542339,22.581835362542339,9.6779294410895744,100.00527089125893,6.4519529607263824,64.51952960726382,6.4519529607263824,16.129882401815955,0,0,0,0,6.4519529607263824,3.2259764803631912,0,0,0,0,0,0,0,0,0,3.2259764803631912,0,0,3.2259764803631912,0,0,3.2259764803631912,0,0,0,0,0,0,0]
[2,"POLES","˂ = 1 kv ; steel",3.2259764803631912,55.674287401218827,7.4615204483549347,2,0,0,0,0,0,203,12,54,7,0,5,1,8,1,0,1,5,6,16,0,541,0,0,0,0,0,9,0,0,0,0,0,0,0,0,0,0,0,0,0,0,0,0,0,0,0,0,0,0,0,0,0,0,0,0,0,0,0,0,0,0,0,0,0,0,0,0,0,0,0,0,0,0,0,0,0,0,0,0,0,0,0,0,0,0,0,0,0,0,0,0,null,0,0,0,0,0,654.87322551372779,38.711717764358298,174.20272993961231,22.581835362542339,0,16.129882401815955,3.2259764803631912,25.807811842905529,3.2259764803631912,0,3.2259764803631912,16.129882401815955,19.355858882179149,51.615623685811059,0,1745.2532758764864,0,0,0,0,0,29.03378832326872,0,0,0,0,0,0,0,0,0,0,0,0,0,0,0,0,0,0,0,0,0,0,0,0,0,0,0,0,0,0,0,0,0,0,0,0,0,0,0,0,0,0,0,0,0,0,0,0,0,0,0,0,0,0,0,0,0,0,0,0,0,0,0,0]
[2,"POLES","˂ = 1 kv ; wood",3.2259764803631912,55.674287401218827,7.4615204483549347,2,2919,3722,4338,4267,3052,3203,3066,3051,2661,2946,3172,2606,2243,2499,1668,1612,1658,1861,1767,2331,2158,2445,2873,2986,3741,3875,4487,4099,4442,4840,4781,3665,3827,4883,4522,5007,4584,3550,3356,3124,3099,3473,3417,3309,2761,2890,3100,2728,2556,2489,1922,1791,1661,1569,1271,873,527,419,399,312,303,230,210,194,212,221,184,181,138,132,136,126,95,87,28,12,28,44,57,78,98,64,84,76,85,37,16,27,4,9,5,null,9416.6253461801552,12007.084459911797,13994.285971815523,13765.241641709737,9845.680218068459,10332.802666603302,9890.8438887935445,9842.4542415880969,8584.3234142464516,9503.7267111499605,10232.797395712043,8406.8947078264755,7235.8652454546382,8061.7152244276149,5380.9287692458029,5200.2740863454637,5348.6690044421712,6003.5422299558986,5700.3004408017587,7519.7511757265984,6961.6572446237669,7887.5124944880026,9268.2304280834487,9632.7657703644891,12068.378013038699,12500.658861407366,14474.956467389638,13223.277593008721,14329.787525773296,15613.726164957845,15423.393552616417,11823.203800531095,12345.811990349932,15752.443153613462,14587.865644202351,16152.464237178498,14787.876185984869,11452.216505289329,10826.377068098869,10077.950524654609,9997.3011126455294,11203.816316301363,11023.161633401025,10674.756173521801,8906.9210622827704,9323.0720282496222,10000.527089125893,8800.4638384307855,8245.595883808317,8029.4554596239832,6200.3267952580536,5777.7238763304758,5358.3469338832601,5061.5570976898471,4100.2161065416158,2816.2774673570657,1700.0896051514017,1351.6841452721771,1287.1646156649133,1006.5046618733156,977.47087355004692,741.97459048353392,677.45506087627018,625.83943719045908,683.9070138369965,712.94080216026521,593.57967238682716,583.90174294573762,445.1847542901204,425.82889540794122,438.73280132939402,406.4730365257621,306.46776563450317,280.65995379159762,90.327341450169357,38.711717764358298,90.327341450169357,141.94296513598042,183.8806593807019,251.62616546832891,316.14569507559276,206.46249474324424,270.98202435050808,245.17421250760253,274.20800083087124,119.36112977343808,51.615623685811059,87.101364969806156,12.903905921452765,29.03378832326872,16.129882401815955]
[2,"POLES","˃ 11 kv & < = 22 kv ; wood",4.2298168272744592,56.962364192267323,7.5473415314445207,2,0,0,0,0,0,2,0,3,0,0,4,0,8,9,0,7,0,0,8,2,0,0,1,2,0,0,95,17,0,0,0,0,0,0,0,0,1,0,0,0,0,0,0,0,0,0,0,0,0,0,0,0,0,0,0,0,0,0,0,0,0,0,0,0,0,0,0,0,0,0,0,0,0,0,0,0,0,0,0,0,0,0,0,0,0,0,0,0,0,0,0,null,0,0,0,0,0,8.4596336545489184,0,12.689450481823378,0,0,16.919267309097837,0,33.838534618195673,38.068351445470135,0,29.608717790921215,0,0,33.838534618195673,8.4596336545489184,0,0,4.2298168272744592,8.4596336545489184,0,0,401.83259859107363,71.906886063665809,0,0,0,0,0,0,0,0,4.2298168272744592,0,0,0,0,0,0,0,0,0,0,0,0,0,0,0,0,0,0,0,0,0,0,0,0,0,0,0,0,0,0,0,0,0,0,0,0,0,0,0,0,0,0,0,0,0,0,0,0,0,0,0,0,0,0]
[2,"POLES","> 1 kv & < = 11 kv ; concrete",12.151043627747573,51.70750393200975,7.190792997438443,2,230,236,215,146,131,152,200,203,183,214,236,319,316,342,393,100,60,42,45,86,52,35,40,56,81,92,101,67,52,43,46,55,275,344,181,40,25,24,32,16,13,14,24,13,21,37,44,44,78,91,46,44,51,25,32,12,1,2,1,1,0,0,1,0,2,0,1,0,0,0,0,0,0,0,0,0,0,0,0,0,2,0,1,0,0,1,0,1,0,1,0,null,2794.7400343819418,2867.6462961484272,2612.4743799657281,1774.0523696511457,1591.786715234932,1846.9586314176311,2430.2087255495144,2466.6618564327573,2223.6409838778059,2600.3233363379804,2867.6462961484272,3876.1829172514758,3839.7297863682329,4155.6569206896702,4775.3601457047962,1215.1043627747572,729.06261766485432,510.34383236539804,546.79696324864074,1044.9897519862911,631.85426864287376,425.28652697116502,486.04174510990288,680.4584431538641,984.23453384755339,1117.8960137527768,1227.2554064025048,814.11992305908734,631.85426864287376,522.49487599314557,558.94800687638838,668.30739952611646,3341.5369976305824,4179.9590079451646,2199.3388966223106,486.04174510990288,303.7760906936893,291.62504706594177,388.83339608792232,194.41669804396116,157.96356716071844,170.11461078846602,291.62504706594177,157.96356716071844,255.17191618269902,449.58861422666018,534.64591962089321,534.64591962089321,947.7814029643107,1105.7449701250291,558.94800687638838,534.64591962089321,619.70322501512624,303.7760906936893,388.83339608792232,145.81252353297089,12.151043627747573,24.302087255495145,12.151043627747573,12.151043627747573,0,0,12.151043627747573,0,24.302087255495145,0,12.151043627747573,0,0,0,0,0,0,0,0,0,0,0,0,0,24.302087255495145,0,12.151043627747573,0,0,12.151043627747573,0,12.151043627747573,0,12.151043627747573,0]
[2,"POLES","> 1 kv & < = 11 kv ; steel",12.151043627747573,51.70750393200975,7.190792997438443,2,0,0,0,0,0,0,0,0,0,0,0,0,3,1,0,0,0,1,0,2,0,1,0,0,0,0,0,1,0,0,0,0,0,0,0,0,0,1,0,0,0,0,0,0,0,0,0,0,0,0,1,0,0,0,0,0,0,0,0,0,0,0,0,0,0,0,0,0,0,0,0,1,0,0,0,0,0,0,0,0,0,0,0,0,0,0,0,0,0,0,0,null,0,0,0,0,0,0,0,0,0,0,0,0,36.453130883242721,12.151043627747573,0,0,0,12.151043627747573,0,24.302087255495145,0,12.151043627747573,0,0,0,0,0,12.151043627747573,0,0,0,0,0,0,0,0,0,12.151043627747573,0,0,0,0,0,0,0,0,0,0,0,0,12.151043627747573,0,0,0,0,0,0,0,0,0,0,0,0,0,0,0,0,0,0,0,0,12.151043627747573,0,0,0,0,0,0,0,0,0,0,0,0,0,0,0,0,0,0,0]
[2,"POLES","> 1 kv & < = 11 kv ; wood",4.2298168272744592,56.962364192267323,7.5473415314445207,2,3953,5159,4928,4591,5101,5188,4865,4892,4613,4849,4449,3593,3593,2816,2501,1853,1492,2384,2342,2591,2362,2637,2986,3145,3731,3564,4005,4288,4748,5136,4747,4160,4301,5612,4516,5459,5325,4294,4014,3679,3507,3575,3084,2999,2915,2697,2568,2447,2400,2267,1782,1681,1497,1388,1402,1030,564,434,509,437,482,347,447,286,297,453,333,228,180,120,130,118,123,117,22,29,28,30,40,126,94,59,94,52,49,99,21,59,8,5,3,null,16720.465918215938,21821.625011908935,20844.537324808534,19419.08905401704,21576.295635927017,21944.289699899895,20578.058864690243,20692.263919026653,19512.145024217079,20510.381795453854,18818.455064544069,15197.731860397133,15197.731860397133,11911.164185604877,10578.771885013422,7837.8505809395729,6310.8867062934933,10083.883316222311,9906.2310094767836,10959.455399468125,9990.8273460222717,11154.026973522748,12630.233046241536,13302.773921778175,15781.446582561008,15075.067172406172,16940.416393234209,18137.454555352881,20083.170295899134,21724.339224881624,20078.940479071858,17596.038001461751,18192.442174107447,23737.732034664266,19101.852791971458,23090.570060091271,22523.774605236496,18162.833456316526,16978.484744679678,15561.496107542735,14833.967613251529,15121.595157506192,13044.755095314433,12685.220664996103,12329.916051505048,11407.815983159217,10862.169612440812,10350.361776340602,10151.560385458703,9588.9947474311994,7537.5335862030861,7110.3220866483662,6332.0357904298653,5870.9857562569496,5930.203191838792,4356.7113320926928,2385.6166905827949,1835.7405030371153,2152.9767650826998,1848.4299535189386,2038.7717107462893,1467.7464390642374,1890.7281217916832,1209.7276126004954,1256.2555977005143,1916.10702275533,1408.529003482395,964.39823661857668,761.36702890940262,507.57801927293508,549.87618754567973,499.11838561838618,520.26746975475851,494.88856879111171,93.055970200038104,122.66468799095932,118.43487116368486,126.89450481823377,169.19267309097836,532.95692023658182,397.60278176379916,249.55919280919309,397.60278176379916,219.95047501827187,207.2610245364485,418.75186590017148,88.826153372763642,249.55919280919309,33.838534618195673,21.149084136372295,12.689450481823378]
[2,"POLES","> 22 kv & < = 66 kv ; concrete",8.3588420464910165,64.566814308494372,8.0353478025841785,2,4,3,3,9,23,36,7,12,10,27,2,4,4,22,0,1,10,0,67,22,55,0,6,4,34,18,4,3,2,18,93,21,20,36,0,0,2,0,149,0,0,0,1,0,0,0,0,0,0,0,0,1,0,0,0,0,0,0,0,0,1,0,0,0,0,0,0,0,0,0,0,0,0,0,0,0,0,0,0,0,0,0,0,0,0,0,0,0,0,0,0,null,33.435368185964066,25.076526139473049,25.076526139473049,75.229578418419152,192.25336706929338,300.91831367367661,58.511894325437112,100.3061045578922,83.588420464910172,225.68873525525746,16.717684092982033,33.435368185964066,33.435368185964066,183.89452502280236,0,8.3588420464910165,83.588420464910172,0,560.04241711489806,183.89452502280236,459.73631255700593,0,50.153052278946099,33.435368185964066,284.20062958069457,150.4591568368383,33.435368185964066,25.076526139473049,16.717684092982033,150.4591568368383,777.37231032366458,175.53568297631134,167.17684092982034,300.91831367367661,0,0,16.717684092982033,0,1245.4674649271615,0,0,0,8.3588420464910165,0,0,0,0,0,0,0,0,8.3588420464910165,0,0,0,0,0,0,0,0,8.3588420464910165,0,0,0,0,0,0,0,0,0,0,0,0,0,0,0,0,0,0,0,0,0,0,0,0,0,0,0,0,0,0]
[2,"POLES","> 22 kv & < = 66 kv ; steel",8.3588420464910165,64.566814308494372,8.0353478025841785,2,0,1,0,0,0,0,0,0,0,0,0,0,0,0,0,0,0,0,0,0,1,0,0,1,0,0,0,0,0,1,0,0,1,0,0,0,0,0,0,0,0,0,0,0,0,0,0,0,0,0,0,0,0,0,0,0,0,0,0,0,0,0,0,0,0,0,0,0,0,0,0,0,0,0,0,0,0,0,0,0,0,0,0,0,0,0,0,0,0,0,0,null,0,8.3588420464910165,0,0,0,0,0,0,0,0,0,0,0,0,0,0,0,0,0,0,8.3588420464910165,0,0,8.3588420464910165,0,0,0,0,0,8.3588420464910165,0,0,8.3588420464910165,0,0,0,0,0,0,0,0,0,0,0,0,0,0,0,0,0,0,0,0,0,0,0,0,0,0,0,0,0,0,0,0,0,0,0,0,0,0,0,0,0,0,0,0,0,0,0,0,0,0,0,0,0,0,0,0,0,0]
[2,"POLES","> 22 kv & < = 66 kv ; wood",8.3588420464910165,64.566814308494372,8.0353478025841785,2,282,451,437,388,545,628,1376,1271,930,843,558,639,465,551,246,352,335,337,557,329,303,313,342,331,272,271,184,245,276,304,231,463,318,401,285,325,271,255,207,429,427,688,686,526,576,469,261,342,298,397,327,136,348,218,277,102,47,38,58,74,61,99,92,23,14,44,21,27,40,21,40,15,23,41,0,0,3,16,54,37,13,16,18,17,4,1,0,2,1,0,15,null,2357.1934571104666,3769.8377629674483,3652.8139743165743,3243.2307140385142,4555.5689153376043,5249.3528051963585,11501.766655971638,10624.088241090081,7773.7231032366453,7046.5038451919272,4664.233861941987,5341.3000677077598,3886.8615516183227,4605.7219676165505,2056.2751434367901,2942.3124003648377,2800.2120855744906,2816.9297696674726,4655.8750198954958,2750.0590332955444,2532.729140086778,2616.3175605516881,2858.7239798999276,2766.7767173885263,2273.6050366455565,2265.2461945990653,1538.026936554347,2047.9163013902989,2307.0404048315204,2541.0879821332692,1930.8925127394248,3870.1438675253407,2658.1117707841431,3351.8956606428974,2382.2699832499397,2716.6236651095805,2265.2461945990653,2131.504721855209,1730.2803036236405,3585.9432379446462,3569.2255538516642,5750.8833279858191,5734.1656438928376,4396.7509164542744,4814.6930187788257,3920.2969198042865,2181.6577741341553,2858.7239798999276,2490.9349298543229,3318.4602924569335,2733.3413492025625,1136.8025183227783,2908.8770321788738,1822.2275661350416,2315.3992468780116,852.6018887420837,392.86557618507777,317.63599776665865,484.81283869647893,618.55431144033525,509.88936483595199,827.52536260261058,769.0134682771735,192.25336706929338,117.02378865087422,367.78905004560471,175.53568297631134,225.68873525525746,334.35368185964069,175.53568297631134,334.35368185964069,125.38263069736524,192.25336706929338,342.71252390613165,0,0,25.076526139473049,133.74147274385626,451.37747051051491,309.27715572016763,108.66494660438322,133.74147274385626,150.4591568368383,142.10031479034728,33.435368185964066,8.3588420464910165,0,16.717684092982033,8.3588420464910165,0,125.38263069736524]
[2,"POLES","> 66 kv & < = 132 kv ; concrete",23.18659162844299,43.558852355643651,6.5999130566730688,2,1,3,48,63,28,112,9,45,27,32,5,77,105,31,28,2,1,98,213,38,83,5,0,0,1,0,8,79,2,1,2,0,102,1,24,2,179,39,0,1,0,0,0,0,0,0,0,0,0,0,0,0,0,0,0,0,0,0,0,0,0,0,0,0,0,0,0,0,0,0,0,0,0,0,0,0,0,0,0,0,0,0,0,0,0,0,0,0,0,0,0,null,23.18659162844299,69.559774885328977,1112.9563981652636,1460.7552725919084,649.22456559640375,2596.898262385615,208.6793246559869,1043.3966232799346,626.03797396796074,741.97093211017568,115.93295814221494,1785.3675553901103,2434.5921209865141,718.78434048173267,649.22456559640375,46.37318325688598,23.18659162844299,2272.2859795874128,4938.7440168583571,881.09048188083364,1924.4871051607681,115.93295814221494,0,0,23.18659162844299,0,185.49273302754392,1831.7407386469963,46.37318325688598,23.18659162844299,46.37318325688598,0,2365.0323461011849,23.18659162844299,556.47819908263182,46.37318325688598,4150.3999014912952,904.27707350927665,0,23.18659162844299,0,0,0,0,0,0,0,0,0,0,0,0,0,0,0,0,0,0,0,0,0,0,0,0,0,0,0,0,0,0,0,0,0,0,0,0,0,0,0,0,0,0,0,0,0,0,0,0,0,0,0]
[2,"POLES","> 66 kv & < = 132 kv ; steel",23.18659162844299,43.558852355643651,6.5999130566730688,2,0,0,0,0,0,0,0,0,1,1,0,0,0,0,0,0,0,0,0,0,0,0,0,0,0,0,0,0,0,0,0,0,0,1,0,0,0,0,0,0,0,0,0,0,0,0,0,0,0,0,0,0,0,0,0,0,0,0,0,0,0,0,0,0,0,0,0,0,0,0,0,0,0,0,0,0,0,0,0,0,0,0,0,0,0,0,0,0,0,0,0,null,0,0,0,0,0,0,0,0,23.18659162844299,23.18659162844299,0,0,0,0,0,0,0,0,0,0,0,0,0,0,0,0,0,0,0,0,0,0,0,23.18659162844299,0,0,0,0,0,0,0,0,0,0,0,0,0,0,0,0,0,0,0,0,0,0,0,0,0,0,0,0,0,0,0,0,0,0,0,0,0,0,0,0,0,0,0,0,0,0,0,0,0,0,0,0,0,0,0,0,0]
[2,"POLES","> 66 kv & < = 132 kv ; wood",23.18659162844299,43.558852355643651,6.5999130566730688,2,5,37,61,76,22,68,19,14,67,45,11,19,206,195,34,7,7,104,281,280,38,46,7,14,0,0,12,8,29,1,4,5,9,15,0,15,9,2,0,33,40,0,2,1,0,0,0,2,0,0,1,0,1,29,0,0,0,0,0,0,0,0,0,0,0,0,0,0,1,0,0,0,0,0,0,0,1,0,0,0,0,0,0,0,0,0,0,0,0,0,0,null,115.93295814221494,857.90389025239062,1414.3820893350223,1762.1809637616673,510.1050158257458,1576.6882307341234,440.54524094041682,324.61228279820187,1553.5016391056804,1043.3966232799346,255.0525079128729,440.54524094041682,4776.4378754592562,4521.3853675463833,788.3441153670617,162.30614139910094,162.30614139910094,2411.4055293580709,6515.4322475924801,6492.2456559640368,881.09048188083364,1066.5832149083776,162.30614139910094,324.61228279820187,0,0,278.23909954131591,185.49273302754392,672.41115722484676,23.18659162844299,92.74636651377196,115.93295814221494,208.6793246559869,347.79887442664483,0,347.79887442664483,208.6793246559869,46.37318325688598,0,765.15752373861869,927.46366513771954,0,46.37318325688598,23.18659162844299,0,0,0,46.37318325688598,0,0,23.18659162844299,0,23.18659162844299,672.41115722484676,0,0,0,0,0,0,0,0,0,0,0,0,0,0,23.18659162844299,0,0,0,0,0,0,0,23.18659162844299,0,0,0,0,0,0,0,0,0,0,0,0,0,0]
[2,"POLES","staking of a wooden pole",4.9180129971000195,20.218714526221358,4.4965224925737175,2,995,1454,1298,1106,1027,1420,1483,1342,751,1229,2753,3106,1991,2129,2319,1187,1516,1500,1392,1894,816,8,9,0,0,0,0,0,0,0,0,0,0,0,0,0,0,0,0,0,0,0,0,0,0,0,0,0,0,0,0,0,0,0,0,0,0,0,0,0,0,0,0,0,0,0,0,0,0,0,0,0,0,0,0,0,0,0,0,0,0,0,0,0,0,0,0,0,0,0,0,null,4893.4229321145194,7150.7908977834286,6383.5808702358254,5439.3223747926213,5050.7993480217201,6983.5784558820278,7293.4132746993291,6599.9734421082258,3693.4277608221146,6044.2379734359238,13539.289781016354,15275.34836899266,9791.763877226138,10470.449670825941,11404.872140274945,5837.6814275577235,7455.7077036036299,7377.0194956500291,6845.8740919632273,9314.7166165074377,4013.098605633616,39.344103976800156,44.262116973900177,0,0,0,0,0,0,0,0,0,0,0,0,0,0,0,0,0,0,0,0,0,0,0,0,0,0,0,0,0,0,0,0,0,0,0,0,0,0,0,0,0,0,0,0,0,0,0,0,0,0,0,0,0,0,0,0,0,0,0,0,0,0,0,0,0,0,0,0]
[3,"SERVICE LINES","˂ = 11 kv ; commercial and industrial ; simple type",0.41513598818554842,38.760796872583533,6.2258169642693106,2,975,1937,1765,1867,1909,1475,1155,1751,1672,1854,2352,3025,2700,344,248,1881,2024,1579,1558,1834,1693,1361,212,392,392,392,392,392,392,392,392,392,392,480,480,480,480,480,480,480,480,480,480,480,97,97,97,97,97,97,97,97,97,97,97,97,97,97,97,97,0,0,0,0,0,0,0,0,0,0,0,0,0,0,0,0,0,0,0,0,0,0,0,0,0,0,0,0,0,0,0,null,404.7575884809097,804.1184091154073,732.71501914749297,775.05888994241889,792.49460144621196,612.32558257368396,479.48206635430842,726.90311531289524,694.10737224623699,769.66212209600678,976.3998442124099,1255.786364261284,1120.8671681009807,142.80677993582864,102.95372507001601,780.87079377701662,840.23524008754998,655.4997253449809,646.78186959308448,761.35940233229576,702.82522799813353,565.00007992053145,88.008829495336272,162.73330736873498,162.73330736873498,162.73330736873498,162.73330736873498,162.73330736873498,162.73330736873498,162.73330736873498,162.73330736873498,162.73330736873498,162.73330736873498,199.26527432906323,199.26527432906323,199.26527432906323,199.26527432906323,199.26527432906323,199.26527432906323,199.26527432906323,199.26527432906323,199.26527432906323,199.26527432906323,199.26527432906323,40.268190853998199,40.268190853998199,40.268190853998199,40.268190853998199,40.268190853998199,40.268190853998199,40.268190853998199,40.268190853998199,40.268190853998199,40.268190853998199,40.268190853998199,40.268190853998199,40.268190853998199,40.268190853998199,40.268190853998199,40.268190853998199,0,0,0,0,0,0,0,0,0,0,0,0,0,0,0,0,0,0,0,0,0,0,0,0,0,0,0,0,0,0,0]
[3,"SERVICE LINES","˂ = 11 kv ; residential ; simple type",0.4151156691985538,38.766189387019161,6.2262500260605629,2,10916,21686,20247,20896,21380,16959,13282,20132,19228,21318,27044,34786,31045,4014,2930,21666,23279,18161,17914,21091,19467,15655,2436,4600,4600,4600,4600,4600,4600,4600,4600,4600,4600,5613,5613,5613,5613,5613,5613,5613,5613,5613,5613,5613,1117,1117,1117,1117,1117,1117,1117,1117,1117,1117,1117,1117,1117,1117,1117,1117,0,0,0,0,0,0,0,0,0,0,0,0,0,0,0,0,0,0,0,0,0,0,0,0,0,0,0,0,0,0,0,null,4531.4026449714129,9002.1984022398374,8404.8469542631192,8674.25702357298,8875.1730074650804,7039.9466339382743,5513.5663182951912,8357.1086523052854,7981.844087349793,8849.4358359747694,11226.38815780569,14440.213668740893,12887.265950269102,1666.2742961629949,1216.2889107517626,8993.8960888558668,9663.4776632731337,7538.9156683149358,7436.3820980228929,8755.204579066698,8081.0567322882471,6498.6358013033596,1011.2217701676771,1909.5320783133475,1909.5320783133475,1909.5320783133475,1909.5320783133475,1909.5320783133475,1909.5320783133475,1909.5320783133475,1909.5320783133475,1909.5320783133475,1909.5320783133475,2330.0442512114823,2330.0442512114823,2330.0442512114823,2330.0442512114823,2330.0442512114823,2330.0442512114823,2330.0442512114823,2330.0442512114823,2330.0442512114823,2330.0442512114823,2330.0442512114823,463.68420249478459,463.68420249478459,463.68420249478459,463.68420249478459,463.68420249478459,463.68420249478459,463.68420249478459,463.68420249478459,463.68420249478459,463.68420249478459,463.68420249478459,463.68420249478459,463.68420249478459,463.68420249478459,463.68420249478459,463.68420249478459,0,0,0,0,0,0,0,0,0,0,0,0,0,0,0,0,0,0,0,0,0,0,0,0,0,0,0,0,0,0,0]
[4,"SWITCHGEAR","˂ = 11 kv ; circuit breaker",109.79488148629883,42.855152077197616,6.5463846569841602,2,20,58,156,94,54,191,231,359,245,195,412,256,331,363,349,178,80,110,65,146,75,9,63,44,41,28,33,31,29,45,55,72,30,71,91,170,86,61,47,18,10,3,41,68,59,10,7,16,26,12,0,5,5,8,8,2,0,0,0,0,0,0,0,0,0,0,0,0,0,0,0,0,0,0,0,0,0,0,0,0,0,0,0,0,0,0,0,0,0,0,0,null,2195.8976297259769,6368.103126205332,17128.001511862618,10320.718859712091,5928.9236002601374,20970.822363883079,25362.617623335031,39416.362453581285,26899.745964143214,21410.001889828272,45235.491172355119,28107.489660492502,36342.105771964911,39855.541979526475,38318.413638718295,19543.488904561193,8783.5905189039077,12077.436963492872,7136.6672966094238,16030.05269699963,8234.6161114724127,988.15393337668957,6917.077533636827,4830.9747853971485,4501.5901409382523,3074.2566816163671,3623.2310890478616,3403.6413260752638,3184.051563102666,4940.7696668834478,6038.7184817464358,7905.2314670135165,3293.8464445889649,7795.4365855272172,9991.3342152531932,18665.129852670801,9442.3598078217001,6697.4877706642292,5160.3594298560456,1976.3078667533791,1097.9488148629885,329.3846444588965,4501.5901409382523,7466.051941068321,6477.8980076916314,1097.9488148629885,768.56417040409178,1756.7181037807813,2854.6669186437698,1317.538577835586,0,548.97440743149423,548.97440743149423,878.35905189039067,878.35905189039067,219.58976297259767,0,0,0,0,0,0,0,0,0,0,0,0,0,0,0,0,0,0,0,0,0,0,0,0,0,0,0,0,0,0,0,0,0,0,0]
[4,"SWITCHGEAR","˂ = 11 kv ; switch",5.6981043891797256,37.333720844819624,6.110132637252617,2,7391,10340,13040,14812,16752,12522,12919,10479,12480,8781,9172,9805,9063,8258,8640,4931,2741,4357,3711,3222,2815,2860,2418,2145,2613,2833,2887,2729,3561,3645,4899,2699,2528,3311,2225,1503,1019,725,534,604,336,198,164,114,120,72,130,154,109,308,79,60,37,146,101,35,41,21,7,0,0,0,1,0,1,0,0,1,0,1,0,0,1,0,0,0,0,0,0,0,0,0,0,0,0,0,0,0,0,0,0,null,42114.689540427353,58918.399384118362,74303.281234903625,84400.322212530096,95454.644727538762,71351.663161308519,73613.810603812875,59710.435894214344,71112.342776962978,50035.054641387171,52263.013457556444,55869.91353590721,51641.920079135853,47054.946045846176,49231.62192251283,28097.352743045227,15618.504130741629,24826.640823656064,21145.665388245961,18359.292341937075,16040.163855540928,16296.578553054016,13778.016413036577,12222.433914790512,14889.146768926623,16142.729734546163,16450.427371561869,15550.126878071471,20290.949729869004,20769.590498560101,27915.013402591474,15379.18374639608,14404.807895846347,18866.423632574071,12678.282265924889,8564.2508969371283,5806.3683725741403,4131.1256821553006,3042.7877438219734,3441.6550510645543,1914.5630747643877,1128.2246690575857,934.48911982547497,649.58390036648871,683.77252670156713,410.26351602094024,740.75357059336432,877.50807593367779,621.09337842059006,1755.0161518673556,450.15024674519833,341.88626335078357,210.82986239964984,831.92324082023993,575.50854330715231,199.4336536212904,233.62227995636874,119.66019217277423,39.886730724258079,0,0,0,5.6981043891797256,0,5.6981043891797256,0,0,5.6981043891797256,0,5.6981043891797256,0,0,5.6981043891797256,0,0,0,0,0,0,0,0,0,0,0,0,0,0,0,0,0,0]
[4,"SWITCHGEAR","> 11 kv & < = 22 kv ; switch",17.99203887823851,37.333720844819624,6.110132637252617,2,0,0,0,0,0,0,0,0,0,0,1,0,0,0,0,0,0,0,0,0,0,0,0,0,0,0,0,0,0,0,0,0,0,0,0,0,0,0,0,0,0,0,0,0,0,0,0,0,0,0,0,0,0,0,0,0,0,0,0,0,0,0,0,0,0,0,0,0,0,0,0,0,0,0,0,0,0,0,0,0,0,0,0,0,0,0,0,0,0,0,0,null,0,0,0,0,0,0,0,0,0,0,17.99203887823851,0,0,0,0,0,0,0,0,0,0,0,0,0,0,0,0,0,0,0,0,0,0,0,0,0,0,0,0,0,0,0,0,0,0,0,0,0,0,0,0,0,0,0,0,0,0,0,0,0,0,0,0,0,0,0,0,0,0,0,0,0,0,0,0,0,0,0,0,0,0,0,0,0,0,0,0,0,0,0,0]
[4,"SWITCHGEAR","> 22 kv & < = 33 kv ; circuit breaker",314.71330064243415,54.541765113288093,7.385239678797709,2,15,9,39,33,36,18,22,37,28,93,126,174,53,137,168,49,12,49,29,57,43,8,12,18,18,6,16,12,2,1,31,0,8,3,12,1,9,0,0,0,0,2,14,30,0,0,4,2,0,1,15,24,0,49,3,0,32,7,3,1,0,8,0,2,0,0,7,12,0,0,0,0,0,0,0,0,0,0,0,0,0,0,0,0,0,0,0,0,0,0,0,null,4720.6995096365126,2832.4197057819074,12273.818725054933,10385.538921200327,11329.67882312763,5664.8394115638148,6923.6926141335516,11644.392123770063,8811.9724179881559,29268.336959746375,39653.875880946704,54760.114311783545,16679.804934049011,43115.722188013475,52871.834507928936,15420.951731479274,3776.5596077092096,15420.951731479274,9126.6857186305897,17938.658136618746,13532.671927624668,2517.7064051394732,3776.5596077092096,5664.8394115638148,5664.8394115638148,1888.2798038546048,5035.4128102789464,3776.5596077092096,629.4266012848683,314.71330064243415,9756.112319915459,0,2517.7064051394732,944.13990192730239,3776.5596077092096,314.71330064243415,2832.4197057819074,0,0,0,0,629.4266012848683,4405.986208994078,9441.3990192730253,0,0,1258.8532025697366,629.4266012848683,0,314.71330064243415,4720.6995096365126,7553.1192154184191,0,15420.951731479274,944.13990192730239,0,10070.825620557893,2202.993104497039,944.13990192730239,314.71330064243415,0,2517.7064051394732,0,629.4266012848683,0,0,2202.993104497039,3776.5596077092096,0,0,0,0,0,0,0,0,0,0,0,0,0,0,0,0,0,0,0,0,0,0,0]
[4,"SWITCHGEAR","> 22 kv & < = 33 kv ; switch",53.172055419688839,42.691590884169536,6.5338802318507136,2,14,51,112,87,151,143,130,185,297,122,182,177,82,82,103,28,32,58,61,355,14,1,1,5,1,2,0,0,1,16,2,10,1,4,0,2,0,0,1,5,0,270,0,3,0,10,0,0,0,0,0,0,0,15,0,0,0,0,0,0,0,1,4,0,0,0,0,0,0,0,0,0,0,0,0,0,0,0,0,0,0,0,0,0,0,0,0,0,0,0,0,null,744.40877587564376,2711.7748264041306,5955.27020700515,4625.968821512929,8028.9803683730142,7603.6039250155036,6912.3672045595495,9836.8302526424359,15792.100459647585,6486.9907612020379,9677.3140863833687,9411.4538092849252,4360.1085444144846,4360.1085444144846,5476.7217082279503,1488.8175517512875,1701.5057734300428,3083.9792143419527,3243.495380601019,18876.079673989538,744.40877587564376,53.172055419688839,53.172055419688839,265.86027709844421,53.172055419688839,106.34411083937768,0,0,53.172055419688839,850.75288671502142,106.34411083937768,531.72055419688843,53.172055419688839,212.68822167875535,0,106.34411083937768,0,0,53.172055419688839,265.86027709844421,0,14356.454963315986,0,159.51616625906652,0,531.72055419688843,0,0,0,0,0,0,0,797.58083129533259,0,0,0,0,0,0,0,53.172055419688839,212.68822167875535,0,0,0,0,0,0,0,0,0,0,0,0,0,0,0,0,0,0,0,0,0,0,0,0,0,0,0,0]
[4,"SWITCHGEAR","> 33 kv & < = 66 kv ; circuit breaker",314.71330064243415,54.541765113288093,7.385239678797709,2,0,0,0,0,0,0,0,0,0,0,0,0,0,0,0,0,1,0,0,0,0,0,0,0,0,0,0,0,0,0,0,0,0,0,0,0,0,0,0,0,0,0,0,0,0,0,0,0,0,0,0,0,0,0,0,0,0,0,0,0,0,0,0,0,0,0,0,0,0,0,0,0,0,0,0,0,0,0,0,0,0,0,0,0,0,0,0,0,0,0,0,null,0,0,0,0,0,0,0,0,0,0,0,0,0,0,0,0,314.71330064243415,0,0,0,0,0,0,0,0,0,0,0,0,0,0,0,0,0,0,0,0,0,0,0,0,0,0,0,0,0,0,0,0,0,0,0,0,0,0,0,0,0,0,0,0,0,0,0,0,0,0,0,0,0,0,0,0,0,0,0,0,0,0,0,0,0,0,0,0,0,0,0,0,0,0]
[4,"SWITCHGEAR","> 33 kv & < = 66 kv ; switch",53.172055419688839,42.691590884169536,6.5338802318507136,2,0,0,0,0,0,0,0,0,0,0,0,0,0,0,1,0,0,0,0,0,0,0,0,0,0,0,0,0,0,0,0,0,0,0,0,0,0,0,0,0,0,0,0,0,0,0,0,0,0,0,0,0,0,0,0,0,0,0,0,0,0,0,0,0,0,0,0,0,0,0,0,0,0,0,0,0,0,0,0,0,0,0,0,0,0,0,0,0,0,0,0,null,0,0,0,0,0,0,0,0,0,0,0,0,0,0,53.172055419688839,0,0,0,0,0,0,0,0,0,0,0,0,0,0,0,0,0,0,0,0,0,0,0,0,0,0,0,0,0,0,0,0,0,0,0,0,0,0,0,0,0,0,0,0,0,0,0,0,0,0,0,0,0,0,0,0,0,0,0,0,0,0,0,0,0,0,0,0,0,0,0,0,0,0,0,0]
[4,"SWITCHGEAR","> 66 kv & < = 132 kv ; circuit breaker",314.71330064243415,54.541765113288093,7.385239678797709,2,0,0,1,0,0,2,25,22,16,46,23,41,24,21,23,1,2,18,5,2,2,8,0,0,0,0,0,0,0,6,2,0,4,0,3,0,0,5,1,0,0,1,0,0,4,0,0,0,0,4,0,0,0,0,0,0,0,0,0,0,0,0,0,0,0,0,0,0,0,0,0,0,0,0,0,0,0,0,0,0,0,0,0,0,0,0,0,0,0,0,0,null,0,0,314.71330064243415,0,0,629.4266012848683,7867.8325160608538,6923.6926141335516,5035.4128102789464,14476.811829551971,7238.4059147759854,12903.2453263398,7553.1192154184191,6608.979313491117,7238.4059147759854,314.71330064243415,629.4266012848683,5664.8394115638148,1573.5665032121708,629.4266012848683,629.4266012848683,2517.7064051394732,0,0,0,0,0,0,0,1888.2798038546048,629.4266012848683,0,1258.8532025697366,0,944.13990192730239,0,0,1573.5665032121708,314.71330064243415,0,0,314.71330064243415,0,0,1258.8532025697366,0,0,0,0,1258.8532025697366,0,0,0,0,0,0,0,0,0,0,0,0,0,0,0,0,0,0,0,0,0,0,0,0,0,0,0,0,0,0,0,0,0,0,0,0,0,0,0,0,0]
[4,"SWITCHGEAR","> 66 kv & < = 132 kv ; switch",53.172055419688839,42.691590884169536,6.5338802318507136,2,1,3,10,29,111,118,159,38,162,109,64,59,85,35,41,5,80,31,85,247,7,22,4,0,0,0,0,0,0,0,7,14,0,5,3,11,0,0,0,0,0,18,0,0,0,0,0,0,0,0,2,0,0,0,0,0,0,0,0,0,0,0,0,0,0,0,0,0,0,0,0,0,0,0,0,0,0,0,0,0,0,0,0,0,0,0,0,0,0,0,0,null,53.172055419688839,159.51616625906652,531.72055419688843,1541.9896071709763,5902.098151585461,6274.3025395232826,8454.3568117305258,2020.5381059481758,8613.8729779895912,5795.7540407460838,3403.0115468600857,3137.1512697616413,4519.6247106735509,1861.0219396891093,2180.0542722072423,265.86027709844421,4253.7644335751074,1648.333718010354,4519.6247106735509,13133.497688663143,372.20438793782188,1169.7852192331545,212.68822167875535,0,0,0,0,0,0,0,372.20438793782188,744.40877587564376,0,265.86027709844421,159.51616625906652,584.89260961657726,0,0,0,0,0,957.09699755439908,0,0,0,0,0,0,0,0,106.34411083937768,0,0,0,0,0,0,0,0,0,0,0,0,0,0,0,0,0,0,0,0,0,0,0,0,0,0,0,0,0,0,0,0,0,0,0,0,0,0,0,0]
[5,"TRANSFORMERS","ground outdoor / indoor chamber mounted ; ˂ 22 kv ; < = 60 kva ; multiple phase",130.44987424368148,72.260774780986296,8.5006337870176658,2,0,0,0,0,0,0,0,0,0,0,0,0,0,0,0,0,0,0,0,0,0,0,0,0,0,0,0,0,0,0,0,0,0,0,0,0,0,0,0,0,0,0,0,0,0,0,0,0,0,0,0,0,1,0,0,0,0,0,0,0,0,0,0,0,0,0,0,0,0,0,0,0,0,0,0,0,0,0,0,0,0,0,0,0,0,0,0,0,0,0,0,null,0,0,0,0,0,0,0,0,0,0,0,0,0,0,0,0,0,0,0,0,0,0,0,0,0,0,0,0,0,0,0,0,0,0,0,0,0,0,0,0,0,0,0,0,0,0,0,0,0,0,0,0,130.44987424368148,0,0,0,0,0,0,0,0,0,0,0,0,0,0,0,0,0,0,0,0,0,0,0,0,0,0,0,0,0,0,0,0,0,0,0,0,0,0]
[5,"TRANSFORMERS","ground outdoor / indoor chamber mounted ; ˂ 22 kv ; > 60 kva and < = 600 kva ; multiple phase",130.44987424368148,72.260774780986296,8.5006337870176658,2,0,1,7,5,13,4,17,9,12,8,15,10,5,26,7,7,3,8,1,14,6,4,0,2,0,12,6,0,0,5,3,0,33,25,3,8,50,4,36,16,13,8,1,1,0,6,2,1,17,5,19,0,16,29,12,8,12,8,2,5,2,1,1,0,3,0,1,9,7,0,7,7,7,1,2,1,0,0,0,3,0,4,0,2,0,0,0,0,0,0,0,null,0,130.44987424368148,913.14911970577032,652.24937121840742,1695.8483651678591,521.79949697472591,2217.6478621425849,1174.0488681931333,1565.3984909241776,1043.5989939494518,1956.7481136552221,1304.4987424368148,652.24937121840742,3391.6967303357183,913.14911970577032,913.14911970577032,391.34962273104441,1043.5989939494518,130.44987424368148,1826.2982394115406,782.69924546208881,521.79949697472591,0,260.89974848736296,0,1565.3984909241776,782.69924546208881,0,0,652.24937121840742,391.34962273104441,0,4304.845850041489,3261.246856092037,391.34962273104441,1043.5989939494518,6522.493712184074,521.79949697472591,4696.1954727725333,2087.1979878989036,1695.8483651678591,1043.5989939494518,130.44987424368148,130.44987424368148,0,782.69924546208881,260.89974848736296,130.44987424368148,2217.6478621425849,652.24937121840742,2478.5476106299479,0,2087.1979878989036,3783.046353066763,1565.3984909241776,1043.5989939494518,1565.3984909241776,1043.5989939494518,260.89974848736296,652.24937121840742,260.89974848736296,130.44987424368148,130.44987424368148,0,391.34962273104441,0,130.44987424368148,1174.0488681931333,913.14911970577032,0,913.14911970577032,913.14911970577032,913.14911970577032,130.44987424368148,260.89974848736296,130.44987424368148,0,0,0,391.34962273104441,0,521.79949697472591,0,260.89974848736296,0,0,0,0,0,0,0]
[5,"TRANSFORMERS","ground outdoor / indoor chamber mounted ; ˂ 22 kv ; > 600 kva ; multiple phase",62.196927448559912,54.559026563096481,7.3864082315491117,2,0,11,47,96,78,100,57,59,113,91,126,237,201,188,114,115,69,81,54,90,44,90,11,45,56,54,32,12,24,7,61,26,161,103,90,35,95,29,73,46,47,16,7,8,20,8,0,9,11,0,8,0,3,10,7,6,0,1,5,0,2,1,0,1,1,0,0,0,3,2,0,1,0,0,0,0,1,0,0,0,0,0,0,0,0,0,0,0,0,0,0,null,0,684.16620193415906,2923.2555900823158,5970.9050350617517,4851.3603409876732,6219.6927448559909,3545.2248645679151,3669.6187194650347,7028.2528016872702,5659.9203978189516,7836.8128585185486,14740.671805308699,12501.582417160542,11693.022360329263,7090.4497291358302,7152.6466565843903,4291.587993950634,5037.9511233333533,3358.6340822222351,5597.7234703703916,2736.6648077366362,5597.7234703703916,684.16620193415906,2798.8617351851958,3483.0279371193551,3358.6340822222351,1990.3016783539172,746.36312938271897,1492.7262587654379,435.37849213991939,3794.0125743621547,1617.1201136625577,10013.705319218147,6406.2835272016709,5597.7234703703916,2176.892460699597,5908.7081076131917,1803.7108960082373,4540.3757037448731,2861.0586626337558,2923.2555900823158,995.15083917695858,435.37849213991939,497.57541958847929,1243.9385489711983,497.57541958847929,0,559.77234703703925,684.16620193415906,0,497.57541958847929,0,186.59078234567974,621.96927448559916,435.37849213991939,373.18156469135948,0,62.196927448559912,310.98463724279958,0,124.39385489711982,62.196927448559912,0,62.196927448559912,62.196927448559912,0,0,0,186.59078234567974,124.39385489711982,0,62.196927448559912,0,0,0,0,62.196927448559912,0,0,0,0,0,0,0,0,0,0,0,0,0,0]
[5,"TRANSFORMERS","ground outdoor / indoor chamber mounted ; > = 22 kv & < = 33 kv ; < = 15 mva",4667.0755633816716,79.712881380568035,8.9282070641628852,2,0,0,0,0,0,0,3,1,2,16,10,2,2,4,8,13,6,14,13,9,4,1,1,2,4,0,1,0,0,4,1,3,0,2,0,1,2,2,2,0,1,0,2,11,2,2,7,2,6,2,1,0,9,4,3,1,2,3,0,2,0,0,1,0,0,0,0,0,0,0,2,0,4,0,0,1,0,0,0,0,0,0,0,0,0,0,0,0,0,0,0,null,0,0,0,0,0,0,14001.226690145015,4667.0755633816716,9334.1511267633432,74673.209014106746,46670.75563381672,9334.1511267633432,9334.1511267633432,18668.302253526686,37336.604507053373,60671.982323961733,28002.45338029003,65339.057887343399,60671.982323961733,42003.680070435046,18668.302253526686,4667.0755633816716,4667.0755633816716,9334.1511267633432,18668.302253526686,0,4667.0755633816716,0,0,18668.302253526686,4667.0755633816716,14001.226690145015,0,9334.1511267633432,0,4667.0755633816716,9334.1511267633432,9334.1511267633432,9334.1511267633432,0,4667.0755633816716,0,9334.1511267633432,51337.831197198386,9334.1511267633432,9334.1511267633432,32669.528943671699,9334.1511267633432,28002.45338029003,9334.1511267633432,4667.0755633816716,0,42003.680070435046,18668.302253526686,14001.226690145015,4667.0755633816716,9334.1511267633432,14001.226690145015,0,9334.1511267633432,0,0,4667.0755633816716,0,0,0,0,0,0,0,9334.1511267633432,0,18668.302253526686,0,0,4667.0755633816716,0,0,0,0,0,0,0,0,0,0,0,0,0,0,0]
[5,"TRANSFORMERS","ground outdoor / indoor chamber mounted ; > = 22 kv & < = 33 kv ; > 15 mva and < = 40 mva",2169.0305522237413,40.168979241085836,6.3379002233457289,2,0,0,4,7,2,4,11,10,15,24,22,14,11,17,35,22,2,4,1,3,5,0,2,0,3,2,0,0,2,0,0,0,0,0,1,4,2,0,0,0,0,1,7,0,0,4,0,0,0,0,0,0,0,0,0,0,0,0,0,0,0,0,0,0,0,0,0,0,0,0,0,0,0,0,0,0,0,0,0,0,0,0,0,0,0,0,0,0,0,0,0,null,0,0,8676.1222088949653,15183.213865566189,4338.0611044474826,8676.1222088949653,23859.336074461156,21690.305522237413,32535.458283356122,52056.733253369792,47718.672148922313,30366.427731132379,23859.336074461156,36873.519387803601,75916.069327830948,47718.672148922313,4338.0611044474826,8676.1222088949653,2169.0305522237413,6507.091656671224,10845.152761118707,0,4338.0611044474826,0,6507.091656671224,4338.0611044474826,0,0,4338.0611044474826,0,0,0,0,0,2169.0305522237413,8676.1222088949653,4338.0611044474826,0,0,0,0,2169.0305522237413,15183.213865566189,0,0,8676.1222088949653,0,0,0,0,0,0,0,0,0,0,0,0,0,0,0,0,0,0,0,0,0,0,0,0,0,0,0,0,0,0,0,0,0,0,0,0,0,0,0,0,0,0,0,0,0]
[5,"TRANSFORMERS","ground outdoor / indoor chamber mounted ; > 132 kv ; < = 100 mva",4667.0755633816716,79.712881380568035,8.9282070641628852,2,0,0,0,0,0,0,0,6,12,8,6,5,6,17,14,5,1,8,4,1,5,2,0,0,2,0,0,0,0,3,0,1,0,3,0,6,3,0,7,1,0,2,2,2,2,0,0,0,2,0,0,0,0,0,0,0,0,0,0,0,0,0,0,0,0,0,0,0,0,0,0,0,0,0,0,0,0,0,0,0,0,0,0,0,0,0,0,0,0,0,0,null,0,0,0,0,0,0,0,28002.45338029003,56004.906760580059,37336.604507053373,28002.45338029003,23335.37781690836,28002.45338029003,79340.284577488419,65339.057887343399,23335.37781690836,4667.0755633816716,37336.604507053373,18668.302253526686,4667.0755633816716,23335.37781690836,9334.1511267633432,0,0,9334.1511267633432,0,0,0,0,14001.226690145015,0,4667.0755633816716,0,14001.226690145015,0,28002.45338029003,14001.226690145015,0,32669.528943671699,4667.0755633816716,0,9334.1511267633432,9334.1511267633432,9334.1511267633432,9334.1511267633432,0,0,0,9334.1511267633432,0,0,0,0,0,0,0,0,0,0,0,0,0,0,0,0,0,0,0,0,0,0,0,0,0,0,0,0,0,0,0,0,0,0,0,0,0,0,0,0,0,0]
[5,"TRANSFORMERS","ground outdoor / indoor chamber mounted ; > 132 kv ; > 100 mva",4667.0755633816716,79.712881380568035,8.9282070641628852,2,0,0,0,0,0,0,0,1,0,0,1,2,0,0,0,1,0,0,0,1,1,0,0,0,0,0,0,0,0,0,0,0,0,0,0,0,0,0,0,0,0,0,0,0,0,0,0,0,0,0,0,0,0,0,0,0,0,0,0,0,0,0,0,0,0,0,0,0,0,0,0,0,0,0,0,0,0,0,0,0,0,0,0,0,0,0,0,0,0,0,0,null,0,0,0,0,0,0,0,4667.0755633816716,0,0,4667.0755633816716,9334.1511267633432,0,0,0,4667.0755633816716,0,0,0,4667.0755633816716,4667.0755633816716,0,0,0,0,0,0,0,0,0,0,0,0,0,0,0,0,0,0,0,0,0,0,0,0,0,0,0,0,0,0,0,0,0,0,0,0,0,0,0,0,0,0,0,0,0,0,0,0,0,0,0,0,0,0,0,0,0,0,0,0,0,0,0,0,0,0,0,0,0,0]
[5,"TRANSFORMERS","ground outdoor / indoor chamber mounted ; > 33 kv & < = 66 kv ; > 15 mva and < = 40 mva",2169.0305522237413,40.168979241085836,6.3379002233457289,2,0,0,0,0,0,0,0,0,0,0,0,0,0,0,0,0,1,0,0,0,0,0,0,0,0,0,0,0,0,0,0,0,0,0,0,0,0,0,0,0,0,0,0,0,0,0,0,0,0,0,0,0,0,0,0,0,0,0,0,0,0,0,0,0,0,0,0,0,0,0,0,0,0,0,0,0,0,0,0,0,0,0,0,0,0,0,0,0,0,0,0,null,0,0,0,0,0,0,0,0,0,0,0,0,0,0,0,0,2169.0305522237413,0,0,0,0,0,0,0,0,0,0,0,0,0,0,0,0,0,0,0,0,0,0,0,0,0,0,0,0,0,0,0,0,0,0,0,0,0,0,0,0,0,0,0,0,0,0,0,0,0,0,0,0,0,0,0,0,0,0,0,0,0,0,0,0,0,0,0,0,0,0,0,0,0,0]
[5,"TRANSFORMERS","ground outdoor / indoor chamber mounted ; > 33 kv & < = 66 kv ; > 40 mva",2169.0305522237413,40.168979241085836,6.3379002233457289,2,0,0,4,7,2,4,11,10,15,24,22,14,11,17,35,22,2,4,1,3,5,0,2,0,3,2,0,0,2,0,0,0,0,0,1,4,2,0,0,0,0,1,7,0,0,4,0,0,0,0,0,0,0,0,0,0,0,0,0,0,0,0,0,0,0,0,0,0,0,0,0,0,0,0,0,0,0,0,0,0,0,0,0,0,0,0,0,0,0,0,0,null,0,0,8676.1222088949653,15183.213865566189,4338.0611044474826,8676.1222088949653,23859.336074461156,21690.305522237413,32535.458283356122,52056.733253369792,47718.672148922313,30366.427731132379,23859.336074461156,36873.519387803601,75916.069327830948,47718.672148922313,4338.0611044474826,8676.1222088949653,2169.0305522237413,6507.091656671224,10845.152761118707,0,4338.0611044474826,0,6507.091656671224,4338.0611044474826,0,0,4338.0611044474826,0,0,0,0,0,2169.0305522237413,8676.1222088949653,4338.0611044474826,0,0,0,0,2169.0305522237413,15183.213865566189,0,0,8676.1222088949653,0,0,0,0,0,0,0,0,0,0,0,0,0,0,0,0,0,0,0,0,0,0,0,0,0,0,0,0,0,0,0,0,0,0,0,0,0,0,0,0,0,0,0,0,0]
[5,"TRANSFORMERS","ground outdoor / indoor chamber mounted ; > 66 kv & < = 132 kv ; < = 100 mva",4667.0755633816716,79.712881380568035,8.9282070641628852,2,0,0,0,0,0,0,0,0,0,0,0,0,0,0,0,0,1,0,0,0,0,0,0,0,0,0,0,0,0,0,0,0,0,0,0,0,0,0,0,0,0,0,0,0,0,0,0,0,0,0,0,0,0,0,0,0,0,0,0,0,0,0,0,0,0,0,0,0,0,0,0,0,0,0,0,0,0,0,0,0,0,0,0,0,0,0,0,0,0,0,0,null,0,0,0,0,0,0,0,0,0,0,0,0,0,0,0,0,4667.0755633816716,0,0,0,0,0,0,0,0,0,0,0,0,0,0,0,0,0,0,0,0,0,0,0,0,0,0,0,0,0,0,0,0,0,0,0,0,0,0,0,0,0,0,0,0,0,0,0,0,0,0,0,0,0,0,0,0,0,0,0,0,0,0,0,0,0,0,0,0,0,0,0,0,0,0]
[5,"TRANSFORMERS","kiosk mounted ; < = 22 kv ; > 60 kva and < = 600 kva ; multiple phase",58.082091925360686,38.08944470684289,6.1716646625398317,2,22,289,484,491,427,327,197,181,401,546,647,732,592,878,318,408,277,173,161,114,112,195,100,135,114,123,68,85,97,145,14,272,7,150,1,5,155,79,49,92,38,2,7,23,15,8,2,7,7,7,5,1,0,0,0,0,0,0,0,0,0,0,0,0,0,0,0,0,0,0,0,0,0,0,0,0,0,0,0,0,0,0,0,0,0,0,0,0,0,0,0,null,1277.806022357935,16785.724566429239,28111.732491874573,28518.307135352097,24801.053252129012,18992.844059592946,11442.172109296054,10512.858638490285,23290.918862069637,31712.822191246934,37579.113475708364,42516.09128936402,34384.598419813527,50996.076710466681,18470.105232264697,23697.493505547161,16088.73946332491,10048.201903087398,9351.2167999830708,6621.3584794911185,6505.1942956403964,11326.007925445334,5808.2091925360683,7841.0824099236925,6621.3584794911185,7144.0973068193643,3949.5822509245268,4936.9778136556579,5633.9629167599869,8421.9033291772994,813.14928695504955,15798.329003698107,406.57464347752477,8712.3137888041038,58.082091925360686,290.41045962680346,9002.7242484309063,4588.4852621034943,2846.0225043426735,5343.5524571331835,2207.119493163706,116.16418385072137,406.57464347752477,1335.8881142832959,871.23137888041026,464.65673540288549,116.16418385072137,406.57464347752477,406.57464347752477,406.57464347752477,290.41045962680346,58.082091925360686,0,0,0,0,0,0,0,0,0,0,0,0,0,0,0,0,0,0,0,0,0,0,0,0,0,0,0,0,0,0,0,0,0,0,0,0,0,0,0]
[5,"TRANSFORMERS","kiosk mounted ; < = 22 kv ; > 600 kva ; multiple phase",66.242017871258568,28.080370869234841,5.2990915135742691,2,22,162,169,136,191,112,107,85,167,199,257,257,263,350,83,127,74,50,20,27,6,40,25,20,27,9,7,3,0,0,0,0,0,0,0,0,0,0,0,0,0,0,0,0,0,0,0,0,0,0,0,0,0,0,0,0,0,0,0,0,0,0,0,0,0,0,0,0,0,0,0,0,0,0,0,0,0,0,0,0,0,0,0,0,0,0,0,0,0,0,0,null,1457.3243931676884,10731.206895143889,11194.901020242698,9008.9144304911661,12652.225413410386,7419.1060015809599,7087.895912224667,5630.5715190569781,11062.416984500182,13182.161556380455,17024.198592913453,17024.198592913453,17421.650700141003,23184.706254940498,5498.0874833144608,8412.7362696498385,4901.9093224731341,3312.1008935629284,1324.8403574251713,1788.5344825239813,397.45210722755144,2649.6807148503426,1656.0504467814642,1324.8403574251713,1788.5344825239813,596.1781608413271,463.69412509880999,198.72605361377572,0,0,0,0,0,0,0,0,0,0,0,0,0,0,0,0,0,0,0,0,0,0,0,0,0,0,0,0,0,0,0,0,0,0,0,0,0,0,0,0,0,0,0,0,0,0,0,0,0,0,0,0,0,0,0,0,0,0,0,0,0,0,0]
[5,"TRANSFORMERS","pole mounted ; < = 22 kv ; < = 60 kva ; multiple phase",8.8924308575303677,53.012395564006823,7.2809611703405492,2,8,90,138,121,181,207,206,134,157,191,190,192,125,290,88,169,92,97,84,73,61,79,55,22,122,145,95,116,133,58,237,4,3,268,155,100,115,156,139,78,72,66,32,51,0,36,34,53,83,54,38,17,16,41,41,33,25,28,1,23,25,2,13,2,2,0,0,4,0,5,3,9,1,1,0,4,1,0,2,2,2,0,6,0,3,0,0,0,0,0,0,null,71.139446860242941,800.31877717773307,1227.1554583391908,1075.9841337611745,1609.5299852129965,1840.7331875087862,1831.8407566512558,1191.5857349090693,1396.1116446322678,1698.4542937883002,1689.5618629307698,1707.3467246458306,1111.5538571912959,2578.8049486838067,782.53391546267233,1502.8208149226321,818.10363889279381,862.56579318044567,746.96419203255084,649.14745259971687,542.43828230935242,702.5020377448991,489.08369716417025,195.63347886566808,1084.8765646187048,1289.4024743419034,844.78093146538492,1031.5219794735226,1182.6933040515389,515.7609897367613,2107.5061132346973,35.569723430121471,26.677292572591103,2383.1714698181386,1378.3267829172071,889.24308575303678,1022.6295486159922,1387.2192137747375,1236.0478891967211,693.60960688736873,640.2550217421865,586.90043659700427,284.55778744097177,453.51397373404876,0,320.12751087109325,302.34264915603251,471.2988354491095,738.07176117502047,480.19126630663987,337.91237258615399,151.17132457801625,142.27889372048588,364.58966515874505,364.58966515874505,293.45021829850214,222.3107714382592,248.98806401085028,8.8924308575303677,204.52590972319845,222.3107714382592,17.784861715060735,115.60160114789478,17.784861715060735,17.784861715060735,0,0,35.569723430121471,0,44.462154287651842,26.677292572591103,80.031877717773312,8.8924308575303677,8.8924308575303677,0,35.569723430121471,8.8924308575303677,0,17.784861715060735,17.784861715060735,17.784861715060735,0,53.354585145182206,0,26.677292572591103,0,0,0,0,0,0]
[5,"TRANSFORMERS","pole mounted ; < = 22 kv ; < = 60 kva ; single phase",6.5594180715963875,44.85451357765443,6.697351235948017,2,19,117,172,116,153,134,127,126,121,148,188,158,116,342,67,201,78,131,120,184,119,122,49,52,121,172,101,111,129,114,212,4,2,280,110,84,135,173,101,183,76,175,110,46,11,24,19,23,17,8,7,7,0,9,25,10,4,5,4,0,0,0,0,0,0,0,0,0,0,0,4,0,0,0,0,0,0,0,0,0,0,0,0,0,0,0,0,0,0,0,0,null,124.62894336033136,767.45191437677738,1128.2199083145786,760.892496305181,1003.5909649542473,878.96202159391589,833.04609509274121,826.48667702114483,793.68958666316291,970.79387459626537,1233.1705974601209,1036.3880553122292,760.892496305181,2243.3209804859644,439.48101079695795,1318.4430323908739,511.63460958451822,859.28376737912674,787.13016859156653,1206.9329251737354,780.57075051997015,800.2490047347593,321.411485508223,341.08973972301214,793.68958666316291,1128.2199083145786,662.50122523123514,728.09540594719897,846.16493123593398,747.77366016198812,1390.5966311784341,26.23767228638555,13.118836143192775,1836.6370600469884,721.53598787560259,550.99111801409651,885.52143966551228,1134.7793263861749,662.50122523123514,1200.373507102139,498.51577344132545,1147.8981625293677,721.53598787560259,301.73323129343385,72.153598787560256,157.42603371831331,124.62894336033136,150.86661564671692,111.51010721713858,52.4753445727711,45.91592650117471,45.91592650117471,0,59.03476264436749,163.98545178990969,65.594180715963873,26.23767228638555,32.797090357981936,26.23767228638555,0,0,0,0,0,0,0,0,0,0,0,26.23767228638555,0,0,0,0,0,0,0,0,0,0,0,0,0,0,0,0,0,0,0,0]
[5,"TRANSFORMERS","pole mounted ; < = 22 kv ; > 60 kva and < = 600 kva ; multiple phase",18.803940963240905,38.875949292272381,6.2350580825099282,2,60,716,907,807,886,874,723,793,938,1014,1234,1322,1050,1642,689,1444,526,479,703,470,488,413,222,184,414,450,166,217,275,132,402,47,36,309,193,274,179,214,218,114,102,59,21,56,12,90,39,34,49,45,14,6,22,16,14,13,15,4,5,5,2,4,0,0,0,1,0,1,0,6,2,0,1,3,0,1,2,2,0,0,1,0,0,3,0,1,0,0,0,0,0,null,1128.2364577944543,13463.621729680488,17055.1744536595,15174.78035733541,16660.291693431442,16434.644401872552,13595.249316423175,14911.525183850037,17638.09662351997,19067.196136726277,23204.063148639278,24858.809953404478,19744.138011402949,30876.071061641567,12955.915323672984,27152.890750919865,9890.8729466647164,9007.0877213923941,13219.170497158357,8837.8522527232253,9176.323190061561,7766.027617818494,4174.4748938394805,3459.9251372363265,7784.8315587817342,8461.7734334584075,3121.4541998979903,4080.4551890232765,5171.0837648912484,2482.1202071477992,7559.184267222844,883.78522527232258,676.94187467667257,5810.4177576414395,3629.1606059054948,5152.2798239280082,3365.905432420122,4024.0433661335537,4099.2591299865171,2143.649269809463,1918.0019782505724,1109.4325168312134,394.882760228059,1053.0206939414907,225.64729155889086,1692.3546866916813,733.35369756639534,639.33399275019076,921.39310719880427,846.17734334584065,263.25517348537267,112.82364577944543,413.6867011912999,300.86305541185448,263.25517348537267,244.45123252213176,282.05911444861357,75.215763852963619,94.019704816204523,94.019704816204523,37.607881926481809,75.215763852963619,0,0,0,18.803940963240905,0,18.803940963240905,0,112.82364577944543,37.607881926481809,0,18.803940963240905,56.411822889722714,0,18.803940963240905,37.607881926481809,37.607881926481809,0,0,18.803940963240905,0,0,56.411822889722714,0,18.803940963240905,0,0,0,0,0]
[5,"TRANSFORMERS","pole mounted ; < = 22 kv ; > 60 kva and < = 600 kva ; single phase",18.803940963240905,38.875949292272381,6.2350580825099282,2,0,0,0,1,0,0,0,4,1,3,1,0,0,0,0,0,0,0,0,0,0,0,0,0,0,0,0,0,0,1,0,0,0,0,0,0,0,0,0,0,0,0,0,0,0,0,0,0,0,0,0,0,0,0,0,0,0,0,0,0,0,0,0,0,0,0,0,0,0,0,0,0,0,0,0,0,0,0,0,0,0,0,0,0,0,0,0,0,0,0,0,null,0,0,0,18.803940963240905,0,0,0,75.215763852963619,18.803940963240905,56.411822889722714,18.803940963240905,0,0,0,0,0,0,0,0,0,0,0,0,0,0,0,0,0,0,18.803940963240905,0,0,0,0,0,0,0,0,0,0,0,0,0,0,0,0,0,0,0,0,0,0,0,0,0,0,0,0,0,0,0,0,0,0,0,0,0,0,0,0,0,0,0,0,0,0,0,0,0,0,0,0,0,0,0,0,0,0,0,0,0]
[5,"TRANSFORMERS","pole mounted ; < = 22 kv ; > 600 kva ; multiple phase",18.803940963240905,38.875949292272381,6.2350580825099282,2,1,18,12,5,12,8.5,9,29,18,15,15,26,22,15,6,9,0,2,1,10,4,3,2,1,1,0,0,0,0,0,1,1,0,0,0,0,0,0,0,0,0,0,0,0,0,0,0,0,0,0,0,0,0,0,0,0,0,0,0,0,0,0,0,0,0,0,0,0,0,0,0,0,0,0,0,0,0,0,0,0,0,0,0,0,0,0,0,0,0,0,0,null,18.803940963240905,338.47093733833628,225.64729155889086,94.019704816204523,225.64729155889086,159.83349818754769,169.23546866916814,545.31428793398618,338.47093733833628,282.05911444861357,282.05911444861357,488.90246504426352,413.6867011912999,282.05911444861357,112.82364577944543,169.23546866916814,0,37.607881926481809,18.803940963240905,188.03940963240905,75.215763852963619,56.411822889722714,37.607881926481809,18.803940963240905,18.803940963240905,0,0,0,0,0,18.803940963240905,18.803940963240905,0,0,0,0,0,0,0,0,0,0,0,0,0,0,0,0,0,0,0,0,0,0,0,0,0,0,0,0,0,0,0,0,0,0,0,0,0,0,0,0,0,0,0,0,0,0,0,0,0,0,0,0,0,0,0,0,0,0,0]
[6,"UNDERGROUND CABLES","˂ = 1 kv",205.91220043090993,51.973425433305145,7.2092597007810131,2,213,335,387,403,332,212,188,255,305,281,402,482,509,470,576,489,329,55,33,25,111,218,329,437,407,586,615,484,555,476,374,446,152,57,170,51,51,14,57,152,11,202,8,45,0,12,146,2,12,0,2,0,0,0,0,0,0,0,0,0,0,0,0,0,0,0,0,0,0,0,0,0,0,0,0,0,0,0,0,0,0,0,0,0,0,0,0,0,0,0,0,null,43859.298691783813,68980.587144354824,79688.021566762138,82982.6167736567,68362.850543062101,43653.386491352903,38711.493681011067,52507.611109882033,62803.221131427526,57861.32832108569,82776.704573225798,99249.680607698581,104809.31001933316,96778.734202527674,118605.42744820412,100691.06601071496,67745.113941769363,11325.171023700046,6795.102614220028,5147.8050107727486,22856.254247831002,44888.859693938364,67745.113941769363,89983.631588307646,83806.265575380341,120664.54945251322,126636.00326500961,99661.505008560402,114281.27123915502,98014.207405113135,77011.162961160313,91836.84139218583,31298.654465498308,11736.995424561866,35005.074073254691,10501.522221976407,10501.522221976407,2882.7708060327391,11736.995424561866,31298.654465498308,2265.034204740009,41594.264487043809,1647.2976034472795,9266.0490193909463,0,2470.9464051709192,30063.181262912851,411.82440086181987,2470.9464051709192,0,411.82440086181987,0,0,0,0,0,0,0,0,0,0,0,0,0,0,0,0,0,0,0,0,0,0,0,0,0,0,0,0,0,0,0,0,0,0,0,0,0,0,0,0]
[6,"UNDERGROUND CABLES","> 1 kv & < = 11 kv",424.26397959070516,55.283471035909038,7.4352855382903105,2,20,87,146,137,115,118,117,133,165,233,266,316,384,435,340,234,165,100,94,84,74,96,181,62,64,69,81,89,141,108,180,178,170,84,74,103,176,60,66,75,88,77,66,40,40,4,40,53,8,1,0,0,5,0,1,1,0,0,0,0,0,0,1,0,2,0,0,0,0,0,0,0,0,0,0,0,0,0,0,0,0,0,0,0,0,0,0,0,0,0,0,null,8485.2795918141037,36910.966224391348,61942.541020242956,58124.165203926605,48790.357652931096,50063.149591703208,49638.885612112506,56427.109285563783,70003.556632466352,98853.507244634297,112854.21857112757,134067.41755066282,162917.36816283077,184554.83112195675,144249.75306083975,99277.771224225013,70003.556632466352,42426.397959070513,39880.814081526289,35638.174285619236,31395.534489712183,40729.342040707692,76791.780305917637,26304.36673462372,27152.89469380513,29274.214591758657,34365.382346847116,37759.494183572759,59821.221122289426,45820.509795796155,76367.516326326935,75518.988367145517,72124.876530419875,35638.174285619236,31395.534489712183,43699.189897842632,74670.460407964114,25455.838775442309,28001.422652986541,31819.798469302888,37335.230203982057,32668.326428484299,28001.422652986541,16970.559183628207,16970.559183628207,1697.0559183628206,16970.559183628207,22485.990918307372,3394.1118367256413,424.26397959070516,0,0,2121.3198979535259,0,424.26397959070516,424.26397959070516,0,0,0,0,0,0,424.26397959070516,0,848.52795918141032,0,0,0,0,0,0,0,0,0,0,0,0,0,0,0,0,0,0,0,0,0,0,0,0,0,0]
[6,"UNDERGROUND CABLES","> 22 kv & < = 33 kv",1003.1338811078523,59.235372248425456,7.696451925947791,2,0,0,1,4,1,17,8,12,37,16,37,21,63,54,58,7,41,47,42,47,0,17,1,0,0,5,0,0,12,14,0,0,5,3,5,0,0,0,0,0,0,47,0,0,12,0,48,8,64,13,7,11,19,0,0,11,0,0,0,0,8,0,0,0,0,6,0,0,0,0,0,0,0,0,0,0,0,0,0,0,0,0,0,0,0,0,0,0,0,0,0,null,0,0,1003.1338811078523,4012.5355244314092,1003.1338811078523,17053.275978833488,8025.0710488628183,12037.606573294228,37115.953600990535,16050.142097725637,37115.953600990535,21065.811503264897,63197.434509794693,54169.229579824023,58181.765104255435,7021.9371677549661,41128.489125421947,47147.292412069059,42131.623006529793,47147.292412069059,0,17053.275978833488,1003.1338811078523,0,0,5015.6694055392618,0,0,12037.606573294228,14043.874335509932,0,0,5015.6694055392618,3009.401643323557,5015.6694055392618,0,0,0,0,0,0,47147.292412069059,0,0,12037.606573294228,0,48150.426293176912,8025.0710488628183,64200.568390902547,13040.740454402079,7021.9371677549661,11034.472692186375,19059.543741049194,0,0,11034.472692186375,0,0,0,0,8025.0710488628183,0,0,0,0,6018.803286647114,0,0,0,0,0,0,0,0,0,0,0,0,0,0,0,0,0,0,0,0,0,0,0,0,0]
[6,"UNDERGROUND CABLES","> 66 kv & < = 132 kv",1003.1338811078523,59.235372248425456,7.696451925947791,2,0,0,0,0,9,0,0,6,3,15,6,9,31,12,4,2,0,26,3,31,6,0,0,0,0,0,0,0,0,0,0,0,0,0,0,0,0,0,0,0,0,0,0,0,0,0,0,0,0,0,0,0,0,0,0,0,0,0,0,0,0,0,0,0,0,0,0,0,0,0,0,0,0,0,0,0,0,0,0,0,0,0,0,0,0,0,0,0,0,0,0,null,0,0,0,0,9028.2049299706705,0,0,6018.803286647114,3009.401643323557,15047.008216617784,6018.803286647114,9028.2049299706705,31097.15031434342,12037.606573294228,4012.5355244314092,2006.2677622157046,0,26081.480908804158,3009.401643323557,31097.15031434342,6018.803286647114,0,0,0,0,0,0,0,0,0,0,0,0,0,0,0,0,0,0,0,0,0,0,0,0,0,0,0,0,0,0,0,0,0,0,0,0,0,0,0,0,0,0,0,0,0,0,0,0,0,0,0,0,0,0,0,0,0,0,0,0,0,0,0,0,0,0,0,0,0,0]
["",null,null,null,null,"","",null,null,null,null,null,null,null,null,null,null,null,null,null,null,null,null,null,null,null,null,null,null,null,null,null,null,null,null,null,null,null,null,null,null,null,null,null,null,null,null,null,null,null,null,null,null,null,null,null,null,null,null,null,null,null,null,null,null,null,null,null,null,null,null,null,null,null,null,null,null,null,null,null,null,null,null,null,null,null,null,null,null,null,null,null,null,null,null,null,null,null,null,0,0,0,0,0,0,0,0,0,0,0,0,0,0,0,0,0,0,0,0,0,0,0,0,0,0,0,0,0,0,0,0,0,0,0,0,0,0,0,0,0,0,0,0,0,0,0,0,0,0,0,0,0,0,0,0,0,0,0,0,0,0,0,0,0,0,0,0,0,0,0,0,0,0,0,0,0,0,0,0,0,0,0,0,0,0,0,0,0,0,0]
["",null,null,null,null,"","",null,null,null,null,null,null,null,null,null,null,null,null,null,null,null,null,null,null,null,null,null,null,null,null,null,null,null,null,null,null,null,null,null,null,null,null,null,null,null,null,null,null,null,null,null,null,null,null,null,null,null,null,null,null,null,null,null,null,null,null,null,null,null,null,null,null,null,null,null,null,null,null,null,null,null,null,null,null,null,null,null,null,null,null,null,null,null,null,null,null,null,null,0,0,0,0,0,0,0,0,0,0,0,0,0,0,0,0,0,0,0,0,0,0,0,0,0,0,0,0,0,0,0,0,0,0,0,0,0,0,0,0,0,0,0,0,0,0,0,0,0,0,0,0,0,0,0,0,0,0,0,0,0,0,0,0,0,0,0,0,0,0,0,0,0,0,0,0,0,0,0,0,0,0,0,0,0,0,0,0,0,0,0]
["",null,null,null,null,"","",null,null,null,null,null,null,null,null,null,null,null,null,null,null,null,null,null,null,null,null,null,null,null,null,null,null,null,null,null,null,null,null,null,null,null,null,null,null,null,null,null,null,null,null,null,null,null,null,null,null,null,null,null,null,null,null,null,null,null,null,null,null,null,null,null,null,null,null,null,null,null,null,null,null,null,null,null,null,null,null,null,null,null,null,null,null,null,null,null,null,null,null,0,0,0,0,0,0,0,0,0,0,0,0,0,0,0,0,0,0,0,0,0,0,0,0,0,0,0,0,0,0,0,0,0,0,0,0,0,0,0,0,0,0,0,0,0,0,0,0,0,0,0,0,0,0,0,0,0,0,0,0,0,0,0,0,0,0,0,0,0,0,0,0,0,0,0,0,0,0,0,0,0,0,0,0,0,0,0,0,0,0,0]
["",null,null,null,null,"","",null,null,null,null,null,null,null,null,null,null,null,null,null,null,null,null,null,null,null,null,null,null,null,null,null,null,null,null,null,null,null,null,null,null,null,null,null,null,null,null,null,null,null,null,null,null,null,null,null,null,null,null,null,null,null,null,null,null,null,null,null,null,null,null,null,null,null,null,null,null,null,null,null,null,null,null,null,null,null,null,null,null,null,null,null,null,null,null,null,null,null,null,0,0,0,0,0,0,0,0,0,0,0,0,0,0,0,0,0,0,0,0,0,0,0,0,0,0,0,0,0,0,0,0,0,0,0,0,0,0,0,0,0,0,0,0,0,0,0,0,0,0,0,0,0,0,0,0,0,0,0,0,0,0,0,0,0,0,0,0,0,0,0,0,0,0,0,0,0,0,0,0,0,0,0,0,0,0,0,0,0,0,0]
["",null,null,null,null,"","",null,null,null,null,null,null,null,null,null,null,null,null,null,null,null,null,null,null,null,null,null,null,null,null,null,null,null,null,null,null,null,null,null,null,null,null,null,null,null,null,null,null,null,null,null,null,null,null,null,null,null,null,null,null,null,null,null,null,null,null,null,null,null,null,null,null,null,null,null,null,null,null,null,null,null,null,null,null,null,null,null,null,null,null,null,null,null,null,null,null,null,null,0,0,0,0,0,0,0,0,0,0,0,0,0,0,0,0,0,0,0,0,0,0,0,0,0,0,0,0,0,0,0,0,0,0,0,0,0,0,0,0,0,0,0,0,0,0,0,0,0,0,0,0,0,0,0,0,0,0,0,0,0,0,0,0,0,0,0,0,0,0,0,0,0,0,0,0,0,0,0,0,0,0,0,0,0,0,0,0,0,0,0]
["",null,null,null,null,"","",null,null,null,null,null,null,null,null,null,null,null,null,null,null,null,null,null,null,null,null,null,null,null,null,null,null,null,null,null,null,null,null,null,null,null,null,null,null,null,null,null,null,null,null,null,null,null,null,null,null,null,null,null,null,null,null,null,null,null,null,null,null,null,null,null,null,null,null,null,null,null,null,null,null,null,null,null,null,null,null,null,null,null,null,null,null,null,null,null,null,null,null,0,0,0,0,0,0,0,0,0,0,0,0,0,0,0,0,0,0,0,0,0,0,0,0,0,0,0,0,0,0,0,0,0,0,0,0,0,0,0,0,0,0,0,0,0,0,0,0,0,0,0,0,0,0,0,0,0,0,0,0,0,0,0,0,0,0,0,0,0,0,0,0,0,0,0,0,0,0,0,0,0,0,0,0,0,0,0,0,0,0,0]
["",null,null,null,null,"","",null,null,null,null,null,null,null,null,null,null,null,null,null,null,null,null,null,null,null,null,null,null,null,null,null,null,null,null,null,null,null,null,null,null,null,null,null,null,null,null,null,null,null,null,null,null,null,null,null,null,null,null,null,null,null,null,null,null,null,null,null,null,null,null,null,null,null,null,null,null,null,null,null,null,null,null,null,null,null,null,null,null,null,null,null,null,null,null,null,null,null,null,0,0,0,0,0,0,0,0,0,0,0,0,0,0,0,0,0,0,0,0,0,0,0,0,0,0,0,0,0,0,0,0,0,0,0,0,0,0,0,0,0,0,0,0,0,0,0,0,0,0,0,0,0,0,0,0,0,0,0,0,0,0,0,0,0,0,0,0,0,0,0,0,0,0,0,0,0,0,0,0,0,0,0,0,0,0,0,0,0,0,0]
["",null,null,null,null,"","",null,null,null,null,null,null,null,null,null,null,null,null,null,null,null,null,null,null,null,null,null,null,null,null,null,null,null,null,null,null,null,null,null,null,null,null,null,null,null,null,null,null,null,null,null,null,null,null,null,null,null,null,null,null,null,null,null,null,null,null,null,null,null,null,null,null,null,null,null,null,null,null,null,null,null,null,null,null,null,null,null,null,null,null,null,null,null,null,null,null,null,null,0,0,0,0,0,0,0,0,0,0,0,0,0,0,0,0,0,0,0,0,0,0,0,0,0,0,0,0,0,0,0,0,0,0,0,0,0,0,0,0,0,0,0,0,0,0,0,0,0,0,0,0,0,0,0,0,0,0,0,0,0,0,0,0,0,0,0,0,0,0,0,0,0,0,0,0,0,0,0,0,0,0,0,0,0,0,0,0,0,0,0]
["",null,null,null,null,"","",null,null,null,null,null,null,null,null,null,null,null,null,null,null,null,null,null,null,null,null,null,null,null,null,null,null,null,null,null,null,null,null,null,null,null,null,null,null,null,null,null,null,null,null,null,null,null,null,null,null,null,null,null,null,null,null,null,null,null,null,null,null,null,null,null,null,null,null,null,null,null,null,null,null,null,null,null,null,null,null,null,null,null,null,null,null,null,null,null,null,null,null,0,0,0,0,0,0,0,0,0,0,0,0,0,0,0,0,0,0,0,0,0,0,0,0,0,0,0,0,0,0,0,0,0,0,0,0,0,0,0,0,0,0,0,0,0,0,0,0,0,0,0,0,0,0,0,0,0,0,0,0,0,0,0,0,0,0,0,0,0,0,0,0,0,0,0,0,0,0,0,0,0,0,0,0,0,0,0,0,0,0,0]
["",null,null,null,null,"","",null,null,null,null,null,null,null,null,null,null,null,null,null,null,null,null,null,null,null,null,null,null,null,null,null,null,null,null,null,null,null,null,null,null,null,null,null,null,null,null,null,null,null,null,null,null,null,null,null,null,null,null,null,null,null,null,null,null,null,null,null,null,null,null,null,null,null,null,null,null,null,null,null,null,null,null,null,null,null,null,null,null,null,null,null,null,null,null,null,null,null,null,{"$f":"IFERROR($D66*H66,\"\")","v":0},{"$f":"IFERROR($D66*I66,\"\")","v":0},{"$f":"IFERROR($D66*J66,\"\")","v":0},{"$f":"IFERROR($D66*K66,\"\")","v":0},{"$f":"IFERROR($D66*L66,\"\")","v":0},{"$f":"IFERROR($D66*M66,\"\")","v":0},{"$f":"IFERROR($D66*N66,\"\")","v":0},{"$f":"IFERROR($D66*O66,\"\")","v":0},{"$f":"IFERROR($D66*P66,\"\")","v":0},{"$f":"IFERROR($D66*Q66,\"\")","v":0},{"$f":"IFERROR($D66*R66,\"\")","v":0},{"$f":"IFERROR($D66*S66,\"\")","v":0},{"$f":"IFERROR($D66*T66,\"\")","v":0},{"$f":"IFERROR($D66*U66,\"\")","v":0},{"$f":"IFERROR($D66*V66,\"\")","v":0},{"$f":"IFERROR($D66*W66,\"\")","v":0},{"$f":"IFERROR($D66*X66,\"\")","v":0},{"$f":"IFERROR($D66*Y66,\"\")","v":0},{"$f":"IFERROR($D66*Z66,\"\")","v":0},{"$f":"IFERROR($D66*AA66,\"\")","v":0},{"$f":"IFERROR($D66*AB66,\"\")","v":0},{"$f":"IFERROR($D66*AC66,\"\")","v":0},{"$f":"IFERROR($D66*AD66,\"\")","v":0},{"$f":"IFERROR($D66*AE66,\"\")","v":0},{"$f":"IFERROR($D66*AF66,\"\")","v":0},{"$f":"IFERROR($D66*AG66,\"\")","v":0},{"$f":"IFERROR($D66*AH66,\"\")","v":0},{"$f":"IFERROR($D66*AI66,\"\")","v":0},{"$f":"IFERROR($D66*AJ66,\"\")","v":0},{"$f":"IFERROR($D66*AK66,\"\")","v":0},{"$f":"IFERROR($D66*AL66,\"\")","v":0},{"$f":"IFERROR($D66*AM66,\"\")","v":0},{"$f":"IFERROR($D66*AN66,\"\")","v":0},{"$f":"IFERROR($D66*AO66,\"\")","v":0},{"$f":"IFERROR($D66*AP66,\"\")","v":0},{"$f":"IFERROR($D66*AQ66,\"\")","v":0},{"$f":"IFERROR($D66*AR66,\"\")","v":0},{"$f":"IFERROR($D66*AS66,\"\")","v":0},{"$f":"IFERROR($D66*AT66,\"\")","v":0},{"$f":"IFERROR($D66*AU66,\"\")","v":0},{"$f":"IFERROR($D66*AV66,\"\")","v":0},{"$f":"IFERROR($D66*AW66,\"\")","v":0},{"$f":"IFERROR($D66*AX66,\"\")","v":0},{"$f":"IFERROR($D66*AY66,\"\")","v":0},{"$f":"IFERROR($D66*AZ66,\"\")","v":0},{"$f":"IFERROR($D66*BA66,\"\")","v":0},{"$f":"IFERROR($D66*BB66,\"\")","v":0},{"$f":"IFERROR($D66*BC66,\"\")","v":0},{"$f":"IFERROR($D66*BD66,\"\")","v":0},{"$f":"IFERROR($D66*BE66,\"\")","v":0},{"$f":"IFERROR($D66*BF66,\"\")","v":0},{"$f":"IFERROR($D66*BG66,\"\")","v":0},{"$f":"IFERROR($D66*BH66,\"\")","v":0},{"$f":"IFERROR($D66*BI66,\"\")","v":0},{"$f":"IFERROR($D66*BJ66,\"\")","v":0},{"$f":"IFERROR($D66*BK66,\"\")","v":0},{"$f":"IFERROR($D66*BL66,\"\")","v":0},{"$f":"IFERROR($D66*BM66,\"\")","v":0},{"$f":"IFERROR($D66*BN66,\"\")","v":0},{"$f":"IFERROR($D66*BO66,\"\")","v":0},{"$f":"IFERROR($D66*BP66,\"\")","v":0},{"$f":"IFERROR($D66*BQ66,\"\")","v":0},{"$f":"IFERROR($D66*BR66,\"\")","v":0},{"$f":"IFERROR($D66*BS66,\"\")","v":0},{"$f":"IFERROR($D66*BT66,\"\")","v":0},{"$f":"IFERROR($D66*BU66,\"\")","v":0},{"$f":"IFERROR($D66*BV66,\"\")","v":0},{"$f":"IFERROR($D66*BW66,\"\")","v":0},{"$f":"IFERROR($D66*BX66,\"\")","v":0},{"$f":"IFERROR($D66*BY66,\"\")","v":0},{"$f":"IFERROR($D66*BZ66,\"\")","v":0},{"$f":"IFERROR($D66*CA66,\"\")","v":0},{"$f":"IFERROR($D66*CB66,\"\")","v":0},{"$f":"IFERROR($D66*CC66,\"\")","v":0},{"$f":"IFERROR($D66*CD66,\"\")","v":0},{"$f":"IFERROR($D66*CE66,\"\")","v":0},{"$f":"IFERROR($D66*CF66,\"\")","v":0},{"$f":"IFERROR($D66*CG66,\"\")","v":0},{"$f":"IFERROR($D66*CH66,\"\")","v":0},{"$f":"IFERROR($D66*CI66,\"\")","v":0},{"$f":"IFERROR($D66*CJ66,\"\")","v":0},{"$f":"IFERROR($D66*CK66,\"\")","v":0},{"$f":"IFERROR($D66*CL66,\"\")","v":0},{"$f":"IFERROR($D66*CM66,\"\")","v":0},{"$f":"IFERROR($D66*CN66,\"\")","v":0},{"$f":"IFERROR($D66*CO66,\"\")","v":0},{"$f":"IFERROR($D66*CP66,\"\")","v":0},{"$f":"IFERROR($D66*CQ66,\"\")","v":0},{"$f":"IFERROR($D66*CR66,\"\")","v":0},{"$f":"IFERROR($D66*CS66,\"\")","v":0},{"$f":"IFERROR($D66*CT66,\"\")","v":0}]
["",null,null,null,null,"","",null,null,null,null,null,null,null,null,null,null,null,null,null,null,null,null,null,null,null,null,null,null,null,null,null,null,null,null,null,null,null,null,null,null,null,null,null,null,null,null,null,null,null,null,null,null,null,null,null,null,null,null,null,null,null,null,null,null,null,null,null,null,null,null,null,null,null,null,null,null,null,null,null,null,null,null,null,null,null,null,null,null,null,null,null,null,null,null,null,null,null,null,0,0,0,0,0,0,0,0,0,0,0,0,0,0,0,0,0,0,0,0,0,0,0,0,0,0,0,0,0,0,0,0,0,0,0,0,0,0,0,0,0,0,0,0,0,0,0,0,0,0,0,0,0,0,0,0,0,0,0,0,0,0,0,0,0,0,0,0,0,0,0,0,0,0,0,0,0,0,0,0,0,0,0,0,0,0,0,0,0,0,0]
["",null,null,null,null,"","",null,null,null,null,null,null,null,null,null,null,null,null,null,null,null,null,null,null,null,null,null,null,null,null,null,null,null,null,null,null,null,null,null,null,null,null,null,null,null,null,null,null,null,null,null,null,null,null,null,null,null,null,null,null,null,null,null,null,null,null,null,null,null,null,null,null,null,null,null,null,null,null,null,null,null,null,null,null,null,null,null,null,null,null,null,null,null,null,null,null,null,null,0,0,0,0,0,0,0,0,0,0,0,0,0,0,0,0,0,0,0,0,0,0,0,0,0,0,0,0,0,0,0,0,0,0,0,0,0,0,0,0,0,0,0,0,0,0,0,0,0,0,0,0,0,0,0,0,0,0,0,0,0,0,0,0,0,0,0,0,0,0,0,0,0,0,0,0,0,0,0,0,0,0,0,0,0,0,0,0,0,0,0]
["",null,null,null,null,"","",null,null,null,null,null,null,null,null,null,null,null,null,null,null,null,null,null,null,null,null,null,null,null,null,null,null,null,null,null,null,null,null,null,null,null,null,null,null,null,null,null,null,null,null,null,null,null,null,null,null,null,null,null,null,null,null,null,null,null,null,null,null,null,null,null,null,null,null,null,null,null,null,null,null,null,null,null,null,null,null,null,null,null,null,null,null,null,null,null,null,null,null,0,0,0,0,0,0,0,0,0,0,0,0,0,0,0,0,0,0,0,0,0,0,0,0,0,0,0,0,0,0,0,0,0,0,0,0,0,0,0,0,0,0,0,0,0,0,0,0,0,0,0,0,0,0,0,0,0,0,0,0,0,0,0,0,0,0,0,0,0,0,0,0,0,0,0,0,0,0,0,0,0,0,0,0,0,0,0,0,0,0,0]
["",null,null,null,null,"","",null,null,null,null,null,null,null,null,null,null,null,null,null,null,null,null,null,null,null,null,null,null,null,null,null,null,null,null,null,null,null,null,null,null,null,null,null,null,null,null,null,null,null,null,null,null,null,null,null,null,null,null,null,null,null,null,null,null,null,null,null,null,null,null,null,null,null,null,null,null,null,null,null,null,null,null,null,null,null,null,null,null,null,null,null,null,null,null,null,null,null,null,0,0,0,0,0,0,0,0,0,0,0,0,0,0,0,0,0,0,0,0,0,0,0,0,0,0,0,0,0,0,0,0,0,0,0,0,0,0,0,0,0,0,0,0,0,0,0,0,0,0,0,0,0,0,0,0,0,0,0,0,0,0,0,0,0,0,0,0,0,0,0,0,0,0,0,0,0,0,0,0,0,0,0,0,0,0,0,0,0,0,0]
["",null,null,null,null,"","",null,null,null,null,null,null,null,null,null,null,null,null,null,null,null,null,null,null,null,null,null,null,null,null,null,null,null,null,null,null,null,null,null,null,null,null,null,null,null,null,null,null,null,null,null,null,null,null,null,null,null,null,null,null,null,null,null,null,null,null,null,null,null,null,null,null,null,null,null,null,null,null,null,null,null,null,null,null,null,null,null,null,null,null,null,null,null,null,null,null,null,null,0,0,0,0,0,0,0,0,0,0,0,0,0,0,0,0,0,0,0,0,0,0,0,0,0,0,0,0,0,0,0,0,0,0,0,0,0,0,0,0,0,0,0,0,0,0,0,0,0,0,0,0,0,0,0,0,0,0,0,0,0,0,0,0,0,0,0,0,0,0,0,0,0,0,0,0,0,0,0,0,0,0,0,0,0,0,0,0,0,0,0]
["",null,null,null,null,"","",null,null,null,null,null,null,null,null,null,null,null,null,null,null,null,null,null,null,null,null,null,null,null,null,null,null,null,null,null,null,null,null,null,null,null,null,null,null,null,null,null,null,null,null,null,null,null,null,null,null,null,null,null,null,null,null,null,null,null,null,null,null,null,null,null,null,null,null,null,null,null,null,null,null,null,null,null,null,null,null,null,null,null,null,null,null,null,null,null,null,null,null,0,0,0,0,0,0,0,0,0,0,0,0,0,0,0,0,0,0,0,0,0,0,0,0,0,0,0,0,0,0,0,0,0,0,0,0,0,0,0,0,0,0,0,0,0,0,0,0,0,0,0,0,0,0,0,0,0,0,0,0,0,0,0,0,0,0,0,0,0,0,0,0,0,0,0,0,0,0,0,0,0,0,0,0,0,0,0,0,0,0,0]
["",null,null,null,null,"","",null,null,null,null,null,null,null,null,null,null,null,null,null,null,null,null,null,null,null,null,null,null,null,null,null,null,null,null,null,null,null,null,null,null,null,null,null,null,null,null,null,null,null,null,null,null,null,null,null,null,null,null,null,null,null,null,null,null,null,null,null,null,null,null,null,null,null,null,null,null,null,null,null,null,null,null,null,null,null,null,null,null,null,null,null,null,null,null,null,null,null,null,0,0,0,0,0,0,0,0,0,0,0,0,0,0,0,0,0,0,0,0,0,0,0,0,0,0,0,0,0,0,0,0,0,0,0,0,0,0,0,0,0,0,0,0,0,0,0,0,0,0,0,0,0,0,0,0,0,0,0,0,0,0,0,0,0,0,0,0,0,0,0,0,0,0,0,0,0,0,0,0,0,0,0,0,0,0,0,0,0,0,0]
["",null,null,null,null,"","",null,null,null,null,null,null,null,null,null,null,null,null,null,null,null,null,null,null,null,null,null,null,null,null,null,null,null,null,null,null,null,null,null,null,null,null,null,null,null,null,null,null,null,null,null,null,null,null,null,null,null,null,null,null,null,null,null,null,null,null,null,null,null,null,null,null,null,null,null,null,null,null,null,null,null,null,null,null,null,null,null,null,null,null,null,null,null,null,null,null,null,null,0,0,0,0,0,0,0,0,0,0,0,0,0,0,0,0,0,0,0,0,0,0,0,0,0,0,0,0,0,0,0,0,0,0,0,0,0,0,0,0,0,0,0,0,0,0,0,0,0,0,0,0,0,0,0,0,0,0,0,0,0,0,0,0,0,0,0,0,0,0,0,0,0,0,0,0,0,0,0,0,0,0,0,0,0,0,0,0,0,0,0]
["",null,null,null,null,"","",null,null,null,null,null,null,null,null,null,null,null,null,null,null,null,null,null,null,null,null,null,null,null,null,null,null,null,null,null,null,null,null,null,null,null,null,null,null,null,null,null,null,null,null,null,null,null,null,null,null,null,null,null,null,null,null,null,null,null,null,null,null,null,null,null,null,null,null,null,null,null,null,null,null,null,null,null,null,null,null,null,null,null,null,null,null,null,null,null,null,null,null,0,0,0,0,0,0,0,0,0,0,0,0,0,0,0,0,0,0,0,0,0,0,0,0,0,0,0,0,0,0,0,0,0,0,0,0,0,0,0,0,0,0,0,0,0,0,0,0,0,0,0,0,0,0,0,0,0,0,0,0,0,0,0,0,0,0,0,0,0,0,0,0,0,0,0,0,0,0,0,0,0,0,0,0,0,0,0,0,0,0,0]
["",null,null,null,null,"","",null,null,null,null,null,null,null,null,null,null,null,null,null,null,null,null,null,null,null,null,null,null,null,null,null,null,null,null,null,null,null,null,null,null,null,null,null,null,null,null,null,null,null,null,null,null,null,null,null,null,null,null,null,null,null,null,null,null,null,null,null,null,null,null,null,null,null,null,null,null,null,null,null,null,null,null,null,null,null,null,null,null,null,null,null,null,null,null,null,null,null,null,0,0,0,0,0,0,0,0,0,0,0,0,0,0,0,0,0,0,0,0,0,0,0,0,0,0,0,0,0,0,0,0,0,0,0,0,0,0,0,0,0,0,0,0,0,0,0,0,0,0,0,0,0,0,0,0,0,0,0,0,0,0,0,0,0,0,0,0,0,0,0,0,0,0,0,0,0,0,0,0,0,0,0,0,0,0,0,0,0,0,0]
["",null,null,null,null,"","",null,null,null,null,null,null,null,null,null,null,null,null,null,null,null,null,null,null,null,null,null,null,null,null,null,null,null,null,null,null,null,null,null,null,null,null,null,null,null,null,null,null,null,null,null,null,null,null,null,null,null,null,null,null,null,null,null,null,null,null,null,null,null,null,null,null,null,null,null,null,null,null,null,null,null,null,null,null,null,null,null,null,null,null,null,null,null,null,null,null,null,null,0,0,0,0,0,0,0,0,0,0,0,0,0,0,0,0,0,0,0,0,0,0,0,0,0,0,0,0,0,0,0,0,0,0,0,0,0,0,0,0,0,0,0,0,0,0,0,0,0,0,0,0,0,0,0,0,0,0,0,0,0,0,0,0,0,0,0,0,0,0,0,0,0,0,0,0,0,0,0,0,0,0,0,0,0,0,0,0,0,0,0]
["",null,null,null,null,"","",null,null,null,null,null,null,null,null,null,null,null,null,null,null,null,null,null,null,null,null,null,null,null,null,null,null,null,null,null,null,null,null,null,null,null,null,null,null,null,null,null,null,null,null,null,null,null,null,null,null,null,null,null,null,null,null,null,null,null,null,null,null,null,null,null,null,null,null,null,null,null,null,null,null,null,null,null,null,null,null,null,null,null,null,null,null,null,null,null,null,null,null,0,0,0,0,0,0,0,0,0,0,0,0,0,0,0,0,0,0,0,0,0,0,0,0,0,0,0,0,0,0,0,0,0,0,0,0,0,0,0,0,0,0,0,0,0,0,0,0,0,0,0,0,0,0,0,0,0,0,0,0,0,0,0,0,0,0,0,0,0,0,0,0,0,0,0,0,0,0,0,0,0,0,0,0,0,0,0,0,0,0,0]
["",null,null,null,null,"","",null,null,null,null,null,null,null,null,null,null,null,null,null,null,null,null,null,null,null,null,null,null,null,null,null,null,null,null,null,null,null,null,null,null,null,null,null,null,null,null,null,null,null,null,null,null,null,null,null,null,null,null,null,null,null,null,null,null,null,null,null,null,null,null,null,null,null,null,null,null,null,null,null,null,null,null,null,null,null,null,null,null,null,null,null,null,null,null,null,null,null,null,0,0,0,0,0,0,0,0,0,0,0,0,0,0,0,0,0,0,0,0,0,0,0,0,0,0,0,0,0,0,0,0,0,0,0,0,0,0,0,0,0,0,0,0,0,0,0,0,0,0,0,0,0,0,0,0,0,0,0,0,0,0,0,0,0,0,0,0,0,0,0,0,0,0,0,0,0,0,0,0,0,0,0,0,0,0,0,0,0,0,0]
["",null,null,null,null,"","",null,null,null,null,null,null,null,null,null,null,null,null,null,null,null,null,null,null,null,null,null,null,null,null,null,null,null,null,null,null,null,null,null,null,null,null,null,null,null,null,null,null,null,null,null,null,null,null,null,null,null,null,null,null,null,null,null,null,null,null,null,null,null,null,null,null,null,null,null,null,null,null,null,null,null,null,null,null,null,null,null,null,null,null,null,null,null,null,null,null,null,null,0,0,0,0,0,0,0,0,0,0,0,0,0,0,0,0,0,0,0,0,0,0,0,0,0,0,0,0,0,0,0,0,0,0,0,0,0,0,0,0,0,0,0,0,0,0,0,0,0,0,0,0,0,0,0,0,0,0,0,0,0,0,0,0,0,0,0,0,0,0,0,0,0,0,0,0,0,0,0,0,0,0,0,0,0,0,0,0,0,0,0]
["",null,null,null,null,"","",null,null,null,null,null,null,null,null,null,null,null,null,null,null,null,null,null,null,null,null,null,null,null,null,null,null,null,null,null,null,null,null,null,null,null,null,null,null,null,null,null,null,null,null,null,null,null,null,null,null,null,null,null,null,null,null,null,null,null,null,null,null,null,null,null,null,null,null,null,null,null,null,null,null,null,null,null,null,null,null,null,null,null,null,null,null,null,null,null,null,null,null,0,0,0,0,0,0,0,0,0,0,0,0,0,0,0,0,0,0,0,0,0,0,0,0,0,0,0,0,0,0,0,0,0,0,0,0,0,0,0,0,0,0,0,0,0,0,0,0,0,0,0,0,0,0,0,0,0,0,0,0,0,0,0,0,0,0,0,0,0,0,0,0,0,0,0,0,0,0,0,0,0,0,0,0,0,0,0,0,0,0,0]
["",null,null,null,null,"","",null,null,null,null,null,null,null,null,null,null,null,null,null,null,null,null,null,null,null,null,null,null,null,null,null,null,null,null,null,null,null,null,null,null,null,null,null,null,null,null,null,null,null,null,null,null,null,null,null,null,null,null,null,null,null,null,null,null,null,null,null,null,null,null,null,null,null,null,null,null,null,null,null,null,null,null,null,null,null,null,null,null,null,null,null,null,null,null,null,null,null,null,0,0,0,0,0,0,0,0,0,0,0,0,0,0,0,0,0,0,0,0,0,0,0,0,0,0,0,0,0,0,0,0,0,0,0,0,0,0,0,0,0,0,0,0,0,0,0,0,0,0,0,0,0,0,0,0,0,0,0,0,0,0,0,0,0,0,0,0,0,0,0,0,0,0,0,0,0,0,0,0,0,0,0,0,0,0,0,0,0,0,0]
["",null,null,null,null,"","",null,null,null,null,null,null,null,null,null,null,null,null,null,null,null,null,null,null,null,null,null,null,null,null,null,null,null,null,null,null,null,null,null,null,null,null,null,null,null,null,null,null,null,null,null,null,null,null,null,null,null,null,null,null,null,null,null,null,null,null,null,null,null,null,null,null,null,null,null,null,null,null,null,null,null,null,null,null,null,null,null,null,null,null,null,null,null,null,null,null,null,null,0,0,0,0,0,0,0,0,0,0,0,0,0,0,0,0,0,0,0,0,0,0,0,0,0,0,0,0,0,0,0,0,0,0,0,0,0,0,0,0,0,0,0,0,0,0,0,0,0,0,0,0,0,0,0,0,0,0,0,0,0,0,0,0,0,0,0,0,0,0,0,0,0,0,0,0,0,0,0,0,0,0,0,0,0,0,0,0,0,0,0]
["",null,null,null,null,"","",null,null,null,null,null,null,null,null,null,null,null,null,null,null,null,null,null,null,null,null,null,null,null,null,null,null,null,null,null,null,null,null,null,null,null,null,null,null,null,null,null,null,null,null,null,null,null,null,null,null,null,null,null,null,null,null,null,null,null,null,null,null,null,null,null,null,null,null,null,null,null,null,null,null,null,null,null,null,null,null,null,null,null,null,null,null,null,null,null,null,null,null,0,0,0,0,0,0,0,0,0,0,0,0,0,0,0,0,0,0,0,0,0,0,0,0,0,0,0,0,0,0,0,0,0,0,0,0,0,0,0,0,0,0,0,0,0,0,0,0,0,0,0,0,0,0,0,0,0,0,0,0,0,0,0,0,0,0,0,0,0,0,0,0,0,0,0,0,0,0,0,0,0,0,0,0,0,0,0,0,0,0,0]
["",null,null,null,null,"","",null,null,null,null,null,null,null,null,null,null,null,null,null,null,null,null,null,null,null,null,null,null,null,null,null,null,null,null,null,null,null,null,null,null,null,null,null,null,null,null,null,null,null,null,null,null,null,null,null,null,null,null,null,null,null,null,null,null,null,null,null,null,null,null,null,null,null,null,null,null,null,null,null,null,null,null,null,null,null,null,null,null,null,null,null,null,null,null,null,null,null,null,0,0,0,0,0,0,0,0,0,0,0,0,0,0,0,0,0,0,0,0,0,0,0,0,0,0,0,0,0,0,0,0,0,0,0,0,0,0,0,0,0,0,0,0,0,0,0,0,0,0,0,0,0,0,0,0,0,0,0,0,0,0,0,0,0,0,0,0,0,0,0,0,0,0,0,0,0,0,0,0,0,0,0,0,0,0,0,0,0,0,0]
["",null,null,null,null,"","",null,null,null,null,null,null,null,null,null,null,null,null,null,null,null,null,null,null,null,null,null,null,null,null,null,null,null,null,null,null,null,null,null,null,null,null,null,null,null,null,null,null,null,null,null,null,null,null,null,null,null,null,null,null,null,null,null,null,null,null,null,null,null,null,null,null,null,null,null,null,null,null,null,null,null,null,null,null,null,null,null,null,null,null,null,null,null,null,null,null,null,null,{"$f":"IFERROR($D86*H86,\"\")","v":0},{"$f":"IFERROR($D86*I86,\"\")","v":0},{"$f":"IFERROR($D86*J86,\"\")","v":0},{"$f":"IFERROR($D86*K86,\"\")","v":0},{"$f":"IFERROR($D86*L86,\"\")","v":0},{"$f":"IFERROR($D86*M86,\"\")","v":0},{"$f":"IFERROR($D86*N86,\"\")","v":0},{"$f":"IFERROR($D86*O86,\"\")","v":0},{"$f":"IFERROR($D86*P86,\"\")","v":0},{"$f":"IFERROR($D86*Q86,\"\")","v":0},{"$f":"IFERROR($D86*R86,\"\")","v":0},{"$f":"IFERROR($D86*S86,\"\")","v":0},{"$f":"IFERROR($D86*T86,\"\")","v":0},{"$f":"IFERROR($D86*U86,\"\")","v":0},{"$f":"IFERROR($D86*V86,\"\")","v":0},{"$f":"IFERROR($D86*W86,\"\")","v":0},{"$f":"IFERROR($D86*X86,\"\")","v":0},{"$f":"IFERROR($D86*Y86,\"\")","v":0},{"$f":"IFERROR($D86*Z86,\"\")","v":0},{"$f":"IFERROR($D86*AA86,\"\")","v":0},{"$f":"IFERROR($D86*AB86,\"\")","v":0},{"$f":"IFERROR($D86*AC86,\"\")","v":0},{"$f":"IFERROR($D86*AD86,\"\")","v":0},{"$f":"IFERROR($D86*AE86,\"\")","v":0},{"$f":"IFERROR($D86*AF86,\"\")","v":0},{"$f":"IFERROR($D86*AG86,\"\")","v":0},{"$f":"IFERROR($D86*AH86,\"\")","v":0},{"$f":"IFERROR($D86*AI86,\"\")","v":0},{"$f":"IFERROR($D86*AJ86,\"\")","v":0},{"$f":"IFERROR($D86*AK86,\"\")","v":0},{"$f":"IFERROR($D86*AL86,\"\")","v":0},{"$f":"IFERROR($D86*AM86,\"\")","v":0},{"$f":"IFERROR($D86*AN86,\"\")","v":0},{"$f":"IFERROR($D86*AO86,\"\")","v":0},{"$f":"IFERROR($D86*AP86,\"\")","v":0},{"$f":"IFERROR($D86*AQ86,\"\")","v":0},{"$f":"IFERROR($D86*AR86,\"\")","v":0},{"$f":"IFERROR($D86*AS86,\"\")","v":0},{"$f":"IFERROR($D86*AT86,\"\")","v":0},{"$f":"IFERROR($D86*AU86,\"\")","v":0},{"$f":"IFERROR($D86*AV86,\"\")","v":0},{"$f":"IFERROR($D86*AW86,\"\")","v":0},{"$f":"IFERROR($D86*AX86,\"\")","v":0},{"$f":"IFERROR($D86*AY86,\"\")","v":0},{"$f":"IFERROR($D86*AZ86,\"\")","v":0},{"$f":"IFERROR($D86*BA86,\"\")","v":0},{"$f":"IFERROR($D86*BB86,\"\")","v":0},{"$f":"IFERROR($D86*BC86,\"\")","v":0},{"$f":"IFERROR($D86*BD86,\"\")","v":0},{"$f":"IFERROR($D86*BE86,\"\")","v":0},{"$f":"IFERROR($D86*BF86,\"\")","v":0},{"$f":"IFERROR($D86*BG86,\"\")","v":0},{"$f":"IFERROR($D86*BH86,\"\")","v":0},{"$f":"IFERROR($D86*BI86,\"\")","v":0},{"$f":"IFERROR($D86*BJ86,\"\")","v":0},{"$f":"IFERROR($D86*BK86,\"\")","v":0},{"$f":"IFERROR($D86*BL86,\"\")","v":0},{"$f":"IFERROR($D86*BM86,\"\")","v":0},{"$f":"IFERROR($D86*BN86,\"\")","v":0},{"$f":"IFERROR($D86*BO86,\"\")","v":0},{"$f":"IFERROR($D86*BP86,\"\")","v":0},{"$f":"IFERROR($D86*BQ86,\"\")","v":0},{"$f":"IFERROR($D86*BR86,\"\")","v":0},{"$f":"IFERROR($D86*BS86,\"\")","v":0},{"$f":"IFERROR($D86*BT86,\"\")","v":0},{"$f":"IFERROR($D86*BU86,\"\")","v":0},{"$f":"IFERROR($D86*BV86,\"\")","v":0},{"$f":"IFERROR($D86*BW86,\"\")","v":0},{"$f":"IFERROR($D86*BX86,\"\")","v":0},{"$f":"IFERROR($D86*BY86,\"\")","v":0},{"$f":"IFERROR($D86*BZ86,\"\")","v":0},{"$f":"IFERROR($D86*CA86,\"\")","v":0},{"$f":"IFERROR($D86*CB86,\"\")","v":0},{"$f":"IFERROR($D86*CC86,\"\")","v":0},{"$f":"IFERROR($D86*CD86,\"\")","v":0},{"$f":"IFERROR($D86*CE86,\"\")","v":0},{"$f":"IFERROR($D86*CF86,\"\")","v":0},{"$f":"IFERROR($D86*CG86,\"\")","v":0},{"$f":"IFERROR($D86*CH86,\"\")","v":0},{"$f":"IFERROR($D86*CI86,\"\")","v":0},{"$f":"IFERROR($D86*CJ86,\"\")","v":0},{"$f":"IFERROR($D86*CK86,\"\")","v":0},{"$f":"IFERROR($D86*CL86,\"\")","v":0},{"$f":"IFERROR($D86*CM86,\"\")","v":0},{"$f":"IFERROR($D86*CN86,\"\")","v":0},{"$f":"IFERROR($D86*CO86,\"\")","v":0},{"$f":"IFERROR($D86*CP86,\"\")","v":0},{"$f":"IFERROR($D86*CQ86,\"\")","v":0},{"$f":"IFERROR($D86*CR86,\"\")","v":0},{"$f":"IFERROR($D86*CS86,\"\")","v":0},{"$f":"IFERROR($D86*CT86,\"\")","v":0}]
["",null,null,null,null,"","",null,null,null,null,null,null,null,null,null,null,null,null,null,null,null,null,null,null,null,null,null,null,null,null,null,null,null,null,null,null,null,null,null,null,null,null,null,null,null,null,null,null,null,null,null,null,null,null,null,null,null,null,null,null,null,null,null,null,null,null,null,null,null,null,null,null,null,null,null,null,null,null,null,null,null,null,null,null,null,null,null,null,null,null,null,null,null,null,null,null,null,null,0,0,0,0,0,0,0,0,0,0,0,0,0,0,0,0,0,0,0,0,0,0,0,0,0,0,0,0,0,0,0,0,0,0,0,0,0,0,0,0,0,0,0,0,0,0,0,0,0,0,0,0,0,0,0,0,0,0,0,0,0,0,0,0,0,0,0,0,0,0,0,0,0,0,0,0,0,0,0,0,0,0,0,0,0,0,0,0,0,0,0]
["",null,null,null,null,"","",null,null,null,null,null,null,null,null,null,null,null,null,null,null,null,null,null,null,null,null,null,null,null,null,null,null,null,null,null,null,null,null,null,null,null,null,null,null,null,null,null,null,null,null,null,null,null,null,null,null,null,null,null,null,null,null,null,null,null,null,null,null,null,null,null,null,null,null,null,null,null,null,null,null,null,null,null,null,null,null,null,null,null,null,null,null,null,null,null,null,null,null,0,0,0,0,0,0,0,0,0,0,0,0,0,0,0,0,0,0,0,0,0,0,0,0,0,0,0,0,0,0,0,0,0,0,0,0,0,0,0,0,0,0,0,0,0,0,0,0,0,0,0,0,0,0,0,0,0,0,0,0,0,0,0,0,0,0,0,0,0,0,0,0,0,0,0,0,0,0,0,0,0,0,0,0,0,0,0,0,0,0,0]
["",null,null,null,null,"","",null,null,null,null,null,null,null,null,null,null,null,null,null,null,null,null,null,null,null,null,null,null,null,null,null,null,null,null,null,null,null,null,null,null,null,null,null,null,null,null,null,null,null,null,null,null,null,null,null,null,null,null,null,null,null,null,null,null,null,null,null,null,null,null,null,null,null,null,null,null,null,null,null,null,null,null,null,null,null,null,null,null,null,null,null,null,null,null,null,null,null,null,0,0,0,0,0,0,0,0,0,0,0,0,0,0,0,0,0,0,0,0,0,0,0,0,0,0,0,0,0,0,0,0,0,0,0,0,0,0,0,0,0,0,0,0,0,0,0,0,0,0,0,0,0,0,0,0,0,0,0,0,0,0,0,0,0,0,0,0,0,0,0,0,0,0,0,0,0,0,0,0,0,0,0,0,0,0,0,0,0,0,0]
["",null,null,null,null,"","",null,null,null,null,null,null,null,null,null,null,null,null,null,null,null,null,null,null,null,null,null,null,null,null,null,null,null,null,null,null,null,null,null,null,null,null,null,null,null,null,null,null,null,null,null,null,null,null,null,null,null,null,null,null,null,null,null,null,null,null,null,null,null,null,null,null,null,null,null,null,null,null,null,null,null,null,null,null,null,null,null,null,null,null,null,null,null,null,null,null,null,null,0,0,0,0,0,0,0,0,0,0,0,0,0,0,0,0,0,0,0,0,0,0,0,0,0,0,0,0,0,0,0,0,0,0,0,0,0,0,0,0,0,0,0,0,0,0,0,0,0,0,0,0,0,0,0,0,0,0,0,0,0,0,0,0,0,0,0,0,0,0,0,0,0,0,0,0,0,0,0,0,0,0,0,0,0,0,0,0,0,0,0]
["",null,null,null,null,"","",null,null,null,null,null,null,null,null,null,null,null,null,null,null,null,null,null,null,null,null,null,null,null,null,null,null,null,null,null,null,null,null,null,null,null,null,null,null,null,null,null,null,null,null,null,null,null,null,null,null,null,null,null,null,null,null,null,null,null,null,null,null,null,null,null,null,null,null,null,null,null,null,null,null,null,null,null,null,null,null,null,null,null,null,null,null,null,null,null,null,null,null,0,0,0,0,0,0,0,0,0,0,0,0,0,0,0,0,0,0,0,0,0,0,0,0,0,0,0,0,0,0,0,0,0,0,0,0,0,0,0,0,0,0,0,0,0,0,0,0,0,0,0,0,0,0,0,0,0,0,0,0,0,0,0,0,0,0,0,0,0,0,0,0,0,0,0,0,0,0,0,0,0,0,0,0,0,0,0,0,0,0,0]
["",null,null,null,null,"","",null,null,null,null,null,null,null,null,null,null,null,null,null,null,null,null,null,null,null,null,null,null,null,null,null,null,null,null,null,null,null,null,null,null,null,null,null,null,null,null,null,null,null,null,null,null,null,null,null,null,null,null,null,null,null,null,null,null,null,null,null,null,null,null,null,null,null,null,null,null,null,null,null,null,null,null,null,null,null,null,null,null,null,null,null,null,null,null,null,null,null,null,0,0,0,0,0,0,0,0,0,0,0,0,0,0,0,0,0,0,0,0,0,0,0,0,0,0,0,0,0,0,0,0,0,0,0,0,0,0,0,0,0,0,0,0,0,0,0,0,0,0,0,0,0,0,0,0,0,0,0,0,0,0,0,0,0,0,0,0,0,0,0,0,0,0,0,0,0,0,0,0,0,0,0,0,0,0,0,0,0,0,0]
["",null,null,null,null,"","",null,null,null,null,null,null,null,null,null,null,null,null,null,null,null,null,null,null,null,null,null,null,null,null,null,null,null,null,null,null,null,null,null,null,null,null,null,null,null,null,null,null,null,null,null,null,null,null,null,null,null,null,null,null,null,null,null,null,null,null,null,null,null,null,null,null,null,null,null,null,null,null,null,null,null,null,null,null,null,null,null,null,null,null,null,null,null,null,null,null,null,null,0,0,0,0,0,0,0,0,0,0,0,0,0,0,0,0,0,0,0,0,0,0,0,0,0,0,0,0,0,0,0,0,0,0,0,0,0,0,0,0,0,0,0,0,0,0,0,0,0,0,0,0,0,0,0,0,0,0,0,0,0,0,0,0,0,0,0,0,0,0,0,0,0,0,0,0,0,0,0,0,0,0,0,0,0,0,0,0,0,0,0]
["",null,null,null,null,"","",null,null,null,null,null,null,null,null,null,null,null,null,null,null,null,null,null,null,null,null,null,null,null,null,null,null,null,null,null,null,null,null,null,null,null,null,null,null,null,null,null,null,null,null,null,null,null,null,null,null,null,null,null,null,null,null,null,null,null,null,null,null,null,null,null,null,null,null,null,null,null,null,null,null,null,null,null,null,null,null,null,null,null,null,null,null,null,null,null,null,null,null,0,0,0,0,0,0,0,0,0,0,0,0,0,0,0,0,0,0,0,0,0,0,0,0,0,0,0,0,0,0,0,0,0,0,0,0,0,0,0,0,0,0,0,0,0,0,0,0,0,0,0,0,0,0,0,0,0,0,0,0,0,0,0,0,0,0,0,0,0,0,0,0,0,0,0,0,0,0,0,0,0,0,0,0,0,0,0,0,0,0,0]
["",null,null,null,null,"","",null,null,null,null,null,null,null,null,null,null,null,null,null,null,null,null,null,null,null,null,null,null,null,null,null,null,null,null,null,null,null,null,null,null,null,null,null,null,null,null,null,null,null,null,null,null,null,null,null,null,null,null,null,null,null,null,null,null,null,null,null,null,null,null,null,null,null,null,null,null,null,null,null,null,null,null,null,null,null,null,null,null,null,null,null,null,null,null,null,null,null,null,0,0,0,0,0,0,0,0,0,0,0,0,0,0,0,0,0,0,0,0,0,0,0,0,0,0,0,0,0,0,0,0,0,0,0,0,0,0,0,0,0,0,0,0,0,0,0,0,0,0,0,0,0,0,0,0,0,0,0,0,0,0,0,0,0,0,0,0,0,0,0,0,0,0,0,0,0,0,0,0,0,0,0,0,0,0,0,0,0,0,0]
["",null,null,null,null,"","",null,null,null,null,null,null,null,null,null,null,null,null,null,null,null,null,null,null,null,null,null,null,null,null,null,null,null,null,null,null,null,null,null,null,null,null,null,null,null,null,null,null,null,null,null,null,null,null,null,null,null,null,null,null,null,null,null,null,null,null,null,null,null,null,null,null,null,null,null,null,null,null,null,null,null,null,null,null,null,null,null,null,null,null,null,null,null,null,null,null,null,null,0,0,0,0,0,0,0,0,0,0,0,0,0,0,0,0,0,0,0,0,0,0,0,0,0,0,0,0,0,0,0,0,0,0,0,0,0,0,0,0,0,0,0,0,0,0,0,0,0,0,0,0,0,0,0,0,0,0,0,0,0,0,0,0,0,0,0,0,0,0,0,0,0,0,0,0,0,0,0,0,0,0,0,0,0,0,0,0,0,0,0]
["",null,null,null,null,"","",null,null,null,null,null,null,null,null,null,null,null,null,null,null,null,null,null,null,null,null,null,null,null,null,null,null,null,null,null,null,null,null,null,null,null,null,null,null,null,null,null,null,null,null,null,null,null,null,null,null,null,null,null,null,null,null,null,null,null,null,null,null,null,null,null,null,null,null,null,null,null,null,null,null,null,null,null,null,null,null,null,null,null,null,null,null,null,null,null,null,null,null,0,0,0,0,0,0,0,0,0,0,0,0,0,0,0,0,0,0,0,0,0,0,0,0,0,0,0,0,0,0,0,0,0,0,0,0,0,0,0,0,0,0,0,0,0,0,0,0,0,0,0,0,0,0,0,0,0,0,0,0,0,0,0,0,0,0,0,0,0,0,0,0,0,0,0,0,0,0,0,0,0,0,0,0,0,0,0,0,0,0,0]
["",null,null,null,null,"","",null,null,null,null,null,null,null,null,null,null,null,null,null,null,null,null,null,null,null,null,null,null,null,null,null,null,null,null,null,null,null,null,null,null,null,null,null,null,null,null,null,null,null,null,null,null,null,null,null,null,null,null,null,null,null,null,null,null,null,null,null,null,null,null,null,null,null,null,null,null,null,null,null,null,null,null,null,null,null,null,null,null,null,null,null,null,null,null,null,null,null,null,0,0,0,0,0,0,0,0,0,0,0,0,0,0,0,0,0,0,0,0,0,0,0,0,0,0,0,0,0,0,0,0,0,0,0,0,0,0,0,0,0,0,0,0,0,0,0,0,0,0,0,0,0,0,0,0,0,0,0,0,0,0,0,0,0,0,0,0,0,0,0,0,0,0,0,0,0,0,0,0,0,0,0,0,0,0,0,0,0,0,0]
["",null,null,null,null,"","",null,null,null,null,null,null,null,null,null,null,null,null,null,null,null,null,null,null,null,null,null,null,null,null,null,null,null,null,null,null,null,null,null,null,null,null,null,null,null,null,null,null,null,null,null,null,null,null,null,null,null,null,null,null,null,null,null,null,null,null,null,null,null,null,null,null,null,null,null,null,null,null,null,null,null,null,null,null,null,null,null,null,null,null,null,null,null,null,null,null,null,null,0,0,0,0,0,0,0,0,0,0,0,0,0,0,0,0,0,0,0,0,0,0,0,0,0,0,0,0,0,0,0,0,0,0,0,0,0,0,0,0,0,0,0,0,0,0,0,0,0,0,0,0,0,0,0,0,0,0,0,0,0,0,0,0,0,0,0,0,0,0,0,0,0,0,0,0,0,0,0,0,0,0,0,0,0,0,0,0,0,0,0]
["",null,null,null,null,"","",null,null,null,null,null,null,null,null,null,null,null,null,null,null,null,null,null,null,null,null,null,null,null,null,null,null,null,null,null,null,null,null,null,null,null,null,null,null,null,null,null,null,null,null,null,null,null,null,null,null,null,null,null,null,null,null,null,null,null,null,null,null,null,null,null,null,null,null,null,null,null,null,null,null,null,null,null,null,null,null,null,null,null,null,null,null,null,null,null,null,null,null,0,0,0,0,0,0,0,0,0,0,0,0,0,0,0,0,0,0,0,0,0,0,0,0,0,0,0,0,0,0,0,0,0,0,0,0,0,0,0,0,0,0,0,0,0,0,0,0,0,0,0,0,0,0,0,0,0,0,0,0,0,0,0,0,0,0,0,0,0,0,0,0,0,0,0,0,0,0,0,0,0,0,0,0,0,0,0,0,0,0,0]
["",null,null,null,null,"","",null,null,null,null,null,null,null,null,null,null,null,null,null,null,null,null,null,null,null,null,null,null,null,null,null,null,null,null,null,null,null,null,null,null,null,null,null,null,null,null,null,null,null,null,null,null,null,null,null,null,null,null,null,null,null,null,null,null,null,null,null,null,null,null,null,null,null,null,null,null,null,null,null,null,null,null,null,null,null,null,null,null,null,null,null,null,null,null,null,null,null,null,0,0,0,0,0,0,0,0,0,0,0,0,0,0,0,0,0,0,0,0,0,0,0,0,0,0,0,0,0,0,0,0,0,0,0,0,0,0,0,0,0,0,0,0,0,0,0,0,0,0,0,0,0,0,0,0,0,0,0,0,0,0,0,0,0,0,0,0,0,0,0,0,0,0,0,0,0,0,0,0,0,0,0,0,0,0,0,0,0,0,0]
["",null,null,null,null,"","",null,null,null,null,null,null,null,null,null,null,null,null,null,null,null,null,null,null,null,null,null,null,null,null,null,null,null,null,null,null,null,null,null,null,null,null,null,null,null,null,null,null,null,null,null,null,null,null,null,null,null,null,null,null,null,null,null,null,null,null,null,null,null,null,null,null,null,null,null,null,null,null,null,null,null,null,null,null,null,null,null,null,null,null,null,null,null,null,null,null,null,null,0,0,0,0,0,0,0,0,0,0,0,0,0,0,0,0,0,0,0,0,0,0,0,0,0,0,0,0,0,0,0,0,0,0,0,0,0,0,0,0,0,0,0,0,0,0,0,0,0,0,0,0,0,0,0,0,0,0,0,0,0,0,0,0,0,0,0,0,0,0,0,0,0,0,0,0,0,0,0,0,0,0,0,0,0,0,0,0,0,0,0]
["",null,null,null,null,"","",null,null,null,null,null,null,null,null,null,null,null,null,null,null,null,null,null,null,null,null,null,null,null,null,null,null,null,null,null,null,null,null,null,null,null,null,null,null,null,null,null,null,null,null,null,null,null,null,null,null,null,null,null,null,null,null,null,null,null,null,null,null,null,null,null,null,null,null,null,null,null,null,null,null,null,null,null,null,null,null,null,null,null,null,null,null,null,null,null,null,null,null,0,0,0,0,0,0,0,0,0,0,0,0,0,0,0,0,0,0,0,0,0,0,0,0,0,0,0,0,0,0,0,0,0,0,0,0,0,0,0,0,0,0,0,0,0,0,0,0,0,0,0,0,0,0,0,0,0,0,0,0,0,0,0,0,0,0,0,0,0,0,0,0,0,0,0,0,0,0,0,0,0,0,0,0,0,0,0,0,0,0,0]
["",null,null,null,null,"","",null,null,null,null,null,null,null,null,null,null,null,null,null,null,null,null,null,null,null,null,null,null,null,null,null,null,null,null,null,null,null,null,null,null,null,null,null,null,null,null,null,null,null,null,null,null,null,null,null,null,null,null,null,null,null,null,null,null,null,null,null,null,null,null,null,null,null,null,null,null,null,null,null,null,null,null,null,null,null,null,null,null,null,null,null,null,null,null,null,null,null,null,0,0,0,0,0,0,0,0,0,0,0,0,0,0,0,0,0,0,0,0,0,0,0,0,0,0,0,0,0,0,0,0,0,0,0,0,0,0,0,0,0,0,0,0,0,0,0,0,0,0,0,0,0,0,0,0,0,0,0,0,0,0,0,0,0,0,0,0,0,0,0,0,0,0,0,0,0,0,0,0,0,0,0,0,0,0,0,0,0,0,0]
["",null,null,null,null,"","",null,null,null,null,null,null,null,null,null,null,null,null,null,null,null,null,null,null,null,null,null,null,null,null,null,null,null,null,null,null,null,null,null,null,null,null,null,null,null,null,null,null,null,null,null,null,null,null,null,null,null,null,null,null,null,null,null,null,null,null,null,null,null,null,null,null,null,null,null,null,null,null,null,null,null,null,null,null,null,null,null,null,null,null,null,null,null,null,null,null,null,null,0,0,0,0,0,0,0,0,0,0,0,0,0,0,0,0,0,0,0,0,0,0,0,0,0,0,0,0,0,0,0,0,0,0,0,0,0,0,0,0,0,0,0,0,0,0,0,0,0,0,0,0,0,0,0,0,0,0,0,0,0,0,0,0,0,0,0,0,0,0,0,0,0,0,0,0,0,0,0,0,0,0,0,0,0,0,0,0,0,0,0]
["",null,null,null,null,"","",null,null,null,null,null,null,null,null,null,null,null,null,null,null,null,null,null,null,null,null,null,null,null,null,null,null,null,null,null,null,null,null,null,null,null,null,null,null,null,null,null,null,null,null,null,null,null,null,null,null,null,null,null,null,null,null,null,null,null,null,null,null,null,null,null,null,null,null,null,null,null,null,null,null,null,null,null,null,null,null,null,null,null,null,null,null,null,null,null,null,null,null,0,0,0,0,0,0,0,0,0,0,0,0,0,0,0,0,0,0,0,0,0,0,0,0,0,0,0,0,0,0,0,0,0,0,0,0,0,0,0,0,0,0,0,0,0,0,0,0,0,0,0,0,0,0,0,0,0,0,0,0,0,0,0,0,0,0,0,0,0,0,0,0,0,0,0,0,0,0,0,0,0,0,0,0,0,0,0,0,0,0,0]
["",null,null,null,null,"","",null,null,null,null,null,null,null,null,null,null,null,null,null,null,null,null,null,null,null,null,null,null,null,null,null,null,null,null,null,null,null,null,null,null,null,null,null,null,null,null,null,null,null,null,null,null,null,null,null,null,null,null,null,null,null,null,null,null,null,null,null,null,null,null,null,null,null,null,null,null,null,null,null,null,null,null,null,null,null,null,null,null,null,null,null,null,null,null,null,null,null,null,0,0,0,0,0,0,0,0,0,0,0,0,0,0,0,0,0,0,0,0,0,0,0,0,0,0,0,0,0,0,0,0,0,0,0,0,0,0,0,0,0,0,0,0,0,0,0,0,0,0,0,0,0,0,0,0,0,0,0,0,0,0,0,0,0,0,0,0,0,0,0,0,0,0,0,0,0,0,0,0,0,0,0,0,0,0,0,0,0,0,0]
["",null,null,null,null,"","",null,null,null,null,null,null,null,null,null,null,null,null,null,null,null,null,null,null,null,null,null,null,null,null,null,null,null,null,null,null,null,null,null,null,null,null,null,null,null,null,null,null,null,null,null,null,null,null,null,null,null,null,null,null,null,null,null,null,null,null,null,null,null,null,null,null,null,null,null,null,null,null,null,null,null,null,null,null,null,null,null,null,null,null,null,null,null,null,null,null,null,null,0,0,0,0,0,0,0,0,0,0,0,0,0,0,0,0,0,0,0,0,0,0,0,0,0,0,0,0,0,0,0,0,0,0,0,0,0,0,0,0,0,0,0,0,0,0,0,0,0,0,0,0,0,0,0,0,0,0,0,0,0,0,0,0,0,0,0,0,0,0,0,0,0,0,0,0,0,0,0,0,0,0,0,0,0,0,0,0,0,0,0]
["",null,null,null,null,"","",null,null,null,null,null,null,null,null,null,null,null,null,null,null,null,null,null,null,null,null,null,null,null,null,null,null,null,null,null,null,null,null,null,null,null,null,null,null,null,null,null,null,null,null,null,null,null,null,null,null,null,null,null,null,null,null,null,null,null,null,null,null,null,null,null,null,null,null,null,null,null,null,null,null,null,null,null,null,null,null,null,null,null,null,null,null,null,null,null,null,null,null,0,0,0,0,0,0,0,0,0,0,0,0,0,0,0,0,0,0,0,0,0,0,0,0,0,0,0,0,0,0,0,0,0,0,0,0,0,0,0,0,0,0,0,0,0,0,0,0,0,0,0,0,0,0,0,0,0,0,0,0,0,0,0,0,0,0,0,0,0,0,0,0,0,0,0,0,0,0,0,0,0,0,0,0,0,0,0,0,0,0,0]
["",null,null,null,null,"","",null,null,null,null,null,null,null,null,null,null,null,null,null,null,null,null,null,null,null,null,null,null,null,null,null,null,null,null,null,null,null,null,null,null,null,null,null,null,null,null,null,null,null,null,null,null,null,null,null,null,null,null,null,null,null,null,null,null,null,null,null,null,null,null,null,null,null,null,null,null,null,null,null,null,null,null,null,null,null,null,null,null,null,null,null,null,null,null,null,null,null,null,0,0,0,0,0,0,0,0,0,0,0,0,0,0,0,0,0,0,0,0,0,0,0,0,0,0,0,0,0,0,0,0,0,0,0,0,0,0,0,0,0,0,0,0,0,0,0,0,0,0,0,0,0,0,0,0,0,0,0,0,0,0,0,0,0,0,0,0,0,0,0,0,0,0,0,0,0,0,0,0,0,0,0,0,0,0,0,0,0,0,0]
["",null,null,null,null,"","",null,null,null,null,null,null,null,null,null,null,null,null,null,null,null,null,null,null,null,null,null,null,null,null,null,null,null,null,null,null,null,null,null,null,null,null,null,null,null,null,null,null,null,null,null,null,null,null,null,null,null,null,null,null,null,null,null,null,null,null,null,null,null,null,null,null,null,null,null,null,null,null,null,null,null,null,null,null,null,null,null,null,null,null,null,null,null,null,null,null,null,null,0,0,0,0,0,0,0,0,0,0,0,0,0,0,0,0,0,0,0,0,0,0,0,0,0,0,0,0,0,0,0,0,0,0,0,0,0,0,0,0,0,0,0,0,0,0,0,0,0,0,0,0,0,0,0,0,0,0,0,0,0,0,0,0,0,0,0,0,0,0,0,0,0,0,0,0,0,0,0,0,0,0,0,0,0,0,0,0,0,0,0]
["",null,null,null,null,"","",null,null,null,null,null,null,null,null,null,null,null,null,null,null,null,null,null,null,null,null,null,null,null,null,null,null,null,null,null,null,null,null,null,null,null,null,null,null,null,null,null,null,null,null,null,null,null,null,null,null,null,null,null,null,null,null,null,null,null,null,null,null,null,null,null,null,null,null,null,null,null,null,null,null,null,null,null,null,null,null,null,null,null,null,null,null,null,null,null,null,null,null,0,0,0,0,0,0,0,0,0,0,0,0,0,0,0,0,0,0,0,0,0,0,0,0,0,0,0,0,0,0,0,0,0,0,0,0,0,0,0,0,0,0,0,0,0,0,0,0,0,0,0,0,0,0,0,0,0,0,0,0,0,0,0,0,0,0,0,0,0,0,0,0,0,0,0,0,0,0,0,0,0,0,0,0,0,0,0,0,0,0,0]
["",null,null,null,null,"","",null,null,null,null,null,null,null,null,null,null,null,null,null,null,null,null,null,null,null,null,null,null,null,null,null,null,null,null,null,null,null,null,null,null,null,null,null,null,null,null,null,null,null,null,null,null,null,null,null,null,null,null,null,null,null,null,null,null,null,null,null,null,null,null,null,null,null,null,null,null,null,null,null,null,null,null,null,null,null,null,null,null,null,null,null,null,null,null,null,null,null,null,0,0,0,0,0,0,0,0,0,0,0,0,0,0,0,0,0,0,0,0,0,0,0,0,0,0,0,0,0,0,0,0,0,0,0,0,0,0,0,0,0,0,0,0,0,0,0,0,0,0,0,0,0,0,0,0,0,0,0,0,0,0,0,0,0,0,0,0,0,0,0,0,0,0,0,0,0,0,0,0,0,0,0,0,0,0,0,0,0,0,0]
["",null,null,null,null,"","",null,null,null,null,null,null,null,null,null,null,null,null,null,null,null,null,null,null,null,null,null,null,null,null,null,null,null,null,null,null,null,null,null,null,null,null,null,null,null,null,null,null,null,null,null,null,null,null,null,null,null,null,null,null,null,null,null,null,null,null,null,null,null,null,null,null,null,null,null,null,null,null,null,null,null,null,null,null,null,null,null,null,null,null,null,null,null,null,null,null,null,null,0,0,0,0,0,0,0,0,0,0,0,0,0,0,0,0,0,0,0,0,0,0,0,0,0,0,0,0,0,0,0,0,0,0,0,0,0,0,0,0,0,0,0,0,0,0,0,0,0,0,0,0,0,0,0,0,0,0,0,0,0,0,0,0,0,0,0,0,0,0,0,0,0,0,0,0,0,0,0,0,0,0,0,0,0,0,0,0,0,0,0]
["",null,null,null,null,"","",null,null,null,null,null,null,null,null,null,null,null,null,null,null,null,null,null,null,null,null,null,null,null,null,null,null,null,null,null,null,null,null,null,null,null,null,null,null,null,null,null,null,null,null,null,null,null,null,null,null,null,null,null,null,null,null,null,null,null,null,null,null,null,null,null,null,null,null,null,null,null,null,null,null,null,null,null,null,null,null,null,null,null,null,null,null,null,null,null,null,null,null,0,0,0,0,0,0,0,0,0,0,0,0,0,0,0,0,0,0,0,0,0,0,0,0,0,0,0,0,0,0,0,0,0,0,0,0,0,0,0,0,0,0,0,0,0,0,0,0,0,0,0,0,0,0,0,0,0,0,0,0,0,0,0,0,0,0,0,0,0,0,0,0,0,0,0,0,0,0,0,0,0,0,0,0,0,0,0,0,0,0,0]
["",null,null,null,null,"","",null,null,null,null,null,null,null,null,null,null,null,null,null,null,null,null,null,null,null,null,null,null,null,null,null,null,null,null,null,null,null,null,null,null,null,null,null,null,null,null,null,null,null,null,null,null,null,null,null,null,null,null,null,null,null,null,null,null,null,null,null,null,null,null,null,null,null,null,null,null,null,null,null,null,null,null,null,null,null,null,null,null,null,null,null,null,null,null,null,null,null,null,0,0,0,0,0,0,0,0,0,0,0,0,0,0,0,0,0,0,0,0,0,0,0,0,0,0,0,0,0,0,0,0,0,0,0,0,0,0,0,0,0,0,0,0,0,0,0,0,0,0,0,0,0,0,0,0,0,0,0,0,0,0,0,0,0,0,0,0,0,0,0,0,0,0,0,0,0,0,0,0,0,0,0,0,0,0,0,0,0,0,0]
["",null,null,null,null,"","",null,null,null,null,null,null,null,null,null,null,null,null,null,null,null,null,null,null,null,null,null,null,null,null,null,null,null,null,null,null,null,null,null,null,null,null,null,null,null,null,null,null,null,null,null,null,null,null,null,null,null,null,null,null,null,null,null,null,null,null,null,null,null,null,null,null,null,null,null,null,null,null,null,null,null,null,null,null,null,null,null,null,null,null,null,null,null,null,null,null,null,null,0,0,0,0,0,0,0,0,0,0,0,0,0,0,0,0,0,0,0,0,0,0,0,0,0,0,0,0,0,0,0,0,0,0,0,0,0,0,0,0,0,0,0,0,0,0,0,0,0,0,0,0,0,0,0,0,0,0,0,0,0,0,0,0,0,0,0,0,0,0,0,0,0,0,0,0,0,0,0,0,0,0,0,0,0,0,0,0,0,0,0]
["",null,null,null,null,"","",null,null,null,null,null,null,null,null,null,null,null,null,null,null,null,null,null,null,null,null,null,null,null,null,null,null,null,null,null,null,null,null,null,null,null,null,null,null,null,null,null,null,null,null,null,null,null,null,null,null,null,null,null,null,null,null,null,null,null,null,null,null,null,null,null,null,null,null,null,null,null,null,null,null,null,null,null,null,null,null,null,null,null,null,null,null,null,null,null,null,null,null,0,0,0,0,0,0,0,0,0,0,0,0,0,0,0,0,0,0,0,0,0,0,0,0,0,0,0,0,0,0,0,0,0,0,0,0,0,0,0,0,0,0,0,0,0,0,0,0,0,0,0,0,0,0,0,0,0,0,0,0,0,0,0,0,0,0,0,0,0,0,0,0,0,0,0,0,0,0,0,0,0,0,0,0,0,0,0,0,0,0,0]
["",null,null,null,null,"","",null,null,null,null,null,null,null,null,null,null,null,null,null,null,null,null,null,null,null,null,null,null,null,null,null,null,null,null,null,null,null,null,null,null,null,null,null,null,null,null,null,null,null,null,null,null,null,null,null,null,null,null,null,null,null,null,null,null,null,null,null,null,null,null,null,null,null,null,null,null,null,null,null,null,null,null,null,null,null,null,null,null,null,null,null,null,null,null,null,null,null,null,0,0,0,0,0,0,0,0,0,0,0,0,0,0,0,0,0,0,0,0,0,0,0,0,0,0,0,0,0,0,0,0,0,0,0,0,0,0,0,0,0,0,0,0,0,0,0,0,0,0,0,0,0,0,0,0,0,0,0,0,0,0,0,0,0,0,0,0,0,0,0,0,0,0,0,0,0,0,0,0,0,0,0,0,0,0,0,0,0,0,0]
["",null,null,null,null,"","",null,null,null,null,null,null,null,null,null,null,null,null,null,null,null,null,null,null,null,null,null,null,null,null,null,null,null,null,null,null,null,null,null,null,null,null,null,null,null,null,null,null,null,null,null,null,null,null,null,null,null,null,null,null,null,null,null,null,null,null,null,null,null,null,null,null,null,null,null,null,null,null,null,null,null,null,null,null,null,null,null,null,null,null,null,null,null,null,null,null,null,null,0,0,0,0,0,0,0,0,0,0,0,0,0,0,0,0,0,0,0,0,0,0,0,0,0,0,0,0,0,0,0,0,0,0,0,0,0,0,0,0,0,0,0,0,0,0,0,0,0,0,0,0,0,0,0,0,0,0,0,0,0,0,0,0,0,0,0,0,0,0,0,0,0,0,0,0,0,0,0,0,0,0,0,0,0,0,0,0,0,0,0]
["",null,null,null,null,"","",null,null,null,null,null,null,null,null,null,null,null,null,null,null,null,null,null,null,null,null,null,null,null,null,null,null,null,null,null,null,null,null,null,null,null,null,null,null,null,null,null,null,null,null,null,null,null,null,null,null,null,null,null,null,null,null,null,null,null,null,null,null,null,null,null,null,null,null,null,null,null,null,null,null,null,null,null,null,null,null,null,null,null,null,null,null,null,null,null,null,null,null,0,0,0,0,0,0,0,0,0,0,0,0,0,0,0,0,0,0,0,0,0,0,0,0,0,0,0,0,0,0,0,0,0,0,0,0,0,0,0,0,0,0,0,0,0,0,0,0,0,0,0,0,0,0,0,0,0,0,0,0,0,0,0,0,0,0,0,0,0,0,0,0,0,0,0,0,0,0,0,0,0,0,0,0,0,0,0,0,0,0,0]
["",null,null,null,null,"","",null,null,null,null,null,null,null,null,null,null,null,null,null,null,null,null,null,null,null,null,null,null,null,null,null,null,null,null,null,null,null,null,null,null,null,null,null,null,null,null,null,null,null,null,null,null,null,null,null,null,null,null,null,null,null,null,null,null,null,null,null,null,null,null,null,null,null,null,null,null,null,null,null,null,null,null,null,null,null,null,null,null,null,null,null,null,null,null,null,null,null,null,0,0,0,0,0,0,0,0,0,0,0,0,0,0,0,0,0,0,0,0,0,0,0,0,0,0,0,0,0,0,0,0,0,0,0,0,0,0,0,0,0,0,0,0,0,0,0,0,0,0,0,0,0,0,0,0,0,0,0,0,0,0,0,0,0,0,0,0,0,0,0,0,0,0,0,0,0,0,0,0,0,0,0,0,0,0,0,0,0,0,0]
["",null,null,null,null,"","",null,null,null,null,null,null,null,null,null,null,null,null,null,null,null,null,null,null,null,null,null,null,null,null,null,null,null,null,null,null,null,null,null,null,null,null,null,null,null,null,null,null,null,null,null,null,null,null,null,null,null,null,null,null,null,null,null,null,null,null,null,null,null,null,null,null,null,null,null,null,null,null,null,null,null,null,null,null,null,null,null,null,null,null,null,null,null,null,null,null,null,null,0,0,0,0,0,0,0,0,0,0,0,0,0,0,0,0,0,0,0,0,0,0,0,0,0,0,0,0,0,0,0,0,0,0,0,0,0,0,0,0,0,0,0,0,0,0,0,0,0,0,0,0,0,0,0,0,0,0,0,0,0,0,0,0,0,0,0,0,0,0,0,0,0,0,0,0,0,0,0,0,0,0,0,0,0,0,0,0,0,0,0]
["",null,null,null,null,"","",null,null,null,null,null,null,null,null,null,null,null,null,null,null,null,null,null,null,null,null,null,null,null,null,null,null,null,null,null,null,null,null,null,null,null,null,null,null,null,null,null,null,null,null,null,null,null,null,null,null,null,null,null,null,null,null,null,null,null,null,null,null,null,null,null,null,null,null,null,null,null,null,null,null,null,null,null,null,null,null,null,null,null,null,null,null,null,null,null,null,null,null,0,0,0,0,0,0,0,0,0,0,0,0,0,0,0,0,0,0,0,0,0,0,0,0,0,0,0,0,0,0,0,0,0,0,0,0,0,0,0,0,0,0,0,0,0,0,0,0,0,0,0,0,0,0,0,0,0,0,0,0,0,0,0,0,0,0,0,0,0,0,0,0,0,0,0,0,0,0,0,0,0,0,0,0,0,0,0,0,0,0,0]
["",null,null,null,null,"","",null,null,null,null,null,null,null,null,null,null,null,null,null,null,null,null,null,null,null,null,null,null,null,null,null,null,null,null,null,null,null,null,null,null,null,null,null,null,null,null,null,null,null,null,null,null,null,null,null,null,null,null,null,null,null,null,null,null,null,null,null,null,null,null,null,null,null,null,null,null,null,null,null,null,null,null,null,null,null,null,null,null,null,null,null,null,null,null,null,null,null,null,0,0,0,0,0,0,0,0,0,0,0,0,0,0,0,0,0,0,0,0,0,0,0,0,0,0,0,0,0,0,0,0,0,0,0,0,0,0,0,0,0,0,0,0,0,0,0,0,0,0,0,0,0,0,0,0,0,0,0,0,0,0,0,0,0,0,0,0,0,0,0,0,0,0,0,0,0,0,0,0,0,0,0,0,0,0,0,0,0,0,0]
["",null,null,null,null,"","",null,null,null,null,null,null,null,null,null,null,null,null,null,null,null,null,null,null,null,null,null,null,null,null,null,null,null,null,null,null,null,null,null,null,null,null,null,null,null,null,null,null,null,null,null,null,null,null,null,null,null,null,null,null,null,null,null,null,null,null,null,null,null,null,null,null,null,null,null,null,null,null,null,null,null,null,null,null,null,null,null,null,null,null,null,null,null,null,null,null,null,null,0,0,0,0,0,0,0,0,0,0,0,0,0,0,0,0,0,0,0,0,0,0,0,0,0,0,0,0,0,0,0,0,0,0,0,0,0,0,0,0,0,0,0,0,0,0,0,0,0,0,0,0,0,0,0,0,0,0,0,0,0,0,0,0,0,0,0,0,0,0,0,0,0,0,0,0,0,0,0,0,0,0,0,0,0,0,0,0,0,0,0]
["",null,null,null,null,"","",null,null,null,null,null,null,null,null,null,null,null,null,null,null,null,null,null,null,null,null,null,null,null,null,null,null,null,null,null,null,null,null,null,null,null,null,null,null,null,null,null,null,null,null,null,null,null,null,null,null,null,null,null,null,null,null,null,null,null,null,null,null,null,null,null,null,null,null,null,null,null,null,null,null,null,null,null,null,null,null,null,null,null,null,null,null,null,null,null,null,null,null,0,0,0,0,0,0,0,0,0,0,0,0,0,0,0,0,0,0,0,0,0,0,0,0,0,0,0,0,0,0,0,0,0,0,0,0,0,0,0,0,0,0,0,0,0,0,0,0,0,0,0,0,0,0,0,0,0,0,0,0,0,0,0,0,0,0,0,0,0,0,0,0,0,0,0,0,0,0,0,0,0,0,0,0,0,0,0,0,0,0,0]
["",null,null,null,null,"","",null,null,null,null,null,null,null,null,null,null,null,null,null,null,null,null,null,null,null,null,null,null,null,null,null,null,null,null,null,null,null,null,null,null,null,null,null,null,null,null,null,null,null,null,null,null,null,null,null,null,null,null,null,null,null,null,null,null,null,null,null,null,null,null,null,null,null,null,null,null,null,null,null,null,null,null,null,null,null,null,null,null,null,null,null,null,null,null,null,null,null,null,0,0,0,0,0,0,0,0,0,0,0,0,0,0,0,0,0,0,0,0,0,0,0,0,0,0,0,0,0,0,0,0,0,0,0,0,0,0,0,0,0,0,0,0,0,0,0,0,0,0,0,0,0,0,0,0,0,0,0,0,0,0,0,0,0,0,0,0,0,0,0,0,0,0,0,0,0,0,0,0,0,0,0,0,0,0,0,0,0,0,0]
["",null,null,null,null,"","",null,null,null,null,null,null,null,null,null,null,null,null,null,null,null,null,null,null,null,null,null,null,null,null,null,null,null,null,null,null,null,null,null,null,null,null,null,null,null,null,null,null,null,null,null,null,null,null,null,null,null,null,null,null,null,null,null,null,null,null,null,null,null,null,null,null,null,null,null,null,null,null,null,null,null,null,null,null,null,null,null,null,null,null,null,null,null,null,null,null,null,null,0,0,0,0,0,0,0,0,0,0,0,0,0,0,0,0,0,0,0,0,0,0,0,0,0,0,0,0,0,0,0,0,0,0,0,0,0,0,0,0,0,0,0,0,0,0,0,0,0,0,0,0,0,0,0,0,0,0,0,0,0,0,0,0,0,0,0,0,0,0,0,0,0,0,0,0,0,0,0,0,0,0,0,0,0,0,0,0,0,0,0]
["",null,null,null,null,"","",null,null,null,null,null,null,null,null,null,null,null,null,null,null,null,null,null,null,null,null,null,null,null,null,null,null,null,null,null,null,null,null,null,null,null,null,null,null,null,null,null,null,null,null,null,null,null,null,null,null,null,null,null,null,null,null,null,null,null,null,null,null,null,null,null,null,null,null,null,null,null,null,null,null,null,null,null,null,null,null,null,null,null,null,null,null,null,null,null,null,null,null,0,0,0,0,0,0,0,0,0,0,0,0,0,0,0,0,0,0,0,0,0,0,0,0,0,0,0,0,0,0,0,0,0,0,0,0,0,0,0,0,0,0,0,0,0,0,0,0,0,0,0,0,0,0,0,0,0,0,0,0,0,0,0,0,0,0,0,0,0,0,0,0,0,0,0,0,0,0,0,0,0,0,0,0,0,0,0,0,0,0,0]
["",null,null,null,null,"","",null,null,null,null,null,null,null,null,null,null,null,null,null,null,null,null,null,null,null,null,null,null,null,null,null,null,null,null,null,null,null,null,null,null,null,null,null,null,null,null,null,null,null,null,null,null,null,null,null,null,null,null,null,null,null,null,null,null,null,null,null,null,null,null,null,null,null,null,null,null,null,null,null,null,null,null,null,null,null,null,null,null,null,null,null,null,null,null,null,null,null,null,0,0,0,0,0,0,0,0,0,0,0,0,0,0,0,0,0,0,0,0,0,0,0,0,0,0,0,0,0,0,0,0,0,0,0,0,0,0,0,0,0,0,0,0,0,0,0,0,0,0,0,0,0,0,0,0,0,0,0,0,0,0,0,0,0,0,0,0,0,0,0,0,0,0,0,0,0,0,0,0,0,0,0,0,0,0,0,0,0,0,0]
["",null,null,null,null,"","",null,null,null,null,null,null,null,null,null,null,null,null,null,null,null,null,null,null,null,null,null,null,null,null,null,null,null,null,null,null,null,null,null,null,null,null,null,null,null,null,null,null,null,null,null,null,null,null,null,null,null,null,null,null,null,null,null,null,null,null,null,null,null,null,null,null,null,null,null,null,null,null,null,null,null,null,null,null,null,null,null,null,null,null,null,null,null,null,null,null,null,null,0,0,0,0,0,0,0,0,0,0,0,0,0,0,0,0,0,0,0,0,0,0,0,0,0,0,0,0,0,0,0,0,0,0,0,0,0,0,0,0,0,0,0,0,0,0,0,0,0,0,0,0,0,0,0,0,0,0,0,0,0,0,0,0,0,0,0,0,0,0,0,0,0,0,0,0,0,0,0,0,0,0,0,0,0,0,0,0,0,0,0]
["",null,null,null,null,"","",null,null,null,null,null,null,null,null,null,null,null,null,null,null,null,null,null,null,null,null,null,null,null,null,null,null,null,null,null,null,null,null,null,null,null,null,null,null,null,null,null,null,null,null,null,null,null,null,null,null,null,null,null,null,null,null,null,null,null,null,null,null,null,null,null,null,null,null,null,null,null,null,null,null,null,null,null,null,null,null,null,null,null,null,null,null,null,null,null,null,null,null,0,0,0,0,0,0,0,0,0,0,0,0,0,0,0,0,0,0,0,0,0,0,0,0,0,0,0,0,0,0,0,0,0,0,0,0,0,0,0,0,0,0,0,0,0,0,0,0,0,0,0,0,0,0,0,0,0,0,0,0,0,0,0,0,0,0,0,0,0,0,0,0,0,0,0,0,0,0,0,0,0,0,0,0,0,0,0,0,0,0,0]
["",null,null,null,null,"","",null,null,null,null,null,null,null,null,null,null,null,null,null,null,null,null,null,null,null,null,null,null,null,null,null,null,null,null,null,null,null,null,null,null,null,null,null,null,null,null,null,null,null,null,null,null,null,null,null,null,null,null,null,null,null,null,null,null,null,null,null,null,null,null,null,null,null,null,null,null,null,null,null,null,null,null,null,null,null,null,null,null,null,null,null,null,null,null,null,null,null,null,0,{"$f":"IFERROR($D134*I134,\"\")","v":0},{"$f":"IFERROR($D134*J134,\"\")","v":0},{"$f":"IFERROR($D134*K134,\"\")","v":0},{"$f":"IFERROR($D134*L134,\"\")","v":0},{"$f":"IFERROR($D134*M134,\"\")","v":0},{"$f":"IFERROR($D134*N134,\"\")","v":0},{"$f":"IFERROR($D134*O134,\"\")","v":0},{"$f":"IFERROR($D134*P134,\"\")","v":0},{"$f":"IFERROR($D134*Q134,\"\")","v":0},{"$f":"IFERROR($D134*R134,\"\")","v":0},{"$f":"IFERROR($D134*S134,\"\")","v":0},{"$f":"IFERROR($D134*T134,\"\")","v":0},{"$f":"IFERROR($D134*U134,\"\")","v":0},{"$f":"IFERROR($D134*V134,\"\")","v":0},{"$f":"IFERROR($D134*W134,\"\")","v":0},{"$f":"IFERROR($D134*X134,\"\")","v":0},{"$f":"IFERROR($D134*Y134,\"\")","v":0},{"$f":"IFERROR($D134*Z134,\"\")","v":0},{"$f":"IFERROR($D134*AA134,\"\")","v":0},{"$f":"IFERROR($D134*AB134,\"\")","v":0},{"$f":"IFERROR($D134*AC134,\"\")","v":0},{"$f":"IFERROR($D134*AD134,\"\")","v":0},{"$f":"IFERROR($D134*AE134,\"\")","v":0},{"$f":"IFERROR($D134*AF134,\"\")","v":0},{"$f":"IFERROR($D134*AG134,\"\")","v":0},{"$f":"IFERROR($D134*AH134,\"\")","v":0},{"$f":"IFERROR($D134*AI134,\"\")","v":0},{"$f":"IFERROR($D134*AJ134,\"\")","v":0},{"$f":"IFERROR($D134*AK134,\"\")","v":0},{"$f":"IFERROR($D134*AL134,\"\")","v":0},{"$f":"IFERROR($D134*AM134,\"\")","v":0},{"$f":"IFERROR($D134*AN134,\"\")","v":0},{"$f":"IFERROR($D134*AO134,\"\")","v":0},{"$f":"IFERROR($D134*AP134,\"\")","v":0},{"$f":"IFERROR($D134*AQ134,\"\")","v":0},{"$f":"IFERROR($D134*AR134,\"\")","v":0},{"$f":"IFERROR($D134*AS134,\"\")","v":0},{"$f":"IFERROR($D134*AT134,\"\")","v":0},{"$f":"IFERROR($D134*AU134,\"\")","v":0},{"$f":"IFERROR($D134*AV134,\"\")","v":0},{"$f":"IFERROR($D134*AW134,\"\")","v":0},{"$f":"IFERROR($D134*AX134,\"\")","v":0},{"$f":"IFERROR($D134*AY134,\"\")","v":0},{"$f":"IFERROR($D134*AZ134,\"\")","v":0},{"$f":"IFERROR($D134*BA134,\"\")","v":0},{"$f":"IFERROR($D134*BB134,\"\")","v":0},{"$f":"IFERROR($D134*BC134,\"\")","v":0},{"$f":"IFERROR($D134*BD134,\"\")","v":0},{"$f":"IFERROR($D134*BE134,\"\")","v":0},{"$f":"IFERROR($D134*BF134,\"\")","v":0},{"$f":"IFERROR($D134*BG134,\"\")","v":0},{"$f":"IFERROR($D134*BH134,\"\")","v":0},{"$f":"IFERROR($D134*BI134,\"\")","v":0},{"$f":"IFERROR($D134*BJ134,\"\")","v":0},{"$f":"IFERROR($D134*BK134,\"\")","v":0},{"$f":"IFERROR($D134*BL134,\"\")","v":0},{"$f":"IFERROR($D134*BM134,\"\")","v":0},{"$f":"IFERROR($D134*BN134,\"\")","v":0},{"$f":"IFERROR($D134*BO134,\"\")","v":0},{"$f":"IFERROR($D134*BP134,\"\")","v":0},{"$f":"IFERROR($D134*BQ134,\"\")","v":0},{"$f":"IFERROR($D134*BR134,\"\")","v":0},{"$f":"IFERROR($D134*BS134,\"\")","v":0},{"$f":"IFERROR($D134*BT134,\"\")","v":0},{"$f":"IFERROR($D134*BU134,\"\")","v":0},{"$f":"IFERROR($D134*BV134,\"\")","v":0},{"$f":"IFERROR($D134*BW134,\"\")","v":0},{"$f":"IFERROR($D134*BX134,\"\")","v":0},{"$f":"IFERROR($D134*BY134,\"\")","v":0},{"$f":"IFERROR($D134*BZ134,\"\")","v":0},{"$f":"IFERROR($D134*CA134,\"\")","v":0},{"$f":"IFERROR($D134*CB134,\"\")","v":0},{"$f":"IFERROR($D134*CC134,\"\")","v":0},{"$f":"IFERROR($D134*CD134,\"\")","v":0},{"$f":"IFERROR($D134*CE134,\"\")","v":0},{"$f":"IFERROR($D134*CF134,\"\")","v":0},{"$f":"IFERROR($D134*CG134,\"\")","v":0},{"$f":"IFERROR($D134*CH134,\"\")","v":0},{"$f":"IFERROR($D134*CI134,\"\")","v":0},{"$f":"IFERROR($D134*CJ134,\"\")","v":0},{"$f":"IFERROR($D134*CK134,\"\")","v":0},{"$f":"IFERROR($D134*CL134,\"\")","v":0},{"$f":"IFERROR($D134*CM134,\"\")","v":0},{"$f":"IFERROR($D134*CN134,\"\")","v":0},{"$f":"IFERROR($D134*CO134,\"\")","v":0},{"$f":"IFERROR($D134*CP134,\"\")","v":0},{"$f":"IFERROR($D134*CQ134,\"\")","v":0},{"$f":"IFERROR($D134*CR134,\"\")","v":0},{"$f":"IFERROR($D134*CS134,\"\")","v":0},{"$f":"IFERROR($D134*CT134,\"\")","v":0}]
["",null,null,null,null,"","",null,null,null,null,null,null,null,null,null,null,null,null,null,null,null,null,null,null,null,null,null,null,null,null,null,null,null,null,null,null,null,null,null,null,null,null,null,null,null,null,null,null,null,null,null,null,null,null,null,null,null,null,null,null,null,null,null,null,null,null,null,null,null,null,null,null,null,null,null,null,null,null,null,null,null,null,null,null,null,null,null,null,null,null,null,null,null,null,null,null,null,null,{"$f":"IFERROR($D135*H135,\"\")","v":0},0,0,0,0,0,0,0,0,0,0,0,0,0,0,0,0,0,0,0,0,0,0,0,0,0,0,0,0,0,0,0,0,0,0,0,0,0,0,0,0,0,0,0,0,0,0,0,0,0,0,0,0,0,0,0,0,0,0,0,0,0,0,0,0,0,0,0,0,0,0,0,0,0,0,0,0,0,0,0,0,0,0,0,0,0,0,0,0,0,0]
["",null,null,null,null,"","",null,null,null,null,null,null,null,null,null,null,null,null,null,null,null,null,null,null,null,null,null,null,null,null,null,null,null,null,null,null,null,null,null,null,null,null,null,null,null,null,null,null,null,null,null,null,null,null,null,null,null,null,null,null,null,null,null,null,null,null,null,null,null,null,null,null,null,null,null,null,null,null,null,null,null,null,null,null,null,null,null,null,null,null,null,null,null,null,null,null,null,null,0,0,0,0,0,0,0,0,0,0,0,0,0,0,0,0,0,0,0,0,0,0,0,0,0,0,0,0,0,0,0,0,0,0,0,0,0,0,0,0,0,0,0,0,0,0,0,0,0,0,0,0,0,0,0,0,0,0,0,0,0,0,0,0,0,0,0,0,0,0,0,0,0,0,0,0,0,0,0,0,0,0,0,0,0,0,0,0,0,0,0]
["",null,null,null,null,"","",null,null,null,null,null,null,null,null,null,null,null,null,null,null,null,null,null,null,null,null,null,null,null,null,null,null,null,null,null,null,null,null,null,null,null,null,null,null,null,null,null,null,null,null,null,null,null,null,null,null,null,null,null,null,null,null,null,null,null,null,null,null,null,null,null,null,null,null,null,null,null,null,null,null,null,null,null,null,null,null,null,null,null,null,null,null,null,null,null,null,null,null,0,0,0,0,0,0,0,0,0,0,0,0,0,0,0,0,0,0,0,0,0,0,0,0,0,0,0,0,0,0,0,0,0,0,0,0,0,0,0,0,0,0,0,0,0,0,0,0,0,0,0,0,0,0,0,0,0,0,0,0,0,0,0,0,0,0,0,0,0,0,0,0,0,0,0,0,0,0,0,0,0,0,0,0,0,0,0,0,0,0,0]
["",null,null,null,null,"","",null,null,null,null,null,null,null,null,null,null,null,null,null,null,null,null,null,null,null,null,null,null,null,null,null,null,null,null,null,null,null,null,null,null,null,null,null,null,null,null,null,null,null,null,null,null,null,null,null,null,null,null,null,null,null,null,null,null,null,null,null,null,null,null,null,null,null,null,null,null,null,null,null,null,null,null,null,null,null,null,null,null,null,null,null,null,null,null,null,null,null,null,0,0,0,0,0,0,0,0,0,0,0,0,0,0,0,0,0,0,0,0,0,0,0,0,0,0,0,0,0,0,0,0,0,0,0,0,0,0,0,0,0,0,0,0,0,0,0,0,0,0,0,0,0,0,0,0,0,0,0,0,0,0,0,0,0,0,0,0,0,0,0,0,0,0,0,0,0,0,0,0,0,0,0,0,0,0,0,0,0,0,0]
["",null,null,null,null,"","",null,null,null,null,null,null,null,null,null,null,null,null,null,null,null,null,null,null,null,null,null,null,null,null,null,null,null,null,null,null,null,null,null,null,null,null,null,null,null,null,null,null,null,null,null,null,null,null,null,null,null,null,null,null,null,null,null,null,null,null,null,null,null,null,null,null,null,null,null,null,null,null,null,null,null,null,null,null,null,null,null,null,null,null,null,null,null,null,null,null,null,null,0,0,0,0,0,0,0,0,0,0,0,0,0,0,0,0,0,0,0,0,0,0,0,0,0,0,0,0,0,0,0,0,0,0,0,0,0,0,0,0,0,0,0,0,0,0,0,0,0,0,0,0,0,0,0,0,0,0,0,0,0,0,0,0,0,0,0,0,0,0,0,0,0,0,0,0,0,0,0,0,0,0,0,0,0,0,0,0,0,0,0]
["",null,null,null,null,"","",null,null,null,null,null,null,null,null,null,null,null,null,null,null,null,null,null,null,null,null,null,null,null,null,null,null,null,null,null,null,null,null,null,null,null,null,null,null,null,null,null,null,null,null,null,null,null,null,null,null,null,null,null,null,null,null,null,null,null,null,null,null,null,null,null,null,null,null,null,null,null,null,null,null,null,null,null,null,null,null,null,null,null,null,null,null,null,null,null,null,null,null,0,0,0,0,0,0,0,0,0,0,0,0,0,0,0,0,0,0,0,0,0,0,0,0,0,0,0,0,0,0,0,0,0,0,0,0,0,0,0,0,0,0,0,0,0,0,0,0,0,0,0,0,0,0,0,0,0,0,0,0,0,0,0,0,0,0,0,0,0,0,0,0,0,0,0,0,0,0,0,0,0,0,0,0,0,0,0,0,0,0,0]
["",null,null,null,null,"","",null,null,null,null,null,null,null,null,null,null,null,null,null,null,null,null,null,null,null,null,null,null,null,null,null,null,null,null,null,null,null,null,null,null,null,null,null,null,null,null,null,null,null,null,null,null,null,null,null,null,null,null,null,null,null,null,null,null,null,null,null,null,null,null,null,null,null,null,null,null,null,null,null,null,null,null,null,null,null,null,null,null,null,null,null,null,null,null,null,null,null,null,0,0,0,0,0,0,0,0,0,0,0,0,0,0,0,0,0,0,0,0,0,0,0,0,0,0,0,0,0,0,0,0,0,0,0,0,0,0,0,0,0,0,0,0,0,0,0,0,0,0,0,0,0,0,0,0,0,0,0,0,0,0,0,0,0,0,0,0,0,0,0,0,0,0,0,0,0,0,0,0,0,0,0,0,0,0,0,0,0,0,0]
["",null,null,null,null,"","",null,null,null,null,null,null,null,null,null,null,null,null,null,null,null,null,null,null,null,null,null,null,null,null,null,null,null,null,null,null,null,null,null,null,null,null,null,null,null,null,null,null,null,null,null,null,null,null,null,null,null,null,null,null,null,null,null,null,null,null,null,null,null,null,null,null,null,null,null,null,null,null,null,null,null,null,null,null,null,null,null,null,null,null,null,null,null,null,null,null,null,null,0,0,0,0,0,0,0,0,0,0,0,0,0,0,0,0,0,0,0,0,0,0,0,0,0,0,0,0,0,0,0,0,0,0,0,0,0,0,0,0,0,0,0,0,0,0,0,0,0,0,0,0,0,0,0,0,0,0,0,0,0,0,0,0,0,0,0,0,0,0,0,0,0,0,0,0,0,0,0,0,0,0,0,0,0,0,0,0,0,0,0]
["",null,null,null,null,"","",null,null,null,null,null,null,null,null,null,null,null,null,null,null,null,null,null,null,null,null,null,null,null,null,null,null,null,null,null,null,null,null,null,null,null,null,null,null,null,null,null,null,null,null,null,null,null,null,null,null,null,null,null,null,null,null,null,null,null,null,null,null,null,null,null,null,null,null,null,null,null,null,null,null,null,null,null,null,null,null,null,null,null,null,null,null,null,null,null,null,null,null,0,0,0,0,0,0,0,0,0,0,0,0,0,0,0,0,0,0,0,0,0,0,0,0,0,0,0,0,0,0,0,0,0,0,0,0,0,0,0,0,0,0,0,0,0,0,0,0,0,0,0,0,0,0,0,0,0,0,0,0,0,0,0,0,0,0,0,0,0,0,0,0,0,0,0,0,0,0,0,0,0,0,0,0,0,0,0,0,0,0,0]
["",null,null,null,null,"","",null,null,null,null,null,null,null,null,null,null,null,null,null,null,null,null,null,null,null,null,null,null,null,null,null,null,null,null,null,null,null,null,null,null,null,null,null,null,null,null,null,null,null,null,null,null,null,null,null,null,null,null,null,null,null,null,null,null,null,null,null,null,null,null,null,null,null,null,null,null,null,null,null,null,null,null,null,null,null,null,null,null,null,null,null,null,null,null,null,null,null,null,0,0,0,0,0,0,0,0,0,0,0,0,0,0,0,0,0,0,0,0,0,0,0,0,0,0,0,0,0,0,0,0,0,0,0,0,0,0,0,0,0,0,0,0,0,0,0,0,0,0,0,0,0,0,0,0,0,0,0,0,0,0,0,0,0,0,0,0,0,0,0,0,0,0,0,0,0,0,0,0,0,0,0,0,0,0,0,0,0,0,0]
["",null,null,null,null,"","",null,null,null,null,null,null,null,null,null,null,null,null,null,null,null,null,null,null,null,null,null,null,null,null,null,null,null,null,null,null,null,null,null,null,null,null,null,null,null,null,null,null,null,null,null,null,null,null,null,null,null,null,null,null,null,null,null,null,null,null,null,null,null,null,null,null,null,null,null,null,null,null,null,null,null,null,null,null,null,null,null,null,null,null,null,null,null,null,null,null,null,null,0,0,0,0,0,0,0,0,0,0,0,0,0,0,0,0,0,0,0,0,0,0,0,0,0,0,0,0,0,0,0,0,0,0,0,0,0,0,0,0,0,0,0,0,0,0,0,0,0,0,0,0,0,0,0,0,0,0,0,0,0,0,0,0,0,0,0,0,0,0,0,0,0,0,0,0,0,0,0,0,0,0,0,0,0,0,0,0,0,0,0]
["",null,null,null,null,"","",null,null,null,null,null,null,null,null,null,null,null,null,null,null,null,null,null,null,null,null,null,null,null,null,null,null,null,null,null,null,null,null,null,null,null,null,null,null,null,null,null,null,null,null,null,null,null,null,null,null,null,null,null,null,null,null,null,null,null,null,null,null,null,null,null,null,null,null,null,null,null,null,null,null,null,null,null,null,null,null,null,null,null,null,null,null,null,null,null,null,null,null,0,0,0,0,0,0,0,0,0,0,0,0,0,0,0,0,0,0,0,0,0,0,0,0,0,0,0,0,0,0,0,0,0,0,0,0,0,0,0,0,0,0,0,0,0,0,0,0,0,0,0,0,0,0,0,0,0,0,0,0,0,0,0,0,0,0,0,0,0,0,0,0,0,0,0,0,0,0,0,0,0,0,0,0,0,0,0,0,0,0,0]
["",null,null,null,null,"","",null,null,null,null,null,null,null,null,null,null,null,null,null,null,null,null,null,null,null,null,null,null,null,null,null,null,null,null,null,null,null,null,null,null,null,null,null,null,null,null,null,null,null,null,null,null,null,null,null,null,null,null,null,null,null,null,null,null,null,null,null,null,null,null,null,null,null,null,null,null,null,null,null,null,null,null,null,null,null,null,null,null,null,null,null,null,null,null,null,null,null,null,0,0,0,0,0,0,0,0,0,0,0,0,0,0,0,0,0,0,0,0,0,0,0,0,0,0,0,0,0,0,0,0,0,0,0,0,0,0,0,0,0,0,0,0,0,0,0,0,0,0,0,0,0,0,0,0,0,0,0,0,0,0,0,0,0,0,0,0,0,0,0,0,0,0,0,0,0,0,0,0,0,0,0,0,0,0,0,0,0,0,0]
["",null,null,null,null,"","",null,null,null,null,null,null,null,null,null,null,null,null,null,null,null,null,null,null,null,null,null,null,null,null,null,null,null,null,null,null,null,null,null,null,null,null,null,null,null,null,null,null,null,null,null,null,null,null,null,null,null,null,null,null,null,null,null,null,null,null,null,null,null,null,null,null,null,null,null,null,null,null,null,null,null,null,null,null,null,null,null,null,null,null,null,null,null,null,null,null,null,null,0,0,0,0,0,0,0,0,0,0,0,0,0,0,0,0,0,0,0,0,0,0,0,0,0,0,0,0,0,0,0,0,0,0,0,0,0,0,0,0,0,0,0,0,0,0,0,0,0,0,0,0,0,0,0,0,0,0,0,0,0,0,0,0,0,0,0,0,0,0,0,0,0,0,0,0,0,0,0,0,0,0,0,0,0,0,0,0,0,0,0]
["",null,null,null,null,"","",null,null,null,null,null,null,null,null,null,null,null,null,null,null,null,null,null,null,null,null,null,null,null,null,null,null,null,null,null,null,null,null,null,null,null,null,null,null,null,null,null,null,null,null,null,null,null,null,null,null,null,null,null,null,null,null,null,null,null,null,null,null,null,null,null,null,null,null,null,null,null,null,null,null,null,null,null,null,null,null,null,null,null,null,null,null,null,null,null,null,null,null,0,0,0,0,0,0,0,0,0,0,0,0,0,0,0,0,0,0,0,0,0,0,0,0,0,0,0,0,0,0,0,0,0,0,0,0,0,0,0,0,0,0,0,0,0,0,0,0,0,0,0,0,0,0,0,0,0,0,0,0,0,0,0,0,0,0,0,0,0,0,0,0,0,0,0,0,0,0,0,0,0,0,0,0,0,0,0,0,0,0,0]
["",null,null,null,null,"","",null,null,null,null,null,null,null,null,null,null,null,null,null,null,null,null,null,null,null,null,null,null,null,null,null,null,null,null,null,null,null,null,null,null,null,null,null,null,null,null,null,null,null,null,null,null,null,null,null,null,null,null,null,null,null,null,null,null,null,null,null,null,null,null,null,null,null,null,null,null,null,null,null,null,null,null,null,null,null,null,null,null,null,null,null,null,null,null,null,null,null,null,0,0,0,0,0,0,0,0,0,0,0,0,0,0,0,0,0,0,0,0,0,0,0,0,0,0,0,0,0,0,0,0,0,0,0,0,0,0,0,0,0,0,0,0,0,0,0,0,0,0,0,0,0,0,0,0,0,0,0,0,0,0,0,0,0,0,0,0,0,0,0,0,0,0,0,0,0,0,0,0,0,0,0,0,0,0,0,0,0,0,0]
["",null,null,null,null,"","",null,null,null,null,null,null,null,null,null,null,null,null,null,null,null,null,null,null,null,null,null,null,null,null,null,null,null,null,null,null,null,null,null,null,null,null,null,null,null,null,null,null,null,null,null,null,null,null,null,null,null,null,null,null,null,null,null,null,null,null,null,null,null,null,null,null,null,null,null,null,null,null,null,null,null,null,null,null,null,null,null,null,null,null,null,null,null,null,null,null,null,null,0,0,0,0,0,0,0,0,0,0,0,0,0,0,0,0,0,0,0,0,0,0,0,0,0,0,0,0,0,0,0,0,0,0,0,0,0,0,0,0,0,0,0,0,0,0,0,0,0,0,0,0,0,0,0,0,0,0,0,0,0,0,0,0,0,0,0,0,0,0,0,0,0,0,0,0,0,0,0,0,0,0,0,0,0,0,0,0,0,0,0]
["",null,null,null,null,"","",null,null,null,null,null,null,null,null,null,null,null,null,null,null,null,null,null,null,null,null,null,null,null,null,null,null,null,null,null,null,null,null,null,null,null,null,null,null,null,null,null,null,null,null,null,null,null,null,null,null,null,null,null,null,null,null,null,null,null,null,null,null,null,null,null,null,null,null,null,null,null,null,null,null,null,null,null,null,null,null,null,null,null,null,null,null,null,null,null,null,null,null,0,0,0,0,0,0,0,0,0,0,0,0,0,0,0,0,0,0,0,0,0,0,0,0,0,0,0,0,0,0,0,0,0,0,0,0,0,0,0,0,0,0,0,0,0,0,0,0,0,0,0,0,0,0,0,0,0,0,0,0,0,0,0,0,0,0,0,0,0,0,0,0,0,0,0,0,0,0,0,0,0,0,0,0,0,0,0,0,0,0,0]
["",null,null,null,null,"","",null,null,null,null,null,null,null,null,null,null,null,null,null,null,null,null,null,null,null,null,null,null,null,null,null,null,null,null,null,null,null,null,null,null,null,null,null,null,null,null,null,null,null,null,null,null,null,null,null,null,null,null,null,null,null,null,null,null,null,null,null,null,null,null,null,null,null,null,null,null,null,null,null,null,null,null,null,null,null,null,null,null,null,null,null,null,null,null,null,null,null,null,0,0,0,0,0,0,0,0,0,0,0,0,0,0,0,0,0,0,0,0,0,0,0,0,0,0,0,0,0,0,0,0,0,0,0,0,0,0,0,0,0,0,0,0,0,0,0,0,0,0,0,0,0,0,0,0,0,0,0,0,0,0,0,0,0,0,0,0,0,0,0,0,0,0,0,0,0,0,0,0,0,0,0,0,0,0,0,0,0,0,0]
["",null,null,null,null,"","",null,null,null,null,null,null,null,null,null,null,null,null,null,null,null,null,null,null,null,null,null,null,null,null,null,null,null,null,null,null,null,null,null,null,null,null,null,null,null,null,null,null,null,null,null,null,null,null,null,null,null,null,null,null,null,null,null,null,null,null,null,null,null,null,null,null,null,null,null,null,null,null,null,null,null,null,null,null,null,null,null,null,null,null,null,null,null,null,null,null,null,null,0,0,0,0,0,0,0,0,0,0,0,0,0,0,0,0,0,0,0,0,0,0,0,0,0,0,0,0,0,0,0,0,0,0,0,0,0,0,0,0,0,0,0,0,0,0,0,0,0,0,0,0,0,0,0,0,0,0,0,0,0,0,0,0,0,0,0,0,0,0,0,0,0,0,0,0,0,0,0,0,0,0,0,0,0,0,0,0,0,0,0]
["",null,null,null,null,"","",null,null,null,null,null,null,null,null,null,null,null,null,null,null,null,null,null,null,null,null,null,null,null,null,null,null,null,null,null,null,null,null,null,null,null,null,null,null,null,null,null,null,null,null,null,null,null,null,null,null,null,null,null,null,null,null,null,null,null,null,null,null,null,null,null,null,null,null,null,null,null,null,null,null,null,null,null,null,null,null,null,null,null,null,null,null,null,null,null,null,null,null,0,0,0,0,0,0,0,0,0,0,0,0,0,0,0,0,0,0,0,0,0,0,0,0,0,0,0,0,0,0,0,0,0,0,0,0,0,0,0,0,0,0,0,0,0,0,0,0,0,0,0,0,0,0,0,0,0,0,0,0,0,0,0,0,0,0,0,0,0,0,0,0,0,0,0,0,0,0,0,0,0,0,0,0,0,0,0,0,0,0,0]
["",null,null,null,null,"","",null,null,null,null,null,null,null,null,null,null,null,null,null,null,null,null,null,null,null,null,null,null,null,null,null,null,null,null,null,null,null,null,null,null,null,null,null,null,null,null,null,null,null,null,null,null,null,null,null,null,null,null,null,null,null,null,null,null,null,null,null,null,null,null,null,null,null,null,null,null,null,null,null,null,null,null,null,null,null,null,null,null,null,null,null,null,null,null,null,null,null,null,0,0,0,0,0,0,0,0,0,0,0,0,0,0,0,0,0,0,0,0,0,0,0,0,0,0,0,0,0,0,0,0,0,0,0,0,0,0,0,0,0,0,0,0,0,0,0,0,0,0,0,0,0,0,0,0,0,0,0,0,0,0,0,0,0,0,0,0,0,0,0,0,0,0,0,0,0,0,0,0,0,0,0,0,0,0,0,0,0,0,0]
["",null,null,null,null,"","",null,null,null,null,null,null,null,null,null,null,null,null,null,null,null,null,null,null,null,null,null,null,null,null,null,null,null,null,null,null,null,null,null,null,null,null,null,null,null,null,null,null,null,null,null,null,null,null,null,null,null,null,null,null,null,null,null,null,null,null,null,null,null,null,null,null,null,null,null,null,null,null,null,null,null,null,null,null,null,null,null,null,null,null,null,null,null,null,null,null,null,null,0,0,0,0,0,0,0,0,0,0,0,0,0,0,0,0,0,0,0,0,0,0,0,0,0,0,0,0,0,0,0,0,0,0,0,0,0,0,0,0,0,0,0,0,0,0,0,0,0,0,0,0,0,0,0,0,0,0,0,0,0,0,0,0,0,0,0,0,0,0,0,0,0,0,0,0,0,0,0,0,0,0,0,0,0,0,0,0,0,0,0]
["",null,null,null,null,"","",null,null,null,null,null,null,null,null,null,null,null,null,null,null,null,null,null,null,null,null,null,null,null,null,null,null,null,null,null,null,null,null,null,null,null,null,null,null,null,null,null,null,null,null,null,null,null,null,null,null,null,null,null,null,null,null,null,null,null,null,null,null,null,null,null,null,null,null,null,null,null,null,null,null,null,null,null,null,null,null,null,null,null,null,null,null,null,null,null,null,null,null,0,0,0,0,0,0,0,0,0,0,0,0,0,0,0,0,0,0,0,0,0,0,0,0,0,0,0,0,0,0,0,0,0,0,0,0,0,0,0,0,0,0,0,0,0,0,0,0,0,0,0,0,0,0,0,0,0,0,0,0,0,0,0,0,0,0,0,0,0,0,0,0,0,0,0,0,0,0,0,0,0,0,0,0,0,0,0,0,0,0,0]
["",null,null,null,null,"","",null,null,null,null,null,null,null,null,null,null,null,null,null,null,null,null,null,null,null,null,null,null,null,null,null,null,null,null,null,null,null,null,null,null,null,null,null,null,null,null,null,null,null,null,null,null,null,null,null,null,null,null,null,null,null,null,null,null,null,null,null,null,null,null,null,null,null,null,null,null,null,null,null,null,null,null,null,null,null,null,null,null,null,null,null,null,null,null,null,null,null,null,0,0,0,0,0,0,0,0,0,0,0,0,0,0,0,0,0,0,0,0,0,0,0,0,0,0,0,0,0,0,0,0,0,0,0,0,0,0,0,0,0,0,0,0,0,0,0,0,0,0,0,0,0,0,0,0,0,0,0,0,0,0,0,0,0,0,0,0,0,0,0,0,0,0,0,0,0,0,0,0,0,0,0,0,0,0,0,0,0,0,0]
["",null,null,null,null,"","",null,null,null,null,null,null,null,null,null,null,null,null,null,null,null,null,null,null,null,null,null,null,null,null,null,null,null,null,null,null,null,null,null,null,null,null,null,null,null,null,null,null,null,null,null,null,null,null,null,null,null,null,null,null,null,null,null,null,null,null,null,null,null,null,null,null,null,null,null,null,null,null,null,null,null,null,null,null,null,null,null,null,null,null,null,null,null,null,null,null,null,null,0,0,0,0,0,0,0,0,0,0,0,0,0,0,0,0,0,0,0,0,0,0,0,0,0,0,0,0,0,0,0,0,0,0,0,0,0,0,0,0,0,0,0,0,0,0,0,0,0,0,0,0,0,0,0,0,0,0,0,0,0,0,0,0,0,0,0,0,0,0,0,0,0,0,0,0,0,0,0,0,0,0,0,0,0,0,0,0,0,0,0]
["",null,null,null,null,"","",null,null,null,null,null,null,null,null,null,null,null,null,null,null,null,null,null,null,null,null,null,null,null,null,null,null,null,null,null,null,null,null,null,null,null,null,null,null,null,null,null,null,null,null,null,null,null,null,null,null,null,null,null,null,null,null,null,null,null,null,null,null,null,null,null,null,null,null,null,null,null,null,null,null,null,null,null,null,null,null,null,null,null,null,null,null,null,null,null,null,null,null,0,0,0,0,0,0,0,0,0,0,0,0,0,0,0,0,0,0,0,0,0,0,0,0,0,0,0,0,0,0,0,0,0,0,0,0,0,0,0,0,0,0,0,0,0,0,0,0,0,0,0,0,0,0,0,0,0,0,0,0,0,0,0,0,0,0,0,0,0,0,0,0,0,0,0,0,0,0,0,0,0,0,0,0,0,0,0,0,0,0,0]
["",null,null,null,null,"","",null,null,null,null,null,null,null,null,null,null,null,null,null,null,null,null,null,null,null,null,null,null,null,null,null,null,null,null,null,null,null,null,null,null,null,null,null,null,null,null,null,null,null,null,null,null,null,null,null,null,null,null,null,null,null,null,null,null,null,null,null,null,null,null,null,null,null,null,null,null,null,null,null,null,null,null,null,null,null,null,null,null,null,null,null,null,null,null,null,null,null,null,0,0,0,0,0,0,0,0,0,0,0,0,0,0,0,0,0,0,0,0,0,0,0,0,0,0,0,0,0,0,0,0,0,0,0,0,0,0,0,0,0,0,0,0,0,0,0,0,0,0,0,0,0,0,0,0,0,0,0,0,0,0,0,0,0,0,0,0,0,0,0,0,0,0,0,0,0,0,0,0,0,0,0,0,0,0,0,0,0,0,0]
["",null,null,null,null,"","",null,null,null,null,null,null,null,null,null,null,null,null,null,null,null,null,null,null,null,null,null,null,null,null,null,null,null,null,null,null,null,null,null,null,null,null,null,null,null,null,null,null,null,null,null,null,null,null,null,null,null,null,null,null,null,null,null,null,null,null,null,null,null,null,null,null,null,null,null,null,null,null,null,null,null,null,null,null,null,null,null,null,null,null,null,null,null,null,null,null,null,null,0,0,0,0,0,0,0,0,0,0,0,0,0,0,0,0,0,0,0,0,0,0,0,0,0,0,0,0,0,0,0,0,0,0,0,0,0,0,0,0,0,0,0,0,0,0,0,0,0,0,0,0,0,0,0,0,0,0,0,0,0,0,0,0,0,0,0,0,0,0,0,0,0,0,0,0,0,0,0,0,0,0,0,0,0,0,0,0,0,0,0]
["",null,null,null,null,"","",null,null,null,null,null,null,null,null,null,null,null,null,null,null,null,null,null,null,null,null,null,null,null,null,null,null,null,null,null,null,null,null,null,null,null,null,null,null,null,null,null,null,null,null,null,null,null,null,null,null,null,null,null,null,null,null,null,null,null,null,null,null,null,null,null,null,null,null,null,null,null,null,null,null,null,null,null,null,null,null,null,null,null,null,null,null,null,null,null,null,null,null,0,0,0,0,0,0,0,0,0,0,0,0,0,0,0,0,0,0,0,0,0,0,0,0,0,0,0,0,0,0,0,0,0,0,0,0,0,0,0,0,0,0,0,0,0,0,0,0,0,0,0,0,0,0,0,0,0,0,0,0,0,0,0,0,0,0,0,0,0,0,0,0,0,0,0,0,0,0,0,0,0,0,0,0,0,0,0,0,0,0,0]
["",null,null,null,null,"","",null,null,null,null,null,null,null,null,null,null,null,null,null,null,null,null,null,null,null,null,null,null,null,null,null,null,null,null,null,null,null,null,null,null,null,null,null,null,null,null,null,null,null,null,null,null,null,null,null,null,null,null,null,null,null,null,null,null,null,null,null,null,null,null,null,null,null,null,null,null,null,null,null,null,null,null,null,null,null,null,null,null,null,null,null,null,null,null,null,null,null,null,0,0,0,0,0,0,0,0,0,0,0,0,0,0,0,0,0,0,0,0,0,0,0,0,0,0,0,0,0,0,0,0,0,0,0,0,0,0,0,0,0,0,0,0,0,0,0,0,0,0,0,0,0,0,0,0,0,0,0,0,0,0,0,0,0,0,0,0,0,0,0,0,0,0,0,0,0,0,0,0,0,0,0,0,0,0,0,0,0,0,0]
["",null,null,null,null,"","",null,null,null,null,null,null,null,null,null,null,null,null,null,null,null,null,null,null,null,null,null,null,null,null,null,null,null,null,null,null,null,null,null,null,null,null,null,null,null,null,null,null,null,null,null,null,null,null,null,null,null,null,null,null,null,null,null,null,null,null,null,null,null,null,null,null,null,null,null,null,null,null,null,null,null,null,null,null,null,null,null,null,null,null,null,null,null,null,null,null,null,null,0,0,0,0,0,0,0,0,0,0,0,0,0,0,0,0,0,0,0,0,0,0,0,0,0,0,0,0,0,0,0,0,0,0,0,0,0,0,0,0,0,0,0,0,0,0,0,0,0,0,0,0,0,0,0,0,0,0,0,0,0,0,0,0,0,0,0,0,0,0,0,0,0,0,0,0,0,0,0,0,0,0,0,0,0,0,0,0,0,0,0]
["",null,null,null,null,"","",null,null,null,null,null,null,null,null,null,null,null,null,null,null,null,null,null,null,null,null,null,null,null,null,null,null,null,null,null,null,null,null,null,null,null,null,null,null,null,null,null,null,null,null,null,null,null,null,null,null,null,null,null,null,null,null,null,null,null,null,null,null,null,null,null,null,null,null,null,null,null,null,null,null,null,null,null,null,null,null,null,null,null,null,null,null,null,null,null,null,null,null,0,0,0,0,0,0,0,0,0,0,0,0,0,0,0,0,0,0,0,0,0,0,0,0,0,0,0,0,0,0,0,0,0,0,0,0,0,0,0,0,0,0,0,0,0,0,0,0,0,0,0,0,0,0,0,0,0,0,0,0,0,0,0,0,0,0,0,0,0,0,0,0,0,0,0,0,0,0,0,0,0,0,0,0,0,0,0,0,0,0,0]
["",null,null,null,null,"","",null,null,null,null,null,null,null,null,null,null,null,null,null,null,null,null,null,null,null,null,null,null,null,null,null,null,null,null,null,null,null,null,null,null,null,null,null,null,null,null,null,null,null,null,null,null,null,null,null,null,null,null,null,null,null,null,null,null,null,null,null,null,null,null,null,null,null,null,null,null,null,null,null,null,null,null,null,null,null,null,null,null,null,null,null,null,null,null,null,null,null,null,0,0,0,0,0,0,0,0,0,0,0,0,0,0,0,0,0,0,0,0,0,0,0,0,0,0,0,0,0,0,0,0,0,0,0,0,0,0,0,0,0,0,0,0,0,0,0,0,0,0,0,0,0,0,0,0,0,0,0,0,0,0,0,0,0,0,0,0,0,0,0,0,0,0,0,0,0,0,0,0,0,0,0,0,0,0,0,0,0,0,0]
["",null,null,null,null,"","",null,null,null,null,null,null,null,null,null,null,null,null,null,null,null,null,null,null,null,null,null,null,null,null,null,null,null,null,null,null,null,null,null,null,null,null,null,null,null,null,null,null,null,null,null,null,null,null,null,null,null,null,null,null,null,null,null,null,null,null,null,null,null,null,null,null,null,null,null,null,null,null,null,null,null,null,null,null,null,null,null,null,null,null,null,null,null,null,null,null,null,null,0,0,0,0,0,0,0,0,0,0,0,0,0,0,0,0,0,0,0,0,0,0,0,0,0,0,0,0,0,0,0,0,0,0,0,0,0,0,0,0,0,0,0,0,0,0,0,0,0,0,0,0,0,0,0,0,0,0,0,0,0,0,0,0,0,0,0,0,0,0,0,0,0,0,0,0,0,0,0,0,0,0,0,0,0,0,0,0,0,0,0]
["",null,null,null,null,"","",null,null,null,null,null,null,null,null,null,null,null,null,null,null,null,null,null,null,null,null,null,null,null,null,null,null,null,null,null,null,null,null,null,null,null,null,null,null,null,null,null,null,null,null,null,null,null,null,null,null,null,null,null,null,null,null,null,null,null,null,null,null,null,null,null,null,null,null,null,null,null,null,null,null,null,null,null,null,null,null,null,null,null,null,null,null,null,null,null,null,null,null,0,0,0,0,0,0,0,0,0,0,0,0,0,0,0,0,0,0,0,0,0,0,0,0,0,0,0,0,0,0,0,0,0,0,0,0,0,0,0,0,0,0,0,0,0,0,0,0,0,0,0,0,0,0,0,0,0,0,0,0,0,0,0,0,0,0,0,0,0,0,0,0,0,0,0,0,0,0,0,0,0,0,0,0,0,0,0,0,0,0,0]
["",null,null,null,null,"","",null,null,null,null,null,null,null,null,null,null,null,null,null,null,null,null,null,null,null,null,null,null,null,null,null,null,null,null,null,null,null,null,null,null,null,null,null,null,null,null,null,null,null,null,null,null,null,null,null,null,null,null,null,null,null,null,null,null,null,null,null,null,null,null,null,null,null,null,null,null,null,null,null,null,null,null,null,null,null,null,null,null,null,null,null,null,null,null,null,null,null,null,0,0,0,0,0,0,0,0,0,0,0,0,0,0,0,0,0,0,0,0,0,0,0,0,0,0,0,0,0,0,0,0,0,0,0,0,0,0,0,0,0,0,0,0,0,0,0,0,0,0,0,0,0,0,0,0,0,0,0,0,0,0,0,0,0,0,0,0,0,0,0,0,0,0,0,0,0,0,0,0,0,0,0,0,0,0,0,0,0,0,0]
["",null,null,null,null,"","",null,null,null,null,null,null,null,null,null,null,null,null,null,null,null,null,null,null,null,null,null,null,null,null,null,null,null,null,null,null,null,null,null,null,null,null,null,null,null,null,null,null,null,null,null,null,null,null,null,null,null,null,null,null,null,null,null,null,null,null,null,null,null,null,null,null,null,null,null,null,null,null,null,null,null,null,null,null,null,null,null,null,null,null,null,null,null,null,null,null,null,null,0,0,0,0,0,0,0,0,0,0,0,0,0,0,0,0,0,0,0,0,0,0,0,0,0,0,0,0,0,0,0,0,0,0,0,0,0,0,0,0,0,0,0,0,0,0,0,0,0,0,0,0,0,0,0,0,0,0,0,0,0,0,0,0,0,0,0,0,0,0,0,0,0,0,0,0,0,0,0,0,0,0,0,0,0,0,0,0,0,0,0]
["",null,null,null,null,"","",null,null,null,null,null,null,null,null,null,null,null,null,null,null,null,null,null,null,null,null,null,null,null,null,null,null,null,null,null,null,null,null,null,null,null,null,null,null,null,null,null,null,null,null,null,null,null,null,null,null,null,null,null,null,null,null,null,null,null,null,null,null,null,null,null,null,null,null,null,null,null,null,null,null,null,null,null,null,null,null,null,null,null,null,null,null,null,null,null,null,null,null,0,0,0,0,0,0,0,0,0,0,0,0,0,0,0,0,0,0,0,0,0,0,0,0,0,0,0,0,0,0,0,0,0,0,0,0,0,0,0,0,0,0,0,0,0,0,0,0,0,0,0,0,0,0,0,0,0,0,0,0,0,0,0,0,0,0,0,0,0,0,0,0,0,0,0,0,0,0,0,0,0,0,0,0,0,0,0,0,0,0,0]
["",null,null,null,null,"","",null,null,null,null,null,null,null,null,null,null,null,null,null,null,null,null,null,null,null,null,null,null,null,null,null,null,null,null,null,null,null,null,null,null,null,null,null,null,null,null,null,null,null,null,null,null,null,null,null,null,null,null,null,null,null,null,null,null,null,null,null,null,null,null,null,null,null,null,null,null,null,null,null,null,null,null,null,null,null,null,null,null,null,null,null,null,null,null,null,null,null,null,0,0,0,0,0,0,0,0,0,0,0,0,0,0,0,0,0,0,0,0,0,0,0,0,0,0,0,0,0,0,0,0,0,0,0,0,0,0,0,0,0,0,0,0,0,0,0,0,0,0,0,0,0,0,0,0,0,0,0,0,0,0,0,0,0,0,0,0,0,0,0,0,0,0,0,0,0,0,0,0,0,0,0,0,0,0,0,0,0,0,0]
["",null,null,null,null,"","",null,null,null,null,null,null,null,null,null,null,null,null,null,null,null,null,null,null,null,null,null,null,null,null,null,null,null,null,null,null,null,null,null,null,null,null,null,null,null,null,null,null,null,null,null,null,null,null,null,null,null,null,null,null,null,null,null,null,null,null,null,null,null,null,null,null,null,null,null,null,null,null,null,null,null,null,null,null,null,null,null,null,null,null,null,null,null,null,null,null,null,null,0,0,0,0,0,0,0,0,0,0,0,0,0,0,0,0,0,0,0,0,0,0,0,0,0,0,0,0,0,0,0,0,0,0,0,0,0,0,0,0,0,0,0,0,0,0,0,0,0,0,0,0,0,0,0,0,0,0,0,0,0,0,0,0,0,0,0,0,0,0,0,0,0,0,0,0,0,0,0,0,0,0,0,0,0,0,0,0,0,0,0]
["",null,null,null,null,"","",null,null,null,null,null,null,null,null,null,null,null,null,null,null,null,null,null,null,null,null,null,null,null,null,null,null,null,null,null,null,null,null,null,null,null,null,null,null,null,null,null,null,null,null,null,null,null,null,null,null,null,null,null,null,null,null,null,null,null,null,null,null,null,null,null,null,null,null,null,null,null,null,null,null,null,null,null,null,null,null,null,null,null,null,null,null,null,null,null,null,null,null,0,0,0,0,0,0,0,0,0,0,0,0,0,0,0,0,0,0,0,0,0,0,0,0,0,0,0,0,0,0,0,0,0,0,0,0,0,0,0,0,0,0,0,0,0,0,0,0,0,0,0,0,0,0,0,0,0,0,0,0,0,0,0,0,0,0,0,0,0,0,0,0,0,0,0,0,0,0,0,0,0,0,0,0,0,0,0,0,0,0,0]
["",null,null,null,null,"","",null,null,null,null,null,null,null,null,null,null,null,null,null,null,null,null,null,null,null,null,null,null,null,null,null,null,null,null,null,null,null,null,null,null,null,null,null,null,null,null,null,null,null,null,null,null,null,null,null,null,null,null,null,null,null,null,null,null,null,null,null,null,null,null,null,null,null,null,null,null,null,null,null,null,null,null,null,null,null,null,null,null,null,null,null,null,null,null,null,null,null,null,0,0,0,0,0,0,0,0,0,0,0,0,0,0,0,0,0,0,0,0,0,0,0,0,0,0,0,0,0,0,0,0,0,0,0,0,0,0,0,0,0,0,0,0,0,0,0,0,0,0,0,0,0,0,0,0,0,0,0,0,0,0,0,0,0,0,0,0,0,0,0,0,0,0,0,0,0,0,0,0,0,0,0,0,0,0,0,0,0,0,0]
["",null,null,null,null,"","",null,null,null,null,null,null,null,null,null,null,null,null,null,null,null,null,null,null,null,null,null,null,null,null,null,null,null,null,null,null,null,null,null,null,null,null,null,null,null,null,null,null,null,null,null,null,null,null,null,null,null,null,null,null,null,null,null,null,null,null,null,null,null,null,null,null,null,null,null,null,null,null,null,null,null,null,null,null,null,null,null,null,null,null,null,null,null,null,null,null,null,null,0,0,0,0,0,0,0,0,0,0,0,0,0,0,0,0,0,0,0,0,0,0,0,0,0,0,0,0,0,0,0,0,0,0,0,0,0,0,0,0,0,0,0,0,0,0,0,0,0,0,0,0,0,0,0,0,0,0,0,0,0,0,0,0,0,0,0,0,0,0,0,0,0,0,0,0,0,0,0,0,0,0,0,0,0,0,0,0,0,0,0]
["",null,null,null,null,"","",null,null,null,null,null,null,null,null,null,null,null,null,null,null,null,null,null,null,null,null,null,null,null,null,null,null,null,null,null,null,null,null,null,null,null,null,null,null,null,null,null,null,null,null,null,null,null,null,null,null,null,null,null,null,null,null,null,null,null,null,null,null,null,null,null,null,null,null,null,null,null,null,null,null,null,null,null,null,null,null,null,null,null,null,null,null,null,null,null,null,null,null,0,0,0,0,0,0,0,0,0,0,0,0,0,0,0,0,0,0,0,0,0,0,0,0,0,0,0,0,0,0,0,0,0,0,0,0,0,0,0,0,0,0,0,0,0,0,0,0,0,0,0,0,0,0,0,0,0,0,0,0,0,0,0,0,0,0,0,0,0,0,0,0,0,0,0,0,0,0,0,0,0,0,0,0,0,0,0,0,0,0,0]
["",null,null,null,null,"","",null,null,null,null,null,null,null,null,null,null,null,null,null,null,null,null,null,null,null,null,null,null,null,null,null,null,null,null,null,null,null,null,null,null,null,null,null,null,null,null,null,null,null,null,null,null,null,null,null,null,null,null,null,null,null,null,null,null,null,null,null,null,null,null,null,null,null,null,null,null,null,null,null,null,null,null,null,null,null,null,null,null,null,null,null,null,null,null,null,null,null,null,0,0,0,0,0,0,0,0,0,0,0,0,0,0,0,0,0,0,0,0,0,0,0,0,0,0,0,0,0,0,0,0,0,0,0,0,0,0,0,0,0,0,0,0,0,0,0,0,0,0,0,0,0,0,0,0,0,0,0,0,0,0,0,0,0,0,0,0,0,0,0,0,0,0,0,0,0,0,0,0,0,0,0,0,0,0,0,0,0,0,0]
["",null,null,null,null,"","",null,null,null,null,null,null,null,null,null,null,null,null,null,null,null,null,null,null,null,null,null,null,null,null,null,null,null,null,null,null,null,null,null,null,null,null,null,null,null,null,null,null,null,null,null,null,null,null,null,null,null,null,null,null,null,null,null,null,null,null,null,null,null,null,null,null,null,null,null,null,null,null,null,null,null,null,null,null,null,null,null,null,null,null,null,null,null,null,null,null,null,null,0,0,0,0,0,0,0,0,0,0,0,0,0,0,0,0,0,0,0,0,0,0,0,0,0,0,0,0,0,0,0,0,0,0,0,0,0,0,0,0,0,0,0,0,0,0,0,0,0,0,0,0,0,0,0,0,0,0,0,0,0,0,0,0,0,0,0,0,0,0,0,0,0,0,0,0,0,0,0,0,0,0,0,0,0,0,0,0,0,0,0]
["",null,null,null,null,"","",null,null,null,null,null,null,null,null,null,null,null,null,null,null,null,null,null,null,null,null,null,null,null,null,null,null,null,null,null,null,null,null,null,null,null,null,null,null,null,null,null,null,null,null,null,null,null,null,null,null,null,null,null,null,null,null,null,null,null,null,null,null,null,null,null,null,null,null,null,null,null,null,null,null,null,null,null,null,null,null,null,null,null,null,null,null,null,null,null,null,null,null,0,0,0,0,0,0,0,0,0,0,0,0,0,0,0,0,0,0,0,0,0,0,0,0,0,0,0,0,0,0,0,0,0,0,0,0,0,0,0,0,0,0,0,0,0,0,0,0,0,0,0,0,0,0,0,0,0,0,0,0,0,0,0,0,0,0,0,0,0,0,0,0,0,0,0,0,0,0,0,0,0,0,0,0,0,0,0,0,0,0,0]
["",null,null,null,null,"","",null,null,null,null,null,null,null,null,null,null,null,null,null,null,null,null,null,null,null,null,null,null,null,null,null,null,null,null,null,null,null,null,null,null,null,null,null,null,null,null,null,null,null,null,null,null,null,null,null,null,null,null,null,null,null,null,null,null,null,null,null,null,null,null,null,null,null,null,null,null,null,null,null,null,null,null,null,null,null,null,null,null,null,null,null,null,null,null,null,null,null,null,0,0,0,0,0,0,0,0,0,0,0,0,0,0,0,0,0,0,0,0,0,0,0,0,0,0,0,0,0,0,0,0,0,0,0,0,0,0,0,0,0,0,0,0,0,0,0,0,0,0,0,0,0,0,0,0,0,0,0,0,0,0,0,0,0,0,0,0,0,0,0,0,0,0,0,0,0,0,0,0,0,0,0,0,0,0,0,0,0,0,0]
["",null,null,null,null,"","",null,null,null,null,null,null,null,null,null,null,null,null,null,null,null,null,null,null,null,null,null,null,null,null,null,null,null,null,null,null,null,null,null,null,null,null,null,null,null,null,null,null,null,null,null,null,null,null,null,null,null,null,null,null,null,null,null,null,null,null,null,null,null,null,null,null,null,null,null,null,null,null,null,null,null,null,null,null,null,null,null,null,null,null,null,null,null,null,null,null,null,null,0,0,0,0,0,0,0,0,0,0,0,0,0,0,0,0,0,0,0,0,0,0,0,0,0,0,0,0,0,0,0,0,0,0,0,0,0,0,0,0,0,0,0,0,0,0,0,0,0,0,0,0,0,0,0,0,0,0,0,0,0,0,0,0,0,0,0,0,0,0,0,0,0,0,0,0,0,0,0,0,0,0,0,0,0,0,0,0,0,0,0]
["",null,null,null,null,"","",null,null,null,null,null,null,null,null,null,null,null,null,null,null,null,null,null,null,null,null,null,null,null,null,null,null,null,null,null,null,null,null,null,null,null,null,null,null,null,null,null,null,null,null,null,null,null,null,null,null,null,null,null,null,null,null,null,null,null,null,null,null,null,null,null,null,null,null,null,null,null,null,null,null,null,null,null,null,null,null,null,null,null,null,null,null,null,null,null,null,null,null,0,0,0,0,0,0,0,0,0,0,0,0,0,0,0,0,0,0,0,0,0,0,0,0,0,0,0,0,0,0,0,0,0,0,0,0,0,0,0,0,0,0,0,0,0,0,0,0,0,0,0,0,0,0,0,0,0,0,0,0,0,0,0,0,0,0,0,0,0,0,0,0,0,0,0,0,0,0,0,0,0,0,0,0,0,0,0,0,0,0,0]
["",null,null,null,null,"","",null,null,null,null,null,null,null,null,null,null,null,null,null,null,null,null,null,null,null,null,null,null,null,null,null,null,null,null,null,null,null,null,null,null,null,null,null,null,null,null,null,null,null,null,null,null,null,null,null,null,null,null,null,null,null,null,null,null,null,null,null,null,null,null,null,null,null,null,null,null,null,null,null,null,null,null,null,null,null,null,null,null,null,null,null,null,null,null,null,null,null,null,0,0,0,0,0,0,0,0,0,0,0,0,0,0,0,0,0,0,0,0,0,0,0,0,0,0,0,0,0,0,0,0,0,0,0,0,0,0,0,0,0,0,0,0,0,0,0,0,0,0,0,0,0,0,0,0,0,0,0,0,0,0,0,0,0,0,0,0,0,0,0,0,0,0,0,0,0,0,0,0,0,0,0,0,0,0,0,0,0,0,0]
["",null,null,null,null,"","",null,null,null,null,null,null,null,null,null,null,null,null,null,null,null,null,null,null,null,null,null,null,null,null,null,null,null,null,null,null,null,null,null,null,null,null,null,null,null,null,null,null,null,null,null,null,null,null,null,null,null,null,null,null,null,null,null,null,null,null,null,null,null,null,null,null,null,null,null,null,null,null,null,null,null,null,null,null,null,null,null,null,null,null,null,null,null,null,null,null,null,null,0,0,0,0,0,0,0,0,0,0,0,0,0,0,0,0,0,0,0,0,0,0,0,0,0,0,0,0,0,0,0,0,0,0,0,0,0,0,0,0,0,0,0,0,0,0,0,0,0,0,0,0,0,0,0,0,0,0,0,0,0,0,0,0,0,0,0,0,0,0,0,0,0,0,0,0,0,0,0,0,0,0,0,0,0,0,0,0,0,0,0]
["",null,null,null,null,"","",null,null,null,null,null,null,null,null,null,null,null,null,null,null,null,null,null,null,null,null,null,null,null,null,null,null,null,null,null,null,null,null,null,null,null,null,null,null,null,null,null,null,null,null,null,null,null,null,null,null,null,null,null,null,null,null,null,null,null,null,null,null,null,null,null,null,null,null,null,null,null,null,null,null,null,null,null,null,null,null,null,null,null,null,null,null,null,null,null,null,null,null,0,0,0,0,0,0,0,0,0,0,0,0,0,0,0,0,0,0,0,0,0,0,0,0,0,0,0,0,0,0,0,0,0,0,0,0,0,0,0,0,0,0,0,0,0,0,0,0,0,0,0,0,0,0,0,0,0,0,0,0,0,0,0,0,0,0,0,0,0,0,0,0,0,0,0,0,0,0,0,0,0,0,0,0,0,0,0,0,0,0,0]
["",null,null,null,null,"","",null,null,null,null,null,null,null,null,null,null,null,null,null,null,null,null,null,null,null,null,null,null,null,null,null,null,null,null,null,null,null,null,null,null,null,null,null,null,null,null,null,null,null,null,null,null,null,null,null,null,null,null,null,null,null,null,null,null,null,null,null,null,null,null,null,null,null,null,null,null,null,null,null,null,null,null,null,null,null,null,null,null,null,null,null,null,null,null,null,null,null,null,0,0,0,0,0,0,0,0,0,0,0,0,0,0,0,0,0,0,0,0,0,0,0,0,0,0,0,0,0,0,0,0,0,0,0,0,0,0,0,0,0,0,0,0,0,0,0,0,0,0,0,0,0,0,0,0,0,0,0,0,0,0,0,0,0,0,0,0,0,0,0,0,0,0,0,0,0,0,0,0,0,0,0,0,0,0,0,0,0,0,0]
["",null,null,null,null,"","",null,null,null,null,null,null,null,null,null,null,null,null,null,null,null,null,null,null,null,null,null,null,null,null,null,null,null,null,null,null,null,null,null,null,null,null,null,null,null,null,null,null,null,null,null,null,null,null,null,null,null,null,null,null,null,null,null,null,null,null,null,null,null,null,null,null,null,null,null,null,null,null,null,null,null,null,null,null,null,null,null,null,null,null,null,null,null,null,null,null,null,null,0,0,0,0,0,0,0,0,0,0,0,0,0,0,0,0,0,0,0,0,0,0,0,0,0,0,0,0,0,0,0,0,0,0,0,0,0,0,0,0,0,0,0,0,0,0,0,0,0,0,0,0,0,0,0,0,0,0,0,0,0,0,0,0,0,0,0,0,0,0,0,0,0,0,0,0,0,0,0,0,0,0,0,0,0,0,0,0,0,0,0]

{"sheet":"Historical scenario - output","index":1,"n_rows":175,"n_cols":43,"rows_kept":175,"cut":false,"hidden":false,"merged":[]}
[null,null,null,"Replacement expenditure forecast ($,000)",null,null,null,null,null,null,null,null,null,null,null,null,null,null,null,null,null,null,null,"Replacement quantity forecast (#)"]
[null,null,null,1,2,3,4,5,6,7,8,9,10,11,12,13,14,15,16,17,18,19,20,1,2,3,4,5,6,7,8,9,10,11,12,13,14,15,16,17,18,19,20]
[]
[]
["ID","Asset group",null,2020,2021,2022,2023,2024,2025,2026,2027,2028,2029,2030,2031,2032,2033,2034,2035,2036,2037,2038,2039,2020,2021,2022,2023,2024,2025,2026,2027,2028,2029,2030,2031,2032,2033,2034,2035,2036,2037,2038,2039]
[1,"OVERHEAD CONDUCTORS",null,{"$f":"IFERROR(IF($A6=\"\",\"\",SUMIFS(D$21:D$175,$A$21:$A$175,$A6)),\"\")","v":13399.070228682069},{"$f":"IFERROR(IF($A6=\"\",\"\",SUMIFS(E$21:E$175,$A$21:$A$175,$A6)),\"\")","v":13232.657023352594},13296.779808627547,13589.342511358253,14107.831310435855,14849.186158261195,15809.351030964293,16982.584045454158,18360.629897480809,19931.868044843111,21680.550379337416,23586.232212285886,25623.481360986934,27761.923758921417,29966.652698440936,32198.995361003348,34417.597721451602,{"$f":"IFERROR(IF($A6=\"\",\"\",SUMIFS(U$21:U$175,$A$21:$A$175,$A6)),\"\")","v":36579.760202404512},38642.934237576592,40566.276202588997,{"$f":"IFERROR(IF($A6=\"\",\"\",SUMIFS(X$21:X$175,$A$21:$A$175,$A6)),\"\")","v":306.17842611656584},{"$f":"IFERROR(IF($A6=\"\",\"\",SUMIFS(Y$21:Y$175,$A$21:$A$175,$A6)),\"\")","v":299.4919114975724},297.541537984184,300.17471490545756,307.24736326504899,318.62657710027003,334.18523528201712,353.7899235729426,377.28412640612675,404.46907685941699,435.08485632425908,468.79427482801424,505.1717340398431,543.6987125738583,583.7667880029087,624.68831508426467,665.71411234163531,{"$f":"IFERROR(IF($A6=\"\",\"\",SUMIFS(AO$21:AO$175,$A$21:$A$175,$A6)),\"\")","v":706.05685374554673},744.91837887942825,781.51885535974043]
[2,"POLES",null,{"$f":"IFERROR(IF($A7=\"\",\"\",SUMIFS(D$21:D$175,$A$21:$A$175,$A7)),\"\")","v":28089.863617547999},28369.326442996851,28992.74377944343,29804.581582285609,30696.561540649782,31596.642079915808,32460.468028289517,33265.147373931111,34004.866598779568,34687.47336009705,35331.073774864795,35960.02632356243,36600.313313768725,37274.829724414929,37999.38281569595,38780.062928389896,39612.249757914382,40481.089708073858,41363.016912660823,42227.863521305677,6626.2611788649283,6652.5755287983202,6770.9292778276604,6943.0873322035268,7142.2304069141301,7350.2146834759606,7555.4410086308808,7751.2969854175653,7935.0572043896782,8107.047459342296,8269.8635866510049,8427.5061016387936,8584.4161010946755,8744.5135997679481,8910.3924828771542,9082.8001608029808,9260.4501225217318,9440.1291000432611,9617.0080692444535,9785.0623143850426]
[3,"SERVICE LINES",null,6692.091645708505,5797.2103314395763,5125.3694074098439,4616.0399184156904,4228.4441392174404,3936.8125987691337,3726.1284375184946,3588.5504916080331,3520.5479437736831,3520.6902886568719,3588.0018802822556,3720.7916310198702,3915.8868508923692,4168.2202697100638,4470.7306820172889,4814.5362676819559,5189.3272783439252,5583.9077203462657,5986.8021688283216,6386.8412234041816,16120.966222843803,13965.234991945774,12346.798618184628,11119.845410548067,10186.143555271274,9483.6154878535108,8976.086229818784,8644.6667498767474,8480.8514591715284,8481.1943312458261,8643.345076567839,8963.2299368835993,9433.2060365537927,10041.066536363172,10769.801291391823,11598.014372953023,12500.870033587982,13451.397598277719,14421.953253873909,15385.630387031024]
[4,"SWITCHGEAR",null,31915.99814839875,31701.363018363372,31639.314633144473,31645.092515393811,31656.092047626076,31632.899500833941,31559.703561898325,31443.827852421535,31314.23748593088,31218.964369938585,31221.489498928531,31396.215660841572,31823.251350300288,32582.794723960204,33749.445662445534,35386.779433015465,37542.487209933905,40244.331912525493,43497.092133156082,47280.585627015738,2735.0138371238863,2777.1906159476089,2848.8874382546019,2935.5001051849358,3025.7987694923872,3112.0071553929679,3189.8072156098451,3258.2261877929591,3319.3821499795999,3378.0808371600829,3441.2729360653993,3517.3964803956092,3615.6414102261465,3745.1811977749421,3914.418896483141,4130.2922454774725,4397.6754934001146,4718.9057416585529,5093.4503932511634,5517.7213627894625]
[5,"TRANSFORMERS",null,29680.96002305864,29000.764055846015,28534.262485892355,28252.987533924883,28178.410583567664,28354.943189915935,28835.676171091749,29675.632697740188,30926.142527610071,32632.083744429849,34829.749574718691,37545.993519971598,40797.940257071175,44592.780050981077,48926.947049625625,53784.05308140222,59131.265196142209,64914.348250102339,71052.225434663633,77432.451901378416,682.69351426134335,658.22876819586759,648.05885335311552,646.95836972023039,652.41283102284171,663.2864171585544,679.1593819704475,700.04778104244087,726.15889139533056,757.77126133755939,795.12034538173305,838.33122481436305,887.37573049028174,942.05150444696073,1001.9727717163439,1066.5623135489209,1135.0371060459695,1206.3860282032197,1279.3455439953561,1352.38583992239]
[6,"UNDERGROUND CABLES",null,16881.946298656261,19379.933621849734,22148.54573054974,25188.350896777156,28496.195169577059,32066.085126122656,35890.121727173479,39959.248665462364,44263.5771033864,48792.093792025589,53531.652486123967,58465.281773666997,63569.999155350619,68814.476738888028,74157.028762656046,79544.4557666123,84912.260589514583,90186.634641023338,95288.401733741601,100138.82139033402,41.491289208466448,48.642664898095816,56.674832039330106,65.631737821618444,75.559589802192093,86.509180887849965,98.53694179202445,111.70384220193584,126.07139070637309,141.69428663516874,158.60974637788769,176.82412182475844,196.29807524276009,216.93217146789507,238.5551781950943,260.91751572278883,283.6920822406982,306.48406100836331,328.85031744699251,350.32771473029231]
[null,null,null,"","","","","","","","","","","","","","","","","","","","","","","","","","","","","","","","","","","","","","","",""]
[null,null,null,"","","","","","","","","","","","","","","","","","","","","","","","","","","","","","","","","","","","","","","",""]
[null,null,null,"","","","","","","","","","","","","","","","","","","","","","","","","","","","","","","","","","","","","","","",""]
[null,null,null,"","","","","","","","","","","","","","","","","","","","","","","","","","","","","","","","","","","","","","","",""]
[null,null,null,"","","","","","","","","","","","","","","","","","","","","","","","","","","","","","","","","","","","","","","",""]
[null,null,null,"","","","","","","","","","","","","","","","","","","","","","","","","","","","","","","","","","","","","","","",""]
[null,null,"Total",{"$f":"IFERROR(SUM(D$6:D$17),\"\")","v":126659.92996205221},{"$f":"IFERROR(SUM(E$6:E$17),\"\")","v":127481.25449384814},129737.01584506739,133096.3949581554,137363.53479107388,142436.56865381869,148281.44895693584,154914.99112661739,162390.00155696142,170783.17359999107,180182.51759425565,190674.54112134836,202330.8722883701,215195.02526687569,229270.18767088139,244508.8828381052,260805.18775330059,277990.07243447582,295830.47262062703,314032.839866027]
[]
["ID","Asset group","Asset category"]
[{"$f":"IFERROR('Historical scenario - input'!A6,\"\")","v":1},{"$f":"IFERROR('Historical scenario - input'!B6,\"\")","v":"OVERHEAD CONDUCTORS"},{"$f":"IFERROR('Historical scenario - input'!C6,\"\")","v":"˂ = 1 kv"},{"$f":"IFERROR(repcalc('Historical scenario - input'!$CV6:$GH6,'Historical scenario - input'!$G6,'Historical scenario - input'!$E6,'Historical scenario - input'!$F6,20,TRUE,TRUE),\"\")","v":7733.5148129786394},7626.9796063945205,7652.4686251523081,7809.1619359858551,8095.7682149042812,8510.5554290142554,9051.193171739329,9714.4428272463574,10495.745687652676,11388.767667701964,12384.962216522554,13473.21061298198,14639.591519161411,15867.320156063219,17136.882671111049,18426.374306295624,19712.032149185248,20968.935988897054,22171.835581842337,23296.050852164874,{"$f":"IFERROR(IF(OR(D21=\"\",'Historical scenario - input'!$D6=\"\"),\"\",D21/'Historical scenario - input'!$D6),\"\")","v":114.10779641749934},{"$f":"IFERROR(IF(OR(E21=\"\",'Historical scenario - input'!$D6=\"\"),\"\",E21/'Historical scenario - input'!$D6),\"\")","v":112.53587240129453},{"$f":"IFERROR(IF(OR(F21=\"\",'Historical scenario - input'!$D6=\"\"),\"\",F21/'Historical scenario - input'!$D6),\"\")","v":112.9119621656038},{"$f":"IFERROR(IF(OR(G21=\"\",'Historical scenario - input'!$D6=\"\"),\"\",G21/'Historical scenario - input'!$D6),\"\")","v":115.22396761784287},{"$f":"IFERROR(IF(OR(H21=\"\",'Historical scenario - input'!$D6=\"\"),\"\",H21/'Historical scenario - input'!$D6),\"\")","v":119.45283530836774},{"$f":"IFERROR(IF(OR(I21=\"\",'Historical scenario - input'!$D6=\"\"),\"\",I21/'Historical scenario - input'!$D6),\"\")","v":125.57300913991082},{"$f":"IFERROR(IF(OR(J21=\"\",'Historical scenario - input'!$D6=\"\"),\"\",J21/'Historical scenario - input'!$D6),\"\")","v":133.55010402811834},{"$f":"IFERROR(IF(OR(K21=\"\",'Historical scenario - input'!$D6=\"\"),\"\",K21/'Historical scenario - input'!$D6),\"\")","v":143.33633428626186},{"$f":"IFERROR(IF(OR(L21=\"\",'Historical scenario - input'!$D6=\"\"),\"\",L21/'Historical scenario - input'!$D6),\"\")","v":154.86443630606209},{"$f":"IFERROR(IF(OR(M21=\"\",'Historical scenario - input'!$D6=\"\"),\"\",M21/'Historical scenario - input'!$D6),\"\")","v":168.04095083536811},{"$f":"IFERROR(IF(OR(N21=\"\",'Historical scenario - input'!$D6=\"\"),\"\",N21/'Historical scenario - input'!$D6),\"\")","v":182.73977375328272},{"$f":"IFERROR(IF(OR(O21=\"\",'Historical scenario - input'!$D6=\"\"),\"\",O21/'Historical scenario - input'!$D6),\"\")","v":198.79684863810266},{"$f":"IFERROR(IF(OR(P21=\"\",'Historical scenario - input'!$D6=\"\"),\"\",P21/'Historical scenario - input'!$D6),\"\")","v":216.00676653523004},{"$f":"IFERROR(IF(OR(Q21=\"\",'Historical scenario - input'!$D6=\"\"),\"\",Q21/'Historical scenario - input'!$D6),\"\")","v":234.12186849642575},{"$f":"IFERROR(IF(OR(R21=\"\",'Historical scenario - input'!$D6=\"\"),\"\",R21/'Historical scenario - input'!$D6),\"\")","v":252.8542281685435},{"$f":"IFERROR(IF(OR(S21=\"\",'Historical scenario - input'!$D6=\"\"),\"\",S21/'Historical scenario - input'!$D6),\"\")","v":271.88064145513511},{"$f":"IFERROR(IF(OR(T21=\"\",'Historical scenario - input'!$D6=\"\"),\"\",T21/'Historical scenario - input'!$D6),\"\")","v":290.85048724282376},{"$f":"IFERROR(IF(OR(U21=\"\",'Historical scenario - input'!$D6=\"\"),\"\",U21/'Historical scenario - input'!$D6),\"\")","v":309.39606851170703},{"$f":"IFERROR(IF(OR(V21=\"\",'Historical scenario - input'!$D6=\"\"),\"\",V21/'Historical scenario - input'!$D6),\"\")","v":327.14481861846815},{"$f":"IFERROR(IF(OR(W21=\"\",'Historical scenario - input'!$D6=\"\"),\"\",W21/'Historical scenario - input'!$D6),\"\")","v":343.73258372885772}]
[{"$f":"IFERROR('Historical scenario - input'!A7,\"\")","v":1},{"$f":"IFERROR('Historical scenario - input'!B7,\"\")","v":"OVERHEAD CONDUCTORS"},{"$f":"IFERROR('Historical scenario - input'!C7,\"\")","v":"˃ 11 kv & < = 22 kv ; swer"},{"$f":"IFERROR(repcalc('Historical scenario - input'!$CV7:$GH7,'Historical scenario - input'!$G7,'Historical scenario - input'!$E7,'Historical scenario - input'!$F7,20,TRUE,TRUE),\"\")","v":6.5743647569329955},7.5765483871113233,8.4738634926185661,9.1985626044736133,9.6925170466383541,9.9151760009535685,9.8493737478239503,9.5038253349080186,8.9117964459153214,8.12621313114618,7.2121899441473367,6.2384206294269529,5.2689897867158608,4.3569265433784299,3.5403269926720009,2.8412724382288399,2.2672216396010847,1.8141730387696895,1.4707278056327382,1.2222218749314282,{"$f":"IFERROR(IF(OR(D22=\"\",'Historical scenario - input'!$D7=\"\"),\"\",D22/'Historical scenario - input'!$D7),\"\")","v":2.0438483751656249},{"$f":"IFERROR(IF(OR(E22=\"\",'Historical scenario - input'!$D7=\"\"),\"\",E22/'Historical scenario - input'!$D7),\"\")","v":2.3554087250834654},{"$f":"IFERROR(IF(OR(F22=\"\",'Historical scenario - input'!$D7=\"\"),\"\",F22/'Historical scenario - input'!$D7),\"\")","v":2.6343673907809433},{"$f":"IFERROR(IF(OR(G22=\"\",'Historical scenario - input'!$D7=\"\"),\"\",G22/'Historical scenario - input'!$D7),\"\")","v":2.8596629375007896},{"$f":"IFERROR(IF(OR(H22=\"\",'Historical scenario - input'!$D7=\"\"),\"\",H22/'Historical scenario - input'!$D7),\"\")","v":3.0132242352610956},{"$f":"IFERROR(IF(OR(I22=\"\",'Historical scenario - input'!$D7=\"\"),\"\",I22/'Historical scenario - input'!$D7),\"\")","v":3.0824447848987351},{"$f":"IFERROR(IF(OR(J22=\"\",'Historical scenario - input'!$D7=\"\"),\"\",J22/'Historical scenario - input'!$D7),\"\")","v":3.061988081762606},{"$f":"IFERROR(IF(OR(K22=\"\",'Historical scenario - input'!$D7=\"\"),\"\",K22/'Historical scenario - input'!$D7),\"\")","v":2.9545634729386867},{"$f":"IFERROR(IF(OR(L22=\"\",'Historical scenario - input'!$D7=\"\"),\"\",L22/'Historical scenario - input'!$D7),\"\")","v":2.7705126440669221},{"$f":"IFERROR(IF(OR(M22=\"\",'Historical scenario - input'!$D7=\"\"),\"\",M22/'Historical scenario - input'!$D7),\"\")","v":2.5262893250375154},{"$f":"IFERROR(IF(OR(N22=\"\",'Historical scenario - input'!$D7=\"\"),\"\",N22/'Historical scenario - input'!$D7),\"\")","v":2.2421364259089325},{"$f":"IFERROR(IF(OR(O22=\"\",'Historical scenario - input'!$D7=\"\"),\"\",O22/'Historical scenario - input'!$D7),\"\")","v":1.9394095609934139},{"$f":"IFERROR(IF(OR(P22=\"\",'Historical scenario - input'!$D7=\"\"),\"\",P22/'Historical scenario - input'!$D7),\"\")","v":1.6380314467625212},{"$f":"IFERROR(IF(OR(Q22=\"\",'Historical scenario - input'!$D7=\"\"),\"\",Q22/'Historical scenario - input'!$D7),\"\")","v":1.3544878578587123},{"$f":"IFERROR(IF(OR(R22=\"\",'Historical scenario - input'!$D7=\"\"),\"\",R22/'Historical scenario - input'!$D7),\"\")","v":1.1006221648862826},{"$f":"IFERROR(IF(OR(S22=\"\",'Historical scenario - input'!$D7=\"\"),\"\",S22/'Historical scenario - input'!$D7),\"\")","v":0.88329903663361242},{"$f":"IFERROR(IF(OR(T22=\"\",'Historical scenario - input'!$D7=\"\"),\"\",T22/'Historical scenario - input'!$D7),\"\")","v":0.70483726345612141},{"$f":"IFERROR(IF(OR(U22=\"\",'Historical scenario - input'!$D7=\"\"),\"\",U22/'Historical scenario - input'!$D7),\"\")","v":0.56399283499573927},{"$f":"IFERROR(IF(OR(V22=\"\",'Historical scenario - input'!$D7=\"\"),\"\",V22/'Historical scenario - input'!$D7),\"\")","v":0.45722206585563396},{"$f":"IFERROR(IF(OR(W22=\"\",'Historical scenario - input'!$D7=\"\"),\"\",W22/'Historical scenario - input'!$D7),\"\")","v":0.37996616943654971}]
[{"$f":"IFERROR('Historical scenario - input'!A8,\"\")","v":1},{"$f":"IFERROR('Historical scenario - input'!B8,\"\")","v":"OVERHEAD CONDUCTORS"},{"$f":"IFERROR('Historical scenario - input'!C8,\"\")","v":"> 1 kv & < = 11 kv"},{"$f":"IFERROR(repcalc('Historical scenario - input'!$CV8:$GH8,'Historical scenario - input'!$G8,'Historical scenario - input'!$E8,'Historical scenario - input'!$F8,20,TRUE,TRUE),\"\")","v":5062.7960766042088},4874.8356355499918,4763.3291687068122,4724.9606073033046,4756.8063262506648,4856.3355649659461,5021.2818315435352,5249.417672757555,5538.2703954188873,5884.8179241764237,6285.2022786277166,6734.4936087121559,7226.5309203441011,7753.8572194394073,8307.7575283461356,8878.3988392109895,9455.0623073434363,10026.450536139477,10581.047228527701,11107.503172003466,{"$f":"IFERROR(IF(OR(D23=\"\",'Historical scenario - input'!$D8=\"\"),\"\",D23/'Historical scenario - input'!$D8),\"\")","v":180.32415977761849},{"$f":"IFERROR(IF(OR(E23=\"\",'Historical scenario - input'!$D8=\"\"),\"\",E23/'Historical scenario - input'!$D8),\"\")","v":173.62947800657903},{"$f":"IFERROR(IF(OR(F23=\"\",'Historical scenario - input'!$D8=\"\"),\"\",F23/'Historical scenario - input'!$D8),\"\")","v":169.65789597186398},{"$f":"IFERROR(IF(OR(G23=\"\",'Historical scenario - input'!$D8=\"\"),\"\",G23/'Historical scenario - input'!$D8),\"\")","v":168.29130358056938},{"$f":"IFERROR(IF(OR(H23=\"\",'Historical scenario - input'!$D8=\"\"),\"\",H23/'Historical scenario - input'!$D8),\"\")","v":169.42556860424551},{"$f":"IFERROR(IF(OR(I23=\"\",'Historical scenario - input'!$D8=\"\"),\"\",I23/'Historical scenario - input'!$D8),\"\")","v":172.97055166757227},{"$f":"IFERROR(IF(OR(J23=\"\",'Historical scenario - input'!$D8=\"\"),\"\",J23/'Historical scenario - input'!$D8),\"\")","v":178.84552598591554},{"$f":"IFERROR(IF(OR(K23=\"\",'Historical scenario - input'!$D8=\"\"),\"\",K23/'Historical scenario - input'!$D8),\"\")","v":186.97115523497493},{"$f":"IFERROR(IF(OR(L23=\"\",'Historical scenario - input'!$D8=\"\"),\"\",L23/'Historical scenario - input'!$D8),\"\")","v":197.25936825506537},{"$f":"IFERROR(IF(OR(M23=\"\",'Historical scenario - input'!$D8=\"\"),\"\",M23/'Historical scenario - input'!$D8),\"\")","v":209.6025262651205},{"$f":"IFERROR(IF(OR(N23=\"\",'Historical scenario - input'!$D8=\"\"),\"\",N23/'Historical scenario - input'!$D8),\"\")","v":223.86321763251996},{"$f":"IFERROR(IF(OR(O23=\"\",'Historical scenario - input'!$D8=\"\"),\"\",O23/'Historical scenario - input'!$D8),\"\")","v":239.86585340274968},{"$f":"IFERROR(IF(OR(P23=\"\",'Historical scenario - input'!$D8=\"\"),\"\",P23/'Historical scenario - input'!$D8),\"\")","v":257.39099434399424},{"$f":"IFERROR(IF(OR(Q23=\"\",'Historical scenario - input'!$D8=\"\"),\"\",Q23/'Historical scenario - input'!$D8),\"\")","v":276.17304093923894},{"$f":"IFERROR(IF(OR(R23=\"\",'Historical scenario - input'!$D8=\"\"),\"\",R23/'Historical scenario - input'!$D8),\"\")","v":295.9015874366446},{"$f":"IFERROR(IF(OR(S23=\"\",'Historical scenario - input'!$D8=\"\"),\"\",S23/'Historical scenario - input'!$D8),\"\")","v":316.22640663914393},{"$f":"IFERROR(IF(OR(T23=\"\",'Historical scenario - input'!$D8=\"\"),\"\",T23/'Historical scenario - input'!$D8),\"\")","v":336.76572005252916},{"$f":"IFERROR(IF(OR(U23=\"\",'Historical scenario - input'!$D8=\"\"),\"\",U23/'Historical scenario - input'!$D8),\"\")","v":357.11714260746976},{"$f":"IFERROR(IF(OR(V23=\"\",'Historical scenario - input'!$D8=\"\"),\"\",V23/'Historical scenario - input'!$D8),\"\")","v":376.87049254635002},{"$f":"IFERROR(IF(OR(W23=\"\",'Historical scenario - input'!$D8=\"\"),\"\",W23/'Historical scenario - input'!$D8),\"\")","v":395.62153924678819}]
[{"$f":"IFERROR('Historical scenario - input'!A9,\"\")","v":1},{"$f":"IFERROR('Historical scenario - input'!B9,\"\")","v":"OVERHEAD CONDUCTORS"},{"$f":"IFERROR('Historical scenario - input'!C9,\"\")","v":"> 22 kv & < = 66 kv"},{"$f":"IFERROR(repcalc('Historical scenario - input'!$CV9:$GH9,'Historical scenario - input'!$G9,'Historical scenario - input'!$E9,'Historical scenario - input'!$F9,20,TRUE,TRUE),\"\")","v":239.98682198802896},264.71038036622224,289.66022706329113,314.50732704794393,338.92020153585764,362.57833513001765,385.1856126072114,406.48302263699111,426.25991930500516,444.36325045069395,460.70433283676027,475.26295910505121,488.08883618541802,499.30055290558619,509.08243087690579,517.67970707701454,525.39251675896503,532.56908952082267,539.59844887227553,546.90273622542702,{"$f":"IFERROR(IF(OR(D24=\"\",'Historical scenario - input'!$D9=\"\"),\"\",D24/'Historical scenario - input'!$D9),\"\")","v":8.2435545807601702},{"$f":"IFERROR(IF(OR(E24=\"\",'Historical scenario - input'!$D9=\"\"),\"\",E24/'Historical scenario - input'!$D9),\"\")","v":9.0928095574830721},{"$f":"IFERROR(IF(OR(F24=\"\",'Historical scenario - input'!$D9=\"\"),\"\",F24/'Historical scenario - input'!$D9),\"\")","v":9.949837544791249},{"$f":"IFERROR(IF(OR(G24=\"\",'Historical scenario - input'!$D9=\"\"),\"\",G24/'Historical scenario - input'!$D9),\"\")","v":10.803336179425896},{"$f":"IFERROR(IF(OR(H24=\"\",'Historical scenario - input'!$D9=\"\"),\"\",H24/'Historical scenario - input'!$D9),\"\")","v":11.641919155137799},{"$f":"IFERROR(IF(OR(I24=\"\",'Historical scenario - input'!$D9=\"\"),\"\",I24/'Historical scenario - input'!$D9),\"\")","v":12.454576758362789},{"$f":"IFERROR(IF(OR(J24=\"\",'Historical scenario - input'!$D9=\"\"),\"\",J24/'Historical scenario - input'!$D9),\"\")","v":13.231137422243462},{"$f":"IFERROR(IF(OR(K24=\"\",'Historical scenario - input'!$D9=\"\"),\"\",K24/'Historical scenario - input'!$D9),\"\")","v":13.962704099759096},{"$f":"IFERROR(IF(OR(L24=\"\",'Historical scenario - input'!$D9=\"\"),\"\",L24/'Historical scenario - input'!$D9),\"\")","v":14.642041097392074},{"$f":"IFERROR(IF(OR(M24=\"\",'Historical scenario - input'!$D9=\"\"),\"\",M24/'Historical scenario - input'!$D9),\"\")","v":15.263891068806361},{"$f":"IFERROR(IF(OR(N24=\"\",'Historical scenario - input'!$D9=\"\"),\"\",N24/'Historical scenario - input'!$D9),\"\")","v":15.825207742123347},{"$f":"IFERROR(IF(OR(O24=\"\",'Historical scenario - input'!$D9=\"\"),\"\",O24/'Historical scenario - input'!$D9),\"\")","v":16.325296993980398},{"$f":"IFERROR(IF(OR(P24=\"\",'Historical scenario - input'!$D9=\"\"),\"\",P24/'Historical scenario - input'!$D9),\"\")","v":16.765866258918617},{"$f":"IFERROR(IF(OR(Q24=\"\",'Historical scenario - input'!$D9=\"\"),\"\",Q24/'Historical scenario - input'!$D9),\"\")","v":17.1509890667507},{"$f":"IFERROR(IF(OR(R24=\"\",'Historical scenario - input'!$D9=\"\"),\"\",R24/'Historical scenario - input'!$D9),\"\")","v":17.486996870391398},{"$f":"IFERROR(IF(OR(S24=\"\",'Historical scenario - input'!$D9=\"\"),\"\",S24/'Historical scenario - input'!$D9),\"\")","v":17.782313567426545},{"$f":"IFERROR(IF(OR(T24=\"\",'Historical scenario - input'!$D9=\"\"),\"\",T24/'Historical scenario - input'!$D9),\"\")","v":18.04724881285992},{"$f":"IFERROR(IF(OR(U24=\"\",'Historical scenario - input'!$D9=\"\"),\"\",U24/'Historical scenario - input'!$D9),\"\")","v":18.293764303898513},{"$f":"IFERROR(IF(OR(V24=\"\",'Historical scenario - input'!$D9=\"\"),\"\",V24/'Historical scenario - input'!$D9),\"\")","v":18.535223009845165},{"$f":"IFERROR(IF(OR(W24=\"\",'Historical scenario - input'!$D9=\"\"),\"\",W24/'Historical scenario - input'!$D9),\"\")","v":18.786125500950547}]
[{"$f":"IFERROR('Historical scenario - input'!A10,\"\")","v":1},{"$f":"IFERROR('Historical scenario - input'!B10,\"\")","v":"OVERHEAD CONDUCTORS"},{"$f":"IFERROR('Historical scenario - input'!C10,\"\")","v":"> 66 kv & < = 132 kv"},{"$f":"IFERROR(repcalc('Historical scenario - input'!$CV10:$GH10,'Historical scenario - input'!$G10,'Historical scenario - input'!$E10,'Historical scenario - input'!$F10,20,TRUE,TRUE),\"\")","v":356.19815235426},458.55485265474817,582.84792421251746,731.51407841667537,906.64405069841314,1109.8016531500216,1341.8410413263962,1602.7366974783458,1891.4420986583234,2205.7929893828837,2542.4693614062344,2897.0266108572723,3264.0010955092866,3637.0889039698277,4009.3897411141766,4373.7012359814889,4722.8435265243525,5049.9904148083888,5348.9822505286456,5614.5972203202964,{"$f":"IFERROR(IF(OR(D25=\"\",'Historical scenario - input'!$D10=\"\"),\"\",D25/'Historical scenario - input'!$D10),\"\")","v":1.4590669655221917},{"$f":"IFERROR(IF(OR(E25=\"\",'Historical scenario - input'!$D10=\"\"),\"\",E25/'Historical scenario - input'!$D10),\"\")","v":1.8783428071322992},{"$f":"IFERROR(IF(OR(F25=\"\",'Historical scenario - input'!$D10=\"\"),\"\",F25/'Historical scenario - input'!$D10),\"\")","v":2.3874749111440625},{"$f":"IFERROR(IF(OR(G25=\"\",'Historical scenario - input'!$D10=\"\"),\"\",G25/'Historical scenario - input'!$D10),\"\")","v":2.9964445901186503},{"$f":"IFERROR(IF(OR(H25=\"\",'Historical scenario - input'!$D10=\"\"),\"\",H25/'Historical scenario - input'!$D10),\"\")","v":3.7138159620368421},{"$f":"IFERROR(IF(OR(I25=\"\",'Historical scenario - input'!$D10=\"\"),\"\",I25/'Historical scenario - input'!$D10),\"\")","v":4.5459947495253985},{"$f":"IFERROR(IF(OR(J25=\"\",'Historical scenario - input'!$D10=\"\"),\"\",J25/'Historical scenario - input'!$D10),\"\")","v":5.4964797639771579},{"$f":"IFERROR(IF(OR(K25=\"\",'Historical scenario - input'!$D10=\"\"),\"\",K25/'Historical scenario - input'!$D10),\"\")","v":6.5651664790080471},{"$f":"IFERROR(IF(OR(L25=\"\",'Historical scenario - input'!$D10=\"\"),\"\",L25/'Historical scenario - input'!$D10),\"\")","v":7.7477681035403059},{"$f":"IFERROR(IF(OR(M25=\"\",'Historical scenario - input'!$D10=\"\"),\"\",M25/'Historical scenario - input'!$D10),\"\")","v":9.0354193650845236},{"$f":"IFERROR(IF(OR(N25=\"\",'Historical scenario - input'!$D10=\"\"),\"\",N25/'Historical scenario - input'!$D10),\"\")","v":10.414520770424128},{"$f":"IFERROR(IF(OR(O25=\"\",'Historical scenario - input'!$D10=\"\"),\"\",O25/'Historical scenario - input'!$D10),\"\")","v":11.866866232188098},{"$f":"IFERROR(IF(OR(P25=\"\",'Historical scenario - input'!$D10=\"\"),\"\",P25/'Historical scenario - input'!$D10),\"\")","v":13.37007545493768},{"$f":"IFERROR(IF(OR(Q25=\"\",'Historical scenario - input'!$D10=\"\"),\"\",Q25/'Historical scenario - input'!$D10),\"\")","v":14.898326213584088},{"$f":"IFERROR(IF(OR(R25=\"\",'Historical scenario - input'!$D10=\"\"),\"\",R25/'Historical scenario - input'!$D10),\"\")","v":16.423353362442853},{"$f":"IFERROR(IF(OR(S25=\"\",'Historical scenario - input'!$D10=\"\"),\"\",S25/'Historical scenario - input'!$D10),\"\")","v":17.915654385925535},{"$f":"IFERROR(IF(OR(T25=\"\",'Historical scenario - input'!$D10=\"\"),\"\",T25/'Historical scenario - input'!$D10),\"\")","v":19.345818969966366},{"$f":"IFERROR(IF(OR(U25=\"\",'Historical scenario - input'!$D10=\"\"),\"\",U25/'Historical scenario - input'!$D10),\"\")","v":20.685885487475655},{"$f":"IFERROR(IF(OR(V25=\"\",'Historical scenario - input'!$D10=\"\"),\"\",V25/'Historical scenario - input'!$D10),\"\")","v":21.910622638909249},{"$f":"IFERROR(IF(OR(W25=\"\",'Historical scenario - input'!$D10=\"\"),\"\",W25/'Historical scenario - input'!$D10),\"\")","v":22.998640713707488}]
[{"$f":"IFERROR('Historical scenario - input'!A11,\"\")","v":2},{"$f":"IFERROR('Historical scenario - input'!B11,\"\")","v":"POLES"},{"$f":"IFERROR('Historical scenario - input'!C11,\"\")","v":"˂ = 1 kv ; concrete"},{"$f":"IFERROR(repcalc('Historical scenario - input'!$CV11:$GH11,'Historical scenario - input'!$G11,'Historical scenario - input'!$E11,'Historical scenario - input'!$F11,20,TRUE,TRUE),\"\")","v":105.3080128797384},111.61948048677601,118.53042766046401,125.77692403997032,133.12867525201275,140.38039599942269,147.34899364179736,153.87539905998719,159.82955045406905,165.11687963603254,169.6846628758629,173.52676149590627,176.68556222729208,179.25029748872558,181.3513429978596,183.15051984000175,184.82784269900131,186.56553509509635,188.53046029856034,190.85637696151394,{"$f":"IFERROR(IF(OR(D26=\"\",'Historical scenario - input'!$D11=\"\"),\"\",D26/'Historical scenario - input'!$D11),\"\")","v":32.643763375448565},{"$f":"IFERROR(IF(OR(E26=\"\",'Historical scenario - input'!$D11=\"\"),\"\",E26/'Historical scenario - input'!$D11),\"\")","v":34.600215211181428},{"$f":"IFERROR(IF(OR(F26=\"\",'Historical scenario - input'!$D11=\"\"),\"\",F26/'Historical scenario - input'!$D11),\"\")","v":36.742495917738204},{"$f":"IFERROR(IF(OR(G26=\"\",'Historical scenario - input'!$D11=\"\"),\"\",G26/'Historical scenario - input'!$D11),\"\")","v":38.988791395593168},{"$f":"IFERROR(IF(OR(H26=\"\",'Historical scenario - input'!$D11=\"\"),\"\",H26/'Historical scenario - input'!$D11),\"\")","v":41.267714151785967},{"$f":"IFERROR(IF(OR(I26=\"\",'Historical scenario - input'!$D11=\"\"),\"\",I26/'Historical scenario - input'!$D11),\"\")","v":43.515629098330621},{"$f":"IFERROR(IF(OR(J26=\"\",'Historical scenario - input'!$D11=\"\"),\"\",J26/'Historical scenario - input'!$D11),\"\")","v":45.675780508234929},{"$f":"IFERROR(IF(OR(K26=\"\",'Historical scenario - input'!$D11=\"\"),\"\",K26/'Historical scenario - input'!$D11),\"\")","v":47.698859553577208},{"$f":"IFERROR(IF(OR(L26=\"\",'Historical scenario - input'!$D11=\"\"),\"\",L26/'Historical scenario - input'!$D11),\"\")","v":49.54454920144827},{"$f":"IFERROR(IF(OR(M26=\"\",'Historical scenario - input'!$D11=\"\"),\"\",M26/'Historical scenario - input'!$D11),\"\")","v":51.183534858705208},{"$f":"IFERROR(IF(OR(N26=\"\",'Historical scenario - input'!$D11=\"\"),\"\",N26/'Historical scenario - input'!$D11),\"\")","v":52.599473030491296},{"$f":"IFERROR(IF(OR(O26=\"\",'Historical scenario - input'!$D11=\"\"),\"\",O26/'Historical scenario - input'!$D11),\"\")","v":53.790460827033073},{"$f":"IFERROR(IF(OR(P26=\"\",'Historical scenario - input'!$D11=\"\"),\"\",P26/'Historical scenario - input'!$D11),\"\")","v":54.769637442428049},{"$f":"IFERROR(IF(OR(Q26=\"\",'Historical scenario - input'!$D11=\"\"),\"\",Q26/'Historical scenario - input'!$D11),\"\")","v":55.564663468515114},{"$f":"IFERROR(IF(OR(R26=\"\",'Historical scenario - input'!$D11=\"\"),\"\",R26/'Historical scenario - input'!$D11),\"\")","v":56.215953247570631},{"$f":"IFERROR(IF(OR(S26=\"\",'Historical scenario - input'!$D11=\"\"),\"\",S26/'Historical scenario - input'!$D11),\"\")","v":56.773668672061135},{"$f":"IFERROR(IF(OR(T26=\"\",'Historical scenario - input'!$D11=\"\"),\"\",T26/'Historical scenario - input'!$D11),\"\")","v":57.293611352737692},{"$f":"IFERROR(IF(OR(U26=\"\",'Historical scenario - input'!$D11=\"\"),\"\",U26/'Historical scenario - input'!$D11),\"\")","v":57.832267603541915},{"$f":"IFERROR(IF(OR(V26=\"\",'Historical scenario - input'!$D11=\"\"),\"\",V26/'Historical scenario - input'!$D11),\"\")","v":58.441362311896007},{"$f":"IFERROR(IF(OR(W26=\"\",'Historical scenario - input'!$D11=\"\"),\"\",W26/'Historical scenario - input'!$D11),\"\")","v":59.162358474487917}]
[{"$f":"IFERROR('Historical scenario - input'!A12,\"\")","v":2},{"$f":"IFERROR('Historical scenario - input'!B12,\"\")","v":"POLES"},{"$f":"IFERROR('Historical scenario - input'!C12,\"\")","v":"˂ = 1 kv ; steel"},{"$f":"IFERROR(repcalc('Historical scenario - input'!$CV12:$GH12,'Historical scenario - input'!$G12,'Historical scenario - input'!$E12,'Historical scenario - input'!$F12,20,TRUE,TRUE),\"\")","v":2.9321181930640206E-3},5.2303269358053668E-3,9.1870500778465734E-3,1.5888322054994328E-2,2.7051218412228684E-2,4.5336996123312379E-2,7.4786796759488391E-2,0.12140936370013455,0.19394721620319755,0.3048378942432019,0.47136755852585399,0.71698304367669885,1.0726841791062309,1.5783616959885749,2.2838814113569708,3.2496507678518105,4.5463517230131023,6.253500641011831,8.4565192093168129,11.242086854227644,{"$f":"IFERROR(IF(OR(D27=\"\",'Historical scenario - input'!$D12=\"\"),\"\",D27/'Historical scenario - input'!$D12),\"\")","v":9.0890873225892607E-4},{"$f":"IFERROR(IF(OR(E27=\"\",'Historical scenario - input'!$D12=\"\"),\"\",E27/'Historical scenario - input'!$D12),\"\")","v":1.6213158923020167E-3},{"$f":"IFERROR(IF(OR(F27=\"\",'Historical scenario - input'!$D12=\"\"),\"\",F27/'Historical scenario - input'!$D12),\"\")","v":2.8478354178243311E-3},{"$f":"IFERROR(IF(OR(G27=\"\",'Historical scenario - input'!$D12=\"\"),\"\",G27/'Historical scenario - input'!$D12),\"\")","v":4.9251202393160564E-3},{"$f":"IFERROR(IF(OR(H27=\"\",'Historical scenario - input'!$D12=\"\"),\"\",H27/'Historical scenario - input'!$D12),\"\")","v":8.385435720592473E-3},{"$f":"IFERROR(IF(OR(I27=\"\",'Historical scenario - input'!$D12=\"\"),\"\",I27/'Historical scenario - input'!$D12),\"\")","v":1.4053728041503944E-2},{"$f":"IFERROR(IF(OR(J27=\"\",'Historical scenario - input'!$D12=\"\"),\"\",J27/'Historical scenario - input'!$D12),\"\")","v":2.3182685061320919E-2},{"$f":"IFERROR(IF(OR(K27=\"\",'Historical scenario - input'!$D12=\"\"),\"\",K27/'Historical scenario - input'!$D12),\"\")","v":3.763491905138313E-2},{"$f":"IFERROR(IF(OR(L27=\"\",'Historical scenario - input'!$D12=\"\"),\"\",L27/'Historical scenario - input'!$D12),\"\")","v":6.0120468138491305E-2},{"$f":"IFERROR(IF(OR(M27=\"\",'Historical scenario - input'!$D12=\"\"),\"\",M27/'Historical scenario - input'!$D12),\"\")","v":9.4494766499005053E-2},{"$f":"IFERROR(IF(OR(N27=\"\",'Historical scenario - input'!$D12=\"\"),\"\",N27/'Historical scenario - input'!$D12),\"\")","v":0.14611624151481287},{"$f":"IFERROR(IF(OR(O27=\"\",'Historical scenario - input'!$D12=\"\"),\"\",O27/'Historical scenario - input'!$D12),\"\")","v":0.22225302882430764},{"$f":"IFERROR(IF(OR(P27=\"\",'Historical scenario - input'!$D12=\"\"),\"\",P27/'Historical scenario - input'!$D12),\"\")","v":0.33251456904157733},{"$f":"IFERROR(IF(OR(Q27=\"\",'Historical scenario - input'!$D12=\"\"),\"\",Q27/'Historical scenario - input'!$D12),\"\")","v":0.48926633705986528},{"$f":"IFERROR(IF(OR(R27=\"\",'Historical scenario - input'!$D12=\"\"),\"\",R27/'Historical scenario - input'!$D12),\"\")","v":0.70796592140679337},{"$f":"IFERROR(IF(OR(S27=\"\",'Historical scenario - input'!$D12=\"\"),\"\",S27/'Historical scenario - input'!$D12),\"\")","v":1.007338642309616},{"$f":"IFERROR(IF(OR(T27=\"\",'Historical scenario - input'!$D12=\"\"),\"\",T27/'Historical scenario - input'!$D12),\"\")","v":1.4092947517401797},{"$f":"IFERROR(IF(OR(U27=\"\",'Historical scenario - input'!$D12=\"\"),\"\",U27/'Historical scenario - input'!$D12),\"\")","v":1.9384830233814325},{"$f":"IFERROR(IF(OR(V27=\"\",'Historical scenario - input'!$D12=\"\"),\"\",V27/'Historical scenario - input'!$D12),\"\")","v":2.6213827846521527},{"$f":"IFERROR(IF(OR(W27=\"\",'Historical scenario - input'!$D12=\"\"),\"\",W27/'Historical scenario - input'!$D12),\"\")","v":3.4848632414585898}]
[{"$f":"IFERROR('Historical scenario - input'!A13,\"\")","v":2},{"$f":"IFERROR('Historical scenario - input'!B13,\"\")","v":"POLES"},{"$f":"IFERROR('Historical scenario - input'!C13,\"\")","v":"˂ = 1 kv ; wood"},{"$f":"IFERROR(repcalc('Historical scenario - input'!$CV13:$GH13,'Historical scenario - input'!$G13,'Historical scenario - input'!$E13,'Historical scenario - input'!$F13,20,TRUE,TRUE),\"\")","v":8243.4001756587968},8052.5336475570812,8041.8364741710311,8154.9692782834209,8351.6899118989841,8603.2709282089181,8889.21704151427,9194.9294003898522,9510.0345375034103,9827.1658280957927,10141.047644855769,10447.783895394296,10744.292304486546,11027.854134121333,11295.767326829917,11545.101027041064,11772.552939661129,11974.409857145027,12146.60762094094,12284.881260810982,{"$f":"IFERROR(IF(OR(D28=\"\",'Historical scenario - input'!$D13=\"\"),\"\",D28/'Historical scenario - input'!$D13),\"\")","v":2555.3193663491083},{"$f":"IFERROR(IF(OR(E28=\"\",'Historical scenario - input'!$D13=\"\"),\"\",E28/'Historical scenario - input'!$D13),\"\")","v":2496.1538611870164},{"$f":"IFERROR(IF(OR(F28=\"\",'Historical scenario - input'!$D13=\"\"),\"\",F28/'Historical scenario - input'!$D13),\"\")","v":2492.8379122174056},{"$f":"IFERROR(IF(OR(G28=\"\",'Historical scenario - input'!$D13=\"\"),\"\",G28/'Historical scenario - input'!$D13),\"\")","v":2527.9072330264812},{"$f":"IFERROR(IF(OR(H28=\"\",'Historical scenario - input'!$D13=\"\"),\"\",H28/'Historical scenario - input'!$D13),\"\")","v":2588.8874152482113},{"$f":"IFERROR(IF(OR(I28=\"\",'Historical scenario - input'!$D13=\"\"),\"\",I28/'Historical scenario - input'!$D13),\"\")","v":2666.8734197467966},{"$f":"IFERROR(IF(OR(J28=\"\",'Historical scenario - input'!$D13=\"\"),\"\",J28/'Historical scenario - input'!$D13),\"\")","v":2755.5120428260198},{"$f":"IFERROR(IF(OR(K28=\"\",'Historical scenario - input'!$D13=\"\"),\"\",K28/'Historical scenario - input'!$D13),\"\")","v":2850.2778790732709},{"$f":"IFERROR(IF(OR(L28=\"\",'Historical scenario - input'!$D13=\"\"),\"\",L28/'Historical scenario - input'!$D13),\"\")","v":2947.9553231066143},{"$f":"IFERROR(IF(OR(M28=\"\",'Historical scenario - input'!$D13=\"\"),\"\",M28/'Historical scenario - input'!$D13),\"\")","v":3046.2608416132712},{"$f":"IFERROR(IF(OR(N28=\"\",'Historical scenario - input'!$D13=\"\"),\"\",N28/'Historical scenario - input'!$D13),\"\")","v":3143.5590763247151},{"$f":"IFERROR(IF(OR(O28=\"\",'Historical scenario - input'!$D13=\"\"),\"\",O28/'Historical scenario - input'!$D13),\"\")","v":3238.6423022582139},{"$f":"IFERROR(IF(OR(P28=\"\",'Historical scenario - input'!$D13=\"\"),\"\",P28/'Historical scenario - input'!$D13),\"\")","v":3330.5550644550631},{"$f":"IFERROR(IF(OR(Q28=\"\",'Historical scenario - input'!$D13=\"\"),\"\",Q28/'Historical scenario - input'!$D13),\"\")","v":3418.4545985529876},{"$f":"IFERROR(IF(OR(R28=\"\",'Historical scenario - input'!$D13=\"\"),\"\",R28/'Historical scenario - input'!$D13),\"\")","v":3501.5033108853299},{"$f":"IFERROR(IF(OR(S28=\"\",'Historical scenario - input'!$D13=\"\"),\"\",S28/'Historical scenario - input'!$D13),\"\")","v":3578.7926841119679},{"$f":"IFERROR(IF(OR(T28=\"\",'Historical scenario - input'!$D13=\"\"),\"\",T28/'Historical scenario - input'!$D13),\"\")","v":3649.2990607097472},{"$f":"IFERROR(IF(OR(U28=\"\",'Historical scenario - input'!$D13=\"\"),\"\",U28/'Historical scenario - input'!$D13),\"\")","v":3711.8714070094238},{"$f":"IFERROR(IF(OR(V28=\"\",'Historical scenario - input'!$D13=\"\"),\"\",V28/'Historical scenario - input'!$D13),\"\")","v":3765.2499002638219},{"$f":"IFERROR(IF(OR(W28=\"\",'Historical scenario - input'!$D13=\"\"),\"\",W28/'Historical scenario - input'!$D13),\"\")","v":3808.1124693841257}]
[{"$f":"IFERROR('Historical scenario - input'!A14,\"\")","v":2},{"$f":"IFERROR('Historical scenario - input'!B14,\"\")","v":"POLES"},{"$f":"IFERROR('Historical scenario - input'!C14,\"\")","v":"˃ 11 kv & < = 22 kv ; wood"},{"$f":"IFERROR(repcalc('Historical scenario - input'!$CV14:$GH14,'Historical scenario - input'!$G14,'Historical scenario - input'!$E14,'Historical scenario - input'!$F14,20,TRUE,TRUE),\"\")","v":1.7424995295005529E-2},2.7304053351343748E-2,4.2326241966417731E-2,6.4887832364596804E-2,9.833473280614323E-2,0.14724626880741304,0.21775647908217302,0.31789390702065556,0.45790727601238596,0.65052886593928916,0.91111179371511064,1.2575647159228291,1.710001563648651,2.2900290431804731,3.0196146628958656,3.9195154155873149,5.0073018237668832,6.2950801730094046,7.7870897373065606,9.47742028031203,{"$f":"IFERROR(IF(OR(D29=\"\",'Historical scenario - input'!$D14=\"\"),\"\",D29/'Historical scenario - input'!$D14),\"\")","v":4.1195626209264398E-3},{"$f":"IFERROR(IF(OR(E29=\"\",'Historical scenario - input'!$D14=\"\"),\"\",E29/'Historical scenario - input'!$D14),\"\")","v":6.4551384767499477E-3},{"$f":"IFERROR(IF(OR(F29=\"\",'Historical scenario - input'!$D14=\"\"),\"\",F29/'Historical scenario - input'!$D14),\"\")","v":1.0006637094422651E-2},{"$f":"IFERROR(IF(OR(G29=\"\",'Historical scenario - input'!$D14=\"\"),\"\",G29/'Historical scenario - input'!$D14),\"\")","v":1.5340577385335188E-2},{"$f":"IFERROR(IF(OR(H29=\"\",'Historical scenario - input'!$D14=\"\"),\"\",H29/'Historical scenario - input'!$D14),\"\")","v":2.324798846419706E-2},{"$f":"IFERROR(IF(OR(I29=\"\",'Historical scenario - input'!$D14=\"\"),\"\",I29/'Historical scenario - input'!$D14),\"\")","v":3.4811500076775949E-2},{"$f":"IFERROR(IF(OR(J29=\"\",'Historical scenario - input'!$D14=\"\"),\"\",J29/'Historical scenario - input'!$D14),\"\")","v":5.1481302376511516E-2},{"$f":"IFERROR(IF(OR(K29=\"\",'Historical scenario - input'!$D14=\"\"),\"\",K29/'Historical scenario - input'!$D14),\"\")","v":7.5155478358029729E-2},{"$f":"IFERROR(IF(OR(L29=\"\",'Historical scenario - input'!$D14=\"\"),\"\",L29/'Historical scenario - input'!$D14),\"\")","v":0.10825699899336889},{"$f":"IFERROR(IF(OR(M29=\"\",'Historical scenario - input'!$D14=\"\"),\"\",M29/'Historical scenario - input'!$D14),\"\")","v":0.15379598987468837},{"$f":"IFERROR(IF(OR(N29=\"\",'Historical scenario - input'!$D14=\"\"),\"\",N29/'Historical scenario - input'!$D14),\"\")","v":0.21540218664792588},{"$f":"IFERROR(IF(OR(O29=\"\",'Historical scenario - input'!$D14=\"\"),\"\",O29/'Historical scenario - input'!$D14),\"\")","v":0.29730949761556419},{"$f":"IFERROR(IF(OR(P29=\"\",'Historical scenario - input'!$D14=\"\"),\"\",P29/'Historical scenario - input'!$D14),\"\")","v":0.40427319514696669},{"$f":"IFERROR(IF(OR(Q29=\"\",'Historical scenario - input'!$D14=\"\"),\"\",Q29/'Historical scenario - input'!$D14),\"\")","v":0.54140146883289153},{"$f":"IFERROR(IF(OR(R29=\"\",'Historical scenario - input'!$D14=\"\"),\"\",R29/'Historical scenario - input'!$D14),\"\")","v":0.71388780796013707},{"$f":"IFERROR(IF(OR(S29=\"\",'Historical scenario - input'!$D14=\"\"),\"\",S29/'Historical scenario - input'!$D14),\"\")","v":0.92663951552552426},{"$f":"IFERROR(IF(OR(T29=\"\",'Historical scenario - input'!$D14=\"\"),\"\",T29/'Historical scenario - input'!$D14),\"\")","v":1.1838105592372441},{"$f":"IFERROR(IF(OR(U29=\"\",'Historical scenario - input'!$D14=\"\"),\"\",U29/'Historical scenario - input'!$D14),\"\")","v":1.4882630690808722},{"$f":"IFERROR(IF(OR(V29=\"\",'Historical scenario - input'!$D14=\"\"),\"\",V29/'Historical scenario - input'!$D14),\"\")","v":1.8409992808894942},{"$f":"IFERROR(IF(OR(W29=\"\",'Historical scenario - input'!$D14=\"\"),\"\",W29/'Historical scenario - input'!$D14),\"\")","v":2.2406219151619711}]
[{"$f":"IFERROR('Historical scenario - input'!A15,\"\")","v":2},{"$f":"IFERROR('Historical scenario - input'!B15,\"\")","v":"POLES"},{"$f":"IFERROR('Historical scenario - input'!C15,\"\")","v":"> 1 kv & < = 11 kv ; concrete"},{"$f":"IFERROR(repcalc('Historical scenario - input'!$CV15:$GH15,'Historical scenario - input'!$G15,'Historical scenario - input'!$E15,'Historical scenario - input'!$F15,20,TRUE,TRUE),\"\")","v":698.82236007524068},699.80223523943937,704.37680254146994,709.71975732175872,715.00561597422814,720.56988595833991,727.35109303521892,736.4989788459153,749.08815706854546,765.90980404589698,787.33224393545993,813.22931258136998,842.97659386981456,875.5126127139639,909.45691734012951,943.27138152480518,975.4463519916103,1004.6904354967322,1030.1023051256477,1051.3050075191841,{"$f":"IFERROR(IF(OR(D30=\"\",'Historical scenario - input'!$D15=\"\"),\"\",D30/'Historical scenario - input'!$D15),\"\")","v":57.511303677606882},{"$f":"IFERROR(IF(OR(E30=\"\",'Historical scenario - input'!$D15=\"\"),\"\",E30/'Historical scenario - input'!$D15),\"\")","v":57.591944912567236},{"$f":"IFERROR(IF(OR(F30=\"\",'Historical scenario - input'!$D15=\"\"),\"\",F30/'Historical scenario - input'!$D15),\"\")","v":57.968420171991397},{"$f":"IFERROR(IF(OR(G30=\"\",'Historical scenario - input'!$D15=\"\"),\"\",G30/'Historical scenario - input'!$D15),\"\")","v":58.408131767470152},{"$f":"IFERROR(IF(OR(H30=\"\",'Historical scenario - input'!$D15=\"\"),\"\",H30/'Historical scenario - input'!$D15),\"\")","v":58.843144496779992},{"$f":"IFERROR(IF(OR(I30=\"\",'Historical scenario - input'!$D15=\"\"),\"\",I30/'Historical scenario - input'!$D15),\"\")","v":59.301069770902572},{"$f":"IFERROR(IF(OR(J30=\"\",'Historical scenario - input'!$D15=\"\"),\"\",J30/'Historical scenario - input'!$D15),\"\")","v":59.859145874044344},{"$f":"IFERROR(IF(OR(K30=\"\",'Historical scenario - input'!$D15=\"\"),\"\",K30/'Historical scenario - input'!$D15),\"\")","v":60.611993620373447},{"$f":"IFERROR(IF(OR(L30=\"\",'Historical scenario - input'!$D15=\"\"),\"\",L30/'Historical scenario - input'!$D15),\"\")","v":61.64805098370001},{"$f":"IFERROR(IF(OR(M30=\"\",'Historical scenario - input'!$D15=\"\"),\"\",M30/'Historical scenario - input'!$D15),\"\")","v":63.032429765695191},{"$f":"IFERROR(IF(OR(N30=\"\",'Historical scenario - input'!$D15=\"\"),\"\",N30/'Historical scenario - input'!$D15),\"\")","v":64.795442108161282},{"$f":"IFERROR(IF(OR(O30=\"\",'Historical scenario - input'!$D15=\"\"),\"\",O30/'Historical scenario - input'!$D15),\"\")","v":66.926705021807052},{"$f":"IFERROR(IF(OR(P30=\"\",'Historical scenario - input'!$D15=\"\"),\"\",P30/'Historical scenario - input'!$D15),\"\")","v":69.374830647865622},{"$f":"IFERROR(IF(OR(Q30=\"\",'Historical scenario - input'!$D15=\"\"),\"\",Q30/'Historical scenario - input'!$D15),\"\")","v":72.052462285188653},{"$f":"IFERROR(IF(OR(R30=\"\",'Historical scenario - input'!$D15=\"\"),\"\",R30/'Historical scenario - input'!$D15),\"\")","v":74.845992262206593},{"$f":"IFERROR(IF(OR(S30=\"\",'Historical scenario - input'!$D15=\"\"),\"\",S30/'Historical scenario - input'!$D15),\"\")","v":77.628836700972201},{"$f":"IFERROR(IF(OR(T30=\"\",'Historical scenario - input'!$D15=\"\"),\"\",T30/'Historical scenario - input'!$D15),\"\")","v":80.276754974702357},{"$f":"IFERROR(IF(OR(U30=\"\",'Historical scenario - input'!$D15=\"\"),\"\",U30/'Historical scenario - input'!$D15),\"\")","v":82.683468702430361},{"$f":"IFERROR(IF(OR(V30=\"\",'Historical scenario - input'!$D15=\"\"),\"\",V30/'Historical scenario - input'!$D15),\"\")","v":84.774800970457619},{"$f":"IFERROR(IF(OR(W30=\"\",'Historical scenario - input'!$D15=\"\"),\"\",W30/'Historical scenario - input'!$D15),\"\")","v":86.51972947562065}]
[{"$f":"IFERROR('Historical scenario - input'!A16,\"\")","v":2},{"$f":"IFERROR('Historical scenario - input'!B16,\"\")","v":"POLES"},{"$f":"IFERROR('Historical scenario - input'!C16,\"\")","v":"> 1 kv & < = 11 kv ; steel"},{"$f":"IFERROR(repcalc('Historical scenario - input'!$CV16:$GH16,'Historical scenario - input'!$G16,'Historical scenario - input'!$E16,'Historical scenario - input'!$F16,20,TRUE,TRUE),\"\")","v":5.5740365732406092},4.1995983615037362,3.2400670861003196,2.5799249400950384,2.1306702999334757,1.8269401533188807,1.6221761669582002,1.4843961039934319,1.3924273526274649,1.3327859471704078,1.2972514734285545,1.2810960383203294,1.2818695240652118,1.2986169291159875,1.3313995601702506,1.3810034689514261,1.4487399108069157,1.5362687234911734,1.6454022983331993,1.7778721349925017,{"$f":"IFERROR(IF(OR(D31=\"\",'Historical scenario - input'!$D16=\"\"),\"\",D31/'Historical scenario - input'!$D16),\"\")","v":0.45872903957911826},{"$f":"IFERROR(IF(OR(E31=\"\",'Historical scenario - input'!$D16=\"\"),\"\",E31/'Historical scenario - input'!$D16),\"\")","v":0.34561626887041402},{"$f":"IFERROR(IF(OR(F31=\"\",'Historical scenario - input'!$D16=\"\"),\"\",F31/'Historical scenario - input'!$D16),\"\")","v":0.26664928423937589},{"$f":"IFERROR(IF(OR(G31=\"\",'Historical scenario - input'!$D16=\"\"),\"\",G31/'Historical scenario - input'!$D16),\"\")","v":0.21232126384631184},{"$f":"IFERROR(IF(OR(H31=\"\",'Historical scenario - input'!$D16=\"\"),\"\",H31/'Historical scenario - input'!$D16),\"\")","v":0.17534874906283551},{"$f":"IFERROR(IF(OR(I31=\"\",'Historical scenario - input'!$D16=\"\"),\"\",I31/'Historical scenario - input'!$D16),\"\")","v":0.15035253014374525},{"$f":"IFERROR(IF(OR(J31=\"\",'Historical scenario - input'!$D16=\"\"),\"\",J31/'Historical scenario - input'!$D16),\"\")","v":0.13350097462030933},{"$f":"IFERROR(IF(OR(K31=\"\",'Historical scenario - input'!$D16=\"\"),\"\",K31/'Historical scenario - input'!$D16),\"\")","v":0.12216202570483183},{"$f":"IFERROR(IF(OR(L31=\"\",'Historical scenario - input'!$D16=\"\"),\"\",L31/'Historical scenario - input'!$D16),\"\")","v":0.11459323127173873},{"$f":"IFERROR(IF(OR(M31=\"\",'Historical scenario - input'!$D16=\"\"),\"\",M31/'Historical scenario - input'!$D16),\"\")","v":0.10968489522388992},{"$f":"IFERROR(IF(OR(N31=\"\",'Historical scenario - input'!$D16=\"\"),\"\",N31/'Historical scenario - input'!$D16),\"\")","v":0.10676049837120244},{"$f":"IFERROR(IF(OR(O31=\"\",'Historical scenario - input'!$D16=\"\"),\"\",O31/'Historical scenario - input'!$D16),\"\")","v":0.10543094713238264},{"$f":"IFERROR(IF(OR(P31=\"\",'Historical scenario - input'!$D16=\"\"),\"\",P31/'Historical scenario - input'!$D16),\"\")","v":0.10549460304281952},{"$f":"IFERROR(IF(OR(Q31=\"\",'Historical scenario - input'!$D16=\"\"),\"\",Q31/'Historical scenario - input'!$D16),\"\")","v":0.10687287190299644},{"$f":"IFERROR(IF(OR(R31=\"\",'Historical scenario - input'!$D16=\"\"),\"\",R31/'Historical scenario - input'!$D16),\"\")","v":0.10957079909827061},{"$f":"IFERROR(IF(OR(S31=\"\",'Historical scenario - input'!$D16=\"\"),\"\",S31/'Historical scenario - input'!$D16),\"\")","v":0.11365307468716754},{"$f":"IFERROR(IF(OR(T31=\"\",'Historical scenario - input'!$D16=\"\"),\"\",T31/'Historical scenario - input'!$D16),\"\")","v":0.11922761165128556},{"$f":"IFERROR(IF(OR(U31=\"\",'Historical scenario - input'!$D16=\"\"),\"\",U31/'Historical scenario - input'!$D16),\"\")","v":0.12643101041815205},{"$f":"IFERROR(IF(OR(V31=\"\",'Historical scenario - input'!$D16=\"\"),\"\",V31/'Historical scenario - input'!$D16),\"\")","v":0.13541242618665553},{"$f":"IFERROR(IF(OR(W31=\"\",'Historical scenario - input'!$D16=\"\"),\"\",W31/'Historical scenario - input'!$D16),\"\")","v":0.14631435697692941}]
[{"$f":"IFERROR('Historical scenario - input'!A17,\"\")","v":2},{"$f":"IFERROR('Historical scenario - input'!B17,\"\")","v":"POLES"},{"$f":"IFERROR('Historical scenario - input'!C17,\"\")","v":"> 1 kv & < = 11 kv ; wood"},{"$f":"IFERROR(repcalc('Historical scenario - input'!$CV17:$GH17,'Historical scenario - input'!$G17,'Historical scenario - input'!$E17,'Historical scenario - input'!$F17,20,TRUE,TRUE),\"\")","v":10268.725170478814},9913.8324683019218,9788.8975873223135,9834.821222422639,10008.891227145064,10280.035964540652,10625.331541648582,11027.475585756389,11472.97682778944,11950.858013381694,12451.720015437422,12967.061176285375,13488.784217420829,14008.851913057046,14519.072012892437,15011.002535687121,15475.972113761611,15905.208474784862,16290.063414016358,16622.31661682055,{"$f":"IFERROR(IF(OR(D32=\"\",'Historical scenario - input'!$D17=\"\"),\"\",D32/'Historical scenario - input'!$D17),\"\")","v":2427.6997302258142},{"$f":"IFERROR(IF(OR(E32=\"\",'Historical scenario - input'!$D17=\"\"),\"\",E32/'Historical scenario - input'!$D17),\"\")","v":2343.7971130040723},{"$f":"IFERROR(IF(OR(F32=\"\",'Historical scenario - input'!$D17=\"\"),\"\",F32/'Historical scenario - input'!$D17),\"\")","v":2314.2604011129069},{"$f":"IFERROR(IF(OR(G32=\"\",'Historical scenario - input'!$D17=\"\"),\"\",G32/'Historical scenario - input'!$D17),\"\")","v":2325.1175225854499},{"$f":"IFERROR(IF(OR(H32=\"\",'Historical scenario - input'!$D17=\"\"),\"\",H32/'Historical scenario - input'!$D17),\"\")","v":2366.2706060003152},{"$f":"IFERROR(IF(OR(I32=\"\",'Historical scenario - input'!$D17=\"\"),\"\",I32/'Historical scenario - input'!$D17),\"\")","v":2430.3737926081149},{"$f":"IFERROR(IF(OR(J32=\"\",'Historical scenario - input'!$D17=\"\"),\"\",J32/'Historical scenario - input'!$D17),\"\")","v":2512.0074876847943},{"$f":"IFERROR(IF(OR(K32=\"\",'Historical scenario - input'!$D17=\"\"),\"\",K32/'Historical scenario - input'!$D17),\"\")","v":2607.0811186549877},{"$f":"IFERROR(IF(OR(L32=\"\",'Historical scenario - input'!$D17=\"\"),\"\",L32/'Historical scenario - input'!$D17),\"\")","v":2712.4051220870979},{"$f":"IFERROR(IF(OR(M32=\"\",'Historical scenario - input'!$D17=\"\"),\"\",M32/'Historical scenario - input'!$D17),\"\")","v":2825.3842900053887},{"$f":"IFERROR(IF(OR(N32=\"\",'Historical scenario - input'!$D17=\"\"),\"\",N32/'Historical scenario - input'!$D17),\"\")","v":2943.7965103233228},{"$f":"IFERROR(IF(OR(O32=\"\",'Historical scenario - input'!$D17=\"\"),\"\",O32/'Historical scenario - input'!$D17),\"\")","v":3065.6318478549529},{"$f":"IFERROR(IF(OR(P32=\"\",'Historical scenario - input'!$D17=\"\"),\"\",P32/'Historical scenario - input'!$D17),\"\")","v":3188.9759694659197},{"$f":"IFERROR(IF(OR(Q32=\"\",'Historical scenario - input'!$D17=\"\"),\"\",Q32/'Historical scenario - input'!$D17),\"\")","v":3311.9287394967037},{"$f":"IFERROR(IF(OR(R32=\"\",'Historical scenario - input'!$D17=\"\"),\"\",R32/'Historical scenario - input'!$D17),\"\")","v":3432.5533718792267},{"$f":"IFERROR(IF(OR(S32=\"\",'Historical scenario - input'!$D17=\"\"),\"\",S32/'Historical scenario - input'!$D17),\"\")","v":3548.8540399418825},{"$f":"IFERROR(IF(OR(T32=\"\",'Historical scenario - input'!$D17=\"\"),\"\",T32/'Historical scenario - input'!$D17),\"\")","v":3658.7806861919757},{"$f":"IFERROR(IF(OR(U32=\"\",'Historical scenario - input'!$D17=\"\"),\"\",U32/'Historical scenario - input'!$D17),\"\")","v":3760.2593975762311},{"$f":"IFERROR(IF(OR(V32=\"\",'Historical scenario - input'!$D17=\"\"),\"\",V32/'Historical scenario - input'!$D17),\"\")","v":3851.2455927111828},{"$f":"IFERROR(IF(OR(W32=\"\",'Historical scenario - input'!$D17=\"\"),\"\",W32/'Historical scenario - input'!$D17),\"\")","v":3929.7958506471232}]
[{"$f":"IFERROR('Historical scenario - input'!A18,\"\")","v":2},{"$f":"IFERROR('Historical scenario - input'!B18,\"\")","v":"POLES"},{"$f":"IFERROR('Historical scenario - input'!C18,\"\")","v":"> 22 kv & < = 66 kv ; concrete"},{"$f":"IFERROR(repcalc('Historical scenario - input'!$CV18:$GH18,'Historical scenario - input'!$G18,'Historical scenario - input'!$E18,'Historical scenario - input'!$F18,20,TRUE,TRUE),\"\")","v":1.1031089146812532},1.3634264459892143,1.7042054898358652,2.1529598277367938,2.7442854823352749,3.5204837649285818,4.5318145282946158,5.8362293135839867,7.4984392421064259,9.5881972462662759,12.177721467217276,15.338256601365787,19.135859328471277,23.626595388163715,28.851438328692375,34.831249654841507,41.562282346379213,49.012671197268737,57.120344708338862,65.792710942292302,{"$f":"IFERROR(IF(OR(D33=\"\",'Historical scenario - input'!$D18=\"\"),\"\",D33/'Historical scenario - input'!$D18),\"\")","v":0.13196910631231878},{"$f":"IFERROR(IF(OR(E33=\"\",'Historical scenario - input'!$D18=\"\"),\"\",E33/'Historical scenario - input'!$D18),\"\")","v":0.16311188061767135},{"$f":"IFERROR(IF(OR(F33=\"\",'Historical scenario - input'!$D18=\"\"),\"\",F33/'Historical scenario - input'!$D18),\"\")","v":0.20388057105963364},{"$f":"IFERROR(IF(OR(G33=\"\",'Historical scenario - input'!$D18=\"\"),\"\",G33/'Historical scenario - input'!$D18),\"\")","v":0.25756675574945115},{"$f":"IFERROR(IF(OR(H33=\"\",'Historical scenario - input'!$D18=\"\"),\"\",H33/'Historical scenario - input'!$D18),\"\")","v":0.3283092881851149},{"$f":"IFERROR(IF(OR(I33=\"\",'Historical scenario - input'!$D18=\"\"),\"\",I33/'Historical scenario - input'!$D18),\"\")","v":0.42116883479171091},{"$f":"IFERROR(IF(OR(J33=\"\",'Historical scenario - input'!$D18=\"\"),\"\",J33/'Historical scenario - input'!$D18),\"\")","v":0.54215817251829035},{"$f":"IFERROR(IF(OR(K33=\"\",'Historical scenario - input'!$D18=\"\"),\"\",K33/'Historical scenario - input'!$D18),\"\")","v":0.69821026418772858},{"$f":"IFERROR(IF(OR(L33=\"\",'Historical scenario - input'!$D18=\"\"),\"\",L33/'Historical scenario - input'!$D18),\"\")","v":0.89706674685331789},{"$f":"IFERROR(IF(OR(M33=\"\",'Historical scenario - input'!$D18=\"\"),\"\",M33/'Historical scenario - input'!$D18),\"\")","v":1.1470724285657885},{"$f":"IFERROR(IF(OR(N33=\"\",'Historical scenario - input'!$D18=\"\"),\"\",N33/'Historical scenario - input'!$D18),\"\")","v":1.4568670396552592},{"$f":"IFERROR(IF(OR(O33=\"\",'Historical scenario - input'!$D18=\"\"),\"\",O33/'Historical scenario - input'!$D18),\"\")","v":1.834973853562011},{"$f":"IFERROR(IF(OR(P33=\"\",'Historical scenario - input'!$D18=\"\"),\"\",P33/'Historical scenario - input'!$D18),\"\")","v":2.2892954816037441},{"$f":"IFERROR(IF(OR(Q33=\"\",'Historical scenario - input'!$D18=\"\"),\"\",Q33/'Historical scenario - input'!$D18),\"\")","v":2.8265392810098611},{"$f":"IFERROR(IF(OR(R33=\"\",'Historical scenario - input'!$D18=\"\"),\"\",R33/'Historical scenario - input'!$D18),\"\")","v":3.4516070728724926},{"$f":"IFERROR(IF(OR(S33=\"\",'Historical scenario - input'!$D18=\"\"),\"\",S33/'Historical scenario - input'!$D18),\"\")","v":4.1669945981888032},{"$f":"IFERROR(IF(OR(T33=\"\",'Historical scenario - input'!$D18=\"\"),\"\",T33/'Historical scenario - input'!$D18),\"\")","v":4.9722535867066382},{"$f":"IFERROR(IF(OR(U33=\"\",'Historical scenario - input'!$D18=\"\"),\"\",U33/'Historical scenario - input'!$D18),\"\")","v":5.8635718828834564},{"$f":"IFERROR(IF(OR(V33=\"\",'Historical scenario - input'!$D18=\"\"),\"\",V33/'Historical scenario - input'!$D18),\"\")","v":6.8335236376810808},{"$f":"IFERROR(IF(OR(W33=\"\",'Historical scenario - input'!$D18=\"\"),\"\",W33/'Historical scenario - input'!$D18),\"\")","v":7.8710317262080123}]
[{"$f":"IFERROR('Historical scenario - input'!A19,\"\")","v":2},{"$f":"IFERROR('Historical scenario - input'!B19,\"\")","v":"POLES"},{"$f":"IFERROR('Historical scenario - input'!C19,\"\")","v":"> 22 kv & < = 66 kv ; steel"},{"$f":"IFERROR(repcalc('Historical scenario - input'!$CV19:$GH19,'Historical scenario - input'!$G19,'Historical scenario - input'!$E19,'Historical scenario - input'!$F19,20,TRUE,TRUE),\"\")","v":2.2820119454461995E-4},3.7243302698854327E-4,5.9876716523498406E-4,9.4833002829552981E-4,1.4796742912320583E-3,2.2745343724711689E-3,3.444726326317568E-3,5.1400873654241152E-3,7.5571729471322182E-3,1.0948203569757387E-2,1.5629491058112479E-2,2.1988299018208549E-2,3.0486840920379819E-2,4.1661939809730993E-2,5.6118820591819572E-2,7.4517632884359142E-2,9.7551651813210682E-2,0.12591669483288287,0.16027210933242092,0.20119467136884972,{"$f":"IFERROR(IF(OR(D34=\"\",'Historical scenario - input'!$D19=\"\"),\"\",D34/'Historical scenario - input'!$D19),\"\")","v":2.7300575040823653E-5},{"$f":"IFERROR(IF(OR(E34=\"\",'Historical scenario - input'!$D19=\"\"),\"\",E34/'Historical scenario - input'!$D19),\"\")","v":4.4555576587894498E-5},{"$f":"IFERROR(IF(OR(F34=\"\",'Historical scenario - input'!$D19=\"\"),\"\",F34/'Historical scenario - input'!$D19),\"\")","v":7.1632788597356302E-5},{"$f":"IFERROR(IF(OR(G34=\"\",'Historical scenario - input'!$D19=\"\"),\"\",G34/'Historical scenario - input'!$D19),\"\")","v":1.1345232067085562E-4},{"$f":"IFERROR(IF(OR(H34=\"\",'Historical scenario - input'!$D19=\"\"),\"\",H34/'Historical scenario - input'!$D19),\"\")","v":1.7701905156267611E-4},{"$f":"IFERROR(IF(OR(I34=\"\",'Historical scenario - input'!$D19=\"\"),\"\",I34/'Historical scenario - input'!$D19),\"\")","v":2.7211117997211139E-4},{"$f":"IFERROR(IF(OR(J34=\"\",'Historical scenario - input'!$D19=\"\"),\"\",J34/'Historical scenario - input'!$D19),\"\")","v":4.1210568487337791E-4},{"$f":"IFERROR(IF(OR(K34=\"\",'Historical scenario - input'!$D19=\"\"),\"\",K34/'Historical scenario - input'!$D19),\"\")","v":6.1492816072315759E-4},{"$f":"IFERROR(IF(OR(L34=\"\",'Historical scenario - input'!$D19=\"\"),\"\",L34/'Historical scenario - input'!$D19),\"\")","v":9.0409328290928369E-4},{"$f":"IFERROR(IF(OR(M34=\"\",'Historical scenario - input'!$D19=\"\"),\"\",M34/'Historical scenario - input'!$D19),\"\")","v":1.3097751469479395E-3},{"$f":"IFERROR(IF(OR(N34=\"\",'Historical scenario - input'!$D19=\"\"),\"\",N34/'Historical scenario - input'!$D19),\"\")","v":1.8698153370027646E-3},{"$f":"IFERROR(IF(OR(O34=\"\",'Historical scenario - input'!$D19=\"\"),\"\",O34/'Historical scenario - input'!$D19),\"\")","v":2.6305436681195674E-3},{"$f":"IFERROR(IF(OR(P34=\"\",'Historical scenario - input'!$D19=\"\"),\"\",P34/'Historical scenario - input'!$D19),\"\")","v":3.6472564920852859E-3},{"$f":"IFERROR(IF(OR(Q34=\"\",'Historical scenario - input'!$D19=\"\"),\"\",Q34/'Historical scenario - input'!$D19),\"\")","v":4.984175987297234E-3},{"$f":"IFERROR(IF(OR(R34=\"\",'Historical scenario - input'!$D19=\"\"),\"\",R34/'Historical scenario - input'!$D19),\"\")","v":6.713707506337898E-3},{"$f":"IFERROR(IF(OR(S34=\"\",'Historical scenario - input'!$D19=\"\"),\"\",S34/'Historical scenario - input'!$D19),\"\")","v":8.9148272535716985E-3},{"$f":"IFERROR(IF(OR(T34=\"\",'Historical scenario - input'!$D19=\"\"),\"\",T34/'Historical scenario - input'!$D19),\"\")","v":1.1670474363630568E-2},{"$f":"IFERROR(IF(OR(U34=\"\",'Historical scenario - input'!$D19=\"\"),\"\",U34/'Historical scenario - input'!$D19),\"\")","v":1.5063892119571971E-2},{"$f":"IFERROR(IF(OR(V34=\"\",'Historical scenario - input'!$D19=\"\"),\"\",V34/'Historical scenario - input'!$D19),\"\")","v":1.9173960752099872E-2},{"$f":"IFERROR(IF(OR(W34=\"\",'Historical scenario - input'!$D19=\"\"),\"\",W34/'Historical scenario - input'!$D19),\"\")","v":2.4069682170069218E-2}]
[{"$f":"IFERROR('Historical scenario - input'!A20,\"\")","v":2},{"$f":"IFERROR('Historical scenario - input'!B20,\"\")","v":"POLES"},{"$f":"IFERROR('Historical scenario - input'!C20,\"\")","v":"> 22 kv & < = 66 kv ; wood"},{"$f":"IFERROR(repcalc('Historical scenario - input'!$CV20:$GH20,'Historical scenario - input'!$G20,'Historical scenario - input'!$E20,'Historical scenario - input'!$F20,20,TRUE,TRUE),\"\")","v":1411.0910946178801},1370.5332834729975,1359.1504483494339,1373.9728007786025,1412.1875001705382,1471.1003187302153,1548.0898581648128,1640.5605949006406,1745.9007084912655,1861.4500246486127,1984.4824715766099,2112.2062294971884,2241.7832972577203,2370.3685764249408,2495.1668718096589,2613.5045379849198,2722.9109940489075,2821.2041278608181,2906.5728614274508,2977.649976345695,{"$f":"IFERROR(IF(OR(D35=\"\",'Historical scenario - input'!$D20=\"\"),\"\",D35/'Historical scenario - input'!$D20),\"\")","v":168.81418344425427},{"$f":"IFERROR(IF(OR(E35=\"\",'Historical scenario - input'!$D20=\"\"),\"\",E35/'Historical scenario - input'!$D20),\"\")","v":163.96209855985228},{"$f":"IFERROR(IF(OR(F35=\"\",'Historical scenario - input'!$D20=\"\"),\"\",F35/'Historical scenario - input'!$D20),\"\")","v":162.60032679047879},{"$f":"IFERROR(IF(OR(G35=\"\",'Historical scenario - input'!$D20=\"\"),\"\",G35/'Historical scenario - input'!$D20),\"\")","v":164.37358106980699},{"$f":"IFERROR(IF(OR(H35=\"\",'Historical scenario - input'!$D20=\"\"),\"\",H35/'Historical scenario - input'!$D20),\"\")","v":168.94535060192513},{"$f":"IFERROR(IF(OR(I35=\"\",'Historical scenario - input'!$D20=\"\"),\"\",I35/'Historical scenario - input'!$D20),\"\")","v":175.99331468977488},{"$f":"IFERROR(IF(OR(J35=\"\",'Historical scenario - input'!$D20=\"\"),\"\",J35/'Historical scenario - input'!$D20),\"\")","v":185.20386550607091},{"$f":"IFERROR(IF(OR(K35=\"\",'Historical scenario - input'!$D20=\"\"),\"\",K35/'Historical scenario - input'!$D20),\"\")","v":196.26649071438507},{"$f":"IFERROR(IF(OR(L35=\"\",'Historical scenario - input'!$D20=\"\"),\"\",L35/'Historical scenario - input'!$D20),\"\")","v":208.86872832154813},{"$f":"IFERROR(IF(OR(M35=\"\",'Historical scenario - input'!$D20=\"\"),\"\",M35/'Historical scenario - input'!$D20),\"\")","v":222.69233158078833},{"$f":"IFERROR(IF(OR(N35=\"\",'Historical scenario - input'!$D20=\"\"),\"\",N35/'Historical scenario - input'!$D20),\"\")","v":237.4111701763382},{"$f":"IFERROR(IF(OR(O35=\"\",'Historical scenario - input'!$D20=\"\"),\"\",O35/'Historical scenario - input'!$D20),\"\")","v":252.69124811179771},{"$f":"IFERROR(IF(OR(P35=\"\",'Historical scenario - input'!$D20=\"\"),\"\",P35/'Historical scenario - input'!$D20),\"\")","v":268.19304453764687},{"$f":"IFERROR(IF(OR(Q35=\"\",'Historical scenario - input'!$D20=\"\"),\"\",Q35/'Historical scenario - input'!$D20),\"\")","v":283.57618952974531},{"$f":"IFERROR(IF(OR(R35=\"\",'Historical scenario - input'!$D20=\"\"),\"\",R35/'Historical scenario - input'!$D20),\"\")","v":298.50628327844913},{"$f":"IFERROR(IF(OR(S35=\"\",'Historical scenario - input'!$D20=\"\"),\"\",S35/'Historical scenario - input'!$D20),\"\")","v":312.66346743351261},{"$f":"IFERROR(IF(OR(T35=\"\",'Historical scenario - input'!$D20=\"\"),\"\",T35/'Historical scenario - input'!$D20),\"\")","v":325.75217702456365},{"$f":"IFERROR(IF(OR(U35=\"\",'Historical scenario - input'!$D20=\"\"),\"\",U35/'Historical scenario - input'!$D20),\"\")","v":337.51135769399303},{"$f":"IFERROR(IF(OR(V35=\"\",'Historical scenario - input'!$D20=\"\"),\"\",V35/'Historical scenario - input'!$D20),\"\")","v":347.72434330752901},{"$f":"IFERROR(IF(OR(W35=\"\",'Historical scenario - input'!$D20=\"\"),\"\",W35/'Historical scenario - input'!$D20),\"\")","v":356.22756833833125}]
[{"$f":"IFERROR('Historical scenario - input'!A21,\"\")","v":2},{"$f":"IFERROR('Historical scenario - input'!B21,\"\")","v":"POLES"},{"$f":"IFERROR('Historical scenario - input'!C21,\"\")","v":"> 66 kv & < = 132 kv ; concrete"},{"$f":"IFERROR(repcalc('Historical scenario - input'!$CV21:$GH21,'Historical scenario - input'!$G21,'Historical scenario - input'!$E21,'Historical scenario - input'!$F21,20,TRUE,TRUE),\"\")","v":295.91914153961102},346.82572481697991,398.52015639447762,449.17316866725787,496.91433854330256,540.01434885684193,577.07105823049153,607.17511537272412,630.03168938309477,646.01943701084417,656.17544267963831,662.10436266745114,665.81992141326896,669.53579978203413,675.42962782131826,685.40744274943131,700.896215498738,722.68889655401335,750.86023529833062,784.76304513975469,{"$f":"IFERROR(IF(OR(D36=\"\",'Historical scenario - input'!$D21=\"\"),\"\",D36/'Historical scenario - input'!$D21),\"\")","v":12.762511467041453},{"$f":"IFERROR(IF(OR(E36=\"\",'Historical scenario - input'!$D21=\"\"),\"\",E36/'Historical scenario - input'!$D21),\"\")","v":14.958029639489093},{"$f":"IFERROR(IF(OR(F36=\"\",'Historical scenario - input'!$D21=\"\"),\"\",F36/'Historical scenario - input'!$D21),\"\")","v":17.187526428231607},{"$f":"IFERROR(IF(OR(G36=\"\",'Historical scenario - input'!$D21=\"\"),\"\",G36/'Historical scenario - input'!$D21),\"\")","v":19.372108495508982},{"$f":"IFERROR(IF(OR(H36=\"\",'Historical scenario - input'!$D21=\"\"),\"\",H36/'Historical scenario - input'!$D21),\"\")","v":21.431107534310382},{"$f":"IFERROR(IF(OR(I36=\"\",'Historical scenario - input'!$D21=\"\"),\"\",I36/'Historical scenario - input'!$D21),\"\")","v":23.289940906812987},{"$f":"IFERROR(IF(OR(J36=\"\",'Historical scenario - input'!$D21=\"\"),\"\",J36/'Historical scenario - input'!$D21),\"\")","v":24.888136535022184},{"$f":"IFERROR(IF(OR(K36=\"\",'Historical scenario - input'!$D21=\"\"),\"\",K36/'Historical scenario - input'!$D21),\"\")","v":26.186475576164565},{"$f":"IFERROR(IF(OR(L36=\"\",'Historical scenario - input'!$D21=\"\"),\"\",L36/'Historical scenario - input'!$D21),\"\")","v":27.172242452842227},{"$f":"IFERROR(IF(OR(M36=\"\",'Historical scenario - input'!$D21=\"\"),\"\",M36/'Historical scenario - input'!$D21),\"\")","v":27.861768015026932},{"$f":"IFERROR(IF(OR(N36=\"\",'Historical scenario - input'!$D21=\"\"),\"\",N36/'Historical scenario - input'!$D21),\"\")","v":28.29978002781176},{"$f":"IFERROR(IF(OR(O36=\"\",'Historical scenario - input'!$D21=\"\"),\"\",O36/'Historical scenario - input'!$D21),\"\")","v":28.555484707603501},{"$f":"IFERROR(IF(OR(P36=\"\",'Historical scenario - input'!$D21=\"\"),\"\",P36/'Historical scenario - input'!$D21),\"\")","v":28.715730715527318},{"$f":"IFERROR(IF(OR(Q36=\"\",'Historical scenario - input'!$D21=\"\"),\"\",Q36/'Historical scenario - input'!$D21),\"\")","v":28.875990508269211},{"$f":"IFERROR(IF(OR(R36=\"\",'Historical scenario - input'!$D21=\"\"),\"\",R36/'Historical scenario - input'!$D21),\"\")","v":29.13018172937366},{"$f":"IFERROR(IF(OR(S36=\"\",'Historical scenario - input'!$D21=\"\"),\"\",S36/'Historical scenario - input'!$D21),\"\")","v":29.560508665216755},{"$f":"IFERROR(IF(OR(T36=\"\",'Historical scenario - input'!$D21=\"\"),\"\",T36/'Historical scenario - input'!$D21),\"\")","v":30.228514252131333},{"$f":"IFERROR(IF(OR(U36=\"\",'Historical scenario - input'!$D21=\"\"),\"\",U36/'Historical scenario - input'!$D21),\"\")","v":31.168397155340887},{"$f":"IFERROR(IF(OR(V36=\"\",'Historical scenario - input'!$D21=\"\"),\"\",V36/'Historical scenario - input'!$D21),\"\")","v":32.383381194209264},{"$f":"IFERROR(IF(OR(W36=\"\",'Historical scenario - input'!$D21=\"\"),\"\",W36/'Historical scenario - input'!$D21),\"\")","v":33.845554263227115}]
[{"$f":"IFERROR('Historical scenario - input'!A22,\"\")","v":2},{"$f":"IFERROR('Historical scenario - input'!B22,\"\")","v":"POLES"},{"$f":"IFERROR('Historical scenario - input'!C22,\"\")","v":"> 66 kv & < = 132 kv ; steel"},{"$f":"IFERROR(repcalc('Historical scenario - input'!$CV22:$GH22,'Historical scenario - input'!$G22,'Historical scenario - input'!$E22,'Historical scenario - input'!$F22,20,TRUE,TRUE),\"\")","v":0.52501548054797109},0.6461332883446862,0.77718282716914278,0.91364420590810036,1.0497524665289848,1.1788483414912891,1.2938964862412288,1.3881231254401507,1.45569961263791,1.492383915564153,1.4960326567703124,1.466913033030081,1.4077739521189403,1.3236730260569121,1.2215927055358555,1.1099069560389694,0.99777367492110769,0.89452534025898223,0.80911314342031837,0.7496337033588395,{"$f":"IFERROR(IF(OR(D37=\"\",'Historical scenario - input'!$D22=\"\"),\"\",D37/'Historical scenario - input'!$D22),\"\")","v":2.2643064101924088E-2},{"$f":"IFERROR(IF(OR(E37=\"\",'Historical scenario - input'!$D22=\"\"),\"\",E37/'Historical scenario - input'!$D22),\"\")","v":2.7866678237955186E-2},{"$f":"IFERROR(IF(OR(F37=\"\",'Historical scenario - input'!$D22=\"\"),\"\",F37/'Historical scenario - input'!$D22),\"\")","v":3.3518631786129904E-2},{"$f":"IFERROR(IF(OR(G37=\"\",'Historical scenario - input'!$D22=\"\"),\"\",G37/'Historical scenario - input'!$D22),\"\")","v":3.9403989191207092E-2},{"$f":"IFERROR(IF(OR(H37=\"\",'Historical scenario - input'!$D22=\"\"),\"\",H37/'Historical scenario - input'!$D22),\"\")","v":4.5274117185953866E-2},{"$f":"IFERROR(IF(OR(I37=\"\",'Historical scenario - input'!$D22=\"\"),\"\",I37/'Historical scenario - input'!$D22),\"\")","v":5.0841812388035333E-2},{"$f":"IFERROR(IF(OR(J37=\"\",'Historical scenario - input'!$D22=\"\"),\"\",J37/'Historical scenario - input'!$D22),\"\")","v":5.5803651824962754E-2},{"$f":"IFERROR(IF(OR(K37=\"\",'Historical scenario - input'!$D22=\"\"),\"\",K37/'Historical scenario - input'!$D22),\"\")","v":5.9867493579234828E-2},{"$f":"IFERROR(IF(OR(L37=\"\",'Historical scenario - input'!$D22=\"\"),\"\",L37/'Historical scenario - input'!$D22),\"\")","v":6.2781957605713964E-2},{"$f":"IFERROR(IF(OR(M37=\"\",'Historical scenario - input'!$D22=\"\"),\"\",M37/'Historical scenario - input'!$D22),\"\")","v":6.4364091949307714E-2},{"$f":"IFERROR(IF(OR(N37=\"\",'Historical scenario - input'!$D22=\"\"),\"\",N37/'Historical scenario - input'!$D22),\"\")","v":6.4521456225378512E-2},{"$f":"IFERROR(IF(OR(O37=\"\",'Historical scenario - input'!$D22=\"\"),\"\",O37/'Historical scenario - input'!$D22),\"\")","v":6.3265574196365235E-2},{"$f":"IFERROR(IF(OR(P37=\"\",'Historical scenario - input'!$D22=\"\"),\"\",P37/'Historical scenario - input'!$D22),\"\")","v":6.0715001785429476E-2},{"$f":"IFERROR(IF(OR(Q37=\"\",'Historical scenario - input'!$D22=\"\"),\"\",Q37/'Historical scenario - input'!$D22),\"\")","v":5.708786557629119E-2},{"$f":"IFERROR(IF(OR(R37=\"\",'Historical scenario - input'!$D22=\"\"),\"\",R37/'Historical scenario - input'!$D22),\"\")","v":5.2685307315169509E-2},{"$f":"IFERROR(IF(OR(S37=\"\",'Historical scenario - input'!$D22=\"\"),\"\",S37/'Historical scenario - input'!$D22),\"\")","v":4.7868482518898837E-2},{"$f":"IFERROR(IF(OR(T37=\"\",'Historical scenario - input'!$D22=\"\"),\"\",T37/'Historical scenario - input'!$D22),\"\")","v":4.3032356411415763E-2},{"$f":"IFERROR(IF(OR(U37=\"\",'Historical scenario - input'!$D22=\"\"),\"\",U37/'Historical scenario - input'!$D22),\"\")","v":3.8579423599355935E-2},{"$f":"IFERROR(IF(OR(V37=\"\",'Historical scenario - input'!$D22=\"\"),\"\",V37/'Historical scenario - input'!$D22),\"\")","v":3.4895734413495229E-2},{"$f":"IFERROR(IF(OR(W37=\"\",'Historical scenario - input'!$D22=\"\"),\"\",W37/'Historical scenario - input'!$D22),\"\")","v":3.2330482865763843E-2}]
[{"$f":"IFERROR('Historical scenario - input'!A23,\"\")","v":2},{"$f":"IFERROR('Historical scenario - input'!B23,\"\")","v":"POLES"},{"$f":"IFERROR('Historical scenario - input'!C23,\"\")","v":"> 66 kv & < = 132 kv ; wood"},{"$f":"IFERROR(repcalc('Historical scenario - input'!$CV23:$GH23,'Historical scenario - input'!$G23,'Historical scenario - input'!$E23,'Historical scenario - input'!$F23,20,TRUE,TRUE),\"\")","v":402.73257704685125},367.35787052976411,342.74036650452217,325.84736392237244,314.91386988645297,309.00060654112167,307.79632388551983,311.52637628201734,320.88930340377436,336.98023513250183,361.18242484156769,395.0218178055174,439.98824736448017,497.33318677555337,567.85931719500081,651.72176293174664,748.26409015056606,855.9129750517352,972.15272521210727,1093.5940010900547,{"$f":"IFERROR(IF(OR(D38=\"\",'Historical scenario - input'!$D23=\"\"),\"\",D38/'Historical scenario - input'!$D23),\"\")","v":17.369201282383358},{"$f":"IFERROR(IF(OR(E38=\"\",'Historical scenario - input'!$D23=\"\"),\"\",E38/'Historical scenario - input'!$D23),\"\")","v":15.843547702764827},{"$f":"IFERROR(IF(OR(F38=\"\",'Historical scenario - input'!$D23=\"\"),\"\",F38/'Historical scenario - input'!$D23),\"\")","v":14.781834777479006},{"$f":"IFERROR(IF(OR(G38=\"\",'Historical scenario - input'!$D23=\"\"),\"\",G38/'Historical scenario - input'!$D23),\"\")","v":14.053267040881313},{"$f":"IFERROR(IF(OR(H38=\"\",'Historical scenario - input'!$D23=\"\"),\"\",H38/'Historical scenario - input'!$D23),\"\")","v":13.581723218868795},{"$f":"IFERROR(IF(OR(I38=\"\",'Historical scenario - input'!$D23=\"\"),\"\",I38/'Historical scenario - input'!$D23),\"\")","v":13.326693784612598},{"$f":"IFERROR(IF(OR(J38=\"\",'Historical scenario - input'!$D23=\"\"),\"\",J38/'Historical scenario - input'!$D23),\"\")","v":13.274755031608272},{"$f":"IFERROR(IF(OR(K38=\"\",'Historical scenario - input'!$D23=\"\"),\"\",K38/'Historical scenario - input'!$D23),\"\")","v":13.435626127122021},{"$f":"IFERROR(IF(OR(L38=\"\",'Historical scenario - input'!$D23=\"\"),\"\",L38/'Historical scenario - input'!$D23),\"\")","v":13.839433951566193},{"$f":"IFERROR(IF(OR(M38=\"\",'Historical scenario - input'!$D23=\"\"),\"\",M38/'Historical scenario - input'!$D23),\"\")","v":14.533409676268599},{"$f":"IFERROR(IF(OR(N38=\"\",'Historical scenario - input'!$D23=\"\"),\"\",N38/'Historical scenario - input'!$D23),\"\")","v":15.577210770318878},{"$f":"IFERROR(IF(OR(O38=\"\",'Historical scenario - input'!$D23=\"\"),\"\",O38/'Historical scenario - input'!$D23),\"\")","v":17.036648772514894},{"$f":"IFERROR(IF(OR(P38=\"\",'Historical scenario - input'!$D23=\"\"),\"\",P38/'Historical scenario - input'!$D23),\"\")","v":18.975977772634192},{"$f":"IFERROR(IF(OR(Q38=\"\",'Historical scenario - input'!$D23=\"\"),\"\",Q38/'Historical scenario - input'!$D23),\"\")","v":21.449171777600757},{"$f":"IFERROR(IF(OR(R38=\"\",'Historical scenario - input'!$D23=\"\"),\"\",R38/'Historical scenario - input'!$D23),\"\")","v":24.490849120679204},{"$f":"IFERROR(IF(OR(S38=\"\",'Historical scenario - input'!$D23=\"\"),\"\",S38/'Historical scenario - input'!$D23),\"\")","v":28.107700061111164},{"$f":"IFERROR(IF(OR(T38=\"\",'Historical scenario - input'!$D23=\"\"),\"\",T38/'Historical scenario - input'!$D23),\"\")","v":32.271413674818447},{"$f":"IFERROR(IF(OR(U38=\"\",'Historical scenario - input'!$D23=\"\"),\"\",U38/'Historical scenario - input'!$D23),\"\")","v":36.914135064240611},{"$f":"IFERROR(IF(OR(V38=\"\",'Historical scenario - input'!$D23=\"\"),\"\",V38/'Historical scenario - input'!$D23),\"\")","v":41.927366505198961},{"$f":"IFERROR(IF(OR(W38=\"\",'Historical scenario - input'!$D23=\"\"),\"\",W38/'Historical scenario - input'!$D23),\"\")","v":47.164931293676773}]
[{"$f":"IFERROR('Historical scenario - input'!A24,\"\")","v":2},{"$f":"IFERROR('Historical scenario - input'!B24,\"\")","v":"POLES"},{"$f":"IFERROR('Historical scenario - input'!C24,\"\")","v":"staking of a wooden pole"},{"$f":"IFERROR(repcalc('Historical scenario - input'!$CV24:$GH24,'Historical scenario - input'!$G24,'Historical scenario - input'!$E24,'Historical scenario - input'!$F24,20,TRUE,TRUE),\"\")","v":6656.6423389679094},7500.5796676827422,8232.917949037399,8824.5728133913944,9257.7788279048964,9525.5485010212524,9630.5182429851593,9583.9527314224779,9405.1098468134369,9120.5934560729256,8763.0797542217388,8369.0099661040003,7975.3444943404447,7615.9642660290128,7318.5153533203847,7102.3378767346467,6977.7192089721202,6946.2914433156966,7002.1485491353833,7133.2563180313891,{"$f":"IFERROR(IF(OR(D39=\"\",'Historical scenario - input'!$D24=\"\"),\"\",D39/'Historical scenario - input'!$D24),\"\")","v":1353.5227220613485},{"$f":"IFERROR(IF(OR(E39=\"\",'Historical scenario - input'!$D24=\"\"),\"\",E39/'Historical scenario - input'!$D24),\"\")","v":1525.1240027437041},{"$f":"IFERROR(IF(OR(F39=\"\",'Historical scenario - input'!$D24=\"\"),\"\",F39/'Historical scenario - input'!$D24),\"\")","v":1674.0333858190418},{"$f":"IFERROR(IF(OR(G39=\"\",'Historical scenario - input'!$D24=\"\"),\"\",G39/'Historical scenario - input'!$D24),\"\")","v":1794.3370256636038},{"$f":"IFERROR(IF(OR(H39=\"\",'Historical scenario - input'!$D24=\"\"),\"\",H39/'Historical scenario - input'!$D24),\"\")","v":1882.4226030642631},{"$f":"IFERROR(IF(OR(I39=\"\",'Historical scenario - input'!$D24=\"\"),\"\",I39/'Historical scenario - input'!$D24),\"\")","v":1936.8693223539944},{"$f":"IFERROR(IF(OR(J39=\"\",'Historical scenario - input'!$D24=\"\"),\"\",J39/'Historical scenario - input'!$D24),\"\")","v":1958.2132557730001},{"$f":"IFERROR(IF(OR(K39=\"\",'Historical scenario - input'!$D24=\"\"),\"\",K39/'Historical scenario - input'!$D24),\"\")","v":1948.7448969886416},{"$f":"IFERROR(IF(OR(L39=\"\",'Historical scenario - input'!$D24=\"\"),\"\",L39/'Historical scenario - input'!$D24),\"\")","v":1912.3800307887152},{"$f":"IFERROR(IF(OR(M39=\"\",'Historical scenario - input'!$D24=\"\"),\"\",M39/'Historical scenario - input'!$D24),\"\")","v":1854.5281318798916},{"$f":"IFERROR(IF(OR(N39=\"\",'Historical scenario - input'!$D24=\"\"),\"\",N39/'Historical scenario - input'!$D24),\"\")","v":1781.8333866520932},{"$f":"IFERROR(IF(OR(O39=\"\",'Historical scenario - input'!$D24=\"\"),\"\",O39/'Historical scenario - input'!$D24),\"\")","v":1701.7055406398708},{"$f":"IFERROR(IF(OR(P39=\"\",'Historical scenario - input'!$D24=\"\"),\"\",P39/'Historical scenario - input'!$D24),\"\")","v":1621.6599059504777},{"$f":"IFERROR(IF(OR(Q39=\"\",'Historical scenario - input'!$D24=\"\"),\"\",Q39/'Historical scenario - input'!$D24),\"\")","v":1548.5856321485692},{"$f":"IFERROR(IF(OR(R39=\"\",'Historical scenario - input'!$D24=\"\"),\"\",R39/'Historical scenario - input'!$D24),\"\")","v":1488.1041098581597},{"$f":"IFERROR(IF(OR(S39=\"\",'Historical scenario - input'!$D24=\"\"),\"\",S39/'Historical scenario - input'!$D24),\"\")","v":1444.1478460757723},{"$f":"IFERROR(IF(OR(T39=\"\",'Historical scenario - input'!$D24=\"\"),\"\",T39/'Historical scenario - input'!$D24),\"\")","v":1418.808615000944},{"$f":"IFERROR(IF(OR(U39=\"\",'Historical scenario - input'!$D24=\"\"),\"\",U39/'Historical scenario - input'!$D24),\"\")","v":1412.4182769365761},{"$f":"IFERROR(IF(OR(V39=\"\",'Historical scenario - input'!$D24=\"\"),\"\",V39/'Historical scenario - input'!$D24),\"\")","v":1423.7759341555839},{"$f":"IFERROR(IF(OR(W39=\"\",'Historical scenario - input'!$D24=\"\"),\"\",W39/'Historical scenario - input'!$D24),\"\")","v":1450.4346211036086}]
[{"$f":"IFERROR('Historical scenario - input'!A25,\"\")","v":3},{"$f":"IFERROR('Historical scenario - input'!B25,\"\")","v":"SERVICE LINES"},{"$f":"IFERROR('Historical scenario - input'!C25,\"\")","v":"˂ = 11 kv ; commercial and industrial ; simple type"},{"$f":"IFERROR(repcalc('Historical scenario - input'!$CV25:$GH25,'Historical scenario - input'!$G25,'Historical scenario - input'!$E25,'Historical scenario - input'!$F25,20,TRUE,TRUE),\"\")","v":530.46860782613055},458.92472026376782,405.27959963678393,364.68065125732846,333.85622578399455,310.73634173615352,294.11242796704408,283.35127072401229,278.1657288379505,278.4377181128965,284.08625971610536,294.97352214177744,310.84326601608228,331.28768876707278,355.73954433880954,383.48625929889505,413.70173437114499,445.4901200793866,477.93475396340511,510.14523292111659,{"$f":"IFERROR(IF(OR(D40=\"\",'Historical scenario - input'!$D25=\"\"),\"\",D40/'Historical scenario - input'!$D25),\"\")","v":1277.8188904909716},{"$f":"IFERROR(IF(OR(E40=\"\",'Historical scenario - input'!$D25=\"\"),\"\",E40/'Historical scenario - input'!$D25),\"\")","v":1105.4804529706244},{"$f":"IFERROR(IF(OR(F40=\"\",'Historical scenario - input'!$D25=\"\"),\"\",F40/'Historical scenario - input'!$D25),\"\")","v":976.2574461639806},{"$f":"IFERROR(IF(OR(G40=\"\",'Historical scenario - input'!$D25=\"\"),\"\",G40/'Historical scenario - input'!$D25),\"\")","v":878.46070115783709},{"$f":"IFERROR(IF(OR(H40=\"\",'Historical scenario - input'!$D25=\"\"),\"\",H40/'Historical scenario - input'!$D25),\"\")","v":804.20930799855103},{"$f":"IFERROR(IF(OR(I40=\"\",'Historical scenario - input'!$D25=\"\"),\"\",I40/'Historical scenario - input'!$D25),\"\")","v":748.51699341775054},{"$f":"IFERROR(IF(OR(J40=\"\",'Historical scenario - input'!$D25=\"\"),\"\",J40/'Historical scenario - input'!$D25),\"\")","v":708.47249175513093},{"$f":"IFERROR(IF(OR(K40=\"\",'Historical scenario - input'!$D25=\"\"),\"\",K40/'Historical scenario - input'!$D25),\"\")","v":682.55048655855421},{"$f":"IFERROR(IF(OR(L40=\"\",'Historical scenario - input'!$D25=\"\"),\"\",L40/'Historical scenario - input'!$D25),\"\")","v":670.05929804770881},{"$f":"IFERROR(IF(OR(M40=\"\",'Historical scenario - input'!$D25=\"\"),\"\",M40/'Historical scenario - input'!$D25),\"\")","v":670.71447919963634},{"$f":"IFERROR(IF(OR(N40=\"\",'Historical scenario - input'!$D25=\"\"),\"\",N40/'Historical scenario - input'!$D25),\"\")","v":684.32096421650317},{"$f":"IFERROR(IF(OR(O40=\"\",'Historical scenario - input'!$D25=\"\"),\"\",O40/'Historical scenario - input'!$D25),\"\")","v":710.54673778351548},{"$f":"IFERROR(IF(OR(P40=\"\",'Historical scenario - input'!$D25=\"\"),\"\",P40/'Historical scenario - input'!$D25),\"\")","v":748.77455788571228},{"$f":"IFERROR(IF(OR(Q40=\"\",'Historical scenario - input'!$D25=\"\"),\"\",Q40/'Historical scenario - input'!$D25),\"\")","v":798.02208961705594},{"$f":"IFERROR(IF(OR(R40=\"\",'Historical scenario - input'!$D25=\"\"),\"\",R40/'Historical scenario - input'!$D25),\"\")","v":856.92292275997238},{"$f":"IFERROR(IF(OR(S40=\"\",'Historical scenario - input'!$D25=\"\"),\"\",S40/'Historical scenario - input'!$D25),\"\")","v":923.76057535992936},{"$f":"IFERROR(IF(OR(T40=\"\",'Historical scenario - input'!$D25=\"\"),\"\",T40/'Historical scenario - input'!$D25),\"\")","v":996.54509882250352},{"$f":"IFERROR(IF(OR(U40=\"\",'Historical scenario - input'!$D25=\"\"),\"\",U40/'Historical scenario - input'!$D25),\"\")","v":1073.1185268386589},{"$f":"IFERROR(IF(OR(V40=\"\",'Historical scenario - input'!$D25=\"\"),\"\",V40/'Historical scenario - input'!$D25),\"\")","v":1151.2727577590508},{"$f":"IFERROR(IF(OR(W40=\"\",'Historical scenario - input'!$D25=\"\"),\"\",W40/'Historical scenario - input'!$D25),\"\")","v":1228.8629447686019}]
[{"$f":"IFERROR('Historical scenario - input'!A26,\"\")","v":3},{"$f":"IFERROR('Historical scenario - input'!B26,\"\")","v":"SERVICE LINES"},{"$f":"IFERROR('Historical scenario - input'!C26,\"\")","v":"˂ = 11 kv ; residential ; simple type"},{"$f":"IFERROR(repcalc('Historical scenario - input'!$CV26:$GH26,'Historical scenario - input'!$G26,'Historical scenario - input'!$E26,'Historical scenario - input'!$F26,20,TRUE,TRUE),\"\")","v":6161.6230378823748},5338.2856111758083,4720.0898077730599,4251.3592671583619,3894.5879134334459,3626.0762570329803,3432.0160095514507,3305.1992208840206,3242.3822149357325,3242.2525705439753,3303.9156205661502,3425.818108878093,3605.0435848762868,3836.9325809429906,4114.9911376784794,4431.0500083830611,4775.6255439727802,5138.4176002668792,5508.8674148649161,5876.6959904830646,{"$f":"IFERROR(IF(OR(D41=\"\",'Historical scenario - input'!$D26=\"\"),\"\",D41/'Historical scenario - input'!$D26),\"\")","v":14843.147332352832},{"$f":"IFERROR(IF(OR(E41=\"\",'Historical scenario - input'!$D26=\"\"),\"\",E41/'Historical scenario - input'!$D26),\"\")","v":12859.754538975149},{"$f":"IFERROR(IF(OR(F41=\"\",'Historical scenario - input'!$D26=\"\"),\"\",F41/'Historical scenario - input'!$D26),\"\")","v":11370.541172020648},{"$f":"IFERROR(IF(OR(G41=\"\",'Historical scenario - input'!$D26=\"\"),\"\",G41/'Historical scenario - input'!$D26),\"\")","v":10241.38470939023},{"$f":"IFERROR(IF(OR(H41=\"\",'Historical scenario - input'!$D26=\"\"),\"\",H41/'Historical scenario - input'!$D26),\"\")","v":9381.9342472727221},{"$f":"IFERROR(IF(OR(I41=\"\",'Historical scenario - input'!$D26=\"\"),\"\",I41/'Historical scenario - input'!$D26),\"\")","v":8735.0984944357606},{"$f":"IFERROR(IF(OR(J41=\"\",'Historical scenario - input'!$D26=\"\"),\"\",J41/'Historical scenario - input'!$D26),\"\")","v":8267.6137380636537},{"$f":"IFERROR(IF(OR(K41=\"\",'Historical scenario - input'!$D26=\"\"),\"\",K41/'Historical scenario - input'!$D26),\"\")","v":7962.1162633181939},{"$f":"IFERROR(IF(OR(L41=\"\",'Historical scenario - input'!$D26=\"\"),\"\",L41/'Historical scenario - input'!$D26),\"\")","v":7810.7921611238189},{"$f":"IFERROR(IF(OR(M41=\"\",'Historical scenario - input'!$D26=\"\"),\"\",M41/'Historical scenario - input'!$D26),\"\")","v":7810.4798520461891},{"$f":"IFERROR(IF(OR(N41=\"\",'Historical scenario - input'!$D26=\"\"),\"\",N41/'Historical scenario - input'!$D26),\"\")","v":7959.0241123513351},{"$f":"IFERROR(IF(OR(O41=\"\",'Historical scenario - input'!$D26=\"\"),\"\",O41/'Historical scenario - input'!$D26),\"\")","v":8252.6831991000836},{"$f":"IFERROR(IF(OR(P41=\"\",'Historical scenario - input'!$D26=\"\"),\"\",P41/'Historical scenario - input'!$D26),\"\")","v":8684.4314786680807},{"$f":"IFERROR(IF(OR(Q41=\"\",'Historical scenario - input'!$D26=\"\"),\"\",Q41/'Historical scenario - input'!$D26),\"\")","v":9243.0444467461166},{"$f":"IFERROR(IF(OR(R41=\"\",'Historical scenario - input'!$D26=\"\"),\"\",R41/'Historical scenario - input'!$D26),\"\")","v":9912.8783686318511},{"$f":"IFERROR(IF(OR(S41=\"\",'Historical scenario - input'!$D26=\"\"),\"\",S41/'Historical scenario - input'!$D26),\"\")","v":10674.253797593094},{"$f":"IFERROR(IF(OR(T41=\"\",'Historical scenario - input'!$D26=\"\"),\"\",T41/'Historical scenario - input'!$D26),\"\")","v":11504.324934765478},{"$f":"IFERROR(IF(OR(U41=\"\",'Historical scenario - input'!$D26=\"\"),\"\",U41/'Historical scenario - input'!$D26),\"\")","v":12378.279071439061},{"$f":"IFERROR(IF(OR(V41=\"\",'Historical scenario - input'!$D26=\"\"),\"\",V41/'Historical scenario - input'!$D26),\"\")","v":13270.680496114859},{"$f":"IFERROR(IF(OR(W41=\"\",'Historical scenario - input'!$D26=\"\"),\"\",W41/'Historical scenario - input'!$D26),\"\")","v":14156.767442262422}]
[{"$f":"IFERROR('Historical scenario - input'!A27,\"\")","v":4},{"$f":"IFERROR('Historical scenario - input'!B27,\"\")","v":"SWITCHGEAR"},{"$f":"IFERROR('Historical scenario - input'!C27,\"\")","v":"˂ = 11 kv ; circuit breaker"},{"$f":"IFERROR(repcalc('Historical scenario - input'!$CV27:$GH27,'Historical scenario - input'!$G27,'Historical scenario - input'!$E27,'Historical scenario - input'!$F27,20,TRUE,TRUE),\"\")","v":7952.5401840138111},7950.3569782261056,7938.4328434955269,7914.4973272109619,7875.4739662111806,7818.4498123012536,7741.7609048435706,7646.067411879455,7535.2822324420504,7417.2264550525815,7303.9135274669961,7211.4060785283864,7159.2367171594406,7169.4278822006845,7265.1790413417002,7469.3093002567775,7802.5513201940976,8281.7933457494855,8918.3663669414491,9716.4778662424815,{"$f":"IFERROR(IF(OR(D42=\"\",'Historical scenario - input'!$D27=\"\"),\"\",D42/'Historical scenario - input'!$D27),\"\")","v":72.430882718391558},{"$f":"IFERROR(IF(OR(E42=\"\",'Historical scenario - input'!$D27=\"\"),\"\",E42/'Historical scenario - input'!$D27),\"\")","v":72.410998314326889},{"$f":"IFERROR(IF(OR(F42=\"\",'Historical scenario - input'!$D27=\"\"),\"\",F42/'Historical scenario - input'!$D27),\"\")","v":72.302394574615519},{"$f":"IFERROR(IF(OR(G42=\"\",'Historical scenario - input'!$D27=\"\"),\"\",G42/'Historical scenario - input'!$D27),\"\")","v":72.084392460486441},{"$f":"IFERROR(IF(OR(H42=\"\",'Historical scenario - input'!$D27=\"\"),\"\",H42/'Historical scenario - input'!$D27),\"\")","v":71.728971875560077},{"$f":"IFERROR(IF(OR(I42=\"\",'Historical scenario - input'!$D27=\"\"),\"\",I42/'Historical scenario - input'!$D27),\"\")","v":71.209602000225374},{"$f":"IFERROR(IF(OR(J42=\"\",'Historical scenario - input'!$D27=\"\"),\"\",J42/'Historical scenario - input'!$D27),\"\")","v":70.511127659531695},{"$f":"IFERROR(IF(OR(K42=\"\",'Historical scenario - input'!$D27=\"\"),\"\",K42/'Historical scenario - input'!$D27),\"\")","v":69.639561593165865},{"$f":"IFERROR(IF(OR(L42=\"\",'Historical scenario - input'!$D27=\"\"),\"\",L42/'Historical scenario - input'!$D27),\"\")","v":68.630542065682434},{"$f":"IFERROR(IF(OR(M42=\"\",'Historical scenario - input'!$D27=\"\"),\"\",M42/'Historical scenario - input'!$D27),\"\")","v":67.555302712159389},{"$f":"IFERROR(IF(OR(N42=\"\",'Historical scenario - input'!$D27=\"\"),\"\",N42/'Historical scenario - input'!$D27),\"\")","v":66.523260725760181},{"$f":"IFERROR(IF(OR(O42=\"\",'Historical scenario - input'!$D27=\"\"),\"\",O42/'Historical scenario - input'!$D27),\"\")","v":65.680712806528135},{"$f":"IFERROR(IF(OR(P42=\"\",'Historical scenario - input'!$D27=\"\"),\"\",P42/'Historical scenario - input'!$D27),\"\")","v":65.205559860755741},{"$f":"IFERROR(IF(OR(Q42=\"\",'Historical scenario - input'!$D27=\"\"),\"\",Q42/'Historical scenario - input'!$D27),\"\")","v":65.298379898477762},{"$f":"IFERROR(IF(OR(R42=\"\",'Historical scenario - input'!$D27=\"\"),\"\",R42/'Historical scenario - input'!$D27),\"\")","v":66.170471182195442},{"$f":"IFERROR(IF(OR(S42=\"\",'Historical scenario - input'!$D27=\"\"),\"\",S42/'Historical scenario - input'!$D27),\"\")","v":68.029667677986097},{"$f":"IFERROR(IF(OR(T42=\"\",'Historical scenario - input'!$D27=\"\"),\"\",T42/'Historical scenario - input'!$D27),\"\")","v":71.064800239961713},{"$f":"IFERROR(IF(OR(U42=\"\",'Historical scenario - input'!$D27=\"\"),\"\",U42/'Historical scenario - input'!$D27),\"\")","v":75.429685187856052},{"$f":"IFERROR(IF(OR(V42=\"\",'Historical scenario - input'!$D27=\"\"),\"\",V42/'Historical scenario - input'!$D27),\"\")","v":81.227523962985117},{"$f":"IFERROR(IF(OR(W42=\"\",'Historical scenario - input'!$D27=\"\"),\"\",W42/'Historical scenario - input'!$D27),\"\")","v":88.496637864261359}]
[{"$f":"IFERROR('Historical scenario - input'!A28,\"\")","v":4},{"$f":"IFERROR('Historical scenario - input'!B28,\"\")","v":"SWITCHGEAR"},{"$f":"IFERROR('Historical scenario - input'!C28,\"\")","v":"˂ = 11 kv ; switch"},{"$f":"IFERROR(repcalc('Historical scenario - input'!$CV28:$GH28,'Historical scenario - input'!$G28,'Historical scenario - input'!$E28,'Historical scenario - input'!$F28,20,TRUE,TRUE),\"\")","v":14809.899812799167},15065.461063752415,15490.772440579936,16002.923211023663,16537.860041721797,17050.844318560841,17516.499330231607,17928.19897257497,18296.659668756252,18647.69354218759,19019.175876536145,19457.368191635993,20012.808618916868,20736.024357996142,21673.332782781476,22862.980051410752,24331.824896398011,26092.718832901883,28142.671302425148,30461.828309385783,{"$f":"IFERROR(IF(OR(D43=\"\",'Historical scenario - input'!$D28=\"\"),\"\",D43/'Historical scenario - input'!$D28),\"\")","v":2599.0924000834489},{"$f":"IFERROR(IF(OR(E43=\"\",'Historical scenario - input'!$D28=\"\"),\"\",E43/'Historical scenario - input'!$D28),\"\")","v":2643.9426228063844},{"$f":"IFERROR(IF(OR(F43=\"\",'Historical scenario - input'!$D28=\"\"),\"\",F43/'Historical scenario - input'!$D28),\"\")","v":2718.583476637556},{"$f":"IFERROR(IF(OR(G43=\"\",'Historical scenario - input'!$D28=\"\"),\"\",G43/'Historical scenario - input'!$D28),\"\")","v":2808.4643800861245},{"$f":"IFERROR(IF(OR(H43=\"\",'Historical scenario - input'!$D28=\"\"),\"\",H43/'Historical scenario - input'!$D28),\"\")","v":2902.344167847461},{"$f":"IFERROR(IF(OR(I43=\"\",'Historical scenario - input'!$D28=\"\"),\"\",I43/'Historical scenario - input'!$D28),\"\")","v":2992.3713491348317},{"$f":"IFERROR(IF(OR(J43=\"\",'Historical scenario - input'!$D28=\"\"),\"\",J43/'Historical scenario - input'!$D28),\"\")","v":3074.092388250052},{"$f":"IFERROR(IF(OR(K43=\"\",'Historical scenario - input'!$D28=\"\"),\"\",K43/'Historical scenario - input'!$D28),\"\")","v":3146.3444240543013},{"$f":"IFERROR(IF(OR(L43=\"\",'Historical scenario - input'!$D28=\"\"),\"\",L43/'Historical scenario - input'!$D28),\"\")","v":3211.0081562388086},{"$f":"IFERROR(IF(OR(M43=\"\",'Historical scenario - input'!$D28=\"\"),\"\",M43/'Historical scenario - input'!$D28),\"\")","v":3272.6135340023193},{"$f":"IFERROR(IF(OR(N43=\"\",'Historical scenario - input'!$D28=\"\"),\"\",N43/'Historical scenario - input'!$D28),\"\")","v":3337.8075545004299},{"$f":"IFERROR(IF(OR(O43=\"\",'Historical scenario - input'!$D28=\"\"),\"\",O43/'Historical scenario - input'!$D28),\"\")","v":3414.7089738447194},{"$f":"IFERROR(IF(OR(P43=\"\",'Historical scenario - input'!$D28=\"\"),\"\",P43/'Historical scenario - input'!$D28),\"\")","v":3512.1870804823611},{"$f":"IFERROR(IF(OR(Q43=\"\",'Historical scenario - input'!$D28=\"\"),\"\",Q43/'Historical scenario - input'!$D28),\"\")","v":3639.1092443606867},{"$f":"IFERROR(IF(OR(R43=\"\",'Historical scenario - input'!$D28=\"\"),\"\",R43/'Historical scenario - input'!$D28),\"\")","v":3803.6040238114124},{"$f":"IFERROR(IF(OR(S43=\"\",'Historical scenario - input'!$D28=\"\"),\"\",S43/'Historical scenario - input'!$D28),\"\")","v":4012.383503332414},{"$f":"IFERROR(IF(OR(T43=\"\",'Historical scenario - input'!$D28=\"\"),\"\",T43/'Historical scenario - input'!$D28),\"\")","v":4270.1613088384847},{"$f":"IFERROR(IF(OR(U43=\"\",'Historical scenario - input'!$D28=\"\"),\"\",U43/'Historical scenario - input'!$D28),\"\")","v":4579.1928421757257},{"$f":"IFERROR(IF(OR(V43=\"\",'Historical scenario - input'!$D28=\"\"),\"\",V43/'Historical scenario - input'!$D28),\"\")","v":4938.9532694181553},{"$f":"IFERROR(IF(OR(W43=\"\",'Historical scenario - input'!$D28=\"\"),\"\",W43/'Historical scenario - input'!$D28),\"\")","v":5345.9582746905298}]
[{"$f":"IFERROR('Historical scenario - input'!A29,\"\")","v":4},{"$f":"IFERROR('Historical scenario - input'!B29,\"\")","v":"SWITCHGEAR"},{"$f":"IFERROR('Historical scenario - input'!C29,\"\")","v":"> 11 kv & < = 22 kv ; switch"},{"$f":"IFERROR(repcalc('Historical scenario - input'!$CV29:$GH29,'Historical scenario - input'!$G29,'Historical scenario - input'!$E29,'Historical scenario - input'!$F29,20,TRUE,TRUE),\"\")","v":1.1090684803028441E-4},2.2121323728098276E-4,4.2959226160907941E-4,8.1225879474792367E-4,1.4952887726633007E-3,2.6800842167398428E-3,4.6769698276488414E-3,7.9464561550176647E-3,1.314544363963795E-2,2.1172389307811009E-2,3.3201476322109451E-2,5.0691816288388897E-2,7.5354860940396701E-2,0.10906306198505063,0.15368699643268169,0.21085777158824878,0.2816664928894892,0.36633117608318233,0.46388009492985849,0.57191411348041976,{"$f":"IFERROR(IF(OR(D44=\"\",'Historical scenario - input'!$D29=\"\"),\"\",D44/'Historical scenario - input'!$D29),\"\")","v":6.1642178955286151E-6},{"$f":"IFERROR(IF(OR(E44=\"\",'Historical scenario - input'!$D29=\"\"),\"\",E44/'Historical scenario - input'!$D29),\"\")","v":1.2295062209349805E-5},{"$f":"IFERROR(IF(OR(F44=\"\",'Historical scenario - input'!$D29=\"\"),\"\",F44/'Historical scenario - input'!$D29),\"\")","v":2.3876797094334544E-5},{"$f":"IFERROR(IF(OR(G44=\"\",'Historical scenario - input'!$D29=\"\"),\"\",G44/'Historical scenario - input'!$D29),\"\")","v":4.5145455734333479E-5},{"$f":"IFERROR(IF(OR(H44=\"\",'Historical scenario - input'!$D29=\"\"),\"\",H44/'Historical scenario - input'!$D29),\"\")","v":8.3108356022499613E-5},{"$f":"IFERROR(IF(OR(I44=\"\",'Historical scenario - input'!$D29=\"\"),\"\",I44/'Historical scenario - input'!$D29),\"\")","v":1.4895945005884921E-4},{"$f":"IFERROR(IF(OR(J44=\"\",'Historical scenario - input'!$D29=\"\"),\"\",J44/'Historical scenario - input'!$D29),\"\")","v":2.5994662746675514E-4},{"$f":"IFERROR(IF(OR(K44=\"\",'Historical scenario - input'!$D29=\"\"),\"\",K44/'Historical scenario - input'!$D29),\"\")","v":4.4166512804888144E-4},{"$f":"IFERROR(IF(OR(L44=\"\",'Historical scenario - input'!$D29=\"\"),\"\",L44/'Historical scenario - input'!$D29),\"\")","v":7.3062556881963228E-4},{"$f":"IFERROR(IF(OR(M44=\"\",'Historical scenario - input'!$D29=\"\"),\"\",M44/'Historical scenario - input'!$D29),\"\")","v":1.1767643151004499E-3},{"$f":"IFERROR(IF(OR(N44=\"\",'Historical scenario - input'!$D29=\"\"),\"\",N44/'Historical scenario - input'!$D29),\"\")","v":1.8453426288594149E-3},{"$f":"IFERROR(IF(OR(O44=\"\",'Historical scenario - input'!$D29=\"\"),\"\",O44/'Historical scenario - input'!$D29),\"\")","v":2.8174581342029549E-3},{"$f":"IFERROR(IF(OR(P44=\"\",'Historical scenario - input'!$D29=\"\"),\"\",P44/'Historical scenario - input'!$D29),\"\")","v":4.1882335543160093E-3},{"$f":"IFERROR(IF(OR(Q44=\"\",'Historical scenario - input'!$D29=\"\"),\"\",Q44/'Historical scenario - input'!$D29),\"\")","v":6.0617400130767345E-3},{"$f":"IFERROR(IF(OR(R44=\"\",'Historical scenario - input'!$D29=\"\"),\"\",R44/'Historical scenario - input'!$D29),\"\")","v":8.541944438468679E-3},{"$f":"IFERROR(IF(OR(S44=\"\",'Historical scenario - input'!$D29=\"\"),\"\",S44/'Historical scenario - input'!$D29),\"\")","v":1.171950399925395E-2},{"$f":"IFERROR(IF(OR(T44=\"\",'Historical scenario - input'!$D29=\"\"),\"\",T44/'Historical scenario - input'!$D29),\"\")","v":1.5655062486006892E-2},{"$f":"IFERROR(IF(OR(U44=\"\",'Historical scenario - input'!$D29=\"\"),\"\",U44/'Historical scenario - input'!$D29),\"\")","v":2.0360737243974185E-2},{"$f":"IFERROR(IF(OR(V44=\"\",'Historical scenario - input'!$D29=\"\"),\"\",V44/'Historical scenario - input'!$D29),\"\")","v":2.5782519594870625E-2},{"$f":"IFERROR(IF(OR(W44=\"\",'Historical scenario - input'!$D29=\"\"),\"\",W44/'Historical scenario - input'!$D29),\"\")","v":3.1787065232065148E-2}]
[{"$f":"IFERROR('Historical scenario - input'!A30,\"\")","v":4},{"$f":"IFERROR('Historical scenario - input'!B30,\"\")","v":"SWITCHGEAR"},{"$f":"IFERROR('Historical scenario - input'!C30,\"\")","v":"> 22 kv & < = 33 kv ; circuit breaker"},{"$f":"IFERROR(repcalc('Historical scenario - input'!$CV30:$GH30,'Historical scenario - input'!$G30,'Historical scenario - input'!$E30,'Historical scenario - input'!$F30,20,TRUE,TRUE),\"\")","v":6828.8959849742005},6418.4718692967235,6010.2418788201367,5607.0437369868077,5212.0091691386742,4828.709758045291,4461.1438233770214,4113.6002017068295,3790.4493362305629,3495.9150844030587,3233.8740234769039,3007.7161044478444,2820.2850319113236,2673.9020280728273,2570.4649001325174,2511.6064898261561,2498.8923759611407,2534.0360646952213,2619.1094970418335,2756.726399006996,{"$f":"IFERROR(IF(OR(D45=\"\",'Historical scenario - input'!$D30=\"\"),\"\",D45/'Historical scenario - input'!$D30),\"\")","v":21.698784166522866},{"$f":"IFERROR(IF(OR(E45=\"\",'Historical scenario - input'!$D30=\"\"),\"\",E45/'Historical scenario - input'!$D30),\"\")","v":20.394663511820109},{"$f":"IFERROR(IF(OR(F45=\"\",'Historical scenario - input'!$D30=\"\"),\"\",F45/'Historical scenario - input'!$D30),\"\")","v":19.097514679396266},{"$f":"IFERROR(IF(OR(G45=\"\",'Historical scenario - input'!$D30=\"\"),\"\",G45/'Historical scenario - input'!$D30),\"\")","v":17.816354521848847},{"$f":"IFERROR(IF(OR(H45=\"\",'Historical scenario - input'!$D30=\"\"),\"\",H45/'Historical scenario - input'!$D30),\"\")","v":16.561134081398009},{"$f":"IFERROR(IF(OR(I45=\"\",'Historical scenario - input'!$D30=\"\"),\"\",I45/'Historical scenario - input'!$D30),\"\")","v":15.343202045125814},{"$f":"IFERROR(IF(OR(J45=\"\",'Historical scenario - input'!$D30=\"\"),\"\",J45/'Historical scenario - input'!$D30),\"\")","v":14.175263054565372},{"$f":"IFERROR(IF(OR(K45=\"\",'Historical scenario - input'!$D30=\"\"),\"\",K45/'Historical scenario - input'!$D30),\"\")","v":13.070944867311322},{"$f":"IFERROR(IF(OR(L45=\"\",'Historical scenario - input'!$D30=\"\"),\"\",L45/'Historical scenario - input'!$D30),\"\")","v":12.044134545610241},{"$f":"IFERROR(IF(OR(M45=\"\",'Historical scenario - input'!$D30=\"\"),\"\",M45/'Historical scenario - input'!$D30),\"\")","v":11.108253376221271},{"$f":"IFERROR(IF(OR(N45=\"\",'Historical scenario - input'!$D30=\"\"),\"\",N45/'Historical scenario - input'!$D30),\"\")","v":10.275619164730234},{"$f":"IFERROR(IF(OR(O45=\"\",'Historical scenario - input'!$D30=\"\"),\"\",O45/'Historical scenario - input'!$D30),\"\")","v":9.5570034641310002},{"$f":"IFERROR(IF(OR(P45=\"\",'Historical scenario - input'!$D30=\"\"),\"\",P45/'Historical scenario - input'!$D30),\"\")","v":8.9614421321062281},{"$f":"IFERROR(IF(OR(Q45=\"\",'Historical scenario - input'!$D30=\"\"),\"\",Q45/'Historical scenario - input'!$D30),\"\")","v":8.496310841055994},{"$f":"IFERROR(IF(OR(R45=\"\",'Historical scenario - input'!$D30=\"\"),\"\",R45/'Historical scenario - input'!$D30),\"\")","v":8.1676398642362642},{"$f":"IFERROR(IF(OR(S45=\"\",'Historical scenario - input'!$D30=\"\"),\"\",S45/'Historical scenario - input'!$D30),\"\")","v":7.98061754841354},{"$f":"IFERROR(IF(OR(T45=\"\",'Historical scenario - input'!$D30=\"\"),\"\",T45/'Historical scenario - input'!$D30),\"\")","v":7.9402185127227645},{"$f":"IFERROR(IF(OR(U45=\"\",'Historical scenario - input'!$D30=\"\"),\"\",U45/'Historical scenario - input'!$D30),\"\")","v":8.0518874147435575},{"$f":"IFERROR(IF(OR(V45=\"\",'Historical scenario - input'!$D30=\"\"),\"\",V45/'Historical scenario - input'!$D30),\"\")","v":8.3222078370865251},{"$f":"IFERROR(IF(OR(W45=\"\",'Historical scenario - input'!$D30=\"\"),\"\",W45/'Historical scenario - input'!$D30),\"\")","v":8.7594848815719057}]
[{"$f":"IFERROR('Historical scenario - input'!A31,\"\")","v":4},{"$f":"IFERROR('Historical scenario - input'!B31,\"\")","v":"SWITCHGEAR"},{"$f":"IFERROR('Historical scenario - input'!C31,\"\")","v":"> 22 kv & < = 33 kv ; switch"},{"$f":"IFERROR(repcalc('Historical scenario - input'!$CV31:$GH31,'Historical scenario - input'!$G31,'Historical scenario - input'!$E31,'Historical scenario - input'!$F31,20,TRUE,TRUE),\"\")","v":2017.2396513879844},1933.4464064474671,1839.4977347267595,1732.7914962013135,1614.2694276494499,1487.8103714204833,1359.4673641548015,1236.6428986027156,1127.2914202882937,1039.2199136961419,979.53060165622037,954.22087095544521,967.93117351072226,1023.8165002199531,1123.5124996751108,1267.1714308722333,1453.5514809940569,1680.1504206386378,1943.3771574084458,2238.7511207490033,{"$f":"IFERROR(IF(OR(D46=\"\",'Historical scenario - input'!$D31=\"\"),\"\",D46/'Historical scenario - input'!$D31),\"\")","v":37.937966389785828},{"$f":"IFERROR(IF(OR(E46=\"\",'Historical scenario - input'!$D31=\"\"),\"\",E46/'Historical scenario - input'!$D31),\"\")","v":36.362077621162264},{"$f":"IFERROR(IF(OR(F46=\"\",'Historical scenario - input'!$D31=\"\"),\"\",F46/'Historical scenario - input'!$D31),\"\")","v":34.595197048666662},{"$f":"IFERROR(IF(OR(G46=\"\",'Historical scenario - input'!$D31=\"\"),\"\",G46/'Historical scenario - input'!$D31),\"\")","v":32.588386559901274},{"$f":"IFERROR(IF(OR(H46=\"\",'Historical scenario - input'!$D31=\"\"),\"\",H46/'Historical scenario - input'!$D31),\"\")","v":30.359357277200711},{"$f":"IFERROR(IF(OR(I46=\"\",'Historical scenario - input'!$D31=\"\"),\"\",I46/'Historical scenario - input'!$D31),\"\")","v":27.981058089200154},{"$f":"IFERROR(IF(OR(J46=\"\",'Historical scenario - input'!$D31=\"\"),\"\",J46/'Historical scenario - input'!$D31),\"\")","v":25.56732767662411},{"$f":"IFERROR(IF(OR(K46=\"\",'Historical scenario - input'!$D31=\"\"),\"\",K46/'Historical scenario - input'!$D31),\"\")","v":23.2573837675044},{"$f":"IFERROR(IF(OR(L46=\"\",'Historical scenario - input'!$D31=\"\"),\"\",L46/'Historical scenario - input'!$D31),\"\")","v":21.200824594621071},{"$f":"IFERROR(IF(OR(M46=\"\",'Historical scenario - input'!$D31=\"\"),\"\",M46/'Historical scenario - input'!$D31),\"\")","v":19.544475109971653},{"$f":"IFERROR(IF(OR(N46=\"\",'Historical scenario - input'!$D31=\"\"),\"\",N46/'Historical scenario - input'!$D31),\"\")","v":18.421905903857809},{"$f":"IFERROR(IF(OR(O46=\"\",'Historical scenario - input'!$D31=\"\"),\"\",O46/'Historical scenario - input'!$D31),\"\")","v":17.945909057375111},{"$f":"IFERROR(IF(OR(P46=\"\",'Historical scenario - input'!$D31=\"\"),\"\",P46/'Historical scenario - input'!$D31),\"\")","v":18.203756952233814},{"$f":"IFERROR(IF(OR(Q46=\"\",'Historical scenario - input'!$D31=\"\"),\"\",Q46/'Historical scenario - input'!$D31),\"\")","v":19.254785096023365},{"$f":"IFERROR(IF(OR(R46=\"\",'Historical scenario - input'!$D31=\"\"),\"\",R46/'Historical scenario - input'!$D31),\"\")","v":21.129754921211688},{"$f":"IFERROR(IF(OR(S46=\"\",'Historical scenario - input'!$D31=\"\"),\"\",S46/'Historical scenario - input'!$D31),\"\")","v":23.831529943132839},{"$f":"IFERROR(IF(OR(T46=\"\",'Historical scenario - input'!$D31=\"\"),\"\",T46/'Historical scenario - input'!$D31),\"\")","v":27.336755548024723},{"$f":"IFERROR(IF(OR(U46=\"\",'Historical scenario - input'!$D31=\"\"),\"\",U46/'Historical scenario - input'!$D31),\"\")","v":31.598372629704709},{"$f":"IFERROR(IF(OR(V46=\"\",'Historical scenario - input'!$D31=\"\"),\"\",V46/'Historical scenario - input'!$D31),\"\")","v":36.548843975830984},{"$f":"IFERROR(IF(OR(W46=\"\",'Historical scenario - input'!$D31=\"\"),\"\",W46/'Historical scenario - input'!$D31),\"\")","v":42.103904072890636}]
[{"$f":"IFERROR('Historical scenario - input'!A32,\"\")","v":4},{"$f":"IFERROR('Historical scenario - input'!B32,\"\")","v":"SWITCHGEAR"},{"$f":"IFERROR('Historical scenario - input'!C32,\"\")","v":"> 33 kv & < = 66 kv ; circuit breaker"},{"$f":"IFERROR(repcalc('Historical scenario - input'!$CV32:$GH32,'Historical scenario - input'!$G32,'Historical scenario - input'!$E32,'Historical scenario - input'!$F32,20,TRUE,TRUE),\"\")","v":4.2411095279531976E-5},8.3556732510164922E-5,1.6163399053774306E-4,3.0699637171617545E-4,5.7251003687623148E-4,1.0482920568796376E-3,1.8846505106925632E-3,3.326815466556395E-3,5.7660175981236782E-3,9.812340118872824E-3,1.6395271516008964E-2,2.6897631171531905E-2,4.3327024714505329E-2,6.852564340981733E-2,0.10641352005241671,0.16225195523051994,0.24290279935086678,0.3570463197912776,0.51530703417696755,0.73022560541993198,{"$f":"IFERROR(IF(OR(D47=\"\",'Historical scenario - input'!$D32=\"\"),\"\",D47/'Historical scenario - input'!$D32),\"\")","v":1.3476105138536208E-7},{"$f":"IFERROR(IF(OR(E47=\"\",'Historical scenario - input'!$D32=\"\"),\"\",E47/'Historical scenario - input'!$D32),\"\")","v":2.655011159032616E-7},{"$f":"IFERROR(IF(OR(F47=\"\",'Historical scenario - input'!$D32=\"\"),\"\",F47/'Historical scenario - input'!$D32),\"\")","v":5.1359122797731941E-7},{"$f":"IFERROR(IF(OR(G47=\"\",'Historical scenario - input'!$D32=\"\"),\"\",G47/'Historical scenario - input'!$D32),\"\")","v":9.7547949543121989E-7},{"$f":"IFERROR(IF(OR(H47=\"\",'Historical scenario - input'!$D32=\"\"),\"\",H47/'Historical scenario - input'!$D32),\"\")","v":1.8191478901830611E-6},{"$f":"IFERROR(IF(OR(I47=\"\",'Historical scenario - input'!$D32=\"\"),\"\",I47/'Historical scenario - input'!$D32),\"\")","v":3.3309429717133854E-6},{"$f":"IFERROR(IF(OR(J47=\"\",'Historical scenario - input'!$D32=\"\"),\"\",J47/'Historical scenario - input'!$D32),\"\")","v":5.9884679384232157E-6},{"$f":"IFERROR(IF(OR(K47=\"\",'Historical scenario - input'!$D32=\"\"),\"\",K47/'Historical scenario - input'!$D32),\"\")","v":1.0570940153356284E-5},{"$f":"IFERROR(IF(OR(L47=\"\",'Historical scenario - input'!$D32=\"\"),\"\",L47/'Historical scenario - input'!$D32),\"\")","v":1.8321493201441838E-5},{"$f":"IFERROR(IF(OR(M47=\"\",'Historical scenario - input'!$D32=\"\"),\"\",M47/'Historical scenario - input'!$D32),\"\")","v":3.1178663560906341E-5},{"$f":"IFERROR(IF(OR(N47=\"\",'Historical scenario - input'!$D32=\"\"),\"\",N47/'Historical scenario - input'!$D32),\"\")","v":5.2095896431897796E-5},{"$f":"IFERROR(IF(OR(O47=\"\",'Historical scenario - input'!$D32=\"\"),\"\",O47/'Historical scenario - input'!$D32),\"\")","v":8.5467093753663809E-5},{"$f":"IFERROR(IF(OR(P47=\"\",'Historical scenario - input'!$D32=\"\"),\"\",P47/'Historical scenario - input'!$D32),\"\")","v":1.3767141276222044E-4},{"$f":"IFERROR(IF(OR(Q47=\"\",'Historical scenario - input'!$D32=\"\"),\"\",Q47/'Historical scenario - input'!$D32),\"\")","v":2.1773990253965683E-4},{"$f":"IFERROR(IF(OR(R47=\"\",'Historical scenario - input'!$D32=\"\"),\"\",R47/'Historical scenario - input'!$D32),\"\")","v":3.3812844844876731E-4},{"$f":"IFERROR(IF(OR(S47=\"\",'Historical scenario - input'!$D32=\"\"),\"\",S47/'Historical scenario - input'!$D32),\"\")","v":5.1555480781813139E-4},{"$f":"IFERROR(IF(OR(T47=\"\",'Historical scenario - input'!$D32=\"\"),\"\",T47/'Historical scenario - input'!$D32),\"\")","v":7.7182247733102369E-4},{"$f":"IFERROR(IF(OR(U47=\"\",'Historical scenario - input'!$D32=\"\"),\"\",U47/'Historical scenario - input'!$D32),\"\")","v":1.1345129648554025E-3},{"$f":"IFERROR(IF(OR(V47=\"\",'Historical scenario - input'!$D32=\"\"),\"\",V47/'Historical scenario - input'!$D32),\"\")","v":1.6373856240745311E-3},{"$f":"IFERROR(IF(OR(W47=\"\",'Historical scenario - input'!$D32=\"\"),\"\",W47/'Historical scenario - input'!$D32),\"\")","v":2.3202883511097227E-3}]
[{"$f":"IFERROR('Historical scenario - input'!A33,\"\")","v":4},{"$f":"IFERROR('Historical scenario - input'!B33,\"\")","v":"SWITCHGEAR"},{"$f":"IFERROR('Historical scenario - input'!C33,\"\")","v":"> 33 kv & < = 66 kv ; switch"},{"$f":"IFERROR(repcalc('Historical scenario - input'!$CV33:$GH33,'Historical scenario - input'!$G33,'Historical scenario - input'!$E33,'Historical scenario - input'!$F33,20,TRUE,TRUE),\"\")","v":4.1514078491526217E-4},7.8392593547773454E-4,1.4461098680976054E-3,2.6059987322701811E-3,4.5876871136375386E-3,7.8896926891854624E-3,1.3254798028947412E-2,2.1753688023128843E-2,3.487702672024133E-2,5.4625171151521254E-2,8.3578194764244829E-2,0.12492230840352757,0.18240379617813335,0.26018042540519326,0.36254528235444045,0.49351096338312994,0.65626353762414924,0.85252413790635551,1.0818873606737394,1.3412334625029056,{"$f":"IFERROR(IF(OR(D48=\"\",'Historical scenario - input'!$D33=\"\"),\"\",D48/'Historical scenario - input'!$D33),\"\")","v":7.8074992895900275E-6},{"$f":"IFERROR(IF(OR(E48=\"\",'Historical scenario - input'!$D33=\"\"),\"\",E48/'Historical scenario - input'!$D33),\"\")","v":1.4743194132522818E-5},{"$f":"IFERROR(IF(OR(F48=\"\",'Historical scenario - input'!$D33=\"\"),\"\",F48/'Historical scenario - input'!$D33),\"\")","v":2.7196802092441438E-5},{"$f":"IFERROR(IF(OR(G48=\"\",'Historical scenario - input'!$D33=\"\"),\"\",G48/'Historical scenario - input'!$D33),\"\")","v":4.901068261704282E-5},{"$f":"IFERROR(IF(OR(H48=\"\",'Historical scenario - input'!$D33=\"\"),\"\",H48/'Historical scenario - input'!$D33),\"\")","v":8.6280040849028093E-5},{"$f":"IFERROR(IF(OR(I48=\"\",'Historical scenario - input'!$D33=\"\"),\"\",I48/'Historical scenario - input'!$D33),\"\")","v":1.4838043455179324E-4},{"$f":"IFERROR(IF(OR(J48=\"\",'Historical scenario - input'!$D33=\"\"),\"\",J48/'Historical scenario - input'!$D33),\"\")","v":2.4928127988144979E-4},{"$f":"IFERROR(IF(OR(K48=\"\",'Historical scenario - input'!$D33=\"\"),\"\",K48/'Historical scenario - input'!$D33),\"\")","v":4.0911880970984185E-4},{"$f":"IFERROR(IF(OR(L48=\"\",'Historical scenario - input'!$D33=\"\"),\"\",L48/'Historical scenario - input'!$D33),\"\")","v":6.5592775086379068E-4},{"$f":"IFERROR(IF(OR(M48=\"\",'Historical scenario - input'!$D33=\"\"),\"\",M48/'Historical scenario - input'!$D33),\"\")","v":1.0273285604696476E-3},{"$f":"IFERROR(IF(OR(N48=\"\",'Historical scenario - input'!$D33=\"\"),\"\",N48/'Historical scenario - input'!$D33),\"\")","v":1.5718443476476374E-3},{"$f":"IFERROR(IF(OR(O48=\"\",'Historical scenario - input'!$D33=\"\"),\"\",O48/'Historical scenario - input'!$D33),\"\")","v":2.3493977695146734E-3},{"$f":"IFERROR(IF(OR(P48=\"\",'Historical scenario - input'!$D33=\"\"),\"\",P48/'Historical scenario - input'!$D33),\"\")","v":3.430444708943711E-3},{"$f":"IFERROR(IF(OR(Q48=\"\",'Historical scenario - input'!$D33=\"\"),\"\",Q48/'Historical scenario - input'!$D33),\"\")","v":4.8931797605260945E-3},{"$f":"IFERROR(IF(OR(R48=\"\",'Historical scenario - input'!$D33=\"\"),\"\",R48/'Historical scenario - input'!$D33),\"\")","v":6.8183424449714839E-3},{"$f":"IFERROR(IF(OR(S48=\"\",'Historical scenario - input'!$D33=\"\"),\"\",S48/'Historical scenario - input'!$D33),\"\")","v":9.2813971453206221E-3},{"$f":"IFERROR(IF(OR(T48=\"\",'Historical scenario - input'!$D33=\"\"),\"\",T48/'Historical scenario - input'!$D33),\"\")","v":1.2342263853526799E-2},{"$f":"IFERROR(IF(OR(U48=\"\",'Historical scenario - input'!$D33=\"\"),\"\",U48/'Historical scenario - input'!$D33),\"\")","v":1.6033311693094306E-2},{"$f":"IFERROR(IF(OR(V48=\"\",'Historical scenario - input'!$D33=\"\"),\"\",V48/'Historical scenario - input'!$D33),\"\")","v":2.0346916291543851E-2},{"$f":"IFERROR(IF(OR(W48=\"\",'Historical scenario - input'!$D33=\"\"),\"\",W48/'Historical scenario - input'!$D33),\"\")","v":2.5224405036000666E-2}]
[{"$f":"IFERROR('Historical scenario - input'!A34,\"\")","v":4},{"$f":"IFERROR('Historical scenario - input'!B34,\"\")","v":"SWITCHGEAR"},{"$f":"IFERROR('Historical scenario - input'!C34,\"\")","v":"> 66 kv & < = 132 kv ; circuit breaker"},{"$f":"IFERROR(repcalc('Historical scenario - input'!$CV34:$GH34,'Historical scenario - input'!$G34,'Historical scenario - input'!$E34,'Historical scenario - input'!$F34,20,TRUE,TRUE),\"\")","v":123.34819410923569},140.39124338917966,157.94521578144369,175.78623823860096,193.71105259104812,211.55115789582516,229.18264197956304,246.5306594945022,263.56846859575973,280.31203311739432,296.81226530354689,313.14784710374215,329.42206221303115,345.76707304888345,362.35852262652759,379.44223660375724,397.37322230241955,416.66524897181785,438.04723459033528,462.52067509594451,{"$f":"IFERROR(IF(OR(D49=\"\",'Historical scenario - input'!$D34=\"\"),\"\",D49/'Historical scenario - input'!$D34),\"\")","v":0.39193829386124179},{"$f":"IFERROR(IF(OR(E49=\"\",'Historical scenario - input'!$D34=\"\"),\"\",E49/'Historical scenario - input'!$D34),\"\")","v":0.44609250102424847},{"$f":"IFERROR(IF(OR(F49=\"\",'Historical scenario - input'!$D34=\"\"),\"\",F49/'Historical scenario - input'!$D34),\"\")","v":0.50187016392070227},{"$f":"IFERROR(IF(OR(G49=\"\",'Historical scenario - input'!$D34=\"\"),\"\",G49/'Historical scenario - input'!$D34),\"\")","v":0.55855992701853718},{"$f":"IFERROR(IF(OR(H49=\"\",'Historical scenario - input'!$D34=\"\"),\"\",H49/'Historical scenario - input'!$D34),\"\")","v":0.61551593846087749},{"$f":"IFERROR(IF(OR(I49=\"\",'Historical scenario - input'!$D34=\"\"),\"\",I49/'Historical scenario - input'!$D34),\"\")","v":0.67220278731143279},{"$f":"IFERROR(IF(OR(J49=\"\",'Historical scenario - input'!$D34=\"\"),\"\",J49/'Historical scenario - input'!$D34),\"\")","v":0.72822674323495484},{"$f":"IFERROR(IF(OR(K49=\"\",'Historical scenario - input'!$D34=\"\"),\"\",K49/'Historical scenario - input'!$D34),\"\")","v":0.78334998549871082},{"$f":"IFERROR(IF(OR(L49=\"\",'Historical scenario - input'!$D34=\"\"),\"\",L49/'Historical scenario - input'!$D34),\"\")","v":0.83748754201913023},{"$f":"IFERROR(IF(OR(M49=\"\",'Historical scenario - input'!$D34=\"\"),\"\",M49/'Historical scenario - input'!$D34),\"\")","v":0.8906901378021983},{"$f":"IFERROR(IF(OR(N49=\"\",'Historical scenario - input'!$D34=\"\"),\"\",N49/'Historical scenario - input'!$D34),\"\")","v":0.94311954625894323},{"$f":"IFERROR(IF(OR(O49=\"\",'Historical scenario - input'!$D34=\"\"),\"\",O49/'Historical scenario - input'!$D34),\"\")","v":0.99502577890576471},{"$f":"IFERROR(IF(OR(P49=\"\",'Historical scenario - input'!$D34=\"\"),\"\",P49/'Historical scenario - input'!$D34),\"\")","v":1.0467370191872143},{"$f":"IFERROR(IF(OR(Q49=\"\",'Historical scenario - input'!$D34=\"\"),\"\",Q49/'Historical scenario - input'!$D34),\"\")","v":1.0986732125495118},{"$f":"IFERROR(IF(OR(R49=\"\",'Historical scenario - input'!$D34=\"\"),\"\",R49/'Historical scenario - input'!$D34),\"\")","v":1.1513924638292494},{"$f":"IFERROR(IF(OR(S49=\"\",'Historical scenario - input'!$D34=\"\"),\"\",S49/'Historical scenario - input'!$D34),\"\")","v":1.2056758828724108},{"$f":"IFERROR(IF(OR(T49=\"\",'Historical scenario - input'!$D34=\"\"),\"\",T49/'Historical scenario - input'!$D34),\"\")","v":1.2626515037376849},{"$f":"IFERROR(IF(OR(U49=\"\",'Historical scenario - input'!$D34=\"\"),\"\",U49/'Historical scenario - input'!$D34),\"\")","v":1.323951825745102},{"$f":"IFERROR(IF(OR(V49=\"\",'Historical scenario - input'!$D34=\"\"),\"\",V49/'Historical scenario - input'!$D34),\"\")","v":1.3918929822671482},{"$f":"IFERROR(IF(OR(W49=\"\",'Historical scenario - input'!$D34=\"\"),\"\",W49/'Historical scenario - input'!$D34),\"\")","v":1.4696572218326538}]
[{"$f":"IFERROR('Historical scenario - input'!A35,\"\")","v":4},{"$f":"IFERROR('Historical scenario - input'!B35,\"\")","v":"SWITCHGEAR"},{"$f":"IFERROR('Historical scenario - input'!C35,\"\")","v":"> 66 kv & < = 132 kv ; switch"},{"$f":"IFERROR(repcalc('Historical scenario - input'!$CV35:$GH35,'Historical scenario - input'!$G35,'Historical scenario - input'!$E35,'Historical scenario - input'!$F35,20,TRUE,TRUE),\"\")","v":184.07375265562163},193.23436855557932,202.42248240454919,212.04678047856711,222.76173482800132,235.52246454128388,251.62968089339773,272.75468120341748,300.93257113000129,338.51173158124033,388.05002954611666,452.15405641429078,533.26666090706783,633.4191132909192,753.97527008936913,895.40330335559156,1057.1130812543151,1237.3920979346706,1433.4595002590875,1641.6378833541251,{"$f":"IFERROR(IF(OR(D50=\"\",'Historical scenario - input'!$D35=\"\"),\"\",D50/'Historical scenario - input'!$D35),\"\")","v":3.4618513653971292},{"$f":"IFERROR(IF(OR(E50=\"\",'Historical scenario - input'!$D35=\"\"),\"\",E50/'Historical scenario - input'!$D35),\"\")","v":3.6341338891335662},{"$f":"IFERROR(IF(OR(F50=\"\",'Historical scenario - input'!$D35=\"\"),\"\",F50/'Historical scenario - input'!$D35),\"\")","v":3.80693356325652},{"$f":"IFERROR(IF(OR(G50=\"\",'Historical scenario - input'!$D35=\"\"),\"\",G50/'Historical scenario - input'!$D35),\"\")","v":3.9879364979381497},{"$f":"IFERROR(IF(OR(H50=\"\",'Historical scenario - input'!$D35=\"\"),\"\",H50/'Historical scenario - input'!$D35),\"\")","v":4.1894512647618258},{"$f":"IFERROR(IF(OR(I50=\"\",'Historical scenario - input'!$D35=\"\"),\"\",I50/'Historical scenario - input'!$D35),\"\")","v":4.4294406654453562},{"$f":"IFERROR(IF(OR(J50=\"\",'Historical scenario - input'!$D35=\"\"),\"\",J50/'Historical scenario - input'!$D35),\"\")","v":4.7323670094615702},{"$f":"IFERROR(IF(OR(K50=\"\",'Historical scenario - input'!$D35=\"\"),\"\",K50/'Historical scenario - input'!$D35),\"\")","v":5.1296621702989569},{"$f":"IFERROR(IF(OR(L50=\"\",'Historical scenario - input'!$D35=\"\"),\"\",L50/'Historical scenario - input'!$D35),\"\")","v":5.6596001180456597},{"$f":"IFERROR(IF(OR(M50=\"\",'Historical scenario - input'!$D35=\"\"),\"\",M50/'Historical scenario - input'!$D35),\"\")","v":6.3663465500695002},{"$f":"IFERROR(IF(OR(N50=\"\",'Historical scenario - input'!$D35=\"\"),\"\",N50/'Historical scenario - input'!$D35),\"\")","v":7.2980069414888069},{"$f":"IFERROR(IF(OR(O50=\"\",'Historical scenario - input'!$D35=\"\"),\"\",O50/'Historical scenario - input'!$D35),\"\")","v":8.5036031209518512},{"$f":"IFERROR(IF(OR(P50=\"\",'Historical scenario - input'!$D35=\"\"),\"\",P50/'Historical scenario - input'!$D35),\"\")","v":10.029077429826174},{"$f":"IFERROR(IF(OR(Q50=\"\",'Historical scenario - input'!$D35=\"\"),\"\",Q50/'Historical scenario - input'!$D35),\"\")","v":11.912631706472895},{"$f":"IFERROR(IF(OR(R50=\"\",'Historical scenario - input'!$D35=\"\"),\"\",R50/'Historical scenario - input'!$D35),\"\")","v":14.179915824923764},{"$f":"IFERROR(IF(OR(S50=\"\",'Historical scenario - input'!$D35=\"\"),\"\",S50/'Historical scenario - input'!$D35),\"\")","v":16.83973463670236},{"$f":"IFERROR(IF(OR(T50=\"\",'Historical scenario - input'!$D35=\"\"),\"\",T50/'Historical scenario - input'!$D35),\"\")","v":19.880989608366381},{"$f":"IFERROR(IF(OR(U50=\"\",'Historical scenario - input'!$D35=\"\"),\"\",U50/'Historical scenario - input'!$D35),\"\")","v":23.271473862875766},{"$f":"IFERROR(IF(OR(V50=\"\",'Historical scenario - input'!$D35=\"\"),\"\",V50/'Historical scenario - input'!$D35),\"\")","v":26.958888253326734},{"$f":"IFERROR(IF(OR(W50=\"\",'Historical scenario - input'!$D35=\"\"),\"\",W50/'Historical scenario - input'!$D35),\"\")","v":30.874072299756357}]
[{"$f":"IFERROR('Historical scenario - input'!A36,\"\")","v":5},{"$f":"IFERROR('Historical scenario - input'!B36,\"\")","v":"TRANSFORMERS"},{"$f":"IFERROR('Historical scenario - input'!C36,\"\")","v":"ground outdoor / indoor chamber mounted ; ˂ 22 kv ; < = 60 kva ; multiple phase"},{"$f":"IFERROR(repcalc('Historical scenario - input'!$CV36:$GH36,'Historical scenario - input'!$G36,'Historical scenario - input'!$E36,'Historical scenario - input'!$F36,20,TRUE,TRUE),\"\")","v":0.4758998538562505},0.61679362738714649,0.78842609576330824,0.99398289492549463,1.2359293386046462,1.5156718508200167,1.8332155927496643,2.1868485969429803,2.5728869730731025,2.985516798841807,3.416765326451725,3.8566267152994271,4.2933558183908156,4.7139284309422633,5.1046493127727546,5.4518721730413455,5.7427808602052162,5.966170371886923,6.1131617254967034,6.177787240034081,{"$f":"IFERROR(IF(OR(D51=\"\",'Historical scenario - input'!$D36=\"\"),\"\",D51/'Historical scenario - input'!$D36),\"\")","v":3.6481434467868132E-3},{"$f":"IFERROR(IF(OR(E51=\"\",'Historical scenario - input'!$D36=\"\"),\"\",E51/'Historical scenario - input'!$D36),\"\")","v":4.7282040781041366E-3},{"$f":"IFERROR(IF(OR(F51=\"\",'Historical scenario - input'!$D36=\"\"),\"\",F51/'Historical scenario - input'!$D36),\"\")","v":6.0439007728786426E-3},{"$f":"IFERROR(IF(OR(G51=\"\",'Historical scenario - input'!$D36=\"\"),\"\",G51/'Historical scenario - input'!$D36),\"\")","v":7.6196539144892245E-3},{"$f":"IFERROR(IF(OR(H51=\"\",'Historical scenario - input'!$D36=\"\"),\"\",H51/'Historical scenario - input'!$D36),\"\")","v":9.4743620549293875E-3},{"$f":"IFERROR(IF(OR(I51=\"\",'Historical scenario - input'!$D36=\"\"),\"\",I51/'Historical scenario - input'!$D36),\"\")","v":1.1618806530918756E-2},{"$f":"IFERROR(IF(OR(J51=\"\",'Historical scenario - input'!$D36=\"\"),\"\",J51/'Historical scenario - input'!$D36),\"\")","v":1.40530269069114E-2},{"$f":"IFERROR(IF(OR(K51=\"\",'Historical scenario - input'!$D36=\"\"),\"\",K51/'Historical scenario - input'!$D36),\"\")","v":1.6763899617549101E-2},{"$f":"IFERROR(IF(OR(L51=\"\",'Historical scenario - input'!$D36=\"\"),\"\",L51/'Historical scenario - input'!$D36),\"\")","v":1.9723184771086307E-2},{"$f":"IFERROR(IF(OR(M51=\"\",'Historical scenario - input'!$D36=\"\"),\"\",M51/'Historical scenario - input'!$D36),\"\")","v":2.2886314119895862E-2},{"$f":"IFERROR(IF(OR(N51=\"\",'Historical scenario - input'!$D36=\"\"),\"\",N51/'Historical scenario - input'!$D36),\"\")","v":2.6192170335627755E-2},{"$f":"IFERROR(IF(OR(O51=\"\",'Historical scenario - input'!$D36=\"\"),\"\",O51/'Historical scenario - input'!$D36),\"\")","v":2.9564050848337464E-2},{"$f":"IFERROR(IF(OR(P51=\"\",'Historical scenario - input'!$D36=\"\"),\"\",P51/'Historical scenario - input'!$D36),\"\")","v":3.2911919948430082E-2},{"$f":"IFERROR(IF(OR(Q51=\"\",'Historical scenario - input'!$D36=\"\"),\"\",Q51/'Historical scenario - input'!$D36),\"\")","v":3.6135936951051439E-2},{"$f":"IFERROR(IF(OR(R51=\"\",'Historical scenario - input'!$D36=\"\"),\"\",R51/'Historical scenario - input'!$D36),\"\")","v":3.9131117161809031E-2},{"$f":"IFERROR(IF(OR(S51=\"\",'Historical scenario - input'!$D36=\"\"),\"\",S51/'Historical scenario - input'!$D36),\"\")","v":4.1792851121168595E-2},{"$f":"IFERROR(IF(OR(T51=\"\",'Historical scenario - input'!$D36=\"\"),\"\",T51/'Historical scenario - input'!$D36),\"\")","v":4.4022893034589304E-2},{"$f":"IFERROR(IF(OR(U51=\"\",'Historical scenario - input'!$D36=\"\"),\"\",U51/'Historical scenario - input'!$D36),\"\")","v":4.5735347822122588E-2},{"$f":"IFERROR(IF(OR(V51=\"\",'Historical scenario - input'!$D36=\"\"),\"\",V51/'Historical scenario - input'!$D36),\"\")","v":4.6862151159128486E-2},{"$f":"IFERROR(IF(OR(W51=\"\",'Historical scenario - input'!$D36=\"\"),\"\",W51/'Historical scenario - input'!$D36),\"\")","v":4.7357556117638887E-2}]
[{"$f":"IFERROR('Historical scenario - input'!A37,\"\")","v":5},{"$f":"IFERROR('Historical scenario - input'!B37,\"\")","v":"TRANSFORMERS"},{"$f":"IFERROR('Historical scenario - input'!C37,\"\")","v":"ground outdoor / indoor chamber mounted ; ˂ 22 kv ; > 60 kva and < = 600 kva ; multiple phase"},{"$f":"IFERROR(repcalc('Historical scenario - input'!$CV37:$GH37,'Historical scenario - input'!$G37,'Historical scenario - input'!$E37,'Historical scenario - input'!$F37,20,TRUE,TRUE),\"\")","v":761.13132097250082},764.74782692929512,768.39227264188014,772.75068207098639,778.47627445226146,786.15606374453273,796.27800359495563,809.20148225336959,825.13429834715498,844.1191626246781,866.03220882913661,890.59496896819815,917.39986395256096,945.94764113796816,975.69356877487155,1006.0978092144848,1036.6744611730967,1067.0334626624458,1096.9099800087472,1126.1770779643273,{"$f":"IFERROR(IF(OR(D52=\"\",'Historical scenario - input'!$D37=\"\"),\"\",D52/'Historical scenario - input'!$D37),\"\")","v":5.8346650419202479},{"$f":"IFERROR(IF(OR(E52=\"\",'Historical scenario - input'!$D37=\"\"),\"\",E52/'Historical scenario - input'!$D37),\"\")","v":5.8623883799285208},{"$f":"IFERROR(IF(OR(F52=\"\",'Historical scenario - input'!$D37=\"\"),\"\",F52/'Historical scenario - input'!$D37),\"\")","v":5.890325897950019},{"$f":"IFERROR(IF(OR(G52=\"\",'Historical scenario - input'!$D37=\"\"),\"\",G52/'Historical scenario - input'!$D37),\"\")","v":5.923736504547958},{"$f":"IFERROR(IF(OR(H52=\"\",'Historical scenario - input'!$D37=\"\"),\"\",H52/'Historical scenario - input'!$D37),\"\")","v":5.9676276344894061},{"$f":"IFERROR(IF(OR(I52=\"\",'Historical scenario - input'!$D37=\"\"),\"\",I52/'Historical scenario - input'!$D37),\"\")","v":6.0264992074732593},{"$f":"IFERROR(IF(OR(J52=\"\",'Historical scenario - input'!$D37=\"\"),\"\",J52/'Historical scenario - input'!$D37),\"\")","v":6.1040917686704823},{"$f":"IFERROR(IF(OR(K52=\"\",'Historical scenario - input'!$D37=\"\"),\"\",K52/'Historical scenario - input'!$D37),\"\")","v":6.2031603092370506},{"$f":"IFERROR(IF(OR(L52=\"\",'Historical scenario - input'!$D37=\"\"),\"\",L52/'Historical scenario - input'!$D37),\"\")","v":6.3252977676758588},{"$f":"IFERROR(IF(OR(M52=\"\",'Historical scenario - input'!$D37=\"\"),\"\",M52/'Historical scenario - input'!$D37),\"\")","v":6.4708315551754101},{"$f":"IFERROR(IF(OR(N52=\"\",'Historical scenario - input'!$D37=\"\"),\"\",N52/'Historical scenario - input'!$D37),\"\")","v":6.6388121402967473},{"$f":"IFERROR(IF(OR(O52=\"\",'Historical scenario - input'!$D37=\"\"),\"\",O52/'Historical scenario - input'!$D37),\"\")","v":6.8271048487525494},{"$f":"IFERROR(IF(OR(P52=\"\",'Historical scenario - input'!$D37=\"\"),\"\",P52/'Historical scenario - input'!$D37),\"\")","v":7.0325852690271677},{"$f":"IFERROR(IF(OR(Q52=\"\",'Historical scenario - input'!$D37=\"\"),\"\",Q52/'Historical scenario - input'!$D37),\"\")","v":7.2514262403268397},{"$f":"IFERROR(IF(OR(R52=\"\",'Historical scenario - input'!$D37=\"\"),\"\",R52/'Historical scenario - input'!$D37),\"\")","v":7.4794519690549306},{"$f":"IFERROR(IF(OR(S52=\"\",'Historical scenario - input'!$D37=\"\"),\"\",S52/'Historical scenario - input'!$D37),\"\")","v":7.7125241787131618},{"$f":"IFERROR(IF(OR(T52=\"\",'Historical scenario - input'!$D37=\"\"),\"\",T52/'Historical scenario - input'!$D37),\"\")","v":7.946918057096628},{"$f":"IFERROR(IF(OR(U52=\"\",'Historical scenario - input'!$D37=\"\"),\"\",U52/'Historical scenario - input'!$D37),\"\")","v":8.1796434749275289},{"$f":"IFERROR(IF(OR(V52=\"\",'Historical scenario - input'!$D37=\"\"),\"\",V52/'Historical scenario - input'!$D37),\"\")","v":8.4086702756011089},{"$f":"IFERROR(IF(OR(W52=\"\",'Historical scenario - input'!$D37=\"\"),\"\",W52/'Historical scenario - input'!$D37),\"\")","v":8.6330254014704444}]
[{"$f":"IFERROR('Historical scenario - input'!A38,\"\")","v":5},{"$f":"IFERROR('Historical scenario - input'!B38,\"\")","v":"TRANSFORMERS"},{"$f":"IFERROR('Historical scenario - input'!C38,\"\")","v":"ground outdoor / indoor chamber mounted ; ˂ 22 kv ; > 600 kva ; multiple phase"},{"$f":"IFERROR(repcalc('Historical scenario - input'!$CV38:$GH38,'Historical scenario - input'!$G38,'Historical scenario - input'!$E38,'Historical scenario - input'!$F38,20,TRUE,TRUE),\"\")","v":721.04501096278989},742.21707452437886,780.58759660806106,836.24049950831102,909.29645595808199,999.7854304374157,1107.4992479816042,1231.8409912264879,1371.6897695865832,1525.2996210683064,1690.2497240452844,1863.4595723720806,2041.2773558313297,2219.6427864378074,2394.3175822096077,2561.1685698823708,2716.4808731074054,2857.2729364416182,2981.5821105622886,3088.689826803336,{"$f":"IFERROR(IF(OR(D53=\"\",'Historical scenario - input'!$D38=\"\"),\"\",D53/'Historical scenario - input'!$D38),\"\")","v":11.592936187388542},{"$f":"IFERROR(IF(OR(E53=\"\",'Historical scenario - input'!$D38=\"\"),\"\",E53/'Historical scenario - input'!$D38),\"\")","v":11.933339876607747},{"$f":"IFERROR(IF(OR(F53=\"\",'Historical scenario - input'!$D38=\"\"),\"\",F53/'Historical scenario - input'!$D38),\"\")","v":12.550259773742804},{"$f":"IFERROR(IF(OR(G53=\"\",'Historical scenario - input'!$D38=\"\"),\"\",G53/'Historical scenario - input'!$D38),\"\")","v":13.445045178476466},{"$f":"IFERROR(IF(OR(H53=\"\",'Historical scenario - input'!$D38=\"\"),\"\",H53/'Historical scenario - input'!$D38),\"\")","v":14.619636262741714},{"$f":"IFERROR(IF(OR(I53=\"\",'Historical scenario - input'!$D38=\"\"),\"\",I53/'Historical scenario - input'!$D38),\"\")","v":16.074514794389003},{"$f":"IFERROR(IF(OR(J53=\"\",'Historical scenario - input'!$D38=\"\"),\"\",J53/'Historical scenario - input'!$D38),\"\")","v":17.806333743697607},{"$f":"IFERROR(IF(OR(K53=\"\",'Historical scenario - input'!$D38=\"\"),\"\",K53/'Historical scenario - input'!$D38),\"\")","v":19.805495894395818},{"$f":"IFERROR(IF(OR(L53=\"\",'Historical scenario - input'!$D38=\"\"),\"\",L53/'Historical scenario - input'!$D38),\"\")","v":22.053979607289154},{"$f":"IFERROR(IF(OR(M53=\"\",'Historical scenario - input'!$D38=\"\"),\"\",M53/'Historical scenario - input'!$D38),\"\")","v":24.52371336718857},{"$f":"IFERROR(IF(OR(N53=\"\",'Historical scenario - input'!$D38=\"\"),\"\",N53/'Historical scenario - input'!$D38),\"\")","v":27.175775289594629},{"$f":"IFERROR(IF(OR(O53=\"\",'Historical scenario - input'!$D38=\"\"),\"\",O53/'Historical scenario - input'!$D38),\"\")","v":29.960637105639318},{"$f":"IFERROR(IF(OR(P53=\"\",'Historical scenario - input'!$D38=\"\"),\"\",P53/'Historical scenario - input'!$D38),\"\")","v":32.819585139789616},{"$f":"IFERROR(IF(OR(Q53=\"\",'Historical scenario - input'!$D38=\"\"),\"\",Q53/'Historical scenario - input'!$D38),\"\")","v":35.687338225406187},{"$f":"IFERROR(IF(OR(R53=\"\",'Historical scenario - input'!$D38=\"\"),\"\",R53/'Historical scenario - input'!$D38),\"\")","v":38.495753414665586},{"$f":"IFERROR(IF(OR(S53=\"\",'Historical scenario - input'!$D38=\"\"),\"\",S53/'Historical scenario - input'!$D38),\"\")","v":41.178377693988018},{"$f":"IFERROR(IF(OR(T53=\"\",'Historical scenario - input'!$D38=\"\"),\"\",T53/'Historical scenario - input'!$D38),\"\")","v":43.675483412811289},{"$f":"IFERROR(IF(OR(U53=\"\",'Historical scenario - input'!$D38=\"\"),\"\",U53/'Historical scenario - input'!$D38),\"\")","v":45.939133228160365},{"$f":"IFERROR(IF(OR(V53=\"\",'Historical scenario - input'!$D38=\"\"),\"\",V53/'Historical scenario - input'!$D38),\"\")","v":47.937771733631244},{"$f":"IFERROR(IF(OR(W53=\"\",'Historical scenario - input'!$D38=\"\"),\"\",W53/'Historical scenario - input'!$D38),\"\")","v":49.659845807621977}]
[{"$f":"IFERROR('Historical scenario - input'!A39,\"\")","v":5},{"$f":"IFERROR('Historical scenario - input'!B39,\"\")","v":"TRANSFORMERS"},{"$f":"IFERROR('Historical scenario - input'!C39,\"\")","v":"ground outdoor / indoor chamber mounted ; > = 22 kv & < = 33 kv ; < = 15 mva"},{"$f":"IFERROR(repcalc('Historical scenario - input'!$CV39:$GH39,'Historical scenario - input'!$G39,'Historical scenario - input'!$E39,'Historical scenario - input'!$F39,20,TRUE,TRUE),\"\")","v":1569.3190019440299},1737.11440580001,1909.2878963981118,2085.5450249270334,2266.1698247003833,2452.1246537756197,2645.1039870467953,2847.5305710365028,3062.4863173320073,3293.5754139411029,3544.7229293454338,3819.9181182753409,4122.9171165821108,4456.9241703759662,4824.2735155631945,5226.1351959528483,5662.2673584584736,6130.8349690718951,6628.3107128542724,7149.4684792396638,{"$f":"IFERROR(IF(OR(D54=\"\",'Historical scenario - input'!$D39=\"\"),\"\",D54/'Historical scenario - input'!$D39),\"\")","v":0.33625318052637915},{"$f":"IFERROR(IF(OR(E54=\"\",'Historical scenario - input'!$D39=\"\"),\"\",E54/'Historical scenario - input'!$D39),\"\")","v":0.37220618826692636},{"$f":"IFERROR(IF(OR(F54=\"\",'Historical scenario - input'!$D39=\"\"),\"\",F54/'Historical scenario - input'!$D39),\"\")","v":0.40909727525703038},{"$f":"IFERROR(IF(OR(G54=\"\",'Historical scenario - input'!$D39=\"\"),\"\",G54/'Historical scenario - input'!$D39),\"\")","v":0.4468633508508888},{"$f":"IFERROR(IF(OR(H54=\"\",'Historical scenario - input'!$D39=\"\"),\"\",H54/'Historical scenario - input'!$D39),\"\")","v":0.485565273997484},{"$f":"IFERROR(IF(OR(I54=\"\",'Historical scenario - input'!$D39=\"\"),\"\",I54/'Historical scenario - input'!$D39),\"\")","v":0.52540924621303076},{"$f":"IFERROR(IF(OR(J54=\"\",'Historical scenario - input'!$D39=\"\"),\"\",J54/'Historical scenario - input'!$D39),\"\")","v":0.56675833744808812},{"$f":"IFERROR(IF(OR(K54=\"\",'Historical scenario - input'!$D39=\"\"),\"\",K54/'Historical scenario - input'!$D39),\"\")","v":0.61013166218659587},{"$f":"IFERROR(IF(OR(L54=\"\",'Historical scenario - input'!$D39=\"\"),\"\",L54/'Historical scenario - input'!$D39),\"\")","v":0.6561895721938964},{"$f":"IFERROR(IF(OR(M54=\"\",'Historical scenario - input'!$D39=\"\"),\"\",M54/'Historical scenario - input'!$D39),\"\")","v":0.70570432580582487},{"$f":"IFERROR(IF(OR(N54=\"\",'Historical scenario - input'!$D39=\"\"),\"\",N54/'Historical scenario - input'!$D39),\"\")","v":0.75951693543547361},{"$f":"IFERROR(IF(OR(O54=\"\",'Historical scenario - input'!$D39=\"\"),\"\",O54/'Historical scenario - input'!$D39),\"\")","v":0.81848216648703731},{"$f":"IFERROR(IF(OR(P54=\"\",'Historical scenario - input'!$D39=\"\"),\"\",P54/'Historical scenario - input'!$D39),\"\")","v":0.8834048346958252},{"$f":"IFERROR(IF(OR(Q54=\"\",'Historical scenario - input'!$D39=\"\"),\"\",Q54/'Historical scenario - input'!$D39),\"\")","v":0.95497150407107745},{"$f":"IFERROR(IF(OR(R54=\"\",'Historical scenario - input'!$D39=\"\"),\"\",R54/'Historical scenario - input'!$D39),\"\")","v":1.0336823241978152},{"$f":"IFERROR(IF(OR(S54=\"\",'Historical scenario - input'!$D39=\"\"),\"\",S54/'Historical scenario - input'!$D39),\"\")","v":1.1197879967827418},{"$f":"IFERROR(IF(OR(T54=\"\",'Historical scenario - input'!$D39=\"\"),\"\",T54/'Historical scenario - input'!$D39),\"\")","v":1.2132367007050782},{"$f":"IFERROR(IF(OR(U54=\"\",'Historical scenario - input'!$D39=\"\"),\"\",U54/'Historical scenario - input'!$D39),\"\")","v":1.3136352488429848},{"$f":"IFERROR(IF(OR(V54=\"\",'Historical scenario - input'!$D39=\"\"),\"\",V54/'Historical scenario - input'!$D39),\"\")","v":1.4202278542178837},{"$f":"IFERROR(IF(OR(W54=\"\",'Historical scenario - input'!$D39=\"\"),\"\",W54/'Historical scenario - input'!$D39),\"\")","v":1.5318947341103899}]
[{"$f":"IFERROR('Historical scenario - input'!A40,\"\")","v":5},{"$f":"IFERROR('Historical scenario - input'!B40,\"\")","v":"TRANSFORMERS"},{"$f":"IFERROR('Historical scenario - input'!C40,\"\")","v":"ground outdoor / indoor chamber mounted ; > = 22 kv & < = 33 kv ; > 15 mva and < = 40 mva"},{"$f":"IFERROR(repcalc('Historical scenario - input'!$CV40:$GH40,'Historical scenario - input'!$G40,'Historical scenario - input'!$E40,'Historical scenario - input'!$F40,20,TRUE,TRUE),\"\")","v":5681.4681875151264},5356.2509661503782,4991.84738090679,4613.9137829073916,4247.741028273771,3917.2553432297113,3644.5340940329479,3449.7948229356361,3351.736440180769,3368.0565858669643,3515.9410925052148,3812.3194030229383,4273.7026585303083,4915.4689905181303,5750.5337818149974,6787.4397111282769,8028.0155660383834,9464.8702085071109,11079.087959390126,12838.549783168937,{"$f":"IFERROR(IF(OR(D55=\"\",'Historical scenario - input'!$D40=\"\"),\"\",D55/'Historical scenario - input'!$D40),\"\")","v":2.6193583035012353},{"$f":"IFERROR(IF(OR(E55=\"\",'Historical scenario - input'!$D40=\"\"),\"\",E55/'Historical scenario - input'!$D40),\"\")","v":2.469421632009297},{"$f":"IFERROR(IF(OR(F55=\"\",'Historical scenario - input'!$D40=\"\"),\"\",F55/'Historical scenario - input'!$D40),\"\")","v":2.3014186571918178},{"$f":"IFERROR(IF(OR(G55=\"\",'Historical scenario - input'!$D40=\"\"),\"\",G55/'Historical scenario - input'!$D40),\"\")","v":2.1271778667096681},{"$f":"IFERROR(IF(OR(H55=\"\",'Historical scenario - input'!$D40=\"\"),\"\",H55/'Historical scenario - input'!$D40),\"\")","v":1.9583592420673313},{"$f":"IFERROR(IF(OR(I55=\"\",'Historical scenario - input'!$D40=\"\"),\"\",I55/'Historical scenario - input'!$D40),\"\")","v":1.8059936219956185},{"$f":"IFERROR(IF(OR(J55=\"\",'Historical scenario - input'!$D40=\"\"),\"\",J55/'Historical scenario - input'!$D40),\"\")","v":1.6802594552190542},{"$f":"IFERROR(IF(OR(K55=\"\",'Historical scenario - input'!$D40=\"\"),\"\",K55/'Historical scenario - input'!$D40),\"\")","v":1.5904777456448573},{"$f":"IFERROR(IF(OR(L55=\"\",'Historical scenario - input'!$D40=\"\"),\"\",L55/'Historical scenario - input'!$D40),\"\")","v":1.5452693539722111},{"$f":"IFERROR(IF(OR(M55=\"\",'Historical scenario - input'!$D40=\"\"),\"\",M55/'Historical scenario - input'!$D40),\"\")","v":1.552793519857963},{"$f":"IFERROR(IF(OR(N55=\"\",'Historical scenario - input'!$D40=\"\"),\"\",N55/'Historical scenario - input'!$D40),\"\")","v":1.6209735215119903},{"$f":"IFERROR(IF(OR(O55=\"\",'Historical scenario - input'!$D40=\"\"),\"\",O55/'Historical scenario - input'!$D40),\"\")","v":1.7576144324543785},{"$f":"IFERROR(IF(OR(P55=\"\",'Historical scenario - input'!$D40=\"\"),\"\",P55/'Historical scenario - input'!$D40),\"\")","v":1.9703284742341722},{"$f":"IFERROR(IF(OR(Q55=\"\",'Historical scenario - input'!$D40=\"\"),\"\",Q55/'Historical scenario - input'!$D40),\"\")","v":2.2662055107885295},{"$f":"IFERROR(IF(OR(R55=\"\",'Historical scenario - input'!$D40=\"\"),\"\",R55/'Historical scenario - input'!$D40),\"\")","v":2.6511999915904432},{"$f":"IFERROR(IF(OR(S55=\"\",'Historical scenario - input'!$D40=\"\"),\"\",S55/'Historical scenario - input'!$D40),\"\")","v":3.1292503944537033},{"$f":"IFERROR(IF(OR(T55=\"\",'Historical scenario - input'!$D40=\"\"),\"\",T55/'Historical scenario - input'!$D40),\"\")","v":3.7011998553030394},{"$f":"IFERROR(IF(OR(U55=\"\",'Historical scenario - input'!$D40=\"\"),\"\",U55/'Historical scenario - input'!$D40),\"\")","v":4.3636407974076263},{"$f":"IFERROR(IF(OR(V55=\"\",'Historical scenario - input'!$D40=\"\"),\"\",V55/'Historical scenario - input'!$D40),\"\")","v":5.1078524219179782},{"$f":"IFERROR(IF(OR(W55=\"\",'Historical scenario - input'!$D40=\"\"),\"\",W55/'Historical scenario - input'!$D40),\"\")","v":5.919026714495355}]
[{"$f":"IFERROR('Historical scenario - input'!A41,\"\")","v":5},{"$f":"IFERROR('Historical scenario - input'!B41,\"\")","v":"TRANSFORMERS"},{"$f":"IFERROR('Historical scenario - input'!C41,\"\")","v":"ground outdoor / indoor chamber mounted ; > 132 kv ; < = 100 mva"},{"$f":"IFERROR(repcalc('Historical scenario - input'!$CV41:$GH41,'Historical scenario - input'!$G41,'Historical scenario - input'!$E41,'Historical scenario - input'!$F41,20,TRUE,TRUE),\"\")","v":1.7081362265001672},2.5566265708524698,3.7843573336080913,5.5402475546667196,8.0225336872609923,11.491411080751181,16.283567096772977,22.828417819718481,31.665656995527009,43.463478942786708,59.03655403601325,79.362529436351551,105.59551925279563,139.07476422986784,181.32641443082949,234.05625688416785,299.1312137496775,378.54761437977805,474.38463118044541,588.74188984622151,{"$f":"IFERROR(IF(OR(D56=\"\",'Historical scenario - input'!$D41=\"\"),\"\",D56/'Historical scenario - input'!$D41),\"\")","v":3.6599712245980544E-4},{"$f":"IFERROR(IF(OR(E56=\"\",'Historical scenario - input'!$D41=\"\"),\"\",E56/'Historical scenario - input'!$D41),\"\")","v":5.478005522156123E-4},{"$f":"IFERROR(IF(OR(F56=\"\",'Historical scenario - input'!$D41=\"\"),\"\",F56/'Historical scenario - input'!$D41),\"\")","v":8.10862665970212E-4},{"$f":"IFERROR(IF(OR(G56=\"\",'Historical scenario - input'!$D41=\"\"),\"\",G56/'Historical scenario - input'!$D41),\"\")","v":1.1870918907197561E-3},{"$f":"IFERROR(IF(OR(H56=\"\",'Historical scenario - input'!$D41=\"\"),\"\",H56/'Historical scenario - input'!$D41),\"\")","v":1.718963744706979E-3},{"$f":"IFERROR(IF(OR(I56=\"\",'Historical scenario - input'!$D41=\"\"),\"\",I56/'Historical scenario - input'!$D41),\"\")","v":2.4622294892574503E-3},{"$f":"IFERROR(IF(OR(J56=\"\",'Historical scenario - input'!$D41=\"\"),\"\",J56/'Historical scenario - input'!$D41),\"\")","v":3.4890300951061146E-3},{"$f":"IFERROR(IF(OR(K56=\"\",'Historical scenario - input'!$D41=\"\"),\"\",K56/'Historical scenario - input'!$D41),\"\")","v":4.8913752326687114E-3},{"$f":"IFERROR(IF(OR(L56=\"\",'Historical scenario - input'!$D41=\"\"),\"\",L56/'Historical scenario - input'!$D41),\"\")","v":6.7849034294578028E-3},{"$f":"IFERROR(IF(OR(M56=\"\",'Historical scenario - input'!$D41=\"\"),\"\",M56/'Historical scenario - input'!$D41),\"\")","v":9.3127866374835208E-3},{"$f":"IFERROR(IF(OR(N56=\"\",'Historical scenario - input'!$D41=\"\"),\"\",N56/'Historical scenario - input'!$D41),\"\")","v":1.2649581785051819E-2},{"$f":"IFERROR(IF(OR(O56=\"\",'Historical scenario - input'!$D41=\"\"),\"\",O56/'Historical scenario - input'!$D41),\"\")","v":1.7004766337840697E-2},{"$f":"IFERROR(IF(OR(P56=\"\",'Historical scenario - input'!$D41=\"\"),\"\",P56/'Historical scenario - input'!$D41),\"\")","v":2.262562879446571E-2},{"$f":"IFERROR(IF(OR(Q56=\"\",'Historical scenario - input'!$D41=\"\"),\"\",Q56/'Historical scenario - input'!$D41),\"\")","v":2.9799124171260898E-2},{"$f":"IFERROR(IF(OR(R56=\"\",'Historical scenario - input'!$D41=\"\"),\"\",R56/'Historical scenario - input'!$D41),\"\")","v":3.88522559723554E-2},{"$f":"IFERROR(IF(OR(S56=\"\",'Historical scenario - input'!$D41=\"\"),\"\",S56/'Historical scenario - input'!$D41),\"\")","v":5.0150517964739204E-2},{"$f":"IFERROR(IF(OR(T56=\"\",'Historical scenario - input'!$D41=\"\"),\"\",T56/'Historical scenario - input'!$D41),\"\")","v":6.4093929846923858E-2},{"$f":"IFERROR(IF(OR(U56=\"\",'Historical scenario - input'!$D41=\"\"),\"\",U56/'Historical scenario - input'!$D41),\"\")","v":8.1110239000606599E-2},{"$f":"IFERROR(IF(OR(V56=\"\",'Historical scenario - input'!$D41=\"\"),\"\",V56/'Historical scenario - input'!$D41),\"\")","v":0.10164494333507547},{"$f":"IFERROR(IF(OR(W56=\"\",'Historical scenario - input'!$D41=\"\"),\"\",W56/'Historical scenario - input'!$D41),\"\")","v":0.12614792322317375}]
[{"$f":"IFERROR('Historical scenario - input'!A42,\"\")","v":5},{"$f":"IFERROR('Historical scenario - input'!B42,\"\")","v":"TRANSFORMERS"},{"$f":"IFERROR('Historical scenario - input'!C42,\"\")","v":"ground outdoor / indoor chamber mounted ; > 132 kv ; > 100 mva"},{"$f":"IFERROR(repcalc('Historical scenario - input'!$CV42:$GH42,'Historical scenario - input'!$G42,'Historical scenario - input'!$E42,'Historical scenario - input'!$F42,20,TRUE,TRUE),\"\")","v":1.3006181527872967E-7},2.7113529684314789E-7,5.5824461615970358E-7,1.1351872399989122E-6,2.2799080738572413E-6,4.5224798627113445E-6,8.8602955644652533E-6,1.7144903788170592E-5,3.2767282247542483E-5,6.1854005758728991E-5,1.1532436520104327E-4,2.1237542092877464E-4,3.8629742217854355E-4,6.9403049093655085E-4,1.2316283569189252E-3,2.158891592413835E-3,3.7379899460570111E-3,6.3930512731812592E-3,1.0800607829949915E-2,1.8024613168333189E-2,{"$f":"IFERROR(IF(OR(D57=\"\",'Historical scenario - input'!$D42=\"\"),\"\",D57/'Historical scenario - input'!$D42),\"\")","v":2.7867947178573092E-11},{"$f":"IFERROR(IF(OR(E57=\"\",'Historical scenario - input'!$D42=\"\"),\"\",E57/'Historical scenario - input'!$D42),\"\")","v":5.8095330397155291E-11},{"$f":"IFERROR(IF(OR(F57=\"\",'Historical scenario - input'!$D42=\"\"),\"\",F57/'Historical scenario - input'!$D42),\"\")","v":1.1961336571015587E-10},{"$f":"IFERROR(IF(OR(G57=\"\",'Historical scenario - input'!$D42=\"\"),\"\",G57/'Historical scenario - input'!$D42),\"\")","v":2.4323309631103932E-10},{"$f":"IFERROR(IF(OR(H57=\"\",'Historical scenario - input'!$D42=\"\"),\"\",H57/'Historical scenario - input'!$D42),\"\")","v":4.8850892660612178E-10},{"$f":"IFERROR(IF(OR(I57=\"\",'Historical scenario - input'!$D42=\"\"),\"\",I57/'Historical scenario - input'!$D42),\"\")","v":9.6901792167136978E-10},{"$f":"IFERROR(IF(OR(J57=\"\",'Historical scenario - input'!$D42=\"\"),\"\",J57/'Historical scenario - input'!$D42),\"\")","v":1.8984684186354282E-9},{"$f":"IFERROR(IF(OR(K57=\"\",'Historical scenario - input'!$D42=\"\"),\"\",K57/'Historical scenario - input'!$D42),\"\")","v":3.6735860723342842E-9},{"$f":"IFERROR(IF(OR(L57=\"\",'Historical scenario - input'!$D42=\"\"),\"\",L57/'Historical scenario - input'!$D42),\"\")","v":7.0209453013012614E-9},{"$f":"IFERROR(IF(OR(M57=\"\",'Historical scenario - input'!$D42=\"\"),\"\",M57/'Historical scenario - input'!$D42),\"\")","v":1.3253268544448162E-8},{"$f":"IFERROR(IF(OR(N57=\"\",'Historical scenario - input'!$D42=\"\"),\"\",N57/'Historical scenario - input'!$D42),\"\")","v":2.4710198846123136E-8},{"$f":"IFERROR(IF(OR(O57=\"\",'Historical scenario - input'!$D42=\"\"),\"\",O57/'Historical scenario - input'!$D42),\"\")","v":4.5505031586609143E-8},{"$f":"IFERROR(IF(OR(P57=\"\",'Historical scenario - input'!$D42=\"\"),\"\",P57/'Historical scenario - input'!$D42),\"\")","v":8.2770766603710179E-8},{"$f":"IFERROR(IF(OR(Q57=\"\",'Historical scenario - input'!$D42=\"\"),\"\",Q57/'Historical scenario - input'!$D42),\"\")","v":1.4870778960211862E-7},{"$f":"IFERROR(IF(OR(R57=\"\",'Historical scenario - input'!$D42=\"\"),\"\",R57/'Historical scenario - input'!$D42),\"\")","v":2.6389723932957095E-7},{"$f":"IFERROR(IF(OR(S57=\"\",'Historical scenario - input'!$D42=\"\"),\"\",S57/'Historical scenario - input'!$D42),\"\")","v":4.6257909543027506E-7},{"$f":"IFERROR(IF(OR(T57=\"\",'Historical scenario - input'!$D42=\"\"),\"\",T57/'Historical scenario - input'!$D42),\"\")","v":8.0092766772101215E-7},{"$f":"IFERROR(IF(OR(U57=\"\",'Historical scenario - input'!$D42=\"\"),\"\",U57/'Historical scenario - input'!$D42),\"\")","v":1.3698195339586444E-6},{"$f":"IFERROR(IF(OR(V57=\"\",'Historical scenario - input'!$D42=\"\"),\"\",V57/'Historical scenario - input'!$D42),\"\")","v":2.3142131905239619E-6},{"$f":"IFERROR(IF(OR(W57=\"\",'Historical scenario - input'!$D42=\"\"),\"\",W57/'Historical scenario - input'!$D42),\"\")","v":3.8620787093648226E-6}]
[{"$f":"IFERROR('Historical scenario - input'!A43,\"\")","v":5},{"$f":"IFERROR('Historical scenario - input'!B43,\"\")","v":"TRANSFORMERS"},{"$f":"IFERROR('Historical scenario - input'!C43,\"\")","v":"ground outdoor / indoor chamber mounted ; > 33 kv & < = 66 kv ; > 15 mva and < = 40 mva"},{"$f":"IFERROR(repcalc('Historical scenario - input'!$CV43:$GH43,'Historical scenario - input'!$G43,'Historical scenario - input'!$E43,'Historical scenario - input'!$F43,20,TRUE,TRUE),\"\")","v":0.17336190339887808},0.30446560841121351,0.52159474276563456,0.87164287229928306,1.420870194927794,2.2593353413730273,3.5044307551045377,5.3023060361456817,7.8256900199881159,11.266552821872429,15.822316193573689,21.675028012961686,28.964090872452207,37.754678866485776,48.005646814097844,59.542156443206451,72.038972595411636,85.020022655106686,97.878145735569248,109.91605895973682,{"$f":"IFERROR(IF(OR(D58=\"\",'Historical scenario - input'!$D43=\"\"),\"\",D58/'Historical scenario - input'!$D43),\"\")","v":7.9925985007976664E-5},{"$f":"IFERROR(IF(OR(E58=\"\",'Historical scenario - input'!$D43=\"\"),\"\",E58/'Historical scenario - input'!$D43),\"\")","v":1.4036944205284162E-4},{"$f":"IFERROR(IF(OR(F58=\"\",'Historical scenario - input'!$D43=\"\"),\"\",F58/'Historical scenario - input'!$D43),\"\")","v":2.4047367254964819E-4},{"$f":"IFERROR(IF(OR(G58=\"\",'Historical scenario - input'!$D43=\"\"),\"\",G58/'Historical scenario - input'!$D43),\"\")","v":4.0185827322978656E-4},{"$f":"IFERROR(IF(OR(H58=\"\",'Historical scenario - input'!$D43=\"\"),\"\",H58/'Historical scenario - input'!$D43),\"\")","v":6.550715449679048E-4},{"$f":"IFERROR(IF(OR(I58=\"\",'Historical scenario - input'!$D43=\"\"),\"\",I58/'Historical scenario - input'!$D43),\"\")","v":1.0416337100723192E-3},{"$f":"IFERROR(IF(OR(J58=\"\",'Historical scenario - input'!$D43=\"\"),\"\",J58/'Historical scenario - input'!$D43),\"\")","v":1.6156668478052153E-3},{"$f":"IFERROR(IF(OR(K58=\"\",'Historical scenario - input'!$D43=\"\"),\"\",K58/'Historical scenario - input'!$D43),\"\")","v":2.4445511063500847E-3},{"$f":"IFERROR(IF(OR(L58=\"\",'Historical scenario - input'!$D43=\"\"),\"\",L58/'Historical scenario - input'!$D43),\"\")","v":3.6079206039606191E-3},{"$f":"IFERROR(IF(OR(M58=\"\",'Historical scenario - input'!$D43=\"\"),\"\",M58/'Historical scenario - input'!$D43),\"\")","v":5.1942803711647551E-3},{"$f":"IFERROR(IF(OR(N58=\"\",'Historical scenario - input'!$D43=\"\"),\"\",N58/'Historical scenario - input'!$D43),\"\")","v":7.294648836251881E-3},{"$f":"IFERROR(IF(OR(O58=\"\",'Historical scenario - input'!$D43=\"\"),\"\",O58/'Historical scenario - input'!$D43),\"\")","v":9.9929565264721305E-3},{"$f":"IFERROR(IF(OR(P58=\"\",'Historical scenario - input'!$D43=\"\"),\"\",P58/'Historical scenario - input'!$D43),\"\")","v":1.3353472980248037E-2},{"$f":"IFERROR(IF(OR(Q58=\"\",'Historical scenario - input'!$D43=\"\"),\"\",Q58/'Historical scenario - input'!$D43),\"\")","v":1.7406245766238188E-2},{"$f":"IFERROR(IF(OR(R58=\"\",'Historical scenario - input'!$D43=\"\"),\"\",R58/'Historical scenario - input'!$D43),\"\")","v":2.2132305496979431E-2},{"$f":"IFERROR(IF(OR(S58=\"\",'Historical scenario - input'!$D43=\"\"),\"\",S58/'Historical scenario - input'!$D43),\"\")","v":2.7451045529147768E-2},{"$f":"IFERROR(IF(OR(T58=\"\",'Historical scenario - input'!$D43=\"\"),\"\",T58/'Historical scenario - input'!$D43),\"\")","v":3.3212520921641966E-2},{"$f":"IFERROR(IF(OR(U58=\"\",'Historical scenario - input'!$D43=\"\"),\"\",U58/'Historical scenario - input'!$D43),\"\")","v":3.9197245316780878E-2},{"$f":"IFERROR(IF(OR(V58=\"\",'Historical scenario - input'!$D43=\"\"),\"\",V58/'Historical scenario - input'!$D43),\"\")","v":4.5125296015412167E-2},{"$f":"IFERROR(IF(OR(W58=\"\",'Historical scenario - input'!$D43=\"\"),\"\",W58/'Historical scenario - input'!$D43),\"\")","v":5.0675200885044368E-2}]
[{"$f":"IFERROR('Historical scenario - input'!A44,\"\")","v":5},{"$f":"IFERROR('Historical scenario - input'!B44,\"\")","v":"TRANSFORMERS"},{"$f":"IFERROR('Historical scenario - input'!C44,\"\")","v":"ground outdoor / indoor chamber mounted ; > 33 kv & < = 66 kv ; > 40 mva"},{"$f":"IFERROR(repcalc('Historical scenario - input'!$CV44:$GH44,'Historical scenario - input'!$G44,'Historical scenario - input'!$E44,'Historical scenario - input'!$F44,20,TRUE,TRUE),\"\")","v":5681.4681875151264},5356.2509661503782,4991.84738090679,4613.9137829073916,4247.741028273771,3917.2553432297113,3644.5340940329479,3449.7948229356361,3351.736440180769,3368.0565858669643,3515.9410925052148,3812.3194030229383,4273.7026585303083,4915.4689905181303,5750.5337818149974,6787.4397111282769,8028.0155660383834,9464.8702085071109,11079.087959390126,12838.549783168937,{"$f":"IFERROR(IF(OR(D59=\"\",'Historical scenario - input'!$D44=\"\"),\"\",D59/'Historical scenario - input'!$D44),\"\")","v":2.6193583035012353},{"$f":"IFERROR(IF(OR(E59=\"\",'Historical scenario - input'!$D44=\"\"),\"\",E59/'Historical scenario - input'!$D44),\"\")","v":2.469421632009297},{"$f":"IFERROR(IF(OR(F59=\"\",'Historical scenario - input'!$D44=\"\"),\"\",F59/'Historical scenario - input'!$D44),\"\")","v":2.3014186571918178},{"$f":"IFERROR(IF(OR(G59=\"\",'Historical scenario - input'!$D44=\"\"),\"\",G59/'Historical scenario - input'!$D44),\"\")","v":2.1271778667096681},{"$f":"IFERROR(IF(OR(H59=\"\",'Historical scenario - input'!$D44=\"\"),\"\",H59/'Historical scenario - input'!$D44),\"\")","v":1.9583592420673313},{"$f":"IFERROR(IF(OR(I59=\"\",'Historical scenario - input'!$D44=\"\"),\"\",I59/'Historical scenario - input'!$D44),\"\")","v":1.8059936219956185},{"$f":"IFERROR(IF(OR(J59=\"\",'Historical scenario - input'!$D44=\"\"),\"\",J59/'Historical scenario - input'!$D44),\"\")","v":1.6802594552190542},{"$f":"IFERROR(IF(OR(K59=\"\",'Historical scenario - input'!$D44=\"\"),\"\",K59/'Historical scenario - input'!$D44),\"\")","v":1.5904777456448573},{"$f":"IFERROR(IF(OR(L59=\"\",'Historical scenario - input'!$D44=\"\"),\"\",L59/'Historical scenario - input'!$D44),\"\")","v":1.5452693539722111},{"$f":"IFERROR(IF(OR(M59=\"\",'Historical scenario - input'!$D44=\"\"),\"\",M59/'Historical scenario - input'!$D44),\"\")","v":1.552793519857963},{"$f":"IFERROR(IF(OR(N59=\"\",'Historical scenario - input'!$D44=\"\"),\"\",N59/'Historical scenario - input'!$D44),\"\")","v":1.6209735215119903},{"$f":"IFERROR(IF(OR(O59=\"\",'Historical scenario - input'!$D44=\"\"),\"\",O59/'Historical scenario - input'!$D44),\"\")","v":1.7576144324543785},{"$f":"IFERROR(IF(OR(P59=\"\",'Historical scenario - input'!$D44=\"\"),\"\",P59/'Historical scenario - input'!$D44),\"\")","v":1.9703284742341722},{"$f":"IFERROR(IF(OR(Q59=\"\",'Historical scenario - input'!$D44=\"\"),\"\",Q59/'Historical scenario - input'!$D44),\"\")","v":2.2662055107885295},{"$f":"IFERROR(IF(OR(R59=\"\",'Historical scenario - input'!$D44=\"\"),\"\",R59/'Historical scenario - input'!$D44),\"\")","v":2.6511999915904432},{"$f":"IFERROR(IF(OR(S59=\"\",'Historical scenario - input'!$D44=\"\"),\"\",S59/'Historical scenario - input'!$D44),\"\")","v":3.1292503944537033},{"$f":"IFERROR(IF(OR(T59=\"\",'Historical scenario - input'!$D44=\"\"),\"\",T59/'Historical scenario - input'!$D44),\"\")","v":3.7011998553030394},{"$f":"IFERROR(IF(OR(U59=\"\",'Historical scenario - input'!$D44=\"\"),\"\",U59/'Historical scenario - input'!$D44),\"\")","v":4.3636407974076263},{"$f":"IFERROR(IF(OR(V59=\"\",'Historical scenario - input'!$D44=\"\"),\"\",V59/'Historical scenario - input'!$D44),\"\")","v":5.1078524219179782},{"$f":"IFERROR(IF(OR(W59=\"\",'Historical scenario - input'!$D44=\"\"),\"\",W59/'Historical scenario - input'!$D44),\"\")","v":5.919026714495355}]
[{"$f":"IFERROR('Historical scenario - input'!A45,\"\")","v":5},{"$f":"IFERROR('Historical scenario - input'!B45,\"\")","v":"TRANSFORMERS"},{"$f":"IFERROR('Historical scenario - input'!C45,\"\")","v":"ground outdoor / indoor chamber mounted ; > 66 kv & < = 132 kv ; < = 100 mva"},{"$f":"IFERROR(repcalc('Historical scenario - input'!$CV45:$GH45,'Historical scenario - input'!$G45,'Historical scenario - input'!$E45,'Historical scenario - input'!$F45,20,TRUE,TRUE),\"\")","v":4.134339927888037E-9},9.0158339074598385E-9,1.9416140912723117E-8,4.1293075041655431E-8,8.6725904533820096E-8,1.798778791831042E-7,3.6843763963320286E-7,7.4525953602962069E-7,1.4887042032401045E-6,2.9367475455681183E-6,5.7211343456439091E-6,1.1006646391758399E-5,2.0911501778745145E-5,3.9234920551940486E-5,7.2697199605304425E-5,1.3302091767585463E-4,2.4036960831946995E-4,4.2893998698283767E-4,7.5591137219565283E-4,1.3155355667103343E-3,{"$f":"IFERROR(IF(OR(D60=\"\",'Historical scenario - input'!$D45=\"\"),\"\",D60/'Historical scenario - input'!$D45),\"\")","v":8.8585236552124201E-13},{"$f":"IFERROR(IF(OR(E60=\"\",'Historical scenario - input'!$D45=\"\"),\"\",E60/'Historical scenario - input'!$D45),\"\")","v":1.9317951434510612E-12},{"$f":"IFERROR(IF(OR(F60=\"\",'Historical scenario - input'!$D45=\"\"),\"\",F60/'Historical scenario - input'!$D45),\"\")","v":4.1602371011654591E-12},{"$f":"IFERROR(IF(OR(G60=\"\",'Historical scenario - input'!$D45=\"\"),\"\",G60/'Historical scenario - input'!$D45),\"\")","v":8.84774083489132E-12},{"$f":"IFERROR(IF(OR(H60=\"\",'Historical scenario - input'!$D45=\"\"),\"\",H60/'Historical scenario - input'!$D45),\"\")","v":1.8582494188497818E-11},{"$f":"IFERROR(IF(OR(I60=\"\",'Historical scenario - input'!$D45=\"\"),\"\",I60/'Historical scenario - input'!$D45),\"\")","v":3.8541882757254568E-11},{"$f":"IFERROR(IF(OR(J60=\"\",'Historical scenario - input'!$D45=\"\"),\"\",J60/'Historical scenario - input'!$D45),\"\")","v":7.8944005647562342E-11},{"$f":"IFERROR(IF(OR(K60=\"\",'Historical scenario - input'!$D45=\"\"),\"\",K60/'Historical scenario - input'!$D45),\"\")","v":1.5968448033646583E-10},{"$f":"IFERROR(IF(OR(L60=\"\",'Historical scenario - input'!$D45=\"\"),\"\",L60/'Historical scenario - input'!$D45),\"\")","v":3.1898009428444279E-10},{"$f":"IFERROR(IF(OR(M60=\"\",'Historical scenario - input'!$D45=\"\"),\"\",M60/'Historical scenario - input'!$D45),\"\")","v":6.292479103209995E-10},{"$f":"IFERROR(IF(OR(N60=\"\",'Historical scenario - input'!$D45=\"\"),\"\",N60/'Historical scenario - input'!$D45),\"\")","v":1.2258499499199209E-9},{"$f":"IFERROR(IF(OR(O60=\"\",'Historical scenario - input'!$D45=\"\"),\"\",O60/'Historical scenario - input'!$D45),\"\")","v":2.3583604426972677E-9},{"$f":"IFERROR(IF(OR(P60=\"\",'Historical scenario - input'!$D45=\"\"),\"\",P60/'Historical scenario - input'!$D45),\"\")","v":4.4806434982152034E-9},{"$f":"IFERROR(IF(OR(Q60=\"\",'Historical scenario - input'!$D45=\"\"),\"\",Q60/'Historical scenario - input'!$D45),\"\")","v":8.4067463702069634E-9},{"$f":"IFERROR(IF(OR(R60=\"\",'Historical scenario - input'!$D45=\"\"),\"\",R60/'Historical scenario - input'!$D45),\"\")","v":1.5576606510443866E-8},{"$f":"IFERROR(IF(OR(S60=\"\",'Historical scenario - input'!$D45=\"\"),\"\",S60/'Historical scenario - input'!$D45),\"\")","v":2.8501984994532695E-8},{"$f":"IFERROR(IF(OR(T60=\"\",'Historical scenario - input'!$D45=\"\"),\"\",T60/'Historical scenario - input'!$D45),\"\")","v":5.1503260458312109E-8},{"$f":"IFERROR(IF(OR(U60=\"\",'Historical scenario - input'!$D45=\"\"),\"\",U60/'Historical scenario - input'!$D45),\"\")","v":9.1907658480685952E-8},{"$f":"IFERROR(IF(OR(V60=\"\",'Historical scenario - input'!$D45=\"\"),\"\",V60/'Historical scenario - input'!$D45),\"\")","v":1.6196681667779431E-7},{"$f":"IFERROR(IF(OR(W60=\"\",'Historical scenario - input'!$D45=\"\"),\"\",W60/'Historical scenario - input'!$D45),\"\")","v":2.818757804206459E-7}]
[{"$f":"IFERROR('Historical scenario - input'!A46,\"\")","v":5},{"$f":"IFERROR('Historical scenario - input'!B46,\"\")","v":"TRANSFORMERS"},{"$f":"IFERROR('Historical scenario - input'!C46,\"\")","v":"kiosk mounted ; < = 22 kv ; > 60 kva and < = 600 kva ; multiple phase"},{"$f":"IFERROR(repcalc('Historical scenario - input'!$CV46:$GH46,'Historical scenario - input'!$G46,'Historical scenario - input'!$E46,'Historical scenario - input'!$F46,20,TRUE,TRUE),\"\")","v":6423.4954679790562},6502.8979176606599,6575.5464833688602,6644.3032844679374,6714.0023812213976,6791.7249171745516,6886.9354547299545,7011.4871912759882,7179.4858501044873,7406.9761869764261,7711.3919863177807,8110.7011792303692,8622.1913387587865,9260.8822780845003,10037.620908421064,10957.000820451456,12015.339668940993,13199.019831480811,14483.528317920152,15833.500694171265,{"$f":"IFERROR(IF(OR(D61=\"\",'Historical scenario - input'!$D46=\"\"),\"\",D61/'Historical scenario - input'!$D46),\"\")","v":110.59339040738531},{"$f":"IFERROR(IF(OR(E61=\"\",'Historical scenario - input'!$D46=\"\"),\"\",E61/'Historical scenario - input'!$D46),\"\")","v":111.96046323567877},{"$f":"IFERROR(IF(OR(F61=\"\",'Historical scenario - input'!$D46=\"\"),\"\",F61/'Historical scenario - input'!$D46),\"\")","v":113.21125437112131},{"$f":"IFERROR(IF(OR(G61=\"\",'Historical scenario - input'!$D46=\"\"),\"\",G61/'Historical scenario - input'!$D46),\"\")","v":114.39504095352325},{"$f":"IFERROR(IF(OR(H61=\"\",'Historical scenario - input'!$D46=\"\"),\"\",H61/'Historical scenario - input'!$D46),\"\")","v":115.59505105031914},{"$f":"IFERROR(IF(OR(I61=\"\",'Historical scenario - input'!$D46=\"\"),\"\",I61/'Historical scenario - input'!$D46),\"\")","v":116.93320078592151},{"$f":"IFERROR(IF(OR(J61=\"\",'Historical scenario - input'!$D46=\"\"),\"\",J61/'Historical scenario - input'!$D46),\"\")","v":118.57244163278624},{"$f":"IFERROR(IF(OR(K61=\"\",'Historical scenario - input'!$D46=\"\"),\"\",K61/'Historical scenario - input'!$D46),\"\")","v":120.71685021755434},{"$f":"IFERROR(IF(OR(L61=\"\",'Historical scenario - input'!$D46=\"\"),\"\",L61/'Historical scenario - input'!$D46),\"\")","v":123.60928492952009},{"$f":"IFERROR(IF(OR(M61=\"\",'Historical scenario - input'!$D46=\"\"),\"\",M61/'Historical scenario - input'!$D46),\"\")","v":127.52598850080811},{"$f":"IFERROR(IF(OR(N61=\"\",'Historical scenario - input'!$D46=\"\"),\"\",N61/'Historical scenario - input'!$D46),\"\")","v":132.76711858497498},{"$f":"IFERROR(IF(OR(O61=\"\",'Historical scenario - input'!$D46=\"\"),\"\",O61/'Historical scenario - input'!$D46),\"\")","v":139.64202924462765},{"$f":"IFERROR(IF(OR(P61=\"\",'Historical scenario - input'!$D46=\"\"),\"\",P61/'Historical scenario - input'!$D46),\"\")","v":148.4483608104004},{"$f":"IFERROR(IF(OR(Q61=\"\",'Historical scenario - input'!$D46=\"\"),\"\",Q61/'Historical scenario - input'!$D46),\"\")","v":159.44470956702702},{"$f":"IFERROR(IF(OR(R61=\"\",'Historical scenario - input'!$D46=\"\"),\"\",R61/'Historical scenario - input'!$D46),\"\")","v":172.81782690127739},{"$f":"IFERROR(IF(OR(S61=\"\",'Historical scenario - input'!$D46=\"\"),\"\",S61/'Historical scenario - input'!$D46),\"\")","v":188.64680071323747},{"$f":"IFERROR(IF(OR(T61=\"\",'Historical scenario - input'!$D46=\"\"),\"\",T61/'Historical scenario - input'!$D46),\"\")","v":206.86823202548379},{"$f":"IFERROR(IF(OR(U61=\"\",'Historical scenario - input'!$D46=\"\"),\"\",U61/'Historical scenario - input'!$D46),\"\")","v":227.24766608686238},{"$f":"IFERROR(IF(OR(V61=\"\",'Historical scenario - input'!$D46=\"\"),\"\",V61/'Historical scenario - input'!$D46),\"\")","v":249.36306248288096},{"$f":"IFERROR(IF(OR(W61=\"\",'Historical scenario - input'!$D46=\"\"),\"\",W61/'Historical scenario - input'!$D46),\"\")","v":272.60555137232933}]
[{"$f":"IFERROR('Historical scenario - input'!A47,\"\")","v":5},{"$f":"IFERROR('Historical scenario - input'!B47,\"\")","v":"TRANSFORMERS"},{"$f":"IFERROR('Historical scenario - input'!C47,\"\")","v":"kiosk mounted ; < = 22 kv ; > 600 kva ; multiple phase"},{"$f":"IFERROR(repcalc('Historical scenario - input'!$CV47:$GH47,'Historical scenario - input'!$G47,'Historical scenario - input'!$E47,'Historical scenario - input'!$F47,20,TRUE,TRUE),\"\")","v":928.2718245091628},1166.4647501336631,1452.953427427462,1797.1327302145658,2209.2808680994945,2699.2271090385675,3274.3666551415054,3937.2454018675312,4683.1344541496364,5498.1493584996597,6358.4823084466861,7231.1724642508352,8076.549098278666,8852.1041183919606,9517.1839844712795,10037.647408813908,10389.600438027997,10561.521474539069,10554.477499426715,10380.596759535043,{"$f":"IFERROR(IF(OR(D62=\"\",'Historical scenario - input'!$D47=\"\"),\"\",D62/'Historical scenario - input'!$D47),\"\")","v":14.013338577838315},{"$f":"IFERROR(IF(OR(E62=\"\",'Historical scenario - input'!$D47=\"\"),\"\",E62/'Historical scenario - input'!$D47),\"\")","v":17.609136732529624},{"$f":"IFERROR(IF(OR(F62=\"\",'Historical scenario - input'!$D47=\"\"),\"\",F62/'Historical scenario - input'!$D47),\"\")","v":21.934015208462981},{"$f":"IFERROR(IF(OR(G62=\"\",'Historical scenario - input'!$D47=\"\"),\"\",G62/'Historical scenario - input'!$D47),\"\")","v":27.129800509810785},{"$f":"IFERROR(IF(OR(H62=\"\",'Historical scenario - input'!$D47=\"\"),\"\",H62/'Historical scenario - input'!$D47),\"\")","v":33.351654117681534},{"$f":"IFERROR(IF(OR(I62=\"\",'Historical scenario - input'!$D47=\"\"),\"\",I62/'Historical scenario - input'!$D47),\"\")","v":40.747960218912993},{"$f":"IFERROR(IF(OR(J62=\"\",'Historical scenario - input'!$D47=\"\"),\"\",J62/'Historical scenario - input'!$D47),\"\")","v":49.430357956565281},{"$f":"IFERROR(IF(OR(K62=\"\",'Historical scenario - input'!$D47=\"\"),\"\",K62/'Historical scenario - input'!$D47),\"\")","v":59.437280571971279},{"$f":"IFERROR(IF(OR(L62=\"\",'Historical scenario - input'!$D47=\"\"),\"\",L62/'Historical scenario - input'!$D47),\"\")","v":70.697339915751257},{"$f":"IFERROR(IF(OR(M62=\"\",'Historical scenario - input'!$D47=\"\"),\"\",M62/'Historical scenario - input'!$D47),\"\")","v":83.000934077601912},{"$f":"IFERROR(IF(OR(N62=\"\",'Historical scenario - input'!$D47=\"\"),\"\",N62/'Historical scenario - input'!$D47),\"\")","v":95.988656637912257},{"$f":"IFERROR(IF(OR(O62=\"\",'Historical scenario - input'!$D47=\"\"),\"\",O62/'Historical scenario - input'!$D47),\"\")","v":109.16292553624538},{"$f":"IFERROR(IF(OR(P62=\"\",'Historical scenario - input'!$D47=\"\"),\"\",P62/'Historical scenario - input'!$D47),\"\")","v":121.92486518112186},{"$f":"IFERROR(IF(OR(Q62=\"\",'Historical scenario - input'!$D47=\"\"),\"\",Q62/'Historical scenario - input'!$D47),\"\")","v":133.6327666768249},{"$f":"IFERROR(IF(OR(R62=\"\",'Historical scenario - input'!$D47=\"\"),\"\",R62/'Historical scenario - input'!$D47),\"\")","v":143.67291773882758},{"$f":"IFERROR(IF(OR(S62=\"\",'Historical scenario - input'!$D47=\"\"),\"\",S62/'Historical scenario - input'!$D47),\"\")","v":151.5299160771655},{"$f":"IFERROR(IF(OR(T62=\"\",'Historical scenario - input'!$D47=\"\"),\"\",T62/'Historical scenario - input'!$D47),\"\")","v":156.84305478465643},{"$f":"IFERROR(IF(OR(U62=\"\",'Historical scenario - input'!$D47=\"\"),\"\",U62/'Historical scenario - input'!$D47),\"\")","v":159.43840199834187},{"$f":"IFERROR(IF(OR(V62=\"\",'Historical scenario - input'!$D47=\"\"),\"\",V62/'Historical scenario - input'!$D47),\"\")","v":159.3320650336974},{"$f":"IFERROR(IF(OR(W62=\"\",'Historical scenario - input'!$D47=\"\"),\"\",W62/'Historical scenario - input'!$D47),\"\")","v":156.70713382719927}]
[{"$f":"IFERROR('Historical scenario - input'!A48,\"\")","v":5},{"$f":"IFERROR('Historical scenario - input'!B48,\"\")","v":"TRANSFORMERS"},{"$f":"IFERROR('Historical scenario - input'!C48,\"\")","v":"pole mounted ; < = 22 kv ; < = 60 kva ; multiple phase"},{"$f":"IFERROR(repcalc('Historical scenario - input'!$CV48:$GH48,'Historical scenario - input'!$G48,'Historical scenario - input'!$E48,'Historical scenario - input'!$F48,20,TRUE,TRUE),\"\")","v":742.41122128911513},696.0193017360391,667.32247575227086,651.2315092126338,644.53399825149938,645.21942969957297,652.00157971018791,663.98724746622486,680.45342240784589,700.70551730611805,723.99703822944491,749.49626095870428,776.28865275996054,803.40552735514291,829.8703448210191,854.75467282146258,877.23647808946237,896.65432269607231,912.55224748136607,924.71155735066998,{"$f":"IFERROR(IF(OR(D63=\"\",'Historical scenario - input'!$D48=\"\"),\"\",D63/'Historical scenario - input'!$D48),\"\")","v":83.487994810824972},{"$f":"IFERROR(IF(OR(E63=\"\",'Historical scenario - input'!$D48=\"\"),\"\",E63/'Historical scenario - input'!$D48),\"\")","v":78.270982691603365},{"$f":"IFERROR(IF(OR(F63=\"\",'Historical scenario - input'!$D48=\"\"),\"\",F63/'Historical scenario - input'!$D48),\"\")","v":75.043875678511782},{"$f":"IFERROR(IF(OR(G63=\"\",'Historical scenario - input'!$D48=\"\"),\"\",G63/'Historical scenario - input'!$D48),\"\")","v":73.234362981990699},{"$f":"IFERROR(IF(OR(H63=\"\",'Historical scenario - input'!$D48=\"\"),\"\",H63/'Historical scenario - input'!$D48),\"\")","v":72.481193115568544},{"$f":"IFERROR(IF(OR(I63=\"\",'Historical scenario - input'!$D48=\"\"),\"\",I63/'Historical scenario - input'!$D48),\"\")","v":72.558273439166811},{"$f":"IFERROR(IF(OR(J63=\"\",'Historical scenario - input'!$D48=\"\"),\"\",J63/'Historical scenario - input'!$D48),\"\")","v":73.320961405964056},{"$f":"IFERROR(IF(OR(K63=\"\",'Historical scenario - input'!$D48=\"\"),\"\",K63/'Historical scenario - input'!$D48),\"\")","v":74.668811948528258},{"$f":"IFERROR(IF(OR(L63=\"\",'Historical scenario - input'!$D48=\"\"),\"\",L63/'Historical scenario - input'!$D48),\"\")","v":76.520518777114617},{"$f":"IFERROR(IF(OR(M63=\"\",'Historical scenario - input'!$D48=\"\"),\"\",M63/'Historical scenario - input'!$D48),\"\")","v":78.797971953050421},{"$f":"IFERROR(IF(OR(N63=\"\",'Historical scenario - input'!$D48=\"\"),\"\",N63/'Historical scenario - input'!$D48),\"\")","v":81.417224359562297},{"$f":"IFERROR(IF(OR(O63=\"\",'Historical scenario - input'!$D48=\"\"),\"\",O63/'Historical scenario - input'!$D48),\"\")","v":84.284744291715143},{"$f":"IFERROR(IF(OR(P63=\"\",'Historical scenario - input'!$D48=\"\"),\"\",P63/'Historical scenario - input'!$D48),\"\")","v":87.29768779732224},{"$f":"IFERROR(IF(OR(Q63=\"\",'Historical scenario - input'!$D48=\"\"),\"\",Q63/'Historical scenario - input'!$D48),\"\")","v":90.347121077111993},{"$f":"IFERROR(IF(OR(R63=\"\",'Historical scenario - input'!$D48=\"\"),\"\",R63/'Historical scenario - input'!$D48),\"\")","v":93.323227148655405},{"$f":"IFERROR(IF(OR(S63=\"\",'Historical scenario - input'!$D48=\"\"),\"\",S63/'Historical scenario - input'!$D48),\"\")","v":96.12159897736305},{"$f":"IFERROR(IF(OR(T63=\"\",'Historical scenario - input'!$D48=\"\"),\"\",T63/'Historical scenario - input'!$D48),\"\")","v":98.649794656158974},{"$f":"IFERROR(IF(OR(U63=\"\",'Historical scenario - input'!$D48=\"\"),\"\",U63/'Historical scenario - input'!$D48),\"\")","v":100.83343205719272},{"$f":"IFERROR(IF(OR(V63=\"\",'Historical scenario - input'!$D48=\"\"),\"\",V63/'Historical scenario - input'!$D48),\"\")","v":102.62123620658691},{"$f":"IFERROR(IF(OR(W63=\"\",'Historical scenario - input'!$D48=\"\"),\"\",W63/'Historical scenario - input'!$D48),\"\")","v":103.98861370595841}]
[{"$f":"IFERROR('Historical scenario - input'!A49,\"\")","v":5},{"$f":"IFERROR('Historical scenario - input'!B49,\"\")","v":"TRANSFORMERS"},{"$f":"IFERROR('Historical scenario - input'!C49,\"\")","v":"pole mounted ; < = 22 kv ; < = 60 kva ; single phase"},{"$f":"IFERROR(repcalc('Historical scenario - input'!$CV49:$GH49,'Historical scenario - input'!$G49,'Historical scenario - input'!$E49,'Historical scenario - input'!$F49,20,TRUE,TRUE),\"\")","v":708.04794072485799},728.09943263188222,750.60437120296524,773.40035994459731,794.7683823186635,813.40571204054356,828.41771848014093,839.30781365474002,845.95320575567814,848.5620058051262,847.61348341632436,843.78730664959664,837.88932330455111,830.78113239854702,823.31892167530179,816.30452209430359,810.44906819507719,806.34764114887776,804.46217384116017,805.10981328418131,{"$f":"IFERROR(IF(OR(D64=\"\",'Historical scenario - input'!$D49=\"\"),\"\",D64/'Historical scenario - input'!$D49),\"\")","v":107.94371284105969},{"$f":"IFERROR(IF(OR(E64=\"\",'Historical scenario - input'!$D49=\"\"),\"\",E64/'Historical scenario - input'!$D49),\"\")","v":111.00061387834093},{"$f":"IFERROR(IF(OR(F64=\"\",'Historical scenario - input'!$D49=\"\"),\"\",F64/'Historical scenario - input'!$D49),\"\")","v":114.43154911153394},{"$f":"IFERROR(IF(OR(G64=\"\",'Historical scenario - input'!$D49=\"\"),\"\",G64/'Historical scenario - input'!$D49),\"\")","v":117.90685568489344},{"$f":"IFERROR(IF(OR(H64=\"\",'Historical scenario - input'!$D49=\"\"),\"\",H64/'Historical scenario - input'!$D49),\"\")","v":121.16446514671355},{"$f":"IFERROR(IF(OR(I64=\"\",'Historical scenario - input'!$D49=\"\"),\"\",I64/'Historical scenario - input'!$D49),\"\")","v":124.00577355524197},{"$f":"IFERROR(IF(OR(J64=\"\",'Historical scenario - input'!$D49=\"\"),\"\",J64/'Historical scenario - input'!$D49),\"\")","v":126.29439219118505},{"$f":"IFERROR(IF(OR(K64=\"\",'Historical scenario - input'!$D49=\"\"),\"\",K64/'Historical scenario - input'!$D49),\"\")","v":127.95461495115143},{"$f":"IFERROR(IF(OR(L64=\"\",'Historical scenario - input'!$D49=\"\"),\"\",L64/'Historical scenario - input'!$D49),\"\")","v":128.96772191100723},{"$f":"IFERROR(IF(OR(M64=\"\",'Historical scenario - input'!$D49=\"\"),\"\",M64/'Historical scenario - input'!$D49),\"\")","v":129.36544012639962},{"$f":"IFERROR(IF(OR(N64=\"\",'Historical scenario - input'!$D49=\"\"),\"\",N64/'Historical scenario - input'!$D49),\"\")","v":129.22083547116213},{"$f":"IFERROR(IF(OR(O64=\"\",'Historical scenario - input'!$D49=\"\"),\"\",O64/'Historical scenario - input'!$D49),\"\")","v":128.63752507304986},{"$f":"IFERROR(IF(OR(P64=\"\",'Historical scenario - input'!$D49=\"\"),\"\",P64/'Historical scenario - input'!$D49),\"\")","v":127.73836248260834},{"$f":"IFERROR(IF(OR(Q64=\"\",'Historical scenario - input'!$D49=\"\"),\"\",Q64/'Historical scenario - input'!$D49),\"\")","v":126.65470066559685},{"$f":"IFERROR(IF(OR(R64=\"\",'Historical scenario - input'!$D49=\"\"),\"\",R64/'Historical scenario - input'!$D49),\"\")","v":125.51706762531877},{"$f":"IFERROR(IF(OR(S64=\"\",'Historical scenario - input'!$D49=\"\"),\"\",S64/'Historical scenario - input'!$D49),\"\")","v":124.44770453480744},{"$f":"IFERROR(IF(OR(T64=\"\",'Historical scenario - input'!$D49=\"\"),\"\",T64/'Historical scenario - input'!$D49),\"\")","v":123.55502566675636},{"$f":"IFERROR(IF(OR(U64=\"\",'Historical scenario - input'!$D49=\"\"),\"\",U64/'Historical scenario - input'!$D49),\"\")","v":122.92975266213429},{"$f":"IFERROR(IF(OR(V64=\"\",'Historical scenario - input'!$D49=\"\"),\"\",V64/'Historical scenario - input'!$D49),\"\")","v":122.6423083664456},{"$f":"IFERROR(IF(OR(W64=\"\",'Historical scenario - input'!$D49=\"\"),\"\",W64/'Historical scenario - input'!$D49),\"\")","v":122.74104264987626}]
[{"$f":"IFERROR('Historical scenario - input'!A50,\"\")","v":5},{"$f":"IFERROR('Historical scenario - input'!B50,\"\")","v":"TRANSFORMERS"},{"$f":"IFERROR('Historical scenario - input'!C50,\"\")","v":"pole mounted ; < = 22 kv ; > 60 kva and < = 600 kva ; multiple phase"},{"$f":"IFERROR(repcalc('Historical scenario - input'!$CV50:$GH50,'Historical scenario - input'!$G50,'Historical scenario - input'!$E50,'Historical scenario - input'!$F50,20,TRUE,TRUE),\"\")","v":6459.5211505501193},5944.1034670290428,5636.8072064699663,5452.1416252919462,5349.4519299478234,5309.7198042705477,5324.712307453934,5393.1733112264747,5517.5354615358301,5702.7470023770193,5954.8673004286939,6280.1260909498096,6684.0024434094694,7170.3523821933386,7740.5545587973465,8392.6859068579724,9120.7817595187862,9914.2691645825835,10757.681888580879,11630.762722938685,{"$f":"IFERROR(IF(OR(D65=\"\",'Historical scenario - input'!$D50=\"\"),\"\",D65/'Historical scenario - input'!$D50),\"\")","v":343.51954003565459},{"$f":"IFERROR(IF(OR(E65=\"\",'Historical scenario - input'!$D50=\"\"),\"\",E65/'Historical scenario - input'!$D50),\"\")","v":316.10945166488983},{"$f":"IFERROR(IF(OR(F65=\"\",'Historical scenario - input'!$D50=\"\"),\"\",F65/'Historical scenario - input'!$D50),\"\")","v":299.76733161889535},{"$f":"IFERROR(IF(OR(G65=\"\",'Historical scenario - input'!$D50=\"\"),\"\",G65/'Historical scenario - input'!$D50),\"\")","v":289.94675296790854},{"$f":"IFERROR(IF(OR(H65=\"\",'Historical scenario - input'!$D50=\"\"),\"\",H65/'Historical scenario - input'!$D50),\"\")","v":284.48567991174082},{"$f":"IFERROR(IF(OR(I65=\"\",'Historical scenario - input'!$D50=\"\"),\"\",I65/'Historical scenario - input'!$D50),\"\")","v":282.37271190386701},{"$f":"IFERROR(IF(OR(J65=\"\",'Historical scenario - input'!$D50=\"\"),\"\",J65/'Historical scenario - input'!$D50),\"\")","v":283.17001834152785},{"$f":"IFERROR(IF(OR(K65=\"\",'Historical scenario - input'!$D50=\"\"),\"\",K65/'Historical scenario - input'!$D50),\"\")","v":286.81079789440844},{"$f":"IFERROR(IF(OR(L65=\"\",'Historical scenario - input'!$D50=\"\"),\"\",L65/'Historical scenario - input'!$D50),\"\")","v":293.42441950449887},{"$f":"IFERROR(IF(OR(M65=\"\",'Historical scenario - input'!$D50=\"\"),\"\",M65/'Historical scenario - input'!$D50),\"\")","v":303.27403247676102},{"$f":"IFERROR(IF(OR(N65=\"\",'Historical scenario - input'!$D50=\"\"),\"\",N65/'Historical scenario - input'!$D50),\"\")","v":316.68187599980416},{"$f":"IFERROR(IF(OR(O65=\"\",'Historical scenario - input'!$D50=\"\"),\"\",O65/'Historical scenario - input'!$D50),\"\")","v":333.97924952150106},{"$f":"IFERROR(IF(OR(P65=\"\",'Historical scenario - input'!$D50=\"\"),\"\",P65/'Historical scenario - input'!$D50),\"\")","v":355.45753182674667},{"$f":"IFERROR(IF(OR(Q65=\"\",'Historical scenario - input'!$D50=\"\"),\"\",Q65/'Historical scenario - input'!$D50),\"\")","v":381.32178760879873},{"$f":"IFERROR(IF(OR(R65=\"\",'Historical scenario - input'!$D50=\"\"),\"\",R65/'Historical scenario - input'!$D50),\"\")","v":411.64533402487575},{"$f":"IFERROR(IF(OR(S65=\"\",'Historical scenario - input'!$D50=\"\"),\"\",S65/'Historical scenario - input'!$D50),\"\")","v":446.32590174924019},{"$f":"IFERROR(IF(OR(T65=\"\",'Historical scenario - input'!$D50=\"\"),\"\",T65/'Historical scenario - input'!$D50),\"\")","v":485.04628776215844},{"$f":"IFERROR(IF(OR(U65=\"\",'Historical scenario - input'!$D50=\"\"),\"\",U65/'Historical scenario - input'!$D50),\"\")","v":527.24421885622826},{"$f":"IFERROR(IF(OR(V65=\"\",'Historical scenario - input'!$D50=\"\"),\"\",V65/'Historical scenario - input'!$D50),\"\")","v":572.09719545549808},{"$f":"IFERROR(IF(OR(W65=\"\",'Historical scenario - input'!$D50=\"\"),\"\",W65/'Historical scenario - input'!$D50),\"\")","v":618.52793229223664}]
[{"$f":"IFERROR('Historical scenario - input'!A51,\"\")","v":5},{"$f":"IFERROR('Historical scenario - input'!B51,\"\")","v":"TRANSFORMERS"},{"$f":"IFERROR('Historical scenario - input'!C51,\"\")","v":"pole mounted ; < = 22 kv ; > 60 kva and < = 600 kva ; single phase"},{"$f":"IFERROR(repcalc('Historical scenario - input'!$CV51:$GH51,'Historical scenario - input'!$G51,'Historical scenario - input'!$E51,'Historical scenario - input'!$F51,20,TRUE,TRUE),\"\")","v":0.46849900553297558},0.58101421908146922,0.70240959042403461,0.82788325817452335,0.95149308182643288,1.066691709220374,1.1670817422985678,1.2473257906775197,1.3041148013432911,1.3370814375924134,1.3495463554561027,1.349001869493031,1.3472632153151294,1.3602439685387235,1.4073323078311542,1.5103567376484683,1.6921382076768741,1.9746404639602977,2.3767639094818374,2.9118883055119311,{"$f":"IFERROR(IF(OR(D66=\"\",'Historical scenario - input'!$D51=\"\"),\"\",D66/'Historical scenario - input'!$D51),\"\")","v":2.4914937057546934E-2},{"$f":"IFERROR(IF(OR(E66=\"\",'Historical scenario - input'!$D51=\"\"),\"\",E66/'Historical scenario - input'!$D51),\"\")","v":3.0898534526207638E-2},{"$f":"IFERROR(IF(OR(F66=\"\",'Historical scenario - input'!$D51=\"\"),\"\",F66/'Historical scenario - input'!$D51),\"\")","v":3.7354381818000167E-2},{"$f":"IFERROR(IF(OR(G66=\"\",'Historical scenario - input'!$D51=\"\"),\"\",G66/'Historical scenario - input'!$D51),\"\")","v":4.4027114305076803E-2},{"$f":"IFERROR(IF(OR(H66=\"\",'Historical scenario - input'!$D51=\"\"),\"\",H66/'Historical scenario - input'!$D51),\"\")","v":5.0600726926683604E-2},{"$f":"IFERROR(IF(OR(I66=\"\",'Historical scenario - input'!$D51=\"\"),\"\",I66/'Historical scenario - input'!$D51),\"\")","v":5.6727029259749769E-2},{"$f":"IFERROR(IF(OR(J66=\"\",'Historical scenario - input'!$D51=\"\"),\"\",J66/'Historical scenario - input'!$D51),\"\")","v":6.2065805491521728E-2},{"$f":"IFERROR(IF(OR(K66=\"\",'Historical scenario - input'!$D51=\"\"),\"\",K66/'Historical scenario - input'!$D51),\"\")","v":6.6333211379245902E-2},{"$f":"IFERROR(IF(OR(L66=\"\",'Historical scenario - input'!$D51=\"\"),\"\",L66/'Historical scenario - input'!$D51),\"\")","v":6.9353270353946256E-2},{"$f":"IFERROR(IF(OR(M66=\"\",'Historical scenario - input'!$D51=\"\"),\"\",M66/'Historical scenario - input'!$D51),\"\")","v":7.1106447324325361E-2},{"$f":"IFERROR(IF(OR(N66=\"\",'Historical scenario - input'!$D51=\"\"),\"\",N66/'Historical scenario - input'!$D51),\"\")","v":7.1769335911779267E-2},{"$f":"IFERROR(IF(OR(O66=\"\",'Historical scenario - input'!$D51=\"\"),\"\",O66/'Historical scenario - input'!$D51),\"\")","v":7.1740379962378226E-2},{"$f":"IFERROR(IF(OR(P66=\"\",'Historical scenario - input'!$D51=\"\"),\"\",P66/'Historical scenario - input'!$D51),\"\")","v":7.1647917739629266E-2},{"$f":"IFERROR(IF(OR(Q66=\"\",'Historical scenario - input'!$D51=\"\"),\"\",Q66/'Historical scenario - input'!$D51),\"\")","v":7.2338238627626616E-2},{"$f":"IFERROR(IF(OR(R66=\"\",'Historical scenario - input'!$D51=\"\"),\"\",R66/'Historical scenario - input'!$D51),\"\")","v":7.4842412586930238E-2},{"$f":"IFERROR(IF(OR(S66=\"\",'Historical scenario - input'!$D51=\"\"),\"\",S66/'Historical scenario - input'!$D51),\"\")","v":8.0321286936658978E-2},{"$f":"IFERROR(IF(OR(T66=\"\",'Historical scenario - input'!$D51=\"\"),\"\",T66/'Historical scenario - input'!$D51),\"\")","v":8.9988487572087647E-2},{"$f":"IFERROR(IF(OR(U66=\"\",'Historical scenario - input'!$D51=\"\"),\"\",U66/'Historical scenario - input'!$D51),\"\")","v":0.10501205400614934},{"$f":"IFERROR(IF(OR(V66=\"\",'Historical scenario - input'!$D51=\"\"),\"\",V66/'Historical scenario - input'!$D51),\"\")","v":0.12639711612199173},{"$f":"IFERROR(IF(OR(W66=\"\",'Historical scenario - input'!$D51=\"\"),\"\",W66/'Historical scenario - input'!$D51),\"\")","v":0.15485521419176271}]
[{"$f":"IFERROR('Historical scenario - input'!A52,\"\")","v":5},{"$f":"IFERROR('Historical scenario - input'!B52,\"\")","v":"TRANSFORMERS"},{"$f":"IFERROR('Historical scenario - input'!C52,\"\")","v":"pole mounted ; < = 22 kv ; > 600 kva ; multiple phase"},{"$f":"IFERROR(repcalc('Historical scenario - input'!$CV52:$GH52,'Historical scenario - input'!$G52,'Historical scenario - input'!$E52,'Historical scenario - input'!$F52,20,TRUE,TRUE),\"\")","v":1.9548119732770055},2.5390467944019406,3.2692058689792765,4.1804947155445324,5.3175834012628549,6.7362685906415196,8.50472447111561,10.704125727940379,13.4284849833886,16.783609305640461,20.885107692487018,25.855342854612296,31.819110765248841,38.897684808334716,47.20075407085104,56.815818906285813,67.794874781620393,80.1387606027521,93.780326137601961,108.56843925314502,{"$f":"IFERROR(IF(OR(D67=\"\",'Historical scenario - input'!$D52=\"\"),\"\",D67/'Historical scenario - input'!$D52),\"\")","v":0.10395756810226067},{"$f":"IFERROR(IF(OR(E67=\"\",'Historical scenario - input'!$D52=\"\"),\"\",E67/'Historical scenario - input'!$D52),\"\")","v":0.13502737534463785},{"$f":"IFERROR(IF(OR(F67=\"\",'Historical scenario - input'!$D52=\"\"),\"\",F67/'Historical scenario - input'!$D52),\"\")","v":0.17385748420345076},{"$f":"IFERROR(IF(OR(G67=\"\",'Historical scenario - input'!$D52=\"\"),\"\",G67/'Historical scenario - input'!$D52),\"\")","v":0.22232013617341276},{"$f":"IFERROR(IF(OR(H67=\"\",'Historical scenario - input'!$D52=\"\"),\"\",H67/'Historical scenario - input'!$D52),\"\")","v":0.28279090067651202},{"$f":"IFERROR(IF(OR(I67=\"\",'Historical scenario - input'!$D52=\"\"),\"\",I67/'Historical scenario - input'!$D52),\"\")","v":0.35823706337995798},{"$f":"IFERROR(IF(OR(J67=\"\",'Historical scenario - input'!$D52=\"\"),\"\",J67/'Historical scenario - input'!$D52),\"\")","v":0.45228415084588736},{"$f":"IFERROR(IF(OR(K67=\"\",'Historical scenario - input'!$D52=\"\"),\"\",K67/'Historical scenario - input'!$D52),\"\")","v":0.56924906054882107},{"$f":"IFERROR(IF(OR(L67=\"\",'Historical scenario - input'!$D52=\"\"),\"\",L67/'Historical scenario - input'!$D52),\"\")","v":0.71413141583668149},{"$f":"IFERROR(IF(OR(M67=\"\",'Historical scenario - input'!$D52=\"\"),\"\",M67/'Historical scenario - input'!$D52),\"\")","v":0.89255807271731435},{"$f":"IFERROR(IF(OR(N67=\"\",'Historical scenario - input'!$D52=\"\"),\"\",N67/'Historical scenario - input'!$D52),\"\")","v":1.1106771571616028},{"$f":"IFERROR(IF(OR(O67=\"\",'Historical scenario - input'!$D52=\"\"),\"\",O67/'Historical scenario - input'!$D52),\"\")","v":1.374995959897763},{"$f":"IFERROR(IF(OR(P67=\"\",'Historical scenario - input'!$D52=\"\"),\"\",P67/'Historical scenario - input'!$D52),\"\")","v":1.6921511733870462},{"$f":"IFERROR(IF(OR(Q67=\"\",'Historical scenario - input'!$D52=\"\"),\"\",Q67/'Historical scenario - input'!$D52),\"\")","v":2.0685921575894275},{"$f":"IFERROR(IF(OR(R67=\"\",'Historical scenario - input'!$D52=\"\"),\"\",R67/'Historical scenario - input'!$D52),\"\")","v":2.5101522155978881},{"$f":"IFERROR(IF(OR(S67=\"\",'Historical scenario - input'!$D52=\"\"),\"\",S67/'Historical scenario - input'!$D52),\"\")","v":3.0214846460831191},{"$f":"IFERROR(IF(OR(T67=\"\",'Historical scenario - input'!$D52=\"\"),\"\",T67/'Historical scenario - input'!$D52),\"\")","v":3.6053545857301916},{"$f":"IFERROR(IF(OR(U67=\"\",'Historical scenario - input'!$D52=\"\"),\"\",U67/'Historical scenario - input'!$D52),\"\")","v":4.261806647841123},{"$f":"IFERROR(IF(OR(V67=\"\",'Historical scenario - input'!$D52=\"\"),\"\",V67/'Historical scenario - input'!$D52),\"\")","v":4.9872697601491884},{"$f":"IFERROR(IF(OR(W67=\"\",'Historical scenario - input'!$D52=\"\"),\"\",W67/'Historical scenario - input'!$D52),\"\")","v":5.7737066642243375}]
[{"$f":"IFERROR('Historical scenario - input'!A53,\"\")","v":6},{"$f":"IFERROR('Historical scenario - input'!B53,\"\")","v":"UNDERGROUND CABLES"},{"$f":"IFERROR('Historical scenario - input'!C53,\"\")","v":"˂ = 1 kv"},{"$f":"IFERROR(repcalc('Historical scenario - input'!$CV53:$GH53,'Historical scenario - input'!$G53,'Historical scenario - input'!$E53,'Historical scenario - input'!$F53,20,TRUE,TRUE),\"\")","v":4678.3229427404904},5550.8925311574476,6530.0982666073769,7625.2556317507451,8848.3873776069504,10214.717300294509,11742.781495772586,13453.989370490754,15371.501732569426,17518.360225834011,19914.898704093797,22575.58450260451,25505.561661888125,28697.279930060246,32127.671351140834,35756.360034794809,39525.345007928248,43360.474629826371,47174.839678566575,50873.969837329423,{"$f":"IFERROR(IF(OR(D68=\"\",'Historical scenario - input'!$D53=\"\"),\"\",D68/'Historical scenario - input'!$D53),\"\")","v":22.719989067914486},{"$f":"IFERROR(IF(OR(E68=\"\",'Historical scenario - input'!$D53=\"\"),\"\",E68/'Historical scenario - input'!$D53),\"\")","v":26.957569874641536},{"$f":"IFERROR(IF(OR(F68=\"\",'Historical scenario - input'!$D53=\"\"),\"\",F68/'Historical scenario - input'!$D53),\"\")","v":31.713022603526749},{"$f":"IFERROR(IF(OR(G68=\"\",'Historical scenario - input'!$D53=\"\"),\"\",G68/'Historical scenario - input'!$D53),\"\")","v":37.031587326022773},{"$f":"IFERROR(IF(OR(H68=\"\",'Historical scenario - input'!$D53=\"\"),\"\",H68/'Historical scenario - input'!$D53),\"\")","v":42.971651796688292},{"$f":"IFERROR(IF(OR(I68=\"\",'Historical scenario - input'!$D53=\"\"),\"\",I68/'Historical scenario - input'!$D53),\"\")","v":49.607149449708643},{"$f":"IFERROR(IF(OR(J68=\"\",'Historical scenario - input'!$D53=\"\"),\"\",J68/'Historical scenario - input'!$D53),\"\")","v":57.028099700739496},{"$f":"IFERROR(IF(OR(K68=\"\",'Historical scenario - input'!$D53=\"\"),\"\",K68/'Historical scenario - input'!$D53),\"\")","v":65.338476021992648},{"$f":"IFERROR(IF(OR(L68=\"\",'Historical scenario - input'!$D53=\"\"),\"\",L68/'Historical scenario - input'!$D53),\"\")","v":74.650757460712256},{"$f":"IFERROR(IF(OR(M68=\"\",'Historical scenario - input'!$D53=\"\"),\"\",M68/'Historical scenario - input'!$D53),\"\")","v":85.076844350036339},{"$f":"IFERROR(IF(OR(N68=\"\",'Historical scenario - input'!$D53=\"\"),\"\",N68/'Historical scenario - input'!$D53),\"\")","v":96.715486806600737},{"$f":"IFERROR(IF(OR(O68=\"\",'Historical scenario - input'!$D53=\"\"),\"\",O68/'Historical scenario - input'!$D53),\"\")","v":109.63694455870444},{"$f":"IFERROR(IF(OR(P68=\"\",'Historical scenario - input'!$D53=\"\"),\"\",P68/'Historical scenario - input'!$D53),\"\")","v":123.86619932433798},{"$f":"IFERROR(IF(OR(Q68=\"\",'Historical scenario - input'!$D53=\"\"),\"\",Q68/'Historical scenario - input'!$D53),\"\")","v":139.36658376728431},{"$f":"IFERROR(IF(OR(R68=\"\",'Historical scenario - input'!$D53=\"\"),\"\",R68/'Historical scenario - input'!$D53),\"\")","v":156.02606977103665},{"$f":"IFERROR(IF(OR(S68=\"\",'Historical scenario - input'!$D53=\"\"),\"\",S68/'Historical scenario - input'!$D53),\"\")","v":173.64857429510207},{"$f":"IFERROR(IF(OR(T68=\"\",'Historical scenario - input'!$D53=\"\"),\"\",T68/'Historical scenario - input'!$D53),\"\")","v":191.95241916318724},{"$f":"IFERROR(IF(OR(U68=\"\",'Historical scenario - input'!$D53=\"\"),\"\",U68/'Historical scenario - input'!$D53),\"\")","v":210.57749147008499},{"$f":"IFERROR(IF(OR(V68=\"\",'Historical scenario - input'!$D53=\"\"),\"\",V68/'Historical scenario - input'!$D53),\"\")","v":229.10172189818945},{"$f":"IFERROR(IF(OR(W68=\"\",'Historical scenario - input'!$D53=\"\"),\"\",W68/'Historical scenario - input'!$D53),\"\")","v":247.06632113525129}]
[{"$f":"IFERROR('Historical scenario - input'!A54,\"\")","v":6},{"$f":"IFERROR('Historical scenario - input'!B54,\"\")","v":"UNDERGROUND CABLES"},{"$f":"IFERROR('Historical scenario - input'!C54,\"\")","v":"> 1 kv & < = 11 kv"},{"$f":"IFERROR(repcalc('Historical scenario - input'!$CV54:$GH54,'Historical scenario - input'!$G54,'Historical scenario - input'!$E54,'Historical scenario - input'!$F54,20,TRUE,TRUE),\"\")","v":4856.6817324265849},5807.6487382026398,6905.2492905911877,8154.9438291786391,9558.9005687565059,11115.656731641538,12819.892193044658,14662.318804580078,16629.685013066046,18704.89524141599,20867.247154557761,23092.79679367405,25354.87000076237,27624.74600855746,29872.542355117239,32068.326137832566,34183.4624112979,36192.184983314997,38073.338689773613,39812.198497796933,{"$f":"IFERROR(IF(OR(D69=\"\",'Historical scenario - input'!$D54=\"\"),\"\",D69/'Historical scenario - input'!$D54),\"\")","v":11.447311028176161},{"$f":"IFERROR(IF(OR(E69=\"\",'Historical scenario - input'!$D54=\"\"),\"\",E69/'Historical scenario - input'!$D54),\"\")","v":13.688762227246771},{"$f":"IFERROR(IF(OR(F69=\"\",'Historical scenario - input'!$D54=\"\"),\"\",F69/'Historical scenario - input'!$D54),\"\")","v":16.275832082782049},{"$f":"IFERROR(IF(OR(G69=\"\",'Historical scenario - input'!$D54=\"\"),\"\",G69/'Historical scenario - input'!$D54),\"\")","v":19.22139097701826},{"$f":"IFERROR(IF(OR(H69=\"\",'Historical scenario - input'!$D54=\"\"),\"\",H69/'Historical scenario - input'!$D54),\"\")","v":22.530549442302746},{"$f":"IFERROR(IF(OR(I69=\"\",'Historical scenario - input'!$D54=\"\"),\"\",I69/'Historical scenario - input'!$D54),\"\")","v":26.199859677847282},{"$f":"IFERROR(IF(OR(J69=\"\",'Historical scenario - input'!$D54=\"\"),\"\",J69/'Historical scenario - input'!$D54),\"\")","v":30.216782026634057},{"$f":"IFERROR(IF(OR(K69=\"\",'Historical scenario - input'!$D54=\"\"),\"\",K69/'Historical scenario - input'!$D54),\"\")","v":34.559424108370152},{"$f":"IFERROR(IF(OR(L69=\"\",'Historical scenario - input'!$D54=\"\"),\"\",L69/'Historical scenario - input'!$D54),\"\")","v":39.196551706107577},{"$f":"IFERROR(IF(OR(M69=\"\",'Historical scenario - input'!$D54=\"\"),\"\",M69/'Historical scenario - input'!$D54),\"\")","v":44.087870149761308},{"$f":"IFERROR(IF(OR(N69=\"\",'Historical scenario - input'!$D54=\"\"),\"\",N69/'Historical scenario - input'!$D54),\"\")","v":49.18458355736152},{"$f":"IFERROR(IF(OR(O69=\"\",'Historical scenario - input'!$D54=\"\"),\"\",O69/'Historical scenario - input'!$D54),\"\")","v":54.430255464892568},{"$f":"IFERROR(IF(OR(P69=\"\",'Historical scenario - input'!$D54=\"\"),\"\",P69/'Historical scenario - input'!$D54),\"\")","v":59.762014265794271},{"$f":"IFERROR(IF(OR(Q69=\"\",'Historical scenario - input'!$D54=\"\"),\"\",Q69/'Historical scenario - input'!$D54),\"\")","v":65.11216444819928},{"$f":"IFERROR(IF(OR(R69=\"\",'Historical scenario - input'!$D54=\"\"),\"\",R69/'Historical scenario - input'!$D54),\"\")","v":70.410272359052968},{"$f":"IFERROR(IF(OR(S69=\"\",'Historical scenario - input'!$D54=\"\"),\"\",S69/'Historical scenario - input'!$D54),\"\")","v":75.585785455483247},{"$f":"IFERROR(IF(OR(T69=\"\",'Historical scenario - input'!$D54=\"\"),\"\",T69/'Historical scenario - input'!$D54),\"\")","v":80.571210509728587},{"$f":"IFERROR(IF(OR(U69=\"\",'Historical scenario - input'!$D54=\"\"),\"\",U69/'Historical scenario - input'!$D54),\"\")","v":85.305816011602559},{"$f":"IFERROR(IF(OR(V69=\"\",'Historical scenario - input'!$D54=\"\"),\"\",V69/'Historical scenario - input'!$D54),\"\")","v":89.739738750632625},{"$f":"IFERROR(IF(OR(W69=\"\",'Historical scenario - input'!$D54=\"\"),\"\",W69/'Historical scenario - input'!$D54),\"\")","v":93.838271484193527}]
[{"$f":"IFERROR('Historical scenario - input'!A55,\"\")","v":6},{"$f":"IFERROR('Historical scenario - input'!B55,\"\")","v":"UNDERGROUND CABLES"},{"$f":"IFERROR('Historical scenario - input'!C55,\"\")","v":"> 22 kv & < = 33 kv"},{"$f":"IFERROR(repcalc('Historical scenario - input'!$CV55:$GH55,'Historical scenario - input'!$G55,'Historical scenario - input'!$E55,'Historical scenario - input'!$F55,20,TRUE,TRUE),\"\")","v":7346.93543742152},8021.3804365925862,8713.1755958497452,9408.10935639335,10088.830076372533,10735.571961380345,11327.201198843833,11842.509681268146,12261.65066295147,12567.588839241222,12747.430109540739,12793.50514655265,12704.105034195949,12483.803646597955,12143.34534455687,11699.122134812542,11172.305662076869,10587.730977102578,9972.6470910592434,9355.4519912533542,{"$f":"IFERROR(IF(OR(D70=\"\",'Historical scenario - input'!$D55=\"\"),\"\",D70/'Historical scenario - input'!$D55),\"\")","v":7.3239829456339649},{"$f":"IFERROR(IF(OR(E70=\"\",'Historical scenario - input'!$D55=\"\"),\"\",E70/'Historical scenario - input'!$D55),\"\")","v":7.996320917536794},{"$f":"IFERROR(IF(OR(F70=\"\",'Historical scenario - input'!$D55=\"\"),\"\",F70/'Historical scenario - input'!$D55),\"\")","v":8.6859548460540381},{"$f":"IFERROR(IF(OR(G70=\"\",'Historical scenario - input'!$D55=\"\"),\"\",G70/'Historical scenario - input'!$D55),\"\")","v":9.3787175705830172},{"$f":"IFERROR(IF(OR(H70=\"\",'Historical scenario - input'!$D55=\"\"),\"\",H70/'Historical scenario - input'!$D55),\"\")","v":10.057311657373706},{"$f":"IFERROR(IF(OR(I70=\"\",'Historical scenario - input'!$D55=\"\"),\"\",I70/'Historical scenario - input'!$D55),\"\")","v":10.702033062151258},{"$f":"IFERROR(IF(OR(J70=\"\",'Historical scenario - input'!$D55=\"\"),\"\",J70/'Historical scenario - input'!$D55),\"\")","v":11.291813996287486},{"$f":"IFERROR(IF(OR(K70=\"\",'Historical scenario - input'!$D55=\"\"),\"\",K70/'Historical scenario - input'!$D55),\"\")","v":11.805512608336368},{"$f":"IFERROR(IF(OR(L70=\"\",'Historical scenario - input'!$D55=\"\"),\"\",L70/'Historical scenario - input'!$D55),\"\")","v":12.223344155627373},{"$f":"IFERROR(IF(OR(M70=\"\",'Historical scenario - input'!$D55=\"\"),\"\",M70/'Historical scenario - input'!$D55),\"\")","v":12.528326553342696},{"$f":"IFERROR(IF(OR(N70=\"\",'Historical scenario - input'!$D55=\"\"),\"\",N70/'Historical scenario - input'!$D55),\"\")","v":12.707605983223884},{"$f":"IFERROR(IF(OR(O70=\"\",'Historical scenario - input'!$D55=\"\"),\"\",O70/'Historical scenario - input'!$D55),\"\")","v":12.753537077646719},{"$f":"IFERROR(IF(OR(P70=\"\",'Historical scenario - input'!$D55=\"\"),\"\",P70/'Historical scenario - input'!$D55),\"\")","v":12.664416259338831},{"$f":"IFERROR(IF(OR(Q70=\"\",'Historical scenario - input'!$D55=\"\"),\"\",Q70/'Historical scenario - input'!$D55),\"\")","v":12.44480311323046},{"$f":"IFERROR(IF(OR(R70=\"\",'Historical scenario - input'!$D55=\"\"),\"\",R70/'Historical scenario - input'!$D55),\"\")","v":12.105408433763463},{"$f":"IFERROR(IF(OR(S70=\"\",'Historical scenario - input'!$D55=\"\"),\"\",S70/'Historical scenario - input'!$D55),\"\")","v":11.662573017563851},{"$f":"IFERROR(IF(OR(T70=\"\",'Historical scenario - input'!$D55=\"\"),\"\",T70/'Historical scenario - input'!$D55),\"\")","v":11.137402367207727},{"$f":"IFERROR(IF(OR(U70=\"\",'Historical scenario - input'!$D55=\"\"),\"\",U70/'Historical scenario - input'!$D55),\"\")","v":10.554653946499723},{"$f":"IFERROR(IF(OR(V70=\"\",'Historical scenario - input'!$D55=\"\"),\"\",V70/'Historical scenario - input'!$D55),\"\")","v":9.9414916382303211},{"$f":"IFERROR(IF(OR(W70=\"\",'Historical scenario - input'!$D55=\"\"),\"\",W70/'Historical scenario - input'!$D55),\"\")","v":9.3262247118213928}]
[{"$f":"IFERROR('Historical scenario - input'!A56,\"\")","v":6},{"$f":"IFERROR('Historical scenario - input'!B56,\"\")","v":"UNDERGROUND CABLES"},{"$f":"IFERROR('Historical scenario - input'!C56,\"\")","v":"> 66 kv & < = 132 kv"},{"$f":"IFERROR(repcalc('Historical scenario - input'!$CV56:$GH56,'Historical scenario - input'!$G56,'Historical scenario - input'!$E56,'Historical scenario - input'!$F56,20,TRUE,TRUE),\"\")","v":6.1860676690355517E-3},1.1915897059012127E-2,2.2577501430162464E-2,4.2079454421059342E-2,7.7146841072862141E-2,0.13913280626254138,0.24683951239856888,0.43080912339087235,0.73969479945464767,1.249485534365157,2.0765179316739437,3.3953308357858565,5.4624585041770279,8.6471536723707132,13.469711841099542,20.64745917238351,31.147508211565459,46.244050779396076,67.576274342169185,97.201063954301873,{"$f":"IFERROR(IF(OR(D71=\"\",'Historical scenario - input'!$D56=\"\"),\"\",D71/'Historical scenario - input'!$D56),\"\")","v":6.1667418333071479E-6},{"$f":"IFERROR(IF(OR(E71=\"\",'Historical scenario - input'!$D56=\"\"),\"\",E71/'Historical scenario - input'!$D56),\"\")","v":1.1878670717264892E-5},{"$f":"IFERROR(IF(OR(F71=\"\",'Historical scenario - input'!$D56=\"\"),\"\",F71/'Historical scenario - input'!$D56),\"\")","v":2.2506967270637963E-5},{"$f":"IFERROR(IF(OR(G71=\"\",'Historical scenario - input'!$D56=\"\"),\"\",G71/'Historical scenario - input'!$D56),\"\")","v":4.1947994393915954E-5},{"$f":"IFERROR(IF(OR(H71=\"\",'Historical scenario - input'!$D56=\"\"),\"\",H71/'Historical scenario - input'!$D56),\"\")","v":7.690582735343546E-5},{"$f":"IFERROR(IF(OR(I71=\"\",'Historical scenario - input'!$D56=\"\"),\"\",I71/'Historical scenario - input'!$D56),\"\")","v":1.3869814277321023E-4},{"$f":"IFERROR(IF(OR(J71=\"\",'Historical scenario - input'!$D56=\"\"),\"\",J71/'Historical scenario - input'!$D56),\"\")","v":2.4606836340325926E-4},{"$f":"IFERROR(IF(OR(K71=\"\",'Historical scenario - input'!$D56=\"\"),\"\",K71/'Historical scenario - input'!$D56),\"\")","v":4.2946323666696466E-4},{"$f":"IFERROR(IF(OR(L71=\"\",'Historical scenario - input'!$D56=\"\"),\"\",L71/'Historical scenario - input'!$D56),\"\")","v":7.3738392590003555E-4},{"$f":"IFERROR(IF(OR(M71=\"\",'Historical scenario - input'!$D56=\"\"),\"\",M71/'Historical scenario - input'!$D56),\"\")","v":1.2455820283781424E-3},{"$f":"IFERROR(IF(OR(N71=\"\",'Historical scenario - input'!$D56=\"\"),\"\",N71/'Historical scenario - input'!$D56),\"\")","v":2.0700307015656329E-3},{"$f":"IFERROR(IF(OR(O71=\"\",'Historical scenario - input'!$D56=\"\"),\"\",O71/'Historical scenario - input'!$D56),\"\")","v":3.3847235147078103E-3},{"$f":"IFERROR(IF(OR(P71=\"\",'Historical scenario - input'!$D56=\"\"),\"\",P71/'Historical scenario - input'!$D56),\"\")","v":5.4453932890237309E-3},{"$f":"IFERROR(IF(OR(Q71=\"\",'Historical scenario - input'!$D56=\"\"),\"\",Q71/'Historical scenario - input'!$D56),\"\")","v":8.620139181044182E-3},{"$f":"IFERROR(IF(OR(R71=\"\",'Historical scenario - input'!$D56=\"\"),\"\",R71/'Historical scenario - input'!$D56),\"\")","v":1.3427631241229447E-2},{"$f":"IFERROR(IF(OR(S71=\"\",'Historical scenario - input'!$D56=\"\"),\"\",S71/'Historical scenario - input'!$D56),\"\")","v":2.0582954639694392E-2},{"$f":"IFERROR(IF(OR(T71=\"\",'Historical scenario - input'!$D56=\"\"),\"\",T71/'Historical scenario - input'!$D56),\"\")","v":3.1050200574589727E-2},{"$f":"IFERROR(IF(OR(U71=\"\",'Historical scenario - input'!$D56=\"\"),\"\",U71/'Historical scenario - input'!$D56),\"\")","v":4.6099580176002582E-2},{"$f":"IFERROR(IF(OR(V71=\"\",'Historical scenario - input'!$D56=\"\"),\"\",V71/'Historical scenario - input'!$D56),\"\")","v":6.7365159940105446E-2},{"$f":"IFERROR(IF(OR(W71=\"\",'Historical scenario - input'!$D56=\"\"),\"\",W71/'Historical scenario - input'!$D56),\"\")","v":9.6897399026093969E-2}]
[{"$f":"IFERROR('Historical scenario - input'!A57,\"\")","v":""},{"$f":"IFERROR('Historical scenario - input'!B57,\"\")","v":0},{"$f":"IFERROR('Historical scenario - input'!C57,\"\")","v":0},{"$f":"IFERROR(repcalc('Historical scenario - input'!$CV57:$GH57,'Historical scenario - input'!$G57,'Historical scenario - input'!$E57,'Historical scenario - input'!$F57,20,TRUE,TRUE),\"\")","v":""},"","","","","","","","","","","","","","","","","","","",{"$f":"IFERROR(IF(OR(D72=\"\",'Historical scenario - input'!$D57=\"\"),\"\",D72/'Historical scenario - input'!$D57),\"\")","v":""},{"$f":"IFERROR(IF(OR(E72=\"\",'Historical scenario - input'!$D57=\"\"),\"\",E72/'Historical scenario - input'!$D57),\"\")","v":""},{"$f":"IFERROR(IF(OR(F72=\"\",'Historical scenario - input'!$D57=\"\"),\"\",F72/'Historical scenario - input'!$D57),\"\")","v":""},{"$f":"IFERROR(IF(OR(G72=\"\",'Historical scenario - input'!$D57=\"\"),\"\",G72/'Historical scenario - input'!$D57),\"\")","v":""},{"$f":"IFERROR(IF(OR(H72=\"\",'Historical scenario - input'!$D57=\"\"),\"\",H72/'Historical scenario - input'!$D57),\"\")","v":""},{"$f":"IFERROR(IF(OR(I72=\"\",'Historical scenario - input'!$D57=\"\"),\"\",I72/'Historical scenario - input'!$D57),\"\")","v":""},{"$f":"IFERROR(IF(OR(J72=\"\",'Historical scenario - input'!$D57=\"\"),\"\",J72/'Historical scenario - input'!$D57),\"\")","v":""},{"$f":"IFERROR(IF(OR(K72=\"\",'Historical scenario - input'!$D57=\"\"),\"\",K72/'Historical scenario - input'!$D57),\"\")","v":""},{"$f":"IFERROR(IF(OR(L72=\"\",'Historical scenario - input'!$D57=\"\"),\"\",L72/'Historical scenario - input'!$D57),\"\")","v":""},{"$f":"IFERROR(IF(OR(M72=\"\",'Historical scenario - input'!$D57=\"\"),\"\",M72/'Historical scenario - input'!$D57),\"\")","v":""},{"$f":"IFERROR(IF(OR(N72=\"\",'Historical scenario - input'!$D57=\"\"),\"\",N72/'Historical scenario - input'!$D57),\"\")","v":""},{"$f":"IFERROR(IF(OR(O72=\"\",'Historical scenario - input'!$D57=\"\"),\"\",O72/'Historical scenario - input'!$D57),\"\")","v":""},{"$f":"IFERROR(IF(OR(P72=\"\",'Historical scenario - input'!$D57=\"\"),\"\",P72/'Historical scenario - input'!$D57),\"\")","v":""},{"$f":"IFERROR(IF(OR(Q72=\"\",'Historical scenario - input'!$D57=\"\"),\"\",Q72/'Historical scenario - input'!$D57),\"\")","v":""},{"$f":"IFERROR(IF(OR(R72=\"\",'Historical scenario - input'!$D57=\"\"),\"\",R72/'Historical scenario - input'!$D57),\"\")","v":""},{"$f":"IFERROR(IF(OR(S72=\"\",'Historical scenario - input'!$D57=\"\"),\"\",S72/'Historical scenario - input'!$D57),\"\")","v":""},{"$f":"IFERROR(IF(OR(T72=\"\",'Historical scenario - input'!$D57=\"\"),\"\",T72/'Historical scenario - input'!$D57),\"\")","v":""},{"$f":"IFERROR(IF(OR(U72=\"\",'Historical scenario - input'!$D57=\"\"),\"\",U72/'Historical scenario - input'!$D57),\"\")","v":""},{"$f":"IFERROR(IF(OR(V72=\"\",'Historical scenario - input'!$D57=\"\"),\"\",V72/'Historical scenario - input'!$D57),\"\")","v":""},{"$f":"IFERROR(IF(OR(W72=\"\",'Historical scenario - input'!$D57=\"\"),\"\",W72/'Historical scenario - input'!$D57),\"\")","v":""}]
[{"$f":"IFERROR('Historical scenario - input'!A58,\"\")","v":""},{"$f":"IFERROR('Historical scenario - input'!B58,\"\")","v":0},{"$f":"IFERROR('Historical scenario - input'!C58,\"\")","v":0},{"$f":"IFERROR(repcalc('Historical scenario - input'!$CV58:$GH58,'Historical scenario - input'!$G58,'Historical scenario - input'!$E58,'Historical scenario - input'!$F58,20,TRUE,TRUE),\"\")","v":""},"","","","","","","","","","","","","","","","","","","",{"$f":"IFERROR(IF(OR(D73=\"\",'Historical scenario - input'!$D58=\"\"),\"\",D73/'Historical scenario - input'!$D58),\"\")","v":""},{"$f":"IFERROR(IF(OR(E73=\"\",'Historical scenario - input'!$D58=\"\"),\"\",E73/'Historical scenario - input'!$D58),\"\")","v":""},{"$f":"IFERROR(IF(OR(F73=\"\",'Historical scenario - input'!$D58=\"\"),\"\",F73/'Historical scenario - input'!$D58),\"\")","v":""},{"$f":"IFERROR(IF(OR(G73=\"\",'Historical scenario - input'!$D58=\"\"),\"\",G73/'Historical scenario - input'!$D58),\"\")","v":""},{"$f":"IFERROR(IF(OR(H73=\"\",'Historical scenario - input'!$D58=\"\"),\"\",H73/'Historical scenario - input'!$D58),\"\")","v":""},{"$f":"IFERROR(IF(OR(I73=\"\",'Historical scenario - input'!$D58=\"\"),\"\",I73/'Historical scenario - input'!$D58),\"\")","v":""},{"$f":"IFERROR(IF(OR(J73=\"\",'Historical scenario - input'!$D58=\"\"),\"\",J73/'Historical scenario - input'!$D58),\"\")","v":""},{"$f":"IFERROR(IF(OR(K73=\"\",'Historical scenario - input'!$D58=\"\"),\"\",K73/'Historical scenario - input'!$D58),\"\")","v":""},{"$f":"IFERROR(IF(OR(L73=\"\",'Historical scenario - input'!$D58=\"\"),\"\",L73/'Historical scenario - input'!$D58),\"\")","v":""},{"$f":"IFERROR(IF(OR(M73=\"\",'Historical scenario - input'!$D58=\"\"),\"\",M73/'Historical scenario - input'!$D58),\"\")","v":""},{"$f":"IFERROR(IF(OR(N73=\"\",'Historical scenario - input'!$D58=\"\"),\"\",N73/'Historical scenario - input'!$D58),\"\")","v":""},{"$f":"IFERROR(IF(OR(O73=\"\",'Historical scenario - input'!$D58=\"\"),\"\",O73/'Historical scenario - input'!$D58),\"\")","v":""},{"$f":"IFERROR(IF(OR(P73=\"\",'Historical scenario - input'!$D58=\"\"),\"\",P73/'Historical scenario - input'!$D58),\"\")","v":""},{"$f":"IFERROR(IF(OR(Q73=\"\",'Historical scenario - input'!$D58=\"\"),\"\",Q73/'Historical scenario - input'!$D58),\"\")","v":""},{"$f":"IFERROR(IF(OR(R73=\"\",'Historical scenario - input'!$D58=\"\"),\"\",R73/'Historical scenario - input'!$D58),\"\")","v":""},{"$f":"IFERROR(IF(OR(S73=\"\",'Historical scenario - input'!$D58=\"\"),\"\",S73/'Historical scenario - input'!$D58),\"\")","v":""},{"$f":"IFERROR(IF(OR(T73=\"\",'Historical scenario - input'!$D58=\"\"),\"\",T73/'Historical scenario - input'!$D58),\"\")","v":""},{"$f":"IFERROR(IF(OR(U73=\"\",'Historical scenario - input'!$D58=\"\"),\"\",U73/'Historical scenario - input'!$D58),\"\")","v":""},{"$f":"IFERROR(IF(OR(V73=\"\",'Historical scenario - input'!$D58=\"\"),\"\",V73/'Historical scenario - input'!$D58),\"\")","v":""},{"$f":"IFERROR(IF(OR(W73=\"\",'Historical scenario - input'!$D58=\"\"),\"\",W73/'Historical scenario - input'!$D58),\"\")","v":""}]
[{"$f":"IFERROR('Historical scenario - input'!A59,\"\")","v":""},{"$f":"IFERROR('Historical scenario - input'!B59,\"\")","v":0},{"$f":"IFERROR('Historical scenario - input'!C59,\"\")","v":0},{"$f":"IFERROR(repcalc('Historical scenario - input'!$CV59:$GH59,'Historical scenario - input'!$G59,'Historical scenario - input'!$E59,'Historical scenario - input'!$F59,20,TRUE,TRUE),\"\")","v":""},"","","","","","","","","","","","","","","","","","","",{"$f":"IFERROR(IF(OR(D74=\"\",'Historical scenario - input'!$D59=\"\"),\"\",D74/'Historical scenario - input'!$D59),\"\")","v":""},{"$f":"IFERROR(IF(OR(E74=\"\",'Historical scenario - input'!$D59=\"\"),\"\",E74/'Historical scenario - input'!$D59),\"\")","v":""},{"$f":"IFERROR(IF(OR(F74=\"\",'Historical scenario - input'!$D59=\"\"),\"\",F74/'Historical scenario - input'!$D59),\"\")","v":""},{"$f":"IFERROR(IF(OR(G74=\"\",'Historical scenario - input'!$D59=\"\"),\"\",G74/'Historical scenario - input'!$D59),\"\")","v":""},{"$f":"IFERROR(IF(OR(H74=\"\",'Historical scenario - input'!$D59=\"\"),\"\",H74/'Historical scenario - input'!$D59),\"\")","v":""},{"$f":"IFERROR(IF(OR(I74=\"\",'Historical scenario - input'!$D59=\"\"),\"\",I74/'Historical scenario - input'!$D59),\"\")","v":""},{"$f":"IFERROR(IF(OR(J74=\"\",'Historical scenario - input'!$D59=\"\"),\"\",J74/'Historical scenario - input'!$D59),\"\")","v":""},{"$f":"IFERROR(IF(OR(K74=\"\",'Historical scenario - input'!$D59=\"\"),\"\",K74/'Historical scenario - input'!$D59),\"\")","v":""},{"$f":"IFERROR(IF(OR(L74=\"\",'Historical scenario - input'!$D59=\"\"),\"\",L74/'Historical scenario - input'!$D59),\"\")","v":""},{"$f":"IFERROR(IF(OR(M74=\"\",'Historical scenario - input'!$D59=\"\"),\"\",M74/'Historical scenario - input'!$D59),\"\")","v":""},{"$f":"IFERROR(IF(OR(N74=\"\",'Historical scenario - input'!$D59=\"\"),\"\",N74/'Historical scenario - input'!$D59),\"\")","v":""},{"$f":"IFERROR(IF(OR(O74=\"\",'Historical scenario - input'!$D59=\"\"),\"\",O74/'Historical scenario - input'!$D59),\"\")","v":""},{"$f":"IFERROR(IF(OR(P74=\"\",'Historical scenario - input'!$D59=\"\"),\"\",P74/'Historical scenario - input'!$D59),\"\")","v":""},{"$f":"IFERROR(IF(OR(Q74=\"\",'Historical scenario - input'!$D59=\"\"),\"\",Q74/'Historical scenario - input'!$D59),\"\")","v":""},{"$f":"IFERROR(IF(OR(R74=\"\",'Historical scenario - input'!$D59=\"\"),\"\",R74/'Historical scenario - input'!$D59),\"\")","v":""},{"$f":"IFERROR(IF(OR(S74=\"\",'Historical scenario - input'!$D59=\"\"),\"\",S74/'Historical scenario - input'!$D59),\"\")","v":""},{"$f":"IFERROR(IF(OR(T74=\"\",'Historical scenario - input'!$D59=\"\"),\"\",T74/'Historical scenario - input'!$D59),\"\")","v":""},{"$f":"IFERROR(IF(OR(U74=\"\",'Historical scenario - input'!$D59=\"\"),\"\",U74/'Historical scenario - input'!$D59),\"\")","v":""},{"$f":"IFERROR(IF(OR(V74=\"\",'Historical scenario - input'!$D59=\"\"),\"\",V74/'Historical scenario - input'!$D59),\"\")","v":""},{"$f":"IFERROR(IF(OR(W74=\"\",'Historical scenario - input'!$D59=\"\"),\"\",W74/'Historical scenario - input'!$D59),\"\")","v":""}]
[{"$f":"IFERROR('Historical scenario - input'!A60,\"\")","v":""},{"$f":"IFERROR('Historical scenario - input'!B60,\"\")","v":0},{"$f":"IFERROR('Historical scenario - input'!C60,\"\")","v":0},{"$f":"IFERROR(repcalc('Historical scenario - input'!$CV60:$GH60,'Historical scenario - input'!$G60,'Historical scenario - input'!$E60,'Historical scenario - input'!$F60,20,TRUE,TRUE),\"\")","v":""},"","","","","","","","","","","","","","","","","","","",{"$f":"IFERROR(IF(OR(D75=\"\",'Historical scenario - input'!$D60=\"\"),\"\",D75/'Historical scenario - input'!$D60),\"\")","v":""},{"$f":"IFERROR(IF(OR(E75=\"\",'Historical scenario - input'!$D60=\"\"),\"\",E75/'Historical scenario - input'!$D60),\"\")","v":""},{"$f":"IFERROR(IF(OR(F75=\"\",'Historical scenario - input'!$D60=\"\"),\"\",F75/'Historical scenario - input'!$D60),\"\")","v":""},{"$f":"IFERROR(IF(OR(G75=\"\",'Historical scenario - input'!$D60=\"\"),\"\",G75/'Historical scenario - input'!$D60),\"\")","v":""},{"$f":"IFERROR(IF(OR(H75=\"\",'Historical scenario - input'!$D60=\"\"),\"\",H75/'Historical scenario - input'!$D60),\"\")","v":""},{"$f":"IFERROR(IF(OR(I75=\"\",'Historical scenario - input'!$D60=\"\"),\"\",I75/'Historical scenario - input'!$D60),\"\")","v":""},{"$f":"IFERROR(IF(OR(J75=\"\",'Historical scenario - input'!$D60=\"\"),\"\",J75/'Historical scenario - input'!$D60),\"\")","v":""},{"$f":"IFERROR(IF(OR(K75=\"\",'Historical scenario - input'!$D60=\"\"),\"\",K75/'Historical scenario - input'!$D60),\"\")","v":""},{"$f":"IFERROR(IF(OR(L75=\"\",'Historical scenario - input'!$D60=\"\"),\"\",L75/'Historical scenario - input'!$D60),\"\")","v":""},{"$f":"IFERROR(IF(OR(M75=\"\",'Historical scenario - input'!$D60=\"\"),\"\",M75/'Historical scenario - input'!$D60),\"\")","v":""},{"$f":"IFERROR(IF(OR(N75=\"\",'Historical scenario - input'!$D60=\"\"),\"\",N75/'Historical scenario - input'!$D60),\"\")","v":""},{"$f":"IFERROR(IF(OR(O75=\"\",'Historical scenario - input'!$D60=\"\"),\"\",O75/'Historical scenario - input'!$D60),\"\")","v":""},{"$f":"IFERROR(IF(OR(P75=\"\",'Historical scenario - input'!$D60=\"\"),\"\",P75/'Historical scenario - input'!$D60),\"\")","v":""},{"$f":"IFERROR(IF(OR(Q75=\"\",'Historical scenario - input'!$D60=\"\"),\"\",Q75/'Historical scenario - input'!$D60),\"\")","v":""},{"$f":"IFERROR(IF(OR(R75=\"\",'Historical scenario - input'!$D60=\"\"),\"\",R75/'Historical scenario - input'!$D60),\"\")","v":""},{"$f":"IFERROR(IF(OR(S75=\"\",'Historical scenario - input'!$D60=\"\"),\"\",S75/'Historical scenario - input'!$D60),\"\")","v":""},{"$f":"IFERROR(IF(OR(T75=\"\",'Historical scenario - input'!$D60=\"\"),\"\",T75/'Historical scenario - input'!$D60),\"\")","v":""},{"$f":"IFERROR(IF(OR(U75=\"\",'Historical scenario - input'!$D60=\"\"),\"\",U75/'Historical scenario - input'!$D60),\"\")","v":""},{"$f":"IFERROR(IF(OR(V75=\"\",'Historical scenario - input'!$D60=\"\"),\"\",V75/'Historical scenario - input'!$D60),\"\")","v":""},{"$f":"IFERROR(IF(OR(W75=\"\",'Historical scenario - input'!$D60=\"\"),\"\",W75/'Historical scenario - input'!$D60),\"\")","v":""}]
[{"$f":"IFERROR('Historical scenario - input'!A61,\"\")","v":""},{"$f":"IFERROR('Historical scenario - input'!B61,\"\")","v":0},{"$f":"IFERROR('Historical scenario - input'!C61,\"\")","v":0},{"$f":"IFERROR(repcalc('Historical scenario - input'!$CV61:$GH61,'Historical scenario - input'!$G61,'Historical scenario - input'!$E61,'Historical scenario - input'!$F61,20,TRUE,TRUE),\"\")","v":""},"","","","","","","","","","","","","","","","","","","",{"$f":"IFERROR(IF(OR(D76=\"\",'Historical scenario - input'!$D61=\"\"),\"\",D76/'Historical scenario - input'!$D61),\"\")","v":""},{"$f":"IFERROR(IF(OR(E76=\"\",'Historical scenario - input'!$D61=\"\"),\"\",E76/'Historical scenario - input'!$D61),\"\")","v":""},{"$f":"IFERROR(IF(OR(F76=\"\",'Historical scenario - input'!$D61=\"\"),\"\",F76/'Historical scenario - input'!$D61),\"\")","v":""},{"$f":"IFERROR(IF(OR(G76=\"\",'Historical scenario - input'!$D61=\"\"),\"\",G76/'Historical scenario - input'!$D61),\"\")","v":""},{"$f":"IFERROR(IF(OR(H76=\"\",'Historical scenario - input'!$D61=\"\"),\"\",H76/'Historical scenario - input'!$D61),\"\")","v":""},{"$f":"IFERROR(IF(OR(I76=\"\",'Historical scenario - input'!$D61=\"\"),\"\",I76/'Historical scenario - input'!$D61),\"\")","v":""},{"$f":"IFERROR(IF(OR(J76=\"\",'Historical scenario - input'!$D61=\"\"),\"\",J76/'Historical scenario - input'!$D61),\"\")","v":""},{"$f":"IFERROR(IF(OR(K76=\"\",'Historical scenario - input'!$D61=\"\"),\"\",K76/'Historical scenario - input'!$D61),\"\")","v":""},{"$f":"IFERROR(IF(OR(L76=\"\",'Historical scenario - input'!$D61=\"\"),\"\",L76/'Historical scenario - input'!$D61),\"\")","v":""},{"$f":"IFERROR(IF(OR(M76=\"\",'Historical scenario - input'!$D61=\"\"),\"\",M76/'Historical scenario - input'!$D61),\"\")","v":""},{"$f":"IFERROR(IF(OR(N76=\"\",'Historical scenario - input'!$D61=\"\"),\"\",N76/'Historical scenario - input'!$D61),\"\")","v":""},{"$f":"IFERROR(IF(OR(O76=\"\",'Historical scenario - input'!$D61=\"\"),\"\",O76/'Historical scenario - input'!$D61),\"\")","v":""},{"$f":"IFERROR(IF(OR(P76=\"\",'Historical scenario - input'!$D61=\"\"),\"\",P76/'Historical scenario - input'!$D61),\"\")","v":""},{"$f":"IFERROR(IF(OR(Q76=\"\",'Historical scenario - input'!$D61=\"\"),\"\",Q76/'Historical scenario - input'!$D61),\"\")","v":""},{"$f":"IFERROR(IF(OR(R76=\"\",'Historical scenario - input'!$D61=\"\"),\"\",R76/'Historical scenario - input'!$D61),\"\")","v":""},{"$f":"IFERROR(IF(OR(S76=\"\",'Historical scenario - input'!$D61=\"\"),\"\",S76/'Historical scenario - input'!$D61),\"\")","v":""},{"$f":"IFERROR(IF(OR(T76=\"\",'Historical scenario - input'!$D61=\"\"),\"\",T76/'Historical scenario - input'!$D61),\"\")","v":""},{"$f":"IFERROR(IF(OR(U76=\"\",'Historical scenario - input'!$D61=\"\"),\"\",U76/'Historical scenario - input'!$D61),\"\")","v":""},{"$f":"IFERROR(IF(OR(V76=\"\",'Historical scenario - input'!$D61=\"\"),\"\",V76/'Historical scenario - input'!$D61),\"\")","v":""},{"$f":"IFERROR(IF(OR(W76=\"\",'Historical scenario - input'!$D61=\"\"),\"\",W76/'Historical scenario - input'!$D61),\"\")","v":""}]
[{"$f":"IFERROR('Historical scenario - input'!A62,\"\")","v":""},{"$f":"IFERROR('Historical scenario - input'!B62,\"\")","v":0},{"$f":"IFERROR('Historical scenario - input'!C62,\"\")","v":0},{"$f":"IFERROR(repcalc('Historical scenario - input'!$CV62:$GH62,'Historical scenario - input'!$G62,'Historical scenario - input'!$E62,'Historical scenario - input'!$F62,20,TRUE,TRUE),\"\")","v":""},"","","","","","","","","","","","","","","","","","","",{"$f":"IFERROR(IF(OR(D77=\"\",'Historical scenario - input'!$D62=\"\"),\"\",D77/'Historical scenario - input'!$D62),\"\")","v":""},{"$f":"IFERROR(IF(OR(E77=\"\",'Historical scenario - input'!$D62=\"\"),\"\",E77/'Historical scenario - input'!$D62),\"\")","v":""},{"$f":"IFERROR(IF(OR(F77=\"\",'Historical scenario - input'!$D62=\"\"),\"\",F77/'Historical scenario - input'!$D62),\"\")","v":""},{"$f":"IFERROR(IF(OR(G77=\"\",'Historical scenario - input'!$D62=\"\"),\"\",G77/'Historical scenario - input'!$D62),\"\")","v":""},{"$f":"IFERROR(IF(OR(H77=\"\",'Historical scenario - input'!$D62=\"\"),\"\",H77/'Historical scenario - input'!$D62),\"\")","v":""},{"$f":"IFERROR(IF(OR(I77=\"\",'Historical scenario - input'!$D62=\"\"),\"\",I77/'Historical scenario - input'!$D62),\"\")","v":""},{"$f":"IFERROR(IF(OR(J77=\"\",'Historical scenario - input'!$D62=\"\"),\"\",J77/'Historical scenario - input'!$D62),\"\")","v":""},{"$f":"IFERROR(IF(OR(K77=\"\",'Historical scenario - input'!$D62=\"\"),\"\",K77/'Historical scenario - input'!$D62),\"\")","v":""},{"$f":"IFERROR(IF(OR(L77=\"\",'Historical scenario - input'!$D62=\"\"),\"\",L77/'Historical scenario - input'!$D62),\"\")","v":""},{"$f":"IFERROR(IF(OR(M77=\"\",'Historical scenario - input'!$D62=\"\"),\"\",M77/'Historical scenario - input'!$D62),\"\")","v":""},{"$f":"IFERROR(IF(OR(N77=\"\",'Historical scenario - input'!$D62=\"\"),\"\",N77/'Historical scenario - input'!$D62),\"\")","v":""},{"$f":"IFERROR(IF(OR(O77=\"\",'Historical scenario - input'!$D62=\"\"),\"\",O77/'Historical scenario - input'!$D62),\"\")","v":""},{"$f":"IFERROR(IF(OR(P77=\"\",'Historical scenario - input'!$D62=\"\"),\"\",P77/'Historical scenario - input'!$D62),\"\")","v":""},{"$f":"IFERROR(IF(OR(Q77=\"\",'Historical scenario - input'!$D62=\"\"),\"\",Q77/'Historical scenario - input'!$D62),\"\")","v":""},{"$f":"IFERROR(IF(OR(R77=\"\",'Historical scenario - input'!$D62=\"\"),\"\",R77/'Historical scenario - input'!$D62),\"\")","v":""},{"$f":"IFERROR(IF(OR(S77=\"\",'Historical scenario - input'!$D62=\"\"),\"\",S77/'Historical scenario - input'!$D62),\"\")","v":""},{"$f":"IFERROR(IF(OR(T77=\"\",'Historical scenario - input'!$D62=\"\"),\"\",T77/'Historical scenario - input'!$D62),\"\")","v":""},{"$f":"IFERROR(IF(OR(U77=\"\",'Historical scenario - input'!$D62=\"\"),\"\",U77/'Historical scenario - input'!$D62),\"\")","v":""},{"$f":"IFERROR(IF(OR(V77=\"\",'Historical scenario - input'!$D62=\"\"),\"\",V77/'Historical scenario - input'!$D62),\"\")","v":""},{"$f":"IFERROR(IF(OR(W77=\"\",'Historical scenario - input'!$D62=\"\"),\"\",W77/'Historical scenario - input'!$D62),\"\")","v":""}]
[{"$f":"IFERROR('Historical scenario - input'!A63,\"\")","v":""},{"$f":"IFERROR('Historical scenario - input'!B63,\"\")","v":0},{"$f":"IFERROR('Historical scenario - input'!C63,\"\")","v":0},{"$f":"IFERROR(repcalc('Historical scenario - input'!$CV63:$GH63,'Historical scenario - input'!$G63,'Historical scenario - input'!$E63,'Historical scenario - input'!$F63,20,TRUE,TRUE),\"\")","v":""},"","","","","","","","","","","","","","","","","","","",{"$f":"IFERROR(IF(OR(D78=\"\",'Historical scenario - input'!$D63=\"\"),\"\",D78/'Historical scenario - input'!$D63),\"\")","v":""},{"$f":"IFERROR(IF(OR(E78=\"\",'Historical scenario - input'!$D63=\"\"),\"\",E78/'Historical scenario - input'!$D63),\"\")","v":""},{"$f":"IFERROR(IF(OR(F78=\"\",'Historical scenario - input'!$D63=\"\"),\"\",F78/'Historical scenario - input'!$D63),\"\")","v":""},{"$f":"IFERROR(IF(OR(G78=\"\",'Historical scenario - input'!$D63=\"\"),\"\",G78/'Historical scenario - input'!$D63),\"\")","v":""},{"$f":"IFERROR(IF(OR(H78=\"\",'Historical scenario - input'!$D63=\"\"),\"\",H78/'Historical scenario - input'!$D63),\"\")","v":""},{"$f":"IFERROR(IF(OR(I78=\"\",'Historical scenario - input'!$D63=\"\"),\"\",I78/'Historical scenario - input'!$D63),\"\")","v":""},{"$f":"IFERROR(IF(OR(J78=\"\",'Historical scenario - input'!$D63=\"\"),\"\",J78/'Historical scenario - input'!$D63),\"\")","v":""},{"$f":"IFERROR(IF(OR(K78=\"\",'Historical scenario - input'!$D63=\"\"),\"\",K78/'Historical scenario - input'!$D63),\"\")","v":""},{"$f":"IFERROR(IF(OR(L78=\"\",'Historical scenario - input'!$D63=\"\"),\"\",L78/'Historical scenario - input'!$D63),\"\")","v":""},{"$f":"IFERROR(IF(OR(M78=\"\",'Historical scenario - input'!$D63=\"\"),\"\",M78/'Historical scenario - input'!$D63),\"\")","v":""},{"$f":"IFERROR(IF(OR(N78=\"\",'Historical scenario - input'!$D63=\"\"),\"\",N78/'Historical scenario - input'!$D63),\"\")","v":""},{"$f":"IFERROR(IF(OR(O78=\"\",'Historical scenario - input'!$D63=\"\"),\"\",O78/'Historical scenario - input'!$D63),\"\")","v":""},{"$f":"IFERROR(IF(OR(P78=\"\",'Historical scenario - input'!$D63=\"\"),\"\",P78/'Historical scenario - input'!$D63),\"\")","v":""},{"$f":"IFERROR(IF(OR(Q78=\"\",'Historical scenario - input'!$D63=\"\"),\"\",Q78/'Historical scenario - input'!$D63),\"\")","v":""},{"$f":"IFERROR(IF(OR(R78=\"\",'Historical scenario - input'!$D63=\"\"),\"\",R78/'Historical scenario - input'!$D63),\"\")","v":""},{"$f":"IFERROR(IF(OR(S78=\"\",'Historical scenario - input'!$D63=\"\"),\"\",S78/'Historical scenario - input'!$D63),\"\")","v":""},{"$f":"IFERROR(IF(OR(T78=\"\",'Historical scenario - input'!$D63=\"\"),\"\",T78/'Historical scenario - input'!$D63),\"\")","v":""},{"$f":"IFERROR(IF(OR(U78=\"\",'Historical scenario - input'!$D63=\"\"),\"\",U78/'Historical scenario - input'!$D63),\"\")","v":""},{"$f":"IFERROR(IF(OR(V78=\"\",'Historical scenario - input'!$D63=\"\"),\"\",V78/'Historical scenario - input'!$D63),\"\")","v":""},{"$f":"IFERROR(IF(OR(W78=\"\",'Historical scenario - input'!$D63=\"\"),\"\",W78/'Historical scenario - input'!$D63),\"\")","v":""}]
[{"$f":"IFERROR('Historical scenario - input'!A64,\"\")","v":""},{"$f":"IFERROR('Historical scenario - input'!B64,\"\")","v":0},{"$f":"IFERROR('Historical scenario - input'!C64,\"\")","v":0},{"$f":"IFERROR(repcalc('Historical scenario - input'!$CV64:$GH64,'Historical scenario - input'!$G64,'Historical scenario - input'!$E64,'Historical scenario - input'!$F64,20,TRUE,TRUE),\"\")","v":""},"","","","","","","","","","","","","","","","","","","",{"$f":"IFERROR(IF(OR(D79=\"\",'Historical scenario - input'!$D64=\"\"),\"\",D79/'Historical scenario - input'!$D64),\"\")","v":""},{"$f":"IFERROR(IF(OR(E79=\"\",'Historical scenario - input'!$D64=\"\"),\"\",E79/'Historical scenario - input'!$D64),\"\")","v":""},{"$f":"IFERROR(IF(OR(F79=\"\",'Historical scenario - input'!$D64=\"\"),\"\",F79/'Historical scenario - input'!$D64),\"\")","v":""},{"$f":"IFERROR(IF(OR(G79=\"\",'Historical scenario - input'!$D64=\"\"),\"\",G79/'Historical scenario - input'!$D64),\"\")","v":""},{"$f":"IFERROR(IF(OR(H79=\"\",'Historical scenario - input'!$D64=\"\"),\"\",H79/'Historical scenario - input'!$D64),\"\")","v":""},{"$f":"IFERROR(IF(OR(I79=\"\",'Historical scenario - input'!$D64=\"\"),\"\",I79/'Historical scenario - input'!$D64),\"\")","v":""},{"$f":"IFERROR(IF(OR(J79=\"\",'Historical scenario - input'!$D64=\"\"),\"\",J79/'Historical scenario - input'!$D64),\"\")","v":""},{"$f":"IFERROR(IF(OR(K79=\"\",'Historical scenario - input'!$D64=\"\"),\"\",K79/'Historical scenario - input'!$D64),\"\")","v":""},{"$f":"IFERROR(IF(OR(L79=\"\",'Historical scenario - input'!$D64=\"\"),\"\",L79/'Historical scenario - input'!$D64),\"\")","v":""},{"$f":"IFERROR(IF(OR(M79=\"\",'Historical scenario - input'!$D64=\"\"),\"\",M79/'Historical scenario - input'!$D64),\"\")","v":""},{"$f":"IFERROR(IF(OR(N79=\"\",'Historical scenario - input'!$D64=\"\"),\"\",N79/'Historical scenario - input'!$D64),\"\")","v":""},{"$f":"IFERROR(IF(OR(O79=\"\",'Historical scenario - input'!$D64=\"\"),\"\",O79/'Historical scenario - input'!$D64),\"\")","v":""},{"$f":"IFERROR(IF(OR(P79=\"\",'Historical scenario - input'!$D64=\"\"),\"\",P79/'Historical scenario - input'!$D64),\"\")","v":""},{"$f":"IFERROR(IF(OR(Q79=\"\",'Historical scenario - input'!$D64=\"\"),\"\",Q79/'Historical scenario - input'!$D64),\"\")","v":""},{"$f":"IFERROR(IF(OR(R79=\"\",'Historical scenario - input'!$D64=\"\"),\"\",R79/'Historical scenario - input'!$D64),\"\")","v":""},{"$f":"IFERROR(IF(OR(S79=\"\",'Historical scenario - input'!$D64=\"\"),\"\",S79/'Historical scenario - input'!$D64),\"\")","v":""},{"$f":"IFERROR(IF(OR(T79=\"\",'Historical scenario - input'!$D64=\"\"),\"\",T79/'Historical scenario - input'!$D64),\"\")","v":""},{"$f":"IFERROR(IF(OR(U79=\"\",'Historical scenario - input'!$D64=\"\"),\"\",U79/'Historical scenario - input'!$D64),\"\")","v":""},{"$f":"IFERROR(IF(OR(V79=\"\",'Historical scenario - input'!$D64=\"\"),\"\",V79/'Historical scenario - input'!$D64),\"\")","v":""},{"$f":"IFERROR(IF(OR(W79=\"\",'Historical scenario - input'!$D64=\"\"),\"\",W79/'Historical scenario - input'!$D64),\"\")","v":""}]
[{"$f":"IFERROR('Historical scenario - input'!A65,\"\")","v":""},{"$f":"IFERROR('Historical scenario - input'!B65,\"\")","v":0},{"$f":"IFERROR('Historical scenario - input'!C65,\"\")","v":0},{"$f":"IFERROR(repcalc('Historical scenario - input'!$CV65:$GH65,'Historical scenario - input'!$G65,'Historical scenario - input'!$E65,'Historical scenario - input'!$F65,20,TRUE,TRUE),\"\")","v":""},"","","","","","","","","","","","","","","","","","","",{"$f":"IFERROR(IF(OR(D80=\"\",'Historical scenario - input'!$D65=\"\"),\"\",D80/'Historical scenario - input'!$D65),\"\")","v":""},{"$f":"IFERROR(IF(OR(E80=\"\",'Historical scenario - input'!$D65=\"\"),\"\",E80/'Historical scenario - input'!$D65),\"\")","v":""},{"$f":"IFERROR(IF(OR(F80=\"\",'Historical scenario - input'!$D65=\"\"),\"\",F80/'Historical scenario - input'!$D65),\"\")","v":""},{"$f":"IFERROR(IF(OR(G80=\"\",'Historical scenario - input'!$D65=\"\"),\"\",G80/'Historical scenario - input'!$D65),\"\")","v":""},{"$f":"IFERROR(IF(OR(H80=\"\",'Historical scenario - input'!$D65=\"\"),\"\",H80/'Historical scenario - input'!$D65),\"\")","v":""},{"$f":"IFERROR(IF(OR(I80=\"\",'Historical scenario - input'!$D65=\"\"),\"\",I80/'Historical scenario - input'!$D65),\"\")","v":""},{"$f":"IFERROR(IF(OR(J80=\"\",'Historical scenario - input'!$D65=\"\"),\"\",J80/'Historical scenario - input'!$D65),\"\")","v":""},{"$f":"IFERROR(IF(OR(K80=\"\",'Historical scenario - input'!$D65=\"\"),\"\",K80/'Historical scenario - input'!$D65),\"\")","v":""},{"$f":"IFERROR(IF(OR(L80=\"\",'Historical scenario - input'!$D65=\"\"),\"\",L80/'Historical scenario - input'!$D65),\"\")","v":""},{"$f":"IFERROR(IF(OR(M80=\"\",'Historical scenario - input'!$D65=\"\"),\"\",M80/'Historical scenario - input'!$D65),\"\")","v":""},{"$f":"IFERROR(IF(OR(N80=\"\",'Historical scenario - input'!$D65=\"\"),\"\",N80/'Historical scenario - input'!$D65),\"\")","v":""},{"$f":"IFERROR(IF(OR(O80=\"\",'Historical scenario - input'!$D65=\"\"),\"\",O80/'Historical scenario - input'!$D65),\"\")","v":""},{"$f":"IFERROR(IF(OR(P80=\"\",'Historical scenario - input'!$D65=\"\"),\"\",P80/'Historical scenario - input'!$D65),\"\")","v":""},{"$f":"IFERROR(IF(OR(Q80=\"\",'Historical scenario - input'!$D65=\"\"),\"\",Q80/'Historical scenario - input'!$D65),\"\")","v":""},{"$f":"IFERROR(IF(OR(R80=\"\",'Historical scenario - input'!$D65=\"\"),\"\",R80/'Historical scenario - input'!$D65),\"\")","v":""},{"$f":"IFERROR(IF(OR(S80=\"\",'Historical scenario - input'!$D65=\"\"),\"\",S80/'Historical scenario - input'!$D65),\"\")","v":""},{"$f":"IFERROR(IF(OR(T80=\"\",'Historical scenario - input'!$D65=\"\"),\"\",T80/'Historical scenario - input'!$D65),\"\")","v":""},{"$f":"IFERROR(IF(OR(U80=\"\",'Historical scenario - input'!$D65=\"\"),\"\",U80/'Historical scenario - input'!$D65),\"\")","v":""},{"$f":"IFERROR(IF(OR(V80=\"\",'Historical scenario - input'!$D65=\"\"),\"\",V80/'Historical scenario - input'!$D65),\"\")","v":""},{"$f":"IFERROR(IF(OR(W80=\"\",'Historical scenario - input'!$D65=\"\"),\"\",W80/'Historical scenario - input'!$D65),\"\")","v":""}]
[{"$f":"IFERROR('Historical scenario - input'!A66,\"\")","v":""},{"$f":"IFERROR('Historical scenario - input'!B66,\"\")","v":0},{"$f":"IFERROR('Historical scenario - input'!C66,\"\")","v":0},{"$f":"IFERROR(repcalc('Historical scenario - input'!$CV66:$GH66,'Historical scenario - input'!$G66,'Historical scenario - input'!$E66,'Historical scenario - input'!$F66,20,TRUE,TRUE),\"\")","v":""},"","","","","","","","","","","","","","","","","","","",{"$f":"IFERROR(IF(OR(D81=\"\",'Historical scenario - input'!$D66=\"\"),\"\",D81/'Historical scenario - input'!$D66),\"\")","v":""},{"$f":"IFERROR(IF(OR(E81=\"\",'Historical scenario - input'!$D66=\"\"),\"\",E81/'Historical scenario - input'!$D66),\"\")","v":""},{"$f":"IFERROR(IF(OR(F81=\"\",'Historical scenario - input'!$D66=\"\"),\"\",F81/'Historical scenario - input'!$D66),\"\")","v":""},{"$f":"IFERROR(IF(OR(G81=\"\",'Historical scenario - input'!$D66=\"\"),\"\",G81/'Historical scenario - input'!$D66),\"\")","v":""},{"$f":"IFERROR(IF(OR(H81=\"\",'Historical scenario - input'!$D66=\"\"),\"\",H81/'Historical scenario - input'!$D66),\"\")","v":""},{"$f":"IFERROR(IF(OR(I81=\"\",'Historical scenario - input'!$D66=\"\"),\"\",I81/'Historical scenario - input'!$D66),\"\")","v":""},{"$f":"IFERROR(IF(OR(J81=\"\",'Historical scenario - input'!$D66=\"\"),\"\",J81/'Historical scenario - input'!$D66),\"\")","v":""},{"$f":"IFERROR(IF(OR(K81=\"\",'Historical scenario - input'!$D66=\"\"),\"\",K81/'Historical scenario - input'!$D66),\"\")","v":""},{"$f":"IFERROR(IF(OR(L81=\"\",'Historical scenario - input'!$D66=\"\"),\"\",L81/'Historical scenario - input'!$D66),\"\")","v":""},{"$f":"IFERROR(IF(OR(M81=\"\",'Historical scenario - input'!$D66=\"\"),\"\",M81/'Historical scenario - input'!$D66),\"\")","v":""},{"$f":"IFERROR(IF(OR(N81=\"\",'Historical scenario - input'!$D66=\"\"),\"\",N81/'Historical scenario - input'!$D66),\"\")","v":""},{"$f":"IFERROR(IF(OR(O81=\"\",'Historical scenario - input'!$D66=\"\"),\"\",O81/'Historical scenario - input'!$D66),\"\")","v":""},{"$f":"IFERROR(IF(OR(P81=\"\",'Historical scenario - input'!$D66=\"\"),\"\",P81/'Historical scenario - input'!$D66),\"\")","v":""},{"$f":"IFERROR(IF(OR(Q81=\"\",'Historical scenario - input'!$D66=\"\"),\"\",Q81/'Historical scenario - input'!$D66),\"\")","v":""},{"$f":"IFERROR(IF(OR(R81=\"\",'Historical scenario - input'!$D66=\"\"),\"\",R81/'Historical scenario - input'!$D66),\"\")","v":""},{"$f":"IFERROR(IF(OR(S81=\"\",'Historical scenario - input'!$D66=\"\"),\"\",S81/'Historical scenario - input'!$D66),\"\")","v":""},{"$f":"IFERROR(IF(OR(T81=\"\",'Historical scenario - input'!$D66=\"\"),\"\",T81/'Historical scenario - input'!$D66),\"\")","v":""},{"$f":"IFERROR(IF(OR(U81=\"\",'Historical scenario - input'!$D66=\"\"),\"\",U81/'Historical scenario - input'!$D66),\"\")","v":""},{"$f":"IFERROR(IF(OR(V81=\"\",'Historical scenario - input'!$D66=\"\"),\"\",V81/'Historical scenario - input'!$D66),\"\")","v":""},{"$f":"IFERROR(IF(OR(W81=\"\",'Historical scenario - input'!$D66=\"\"),\"\",W81/'Historical scenario - input'!$D66),\"\")","v":""}]
[{"$f":"IFERROR('Historical scenario - input'!A67,\"\")","v":""},{"$f":"IFERROR('Historical scenario - input'!B67,\"\")","v":0},{"$f":"IFERROR('Historical scenario - input'!C67,\"\")","v":0},{"$f":"IFERROR(repcalc('Historical scenario - input'!$CV67:$GH67,'Historical scenario - input'!$G67,'Historical scenario - input'!$E67,'Historical scenario - input'!$F67,20,TRUE,TRUE),\"\")","v":""},"","","","","","","","","","","","","","","","","","","",{"$f":"IFERROR(IF(OR(D82=\"\",'Historical scenario - input'!$D67=\"\"),\"\",D82/'Historical scenario - input'!$D67),\"\")","v":""},{"$f":"IFERROR(IF(OR(E82=\"\",'Historical scenario - input'!$D67=\"\"),\"\",E82/'Historical scenario - input'!$D67),\"\")","v":""},{"$f":"IFERROR(IF(OR(F82=\"\",'Historical scenario - input'!$D67=\"\"),\"\",F82/'Historical scenario - input'!$D67),\"\")","v":""},{"$f":"IFERROR(IF(OR(G82=\"\",'Historical scenario - input'!$D67=\"\"),\"\",G82/'Historical scenario - input'!$D67),\"\")","v":""},{"$f":"IFERROR(IF(OR(H82=\"\",'Historical scenario - input'!$D67=\"\"),\"\",H82/'Historical scenario - input'!$D67),\"\")","v":""},{"$f":"IFERROR(IF(OR(I82=\"\",'Historical scenario - input'!$D67=\"\"),\"\",I82/'Historical scenario - input'!$D67),\"\")","v":""},{"$f":"IFERROR(IF(OR(J82=\"\",'Historical scenario - input'!$D67=\"\"),\"\",J82/'Historical scenario - input'!$D67),\"\")","v":""},{"$f":"IFERROR(IF(OR(K82=\"\",'Historical scenario - input'!$D67=\"\"),\"\",K82/'Historical scenario - input'!$D67),\"\")","v":""},{"$f":"IFERROR(IF(OR(L82=\"\",'Historical scenario - input'!$D67=\"\"),\"\",L82/'Historical scenario - input'!$D67),\"\")","v":""},{"$f":"IFERROR(IF(OR(M82=\"\",'Historical scenario - input'!$D67=\"\"),\"\",M82/'Historical scenario - input'!$D67),\"\")","v":""},{"$f":"IFERROR(IF(OR(N82=\"\",'Historical scenario - input'!$D67=\"\"),\"\",N82/'Historical scenario - input'!$D67),\"\")","v":""},{"$f":"IFERROR(IF(OR(O82=\"\",'Historical scenario - input'!$D67=\"\"),\"\",O82/'Historical scenario - input'!$D67),\"\")","v":""},{"$f":"IFERROR(IF(OR(P82=\"\",'Historical scenario - input'!$D67=\"\"),\"\",P82/'Historical scenario - input'!$D67),\"\")","v":""},{"$f":"IFERROR(IF(OR(Q82=\"\",'Historical scenario - input'!$D67=\"\"),\"\",Q82/'Historical scenario - input'!$D67),\"\")","v":""},{"$f":"IFERROR(IF(OR(R82=\"\",'Historical scenario - input'!$D67=\"\"),\"\",R82/'Historical scenario - input'!$D67),\"\")","v":""},{"$f":"IFERROR(IF(OR(S82=\"\",'Historical scenario - input'!$D67=\"\"),\"\",S82/'Historical scenario - input'!$D67),\"\")","v":""},{"$f":"IFERROR(IF(OR(T82=\"\",'Historical scenario - input'!$D67=\"\"),\"\",T82/'Historical scenario - input'!$D67),\"\")","v":""},{"$f":"IFERROR(IF(OR(U82=\"\",'Historical scenario - input'!$D67=\"\"),\"\",U82/'Historical scenario - input'!$D67),\"\")","v":""},{"$f":"IFERROR(IF(OR(V82=\"\",'Historical scenario - input'!$D67=\"\"),\"\",V82/'Historical scenario - input'!$D67),\"\")","v":""},{"$f":"IFERROR(IF(OR(W82=\"\",'Historical scenario - input'!$D67=\"\"),\"\",W82/'Historical scenario - input'!$D67),\"\")","v":""}]
[{"$f":"IFERROR('Historical scenario - input'!A68,\"\")","v":""},{"$f":"IFERROR('Historical scenario - input'!B68,\"\")","v":0},{"$f":"IFERROR('Historical scenario - input'!C68,\"\")","v":0},{"$f":"IFERROR(repcalc('Historical scenario - input'!$CV68:$GH68,'Historical scenario - input'!$G68,'Historical scenario - input'!$E68,'Historical scenario - input'!$F68,20,TRUE,TRUE),\"\")","v":""},"","","","","","","","","","","","","","","","","","","",{"$f":"IFERROR(IF(OR(D83=\"\",'Historical scenario - input'!$D68=\"\"),\"\",D83/'Historical scenario - input'!$D68),\"\")","v":""},{"$f":"IFERROR(IF(OR(E83=\"\",'Historical scenario - input'!$D68=\"\"),\"\",E83/'Historical scenario - input'!$D68),\"\")","v":""},{"$f":"IFERROR(IF(OR(F83=\"\",'Historical scenario - input'!$D68=\"\"),\"\",F83/'Historical scenario - input'!$D68),\"\")","v":""},{"$f":"IFERROR(IF(OR(G83=\"\",'Historical scenario - input'!$D68=\"\"),\"\",G83/'Historical scenario - input'!$D68),\"\")","v":""},{"$f":"IFERROR(IF(OR(H83=\"\",'Historical scenario - input'!$D68=\"\"),\"\",H83/'Historical scenario - input'!$D68),\"\")","v":""},{"$f":"IFERROR(IF(OR(I83=\"\",'Historical scenario - input'!$D68=\"\"),\"\",I83/'Historical scenario - input'!$D68),\"\")","v":""},{"$f":"IFERROR(IF(OR(J83=\"\",'Historical scenario - input'!$D68=\"\"),\"\",J83/'Historical scenario - input'!$D68),\"\")","v":""},{"$f":"IFERROR(IF(OR(K83=\"\",'Historical scenario - input'!$D68=\"\"),\"\",K83/'Historical scenario - input'!$D68),\"\")","v":""},{"$f":"IFERROR(IF(OR(L83=\"\",'Historical scenario - input'!$D68=\"\"),\"\",L83/'Historical scenario - input'!$D68),\"\")","v":""},{"$f":"IFERROR(IF(OR(M83=\"\",'Historical scenario - input'!$D68=\"\"),\"\",M83/'Historical scenario - input'!$D68),\"\")","v":""},{"$f":"IFERROR(IF(OR(N83=\"\",'Historical scenario - input'!$D68=\"\"),\"\",N83/'Historical scenario - input'!$D68),\"\")","v":""},{"$f":"IFERROR(IF(OR(O83=\"\",'Historical scenario - input'!$D68=\"\"),\"\",O83/'Historical scenario - input'!$D68),\"\")","v":""},{"$f":"IFERROR(IF(OR(P83=\"\",'Historical scenario - input'!$D68=\"\"),\"\",P83/'Historical scenario - input'!$D68),\"\")","v":""},{"$f":"IFERROR(IF(OR(Q83=\"\",'Historical scenario - input'!$D68=\"\"),\"\",Q83/'Historical scenario - input'!$D68),\"\")","v":""},{"$f":"IFERROR(IF(OR(R83=\"\",'Historical scenario - input'!$D68=\"\"),\"\",R83/'Historical scenario - input'!$D68),\"\")","v":""},{"$f":"IFERROR(IF(OR(S83=\"\",'Historical scenario - input'!$D68=\"\"),\"\",S83/'Historical scenario - input'!$D68),\"\")","v":""},{"$f":"IFERROR(IF(OR(T83=\"\",'Historical scenario - input'!$D68=\"\"),\"\",T83/'Historical scenario - input'!$D68),\"\")","v":""},{"$f":"IFERROR(IF(OR(U83=\"\",'Historical scenario - input'!$D68=\"\"),\"\",U83/'Historical scenario - input'!$D68),\"\")","v":""},{"$f":"IFERROR(IF(OR(V83=\"\",'Historical scenario - input'!$D68=\"\"),\"\",V83/'Historical scenario - input'!$D68),\"\")","v":""},{"$f":"IFERROR(IF(OR(W83=\"\",'Historical scenario - input'!$D68=\"\"),\"\",W83/'Historical scenario - input'!$D68),\"\")","v":""}]
[{"$f":"IFERROR('Historical scenario - input'!A69,\"\")","v":""},{"$f":"IFERROR('Historical scenario - input'!B69,\"\")","v":0},{"$f":"IFERROR('Historical scenario - input'!C69,\"\")","v":0},{"$f":"IFERROR(repcalc('Historical scenario - input'!$CV69:$GH69,'Historical scenario - input'!$G69,'Historical scenario - input'!$E69,'Historical scenario - input'!$F69,20,TRUE,TRUE),\"\")","v":""},"","","","","","","","","","","","","","","","","","","",{"$f":"IFERROR(IF(OR(D84=\"\",'Historical scenario - input'!$D69=\"\"),\"\",D84/'Historical scenario - input'!$D69),\"\")","v":""},{"$f":"IFERROR(IF(OR(E84=\"\",'Historical scenario - input'!$D69=\"\"),\"\",E84/'Historical scenario - input'!$D69),\"\")","v":""},{"$f":"IFERROR(IF(OR(F84=\"\",'Historical scenario - input'!$D69=\"\"),\"\",F84/'Historical scenario - input'!$D69),\"\")","v":""},{"$f":"IFERROR(IF(OR(G84=\"\",'Historical scenario - input'!$D69=\"\"),\"\",G84/'Historical scenario - input'!$D69),\"\")","v":""},{"$f":"IFERROR(IF(OR(H84=\"\",'Historical scenario - input'!$D69=\"\"),\"\",H84/'Historical scenario - input'!$D69),\"\")","v":""},{"$f":"IFERROR(IF(OR(I84=\"\",'Historical scenario - input'!$D69=\"\"),\"\",I84/'Historical scenario - input'!$D69),\"\")","v":""},{"$f":"IFERROR(IF(OR(J84=\"\",'Historical scenario - input'!$D69=\"\"),\"\",J84/'Historical scenario - input'!$D69),\"\")","v":""},{"$f":"IFERROR(IF(OR(K84=\"\",'Historical scenario - input'!$D69=\"\"),\"\",K84/'Historical scenario - input'!$D69),\"\")","v":""},{"$f":"IFERROR(IF(OR(L84=\"\",'Historical scenario - input'!$D69=\"\"),\"\",L84/'Historical scenario - input'!$D69),\"\")","v":""},{"$f":"IFERROR(IF(OR(M84=\"\",'Historical scenario - input'!$D69=\"\"),\"\",M84/'Historical scenario - input'!$D69),\"\")","v":""},{"$f":"IFERROR(IF(OR(N84=\"\",'Historical scenario - input'!$D69=\"\"),\"\",N84/'Historical scenario - input'!$D69),\"\")","v":""},{"$f":"IFERROR(IF(OR(O84=\"\",'Historical scenario - input'!$D69=\"\"),\"\",O84/'Historical scenario - input'!$D69),\"\")","v":""},{"$f":"IFERROR(IF(OR(P84=\"\",'Historical scenario - input'!$D69=\"\"),\"\",P84/'Historical scenario - input'!$D69),\"\")","v":""},{"$f":"IFERROR(IF(OR(Q84=\"\",'Historical scenario - input'!$D69=\"\"),\"\",Q84/'Historical scenario - input'!$D69),\"\")","v":""},{"$f":"IFERROR(IF(OR(R84=\"\",'Historical scenario - input'!$D69=\"\"),\"\",R84/'Historical scenario - input'!$D69),\"\")","v":""},{"$f":"IFERROR(IF(OR(S84=\"\",'Historical scenario - input'!$D69=\"\"),\"\",S84/'Historical scenario - input'!$D69),\"\")","v":""},{"$f":"IFERROR(IF(OR(T84=\"\",'Historical scenario - input'!$D69=\"\"),\"\",T84/'Historical scenario - input'!$D69),\"\")","v":""},{"$f":"IFERROR(IF(OR(U84=\"\",'Historical scenario - input'!$D69=\"\"),\"\",U84/'Historical scenario - input'!$D69),\"\")","v":""},{"$f":"IFERROR(IF(OR(V84=\"\",'Historical scenario - input'!$D69=\"\"),\"\",V84/'Historical scenario - input'!$D69),\"\")","v":""},{"$f":"IFERROR(IF(OR(W84=\"\",'Historical scenario - input'!$D69=\"\"),\"\",W84/'Historical scenario - input'!$D69),\"\")","v":""}]
[{"$f":"IFERROR('Historical scenario - input'!A70,\"\")","v":""},{"$f":"IFERROR('Historical scenario - input'!B70,\"\")","v":0},{"$f":"IFERROR('Historical scenario - input'!C70,\"\")","v":0},{"$f":"IFERROR(repcalc('Historical scenario - input'!$CV70:$GH70,'Historical scenario - input'!$G70,'Historical scenario - input'!$E70,'Historical scenario - input'!$F70,20,TRUE,TRUE),\"\")","v":""},"","","","","","","","","","","","","","","","","","","",{"$f":"IFERROR(IF(OR(D85=\"\",'Historical scenario - input'!$D70=\"\"),\"\",D85/'Historical scenario - input'!$D70),\"\")","v":""},{"$f":"IFERROR(IF(OR(E85=\"\",'Historical scenario - input'!$D70=\"\"),\"\",E85/'Historical scenario - input'!$D70),\"\")","v":""},{"$f":"IFERROR(IF(OR(F85=\"\",'Historical scenario - input'!$D70=\"\"),\"\",F85/'Historical scenario - input'!$D70),\"\")","v":""},{"$f":"IFERROR(IF(OR(G85=\"\",'Historical scenario - input'!$D70=\"\"),\"\",G85/'Historical scenario - input'!$D70),\"\")","v":""},{"$f":"IFERROR(IF(OR(H85=\"\",'Historical scenario - input'!$D70=\"\"),\"\",H85/'Historical scenario - input'!$D70),\"\")","v":""},{"$f":"IFERROR(IF(OR(I85=\"\",'Historical scenario - input'!$D70=\"\"),\"\",I85/'Historical scenario - input'!$D70),\"\")","v":""},{"$f":"IFERROR(IF(OR(J85=\"\",'Historical scenario - input'!$D70=\"\"),\"\",J85/'Historical scenario - input'!$D70),\"\")","v":""},{"$f":"IFERROR(IF(OR(K85=\"\",'Historical scenario - input'!$D70=\"\"),\"\",K85/'Historical scenario - input'!$D70),\"\")","v":""},{"$f":"IFERROR(IF(OR(L85=\"\",'Historical scenario - input'!$D70=\"\"),\"\",L85/'Historical scenario - input'!$D70),\"\")","v":""},{"$f":"IFERROR(IF(OR(M85=\"\",'Historical scenario - input'!$D70=\"\"),\"\",M85/'Historical scenario - input'!$D70),\"\")","v":""},{"$f":"IFERROR(IF(OR(N85=\"\",'Historical scenario - input'!$D70=\"\"),\"\",N85/'Historical scenario - input'!$D70),\"\")","v":""},{"$f":"IFERROR(IF(OR(O85=\"\",'Historical scenario - input'!$D70=\"\"),\"\",O85/'Historical scenario - input'!$D70),\"\")","v":""},{"$f":"IFERROR(IF(OR(P85=\"\",'Historical scenario - input'!$D70=\"\"),\"\",P85/'Historical scenario - input'!$D70),\"\")","v":""},{"$f":"IFERROR(IF(OR(Q85=\"\",'Historical scenario - input'!$D70=\"\"),\"\",Q85/'Historical scenario - input'!$D70),\"\")","v":""},{"$f":"IFERROR(IF(OR(R85=\"\",'Historical scenario - input'!$D70=\"\"),\"\",R85/'Historical scenario - input'!$D70),\"\")","v":""},{"$f":"IFERROR(IF(OR(S85=\"\",'Historical scenario - input'!$D70=\"\"),\"\",S85/'Historical scenario - input'!$D70),\"\")","v":""},{"$f":"IFERROR(IF(OR(T85=\"\",'Historical scenario - input'!$D70=\"\"),\"\",T85/'Historical scenario - input'!$D70),\"\")","v":""},{"$f":"IFERROR(IF(OR(U85=\"\",'Historical scenario - input'!$D70=\"\"),\"\",U85/'Historical scenario - input'!$D70),\"\")","v":""},{"$f":"IFERROR(IF(OR(V85=\"\",'Historical scenario - input'!$D70=\"\"),\"\",V85/'Historical scenario - input'!$D70),\"\")","v":""},{"$f":"IFERROR(IF(OR(W85=\"\",'Historical scenario - input'!$D70=\"\"),\"\",W85/'Historical scenario - input'!$D70),\"\")","v":""}]
[{"$f":"IFERROR('Historical scenario - input'!A71,\"\")","v":""},{"$f":"IFERROR('Historical scenario - input'!B71,\"\")","v":0},{"$f":"IFERROR('Historical scenario - input'!C71,\"\")","v":0},{"$f":"IFERROR(repcalc('Historical scenario - input'!$CV71:$GH71,'Historical scenario - input'!$G71,'Historical scenario - input'!$E71,'Historical scenario - input'!$F71,20,TRUE,TRUE),\"\")","v":""},"","","","","","","","","","","","","","","","","","","",{"$f":"IFERROR(IF(OR(D86=\"\",'Historical scenario - input'!$D71=\"\"),\"\",D86/'Historical scenario - input'!$D71),\"\")","v":""},{"$f":"IFERROR(IF(OR(E86=\"\",'Historical scenario - input'!$D71=\"\"),\"\",E86/'Historical scenario - input'!$D71),\"\")","v":""},{"$f":"IFERROR(IF(OR(F86=\"\",'Historical scenario - input'!$D71=\"\"),\"\",F86/'Historical scenario - input'!$D71),\"\")","v":""},{"$f":"IFERROR(IF(OR(G86=\"\",'Historical scenario - input'!$D71=\"\"),\"\",G86/'Historical scenario - input'!$D71),\"\")","v":""},{"$f":"IFERROR(IF(OR(H86=\"\",'Historical scenario - input'!$D71=\"\"),\"\",H86/'Historical scenario - input'!$D71),\"\")","v":""},{"$f":"IFERROR(IF(OR(I86=\"\",'Historical scenario - input'!$D71=\"\"),\"\",I86/'Historical scenario - input'!$D71),\"\")","v":""},{"$f":"IFERROR(IF(OR(J86=\"\",'Historical scenario - input'!$D71=\"\"),\"\",J86/'Historical scenario - input'!$D71),\"\")","v":""},{"$f":"IFERROR(IF(OR(K86=\"\",'Historical scenario - input'!$D71=\"\"),\"\",K86/'Historical scenario - input'!$D71),\"\")","v":""},{"$f":"IFERROR(IF(OR(L86=\"\",'Historical scenario - input'!$D71=\"\"),\"\",L86/'Historical scenario - input'!$D71),\"\")","v":""},{"$f":"IFERROR(IF(OR(M86=\"\",'Historical scenario - input'!$D71=\"\"),\"\",M86/'Historical scenario - input'!$D71),\"\")","v":""},{"$f":"IFERROR(IF(OR(N86=\"\",'Historical scenario - input'!$D71=\"\"),\"\",N86/'Historical scenario - input'!$D71),\"\")","v":""},{"$f":"IFERROR(IF(OR(O86=\"\",'Historical scenario - input'!$D71=\"\"),\"\",O86/'Historical scenario - input'!$D71),\"\")","v":""},{"$f":"IFERROR(IF(OR(P86=\"\",'Historical scenario - input'!$D71=\"\"),\"\",P86/'Historical scenario - input'!$D71),\"\")","v":""},{"$f":"IFERROR(IF(OR(Q86=\"\",'Historical scenario - input'!$D71=\"\"),\"\",Q86/'Historical scenario - input'!$D71),\"\")","v":""},{"$f":"IFERROR(IF(OR(R86=\"\",'Historical scenario - input'!$D71=\"\"),\"\",R86/'Historical scenario - input'!$D71),\"\")","v":""},{"$f":"IFERROR(IF(OR(S86=\"\",'Historical scenario - input'!$D71=\"\"),\"\",S86/'Historical scenario - input'!$D71),\"\")","v":""},{"$f":"IFERROR(IF(OR(T86=\"\",'Historical scenario - input'!$D71=\"\"),\"\",T86/'Historical scenario - input'!$D71),\"\")","v":""},{"$f":"IFERROR(IF(OR(U86=\"\",'Historical scenario - input'!$D71=\"\"),\"\",U86/'Historical scenario - input'!$D71),\"\")","v":""},{"$f":"IFERROR(IF(OR(V86=\"\",'Historical scenario - input'!$D71=\"\"),\"\",V86/'Historical scenario - input'!$D71),\"\")","v":""},{"$f":"IFERROR(IF(OR(W86=\"\",'Historical scenario - input'!$D71=\"\"),\"\",W86/'Historical scenario - input'!$D71),\"\")","v":""}]
[{"$f":"IFERROR('Historical scenario - input'!A72,\"\")","v":""},{"$f":"IFERROR('Historical scenario - input'!B72,\"\")","v":0},{"$f":"IFERROR('Historical scenario - input'!C72,\"\")","v":0},{"$f":"IFERROR(repcalc('Historical scenario - input'!$CV72:$GH72,'Historical scenario - input'!$G72,'Historical scenario - input'!$E72,'Historical scenario - input'!$F72,20,TRUE,TRUE),\"\")","v":""},"","","","","","","","","","","","","","","","","","","",{"$f":"IFERROR(IF(OR(D87=\"\",'Historical scenario - input'!$D72=\"\"),\"\",D87/'Historical scenario - input'!$D72),\"\")","v":""},{"$f":"IFERROR(IF(OR(E87=\"\",'Historical scenario - input'!$D72=\"\"),\"\",E87/'Historical scenario - input'!$D72),\"\")","v":""},{"$f":"IFERROR(IF(OR(F87=\"\",'Historical scenario - input'!$D72=\"\"),\"\",F87/'Historical scenario - input'!$D72),\"\")","v":""},{"$f":"IFERROR(IF(OR(G87=\"\",'Historical scenario - input'!$D72=\"\"),\"\",G87/'Historical scenario - input'!$D72),\"\")","v":""},{"$f":"IFERROR(IF(OR(H87=\"\",'Historical scenario - input'!$D72=\"\"),\"\",H87/'Historical scenario - input'!$D72),\"\")","v":""},{"$f":"IFERROR(IF(OR(I87=\"\",'Historical scenario - input'!$D72=\"\"),\"\",I87/'Historical scenario - input'!$D72),\"\")","v":""},{"$f":"IFERROR(IF(OR(J87=\"\",'Historical scenario - input'!$D72=\"\"),\"\",J87/'Historical scenario - input'!$D72),\"\")","v":""},{"$f":"IFERROR(IF(OR(K87=\"\",'Historical scenario - input'!$D72=\"\"),\"\",K87/'Historical scenario - input'!$D72),\"\")","v":""},{"$f":"IFERROR(IF(OR(L87=\"\",'Historical scenario - input'!$D72=\"\"),\"\",L87/'Historical scenario - input'!$D72),\"\")","v":""},{"$f":"IFERROR(IF(OR(M87=\"\",'Historical scenario - input'!$D72=\"\"),\"\",M87/'Historical scenario - input'!$D72),\"\")","v":""},{"$f":"IFERROR(IF(OR(N87=\"\",'Historical scenario - input'!$D72=\"\"),\"\",N87/'Historical scenario - input'!$D72),\"\")","v":""},{"$f":"IFERROR(IF(OR(O87=\"\",'Historical scenario - input'!$D72=\"\"),\"\",O87/'Historical scenario - input'!$D72),\"\")","v":""},{"$f":"IFERROR(IF(OR(P87=\"\",'Historical scenario - input'!$D72=\"\"),\"\",P87/'Historical scenario - input'!$D72),\"\")","v":""},{"$f":"IFERROR(IF(OR(Q87=\"\",'Historical scenario - input'!$D72=\"\"),\"\",Q87/'Historical scenario - input'!$D72),\"\")","v":""},{"$f":"IFERROR(IF(OR(R87=\"\",'Historical scenario - input'!$D72=\"\"),\"\",R87/'Historical scenario - input'!$D72),\"\")","v":""},{"$f":"IFERROR(IF(OR(S87=\"\",'Historical scenario - input'!$D72=\"\"),\"\",S87/'Historical scenario - input'!$D72),\"\")","v":""},{"$f":"IFERROR(IF(OR(T87=\"\",'Historical scenario - input'!$D72=\"\"),\"\",T87/'Historical scenario - input'!$D72),\"\")","v":""},{"$f":"IFERROR(IF(OR(U87=\"\",'Historical scenario - input'!$D72=\"\"),\"\",U87/'Historical scenario - input'!$D72),\"\")","v":""},{"$f":"IFERROR(IF(OR(V87=\"\",'Historical scenario - input'!$D72=\"\"),\"\",V87/'Historical scenario - input'!$D72),\"\")","v":""},{"$f":"IFERROR(IF(OR(W87=\"\",'Historical scenario - input'!$D72=\"\"),\"\",W87/'Historical scenario - input'!$D72),\"\")","v":""}]
[{"$f":"IFERROR('Historical scenario - input'!A73,\"\")","v":""},{"$f":"IFERROR('Historical scenario - input'!B73,\"\")","v":0},{"$f":"IFERROR('Historical scenario - input'!C73,\"\")","v":0},{"$f":"IFERROR(repcalc('Historical scenario - input'!$CV73:$GH73,'Historical scenario - input'!$G73,'Historical scenario - input'!$E73,'Historical scenario - input'!$F73,20,TRUE,TRUE),\"\")","v":""},"","","","","","","","","","","","","","","","","","","",{"$f":"IFERROR(IF(OR(D88=\"\",'Historical scenario - input'!$D73=\"\"),\"\",D88/'Historical scenario - input'!$D73),\"\")","v":""},{"$f":"IFERROR(IF(OR(E88=\"\",'Historical scenario - input'!$D73=\"\"),\"\",E88/'Historical scenario - input'!$D73),\"\")","v":""},{"$f":"IFERROR(IF(OR(F88=\"\",'Historical scenario - input'!$D73=\"\"),\"\",F88/'Historical scenario - input'!$D73),\"\")","v":""},{"$f":"IFERROR(IF(OR(G88=\"\",'Historical scenario - input'!$D73=\"\"),\"\",G88/'Historical scenario - input'!$D73),\"\")","v":""},{"$f":"IFERROR(IF(OR(H88=\"\",'Historical scenario - input'!$D73=\"\"),\"\",H88/'Historical scenario - input'!$D73),\"\")","v":""},{"$f":"IFERROR(IF(OR(I88=\"\",'Historical scenario - input'!$D73=\"\"),\"\",I88/'Historical scenario - input'!$D73),\"\")","v":""},{"$f":"IFERROR(IF(OR(J88=\"\",'Historical scenario - input'!$D73=\"\"),\"\",J88/'Historical scenario - input'!$D73),\"\")","v":""},{"$f":"IFERROR(IF(OR(K88=\"\",'Historical scenario - input'!$D73=\"\"),\"\",K88/'Historical scenario - input'!$D73),\"\")","v":""},{"$f":"IFERROR(IF(OR(L88=\"\",'Historical scenario - input'!$D73=\"\"),\"\",L88/'Historical scenario - input'!$D73),\"\")","v":""},{"$f":"IFERROR(IF(OR(M88=\"\",'Historical scenario - input'!$D73=\"\"),\"\",M88/'Historical scenario - input'!$D73),\"\")","v":""},{"$f":"IFERROR(IF(OR(N88=\"\",'Historical scenario - input'!$D73=\"\"),\"\",N88/'Historical scenario - input'!$D73),\"\")","v":""},{"$f":"IFERROR(IF(OR(O88=\"\",'Historical scenario - input'!$D73=\"\"),\"\",O88/'Historical scenario - input'!$D73),\"\")","v":""},{"$f":"IFERROR(IF(OR(P88=\"\",'Historical scenario - input'!$D73=\"\"),\"\",P88/'Historical scenario - input'!$D73),\"\")","v":""},{"$f":"IFERROR(IF(OR(Q88=\"\",'Historical scenario - input'!$D73=\"\"),\"\",Q88/'Historical scenario - input'!$D73),\"\")","v":""},{"$f":"IFERROR(IF(OR(R88=\"\",'Historical scenario - input'!$D73=\"\"),\"\",R88/'Historical scenario - input'!$D73),\"\")","v":""},{"$f":"IFERROR(IF(OR(S88=\"\",'Historical scenario - input'!$D73=\"\"),\"\",S88/'Historical scenario - input'!$D73),\"\")","v":""},{"$f":"IFERROR(IF(OR(T88=\"\",'Historical scenario - input'!$D73=\"\"),\"\",T88/'Historical scenario - input'!$D73),\"\")","v":""},{"$f":"IFERROR(IF(OR(U88=\"\",'Historical scenario - input'!$D73=\"\"),\"\",U88/'Historical scenario - input'!$D73),\"\")","v":""},{"$f":"IFERROR(IF(OR(V88=\"\",'Historical scenario - input'!$D73=\"\"),\"\",V88/'Historical scenario - input'!$D73),\"\")","v":""},{"$f":"IFERROR(IF(OR(W88=\"\",'Historical scenario - input'!$D73=\"\"),\"\",W88/'Historical scenario - input'!$D73),\"\")","v":""}]
[{"$f":"IFERROR('Historical scenario - input'!A74,\"\")","v":""},{"$f":"IFERROR('Historical scenario - input'!B74,\"\")","v":0},{"$f":"IFERROR('Historical scenario - input'!C74,\"\")","v":0},{"$f":"IFERROR(repcalc('Historical scenario - input'!$CV74:$GH74,'Historical scenario - input'!$G74,'Historical scenario - input'!$E74,'Historical scenario - input'!$F74,20,TRUE,TRUE),\"\")","v":""},"","","","","","","","","","","","","","","","","","","",{"$f":"IFERROR(IF(OR(D89=\"\",'Historical scenario - input'!$D74=\"\"),\"\",D89/'Historical scenario - input'!$D74),\"\")","v":""},{"$f":"IFERROR(IF(OR(E89=\"\",'Historical scenario - input'!$D74=\"\"),\"\",E89/'Historical scenario - input'!$D74),\"\")","v":""},{"$f":"IFERROR(IF(OR(F89=\"\",'Historical scenario - input'!$D74=\"\"),\"\",F89/'Historical scenario - input'!$D74),\"\")","v":""},{"$f":"IFERROR(IF(OR(G89=\"\",'Historical scenario - input'!$D74=\"\"),\"\",G89/'Historical scenario - input'!$D74),\"\")","v":""},{"$f":"IFERROR(IF(OR(H89=\"\",'Historical scenario - input'!$D74=\"\"),\"\",H89/'Historical scenario - input'!$D74),\"\")","v":""},{"$f":"IFERROR(IF(OR(I89=\"\",'Historical scenario - input'!$D74=\"\"),\"\",I89/'Historical scenario - input'!$D74),\"\")","v":""},{"$f":"IFERROR(IF(OR(J89=\"\",'Historical scenario - input'!$D74=\"\"),\"\",J89/'Historical scenario - input'!$D74),\"\")","v":""},{"$f":"IFERROR(IF(OR(K89=\"\",'Historical scenario - input'!$D74=\"\"),\"\",K89/'Historical scenario - input'!$D74),\"\")","v":""},{"$f":"IFERROR(IF(OR(L89=\"\",'Historical scenario - input'!$D74=\"\"),\"\",L89/'Historical scenario - input'!$D74),\"\")","v":""},{"$f":"IFERROR(IF(OR(M89=\"\",'Historical scenario - input'!$D74=\"\"),\"\",M89/'Historical scenario - input'!$D74),\"\")","v":""},{"$f":"IFERROR(IF(OR(N89=\"\",'Historical scenario - input'!$D74=\"\"),\"\",N89/'Historical scenario - input'!$D74),\"\")","v":""},{"$f":"IFERROR(IF(OR(O89=\"\",'Historical scenario - input'!$D74=\"\"),\"\",O89/'Historical scenario - input'!$D74),\"\")","v":""},{"$f":"IFERROR(IF(OR(P89=\"\",'Historical scenario - input'!$D74=\"\"),\"\",P89/'Historical scenario - input'!$D74),\"\")","v":""},{"$f":"IFERROR(IF(OR(Q89=\"\",'Historical scenario - input'!$D74=\"\"),\"\",Q89/'Historical scenario - input'!$D74),\"\")","v":""},{"$f":"IFERROR(IF(OR(R89=\"\",'Historical scenario - input'!$D74=\"\"),\"\",R89/'Historical scenario - input'!$D74),\"\")","v":""},{"$f":"IFERROR(IF(OR(S89=\"\",'Historical scenario - input'!$D74=\"\"),\"\",S89/'Historical scenario - input'!$D74),\"\")","v":""},{"$f":"IFERROR(IF(OR(T89=\"\",'Historical scenario - input'!$D74=\"\"),\"\",T89/'Historical scenario - input'!$D74),\"\")","v":""},{"$f":"IFERROR(IF(OR(U89=\"\",'Historical scenario - input'!$D74=\"\"),\"\",U89/'Historical scenario - input'!$D74),\"\")","v":""},{"$f":"IFERROR(IF(OR(V89=\"\",'Historical scenario - input'!$D74=\"\"),\"\",V89/'Historical scenario - input'!$D74),\"\")","v":""},{"$f":"IFERROR(IF(OR(W89=\"\",'Historical scenario - input'!$D74=\"\"),\"\",W89/'Historical scenario - input'!$D74),\"\")","v":""}]
[{"$f":"IFERROR('Historical scenario - input'!A75,\"\")","v":""},{"$f":"IFERROR('Historical scenario - input'!B75,\"\")","v":0},{"$f":"IFERROR('Historical scenario - input'!C75,\"\")","v":0},{"$f":"IFERROR(repcalc('Historical scenario - input'!$CV75:$GH75,'Historical scenario - input'!$G75,'Historical scenario - input'!$E75,'Historical scenario - input'!$F75,20,TRUE,TRUE),\"\")","v":""},"","","","","","","","","","","","","","","","","","","",{"$f":"IFERROR(IF(OR(D90=\"\",'Historical scenario - input'!$D75=\"\"),\"\",D90/'Historical scenario - input'!$D75),\"\")","v":""},{"$f":"IFERROR(IF(OR(E90=\"\",'Historical scenario - input'!$D75=\"\"),\"\",E90/'Historical scenario - input'!$D75),\"\")","v":""},{"$f":"IFERROR(IF(OR(F90=\"\",'Historical scenario - input'!$D75=\"\"),\"\",F90/'Historical scenario - input'!$D75),\"\")","v":""},{"$f":"IFERROR(IF(OR(G90=\"\",'Historical scenario - input'!$D75=\"\"),\"\",G90/'Historical scenario - input'!$D75),\"\")","v":""},{"$f":"IFERROR(IF(OR(H90=\"\",'Historical scenario - input'!$D75=\"\"),\"\",H90/'Historical scenario - input'!$D75),\"\")","v":""},{"$f":"IFERROR(IF(OR(I90=\"\",'Historical scenario - input'!$D75=\"\"),\"\",I90/'Historical scenario - input'!$D75),\"\")","v":""},{"$f":"IFERROR(IF(OR(J90=\"\",'Historical scenario - input'!$D75=\"\"),\"\",J90/'Historical scenario - input'!$D75),\"\")","v":""},{"$f":"IFERROR(IF(OR(K90=\"\",'Historical scenario - input'!$D75=\"\"),\"\",K90/'Historical scenario - input'!$D75),\"\")","v":""},{"$f":"IFERROR(IF(OR(L90=\"\",'Historical scenario - input'!$D75=\"\"),\"\",L90/'Historical scenario - input'!$D75),\"\")","v":""},{"$f":"IFERROR(IF(OR(M90=\"\",'Historical scenario - input'!$D75=\"\"),\"\",M90/'Historical scenario - input'!$D75),\"\")","v":""},{"$f":"IFERROR(IF(OR(N90=\"\",'Historical scenario - input'!$D75=\"\"),\"\",N90/'Historical scenario - input'!$D75),\"\")","v":""},{"$f":"IFERROR(IF(OR(O90=\"\",'Historical scenario - input'!$D75=\"\"),\"\",O90/'Historical scenario - input'!$D75),\"\")","v":""},{"$f":"IFERROR(IF(OR(P90=\"\",'Historical scenario - input'!$D75=\"\"),\"\",P90/'Historical scenario - input'!$D75),\"\")","v":""},{"$f":"IFERROR(IF(OR(Q90=\"\",'Historical scenario - input'!$D75=\"\"),\"\",Q90/'Historical scenario - input'!$D75),\"\")","v":""},{"$f":"IFERROR(IF(OR(R90=\"\",'Historical scenario - input'!$D75=\"\"),\"\",R90/'Historical scenario - input'!$D75),\"\")","v":""},{"$f":"IFERROR(IF(OR(S90=\"\",'Historical scenario - input'!$D75=\"\"),\"\",S90/'Historical scenario - input'!$D75),\"\")","v":""},{"$f":"IFERROR(IF(OR(T90=\"\",'Historical scenario - input'!$D75=\"\"),\"\",T90/'Historical scenario - input'!$D75),\"\")","v":""},{"$f":"IFERROR(IF(OR(U90=\"\",'Historical scenario - input'!$D75=\"\"),\"\",U90/'Historical scenario - input'!$D75),\"\")","v":""},{"$f":"IFERROR(IF(OR(V90=\"\",'Historical scenario - input'!$D75=\"\"),\"\",V90/'Historical scenario - input'!$D75),\"\")","v":""},{"$f":"IFERROR(IF(OR(W90=\"\",'Historical scenario - input'!$D75=\"\"),\"\",W90/'Historical scenario - input'!$D75),\"\")","v":""}]
[{"$f":"IFERROR('Historical scenario - input'!A76,\"\")","v":""},{"$f":"IFERROR('Historical scenario - input'!B76,\"\")","v":0},{"$f":"IFERROR('Historical scenario - input'!C76,\"\")","v":0},{"$f":"IFERROR(repcalc('Historical scenario - input'!$CV76:$GH76,'Historical scenario - input'!$G76,'Historical scenario - input'!$E76,'Historical scenario - input'!$F76,20,TRUE,TRUE),\"\")","v":""},"","","","","","","","","","","","","","","","","","","",{"$f":"IFERROR(IF(OR(D91=\"\",'Historical scenario - input'!$D76=\"\"),\"\",D91/'Historical scenario - input'!$D76),\"\")","v":""},{"$f":"IFERROR(IF(OR(E91=\"\",'Historical scenario - input'!$D76=\"\"),\"\",E91/'Historical scenario - input'!$D76),\"\")","v":""},{"$f":"IFERROR(IF(OR(F91=\"\",'Historical scenario - input'!$D76=\"\"),\"\",F91/'Historical scenario - input'!$D76),\"\")","v":""},{"$f":"IFERROR(IF(OR(G91=\"\",'Historical scenario - input'!$D76=\"\"),\"\",G91/'Historical scenario - input'!$D76),\"\")","v":""},{"$f":"IFERROR(IF(OR(H91=\"\",'Historical scenario - input'!$D76=\"\"),\"\",H91/'Historical scenario - input'!$D76),\"\")","v":""},{"$f":"IFERROR(IF(OR(I91=\"\",'Historical scenario - input'!$D76=\"\"),\"\",I91/'Historical scenario - input'!$D76),\"\")","v":""},{"$f":"IFERROR(IF(OR(J91=\"\",'Historical scenario - input'!$D76=\"\"),\"\",J91/'Historical scenario - input'!$D76),\"\")","v":""},{"$f":"IFERROR(IF(OR(K91=\"\",'Historical scenario - input'!$D76=\"\"),\"\",K91/'Historical scenario - input'!$D76),\"\")","v":""},{"$f":"IFERROR(IF(OR(L91=\"\",'Historical scenario - input'!$D76=\"\"),\"\",L91/'Historical scenario - input'!$D76),\"\")","v":""},{"$f":"IFERROR(IF(OR(M91=\"\",'Historical scenario - input'!$D76=\"\"),\"\",M91/'Historical scenario - input'!$D76),\"\")","v":""},{"$f":"IFERROR(IF(OR(N91=\"\",'Historical scenario - input'!$D76=\"\"),\"\",N91/'Historical scenario - input'!$D76),\"\")","v":""},{"$f":"IFERROR(IF(OR(O91=\"\",'Historical scenario - input'!$D76=\"\"),\"\",O91/'Historical scenario - input'!$D76),\"\")","v":""},{"$f":"IFERROR(IF(OR(P91=\"\",'Historical scenario - input'!$D76=\"\"),\"\",P91/'Historical scenario - input'!$D76),\"\")","v":""},{"$f":"IFERROR(IF(OR(Q91=\"\",'Historical scenario - input'!$D76=\"\"),\"\",Q91/'Historical scenario - input'!$D76),\"\")","v":""},{"$f":"IFERROR(IF(OR(R91=\"\",'Historical scenario - input'!$D76=\"\"),\"\",R91/'Historical scenario - input'!$D76),\"\")","v":""},{"$f":"IFERROR(IF(OR(S91=\"\",'Historical scenario - input'!$D76=\"\"),\"\",S91/'Historical scenario - input'!$D76),\"\")","v":""},{"$f":"IFERROR(IF(OR(T91=\"\",'Historical scenario - input'!$D76=\"\"),\"\",T91/'Historical scenario - input'!$D76),\"\")","v":""},{"$f":"IFERROR(IF(OR(U91=\"\",'Historical scenario - input'!$D76=\"\"),\"\",U91/'Historical scenario - input'!$D76),\"\")","v":""},{"$f":"IFERROR(IF(OR(V91=\"\",'Historical scenario - input'!$D76=\"\"),\"\",V91/'Historical scenario - input'!$D76),\"\")","v":""},{"$f":"IFERROR(IF(OR(W91=\"\",'Historical scenario - input'!$D76=\"\"),\"\",W91/'Historical scenario - input'!$D76),\"\")","v":""}]
[{"$f":"IFERROR('Historical scenario - input'!A77,\"\")","v":""},{"$f":"IFERROR('Historical scenario - input'!B77,\"\")","v":0},{"$f":"IFERROR('Historical scenario - input'!C77,\"\")","v":0},{"$f":"IFERROR(repcalc('Historical scenario - input'!$CV77:$GH77,'Historical scenario - input'!$G77,'Historical scenario - input'!$E77,'Historical scenario - input'!$F77,20,TRUE,TRUE),\"\")","v":""},"","","","","","","","","","","","","","","","","","","",{"$f":"IFERROR(IF(OR(D92=\"\",'Historical scenario - input'!$D77=\"\"),\"\",D92/'Historical scenario - input'!$D77),\"\")","v":""},{"$f":"IFERROR(IF(OR(E92=\"\",'Historical scenario - input'!$D77=\"\"),\"\",E92/'Historical scenario - input'!$D77),\"\")","v":""},{"$f":"IFERROR(IF(OR(F92=\"\",'Historical scenario - input'!$D77=\"\"),\"\",F92/'Historical scenario - input'!$D77),\"\")","v":""},{"$f":"IFERROR(IF(OR(G92=\"\",'Historical scenario - input'!$D77=\"\"),\"\",G92/'Historical scenario - input'!$D77),\"\")","v":""},{"$f":"IFERROR(IF(OR(H92=\"\",'Historical scenario - input'!$D77=\"\"),\"\",H92/'Historical scenario - input'!$D77),\"\")","v":""},{"$f":"IFERROR(IF(OR(I92=\"\",'Historical scenario - input'!$D77=\"\"),\"\",I92/'Historical scenario - input'!$D77),\"\")","v":""},{"$f":"IFERROR(IF(OR(J92=\"\",'Historical scenario - input'!$D77=\"\"),\"\",J92/'Historical scenario - input'!$D77),\"\")","v":""},{"$f":"IFERROR(IF(OR(K92=\"\",'Historical scenario - input'!$D77=\"\"),\"\",K92/'Historical scenario - input'!$D77),\"\")","v":""},{"$f":"IFERROR(IF(OR(L92=\"\",'Historical scenario - input'!$D77=\"\"),\"\",L92/'Historical scenario - input'!$D77),\"\")","v":""},{"$f":"IFERROR(IF(OR(M92=\"\",'Historical scenario - input'!$D77=\"\"),\"\",M92/'Historical scenario - input'!$D77),\"\")","v":""},{"$f":"IFERROR(IF(OR(N92=\"\",'Historical scenario - input'!$D77=\"\"),\"\",N92/'Historical scenario - input'!$D77),\"\")","v":""},{"$f":"IFERROR(IF(OR(O92=\"\",'Historical scenario - input'!$D77=\"\"),\"\",O92/'Historical scenario - input'!$D77),\"\")","v":""},{"$f":"IFERROR(IF(OR(P92=\"\",'Historical scenario - input'!$D77=\"\"),\"\",P92/'Historical scenario - input'!$D77),\"\")","v":""},{"$f":"IFERROR(IF(OR(Q92=\"\",'Historical scenario - input'!$D77=\"\"),\"\",Q92/'Historical scenario - input'!$D77),\"\")","v":""},{"$f":"IFERROR(IF(OR(R92=\"\",'Historical scenario - input'!$D77=\"\"),\"\",R92/'Historical scenario - input'!$D77),\"\")","v":""},{"$f":"IFERROR(IF(OR(S92=\"\",'Historical scenario - input'!$D77=\"\"),\"\",S92/'Historical scenario - input'!$D77),\"\")","v":""},{"$f":"IFERROR(IF(OR(T92=\"\",'Historical scenario - input'!$D77=\"\"),\"\",T92/'Historical scenario - input'!$D77),\"\")","v":""},{"$f":"IFERROR(IF(OR(U92=\"\",'Historical scenario - input'!$D77=\"\"),\"\",U92/'Historical scenario - input'!$D77),\"\")","v":""},{"$f":"IFERROR(IF(OR(V92=\"\",'Historical scenario - input'!$D77=\"\"),\"\",V92/'Historical scenario - input'!$D77),\"\")","v":""},{"$f":"IFERROR(IF(OR(W92=\"\",'Historical scenario - input'!$D77=\"\"),\"\",W92/'Historical scenario - input'!$D77),\"\")","v":""}]
[{"$f":"IFERROR('Historical scenario - input'!A78,\"\")","v":""},{"$f":"IFERROR('Historical scenario - input'!B78,\"\")","v":0},{"$f":"IFERROR('Historical scenario - input'!C78,\"\")","v":0},{"$f":"IFERROR(repcalc('Historical scenario - input'!$CV78:$GH78,'Historical scenario - input'!$G78,'Historical scenario - input'!$E78,'Historical scenario - input'!$F78,20,TRUE,TRUE),\"\")","v":""},"","","","","","","","","","","","","","","","","","","",{"$f":"IFERROR(IF(OR(D93=\"\",'Historical scenario - input'!$D78=\"\"),\"\",D93/'Historical scenario - input'!$D78),\"\")","v":""},{"$f":"IFERROR(IF(OR(E93=\"\",'Historical scenario - input'!$D78=\"\"),\"\",E93/'Historical scenario - input'!$D78),\"\")","v":""},{"$f":"IFERROR(IF(OR(F93=\"\",'Historical scenario - input'!$D78=\"\"),\"\",F93/'Historical scenario - input'!$D78),\"\")","v":""},{"$f":"IFERROR(IF(OR(G93=\"\",'Historical scenario - input'!$D78=\"\"),\"\",G93/'Historical scenario - input'!$D78),\"\")","v":""},{"$f":"IFERROR(IF(OR(H93=\"\",'Historical scenario - input'!$D78=\"\"),\"\",H93/'Historical scenario - input'!$D78),\"\")","v":""},{"$f":"IFERROR(IF(OR(I93=\"\",'Historical scenario - input'!$D78=\"\"),\"\",I93/'Historical scenario - input'!$D78),\"\")","v":""},{"$f":"IFERROR(IF(OR(J93=\"\",'Historical scenario - input'!$D78=\"\"),\"\",J93/'Historical scenario - input'!$D78),\"\")","v":""},{"$f":"IFERROR(IF(OR(K93=\"\",'Historical scenario - input'!$D78=\"\"),\"\",K93/'Historical scenario - input'!$D78),\"\")","v":""},{"$f":"IFERROR(IF(OR(L93=\"\",'Historical scenario - input'!$D78=\"\"),\"\",L93/'Historical scenario - input'!$D78),\"\")","v":""},{"$f":"IFERROR(IF(OR(M93=\"\",'Historical scenario - input'!$D78=\"\"),\"\",M93/'Historical scenario - input'!$D78),\"\")","v":""},{"$f":"IFERROR(IF(OR(N93=\"\",'Historical scenario - input'!$D78=\"\"),\"\",N93/'Historical scenario - input'!$D78),\"\")","v":""},{"$f":"IFERROR(IF(OR(O93=\"\",'Historical scenario - input'!$D78=\"\"),\"\",O93/'Historical scenario - input'!$D78),\"\")","v":""},{"$f":"IFERROR(IF(OR(P93=\"\",'Historical scenario - input'!$D78=\"\"),\"\",P93/'Historical scenario - input'!$D78),\"\")","v":""},{"$f":"IFERROR(IF(OR(Q93=\"\",'Historical scenario - input'!$D78=\"\"),\"\",Q93/'Historical scenario - input'!$D78),\"\")","v":""},{"$f":"IFERROR(IF(OR(R93=\"\",'Historical scenario - input'!$D78=\"\"),\"\",R93/'Historical scenario - input'!$D78),\"\")","v":""},{"$f":"IFERROR(IF(OR(S93=\"\",'Historical scenario - input'!$D78=\"\"),\"\",S93/'Historical scenario - input'!$D78),\"\")","v":""},{"$f":"IFERROR(IF(OR(T93=\"\",'Historical scenario - input'!$D78=\"\"),\"\",T93/'Historical scenario - input'!$D78),\"\")","v":""},{"$f":"IFERROR(IF(OR(U93=\"\",'Historical scenario - input'!$D78=\"\"),\"\",U93/'Historical scenario - input'!$D78),\"\")","v":""},{"$f":"IFERROR(IF(OR(V93=\"\",'Historical scenario - input'!$D78=\"\"),\"\",V93/'Historical scenario - input'!$D78),\"\")","v":""},{"$f":"IFERROR(IF(OR(W93=\"\",'Historical scenario - input'!$D78=\"\"),\"\",W93/'Historical scenario - input'!$D78),\"\")","v":""}]
[{"$f":"IFERROR('Historical scenario - input'!A79,\"\")","v":""},{"$f":"IFERROR('Historical scenario - input'!B79,\"\")","v":0},{"$f":"IFERROR('Historical scenario - input'!C79,\"\")","v":0},{"$f":"IFERROR(repcalc('Historical scenario - input'!$CV79:$GH79,'Historical scenario - input'!$G79,'Historical scenario - input'!$E79,'Historical scenario - input'!$F79,20,TRUE,TRUE),\"\")","v":""},"","","","","","","","","","","","","","","","","","","",{"$f":"IFERROR(IF(OR(D94=\"\",'Historical scenario - input'!$D79=\"\"),\"\",D94/'Historical scenario - input'!$D79),\"\")","v":""},{"$f":"IFERROR(IF(OR(E94=\"\",'Historical scenario - input'!$D79=\"\"),\"\",E94/'Historical scenario - input'!$D79),\"\")","v":""},{"$f":"IFERROR(IF(OR(F94=\"\",'Historical scenario - input'!$D79=\"\"),\"\",F94/'Historical scenario - input'!$D79),\"\")","v":""},{"$f":"IFERROR(IF(OR(G94=\"\",'Historical scenario - input'!$D79=\"\"),\"\",G94/'Historical scenario - input'!$D79),\"\")","v":""},{"$f":"IFERROR(IF(OR(H94=\"\",'Historical scenario - input'!$D79=\"\"),\"\",H94/'Historical scenario - input'!$D79),\"\")","v":""},{"$f":"IFERROR(IF(OR(I94=\"\",'Historical scenario - input'!$D79=\"\"),\"\",I94/'Historical scenario - input'!$D79),\"\")","v":""},{"$f":"IFERROR(IF(OR(J94=\"\",'Historical scenario - input'!$D79=\"\"),\"\",J94/'Historical scenario - input'!$D79),\"\")","v":""},{"$f":"IFERROR(IF(OR(K94=\"\",'Historical scenario - input'!$D79=\"\"),\"\",K94/'Historical scenario - input'!$D79),\"\")","v":""},{"$f":"IFERROR(IF(OR(L94=\"\",'Historical scenario - input'!$D79=\"\"),\"\",L94/'Historical scenario - input'!$D79),\"\")","v":""},{"$f":"IFERROR(IF(OR(M94=\"\",'Historical scenario - input'!$D79=\"\"),\"\",M94/'Historical scenario - input'!$D79),\"\")","v":""},{"$f":"IFERROR(IF(OR(N94=\"\",'Historical scenario - input'!$D79=\"\"),\"\",N94/'Historical scenario - input'!$D79),\"\")","v":""},{"$f":"IFERROR(IF(OR(O94=\"\",'Historical scenario - input'!$D79=\"\"),\"\",O94/'Historical scenario - input'!$D79),\"\")","v":""},{"$f":"IFERROR(IF(OR(P94=\"\",'Historical scenario - input'!$D79=\"\"),\"\",P94/'Historical scenario - input'!$D79),\"\")","v":""},{"$f":"IFERROR(IF(OR(Q94=\"\",'Historical scenario - input'!$D79=\"\"),\"\",Q94/'Historical scenario - input'!$D79),\"\")","v":""},{"$f":"IFERROR(IF(OR(R94=\"\",'Historical scenario - input'!$D79=\"\"),\"\",R94/'Historical scenario - input'!$D79),\"\")","v":""},{"$f":"IFERROR(IF(OR(S94=\"\",'Historical scenario - input'!$D79=\"\"),\"\",S94/'Historical scenario - input'!$D79),\"\")","v":""},{"$f":"IFERROR(IF(OR(T94=\"\",'Historical scenario - input'!$D79=\"\"),\"\",T94/'Historical scenario - input'!$D79),\"\")","v":""},{"$f":"IFERROR(IF(OR(U94=\"\",'Historical scenario - input'!$D79=\"\"),\"\",U94/'Historical scenario - input'!$D79),\"\")","v":""},{"$f":"IFERROR(IF(OR(V94=\"\",'Historical scenario - input'!$D79=\"\"),\"\",V94/'Historical scenario - input'!$D79),\"\")","v":""},{"$f":"IFERROR(IF(OR(W94=\"\",'Historical scenario - input'!$D79=\"\"),\"\",W94/'Historical scenario - input'!$D79),\"\")","v":""}]
[{"$f":"IFERROR('Historical scenario - input'!A80,\"\")","v":""},{"$f":"IFERROR('Historical scenario - input'!B80,\"\")","v":0},{"$f":"IFERROR('Historical scenario - input'!C80,\"\")","v":0},{"$f":"IFERROR(repcalc('Historical scenario - input'!$CV80:$GH80,'Historical scenario - input'!$G80,'Historical scenario - input'!$E80,'Historical scenario - input'!$F80,20,TRUE,TRUE),\"\")","v":""},"","","","","","","","","","","","","","","","","","","",{"$f":"IFERROR(IF(OR(D95=\"\",'Historical scenario - input'!$D80=\"\"),\"\",D95/'Historical scenario - input'!$D80),\"\")","v":""},{"$f":"IFERROR(IF(OR(E95=\"\",'Historical scenario - input'!$D80=\"\"),\"\",E95/'Historical scenario - input'!$D80),\"\")","v":""},{"$f":"IFERROR(IF(OR(F95=\"\",'Historical scenario - input'!$D80=\"\"),\"\",F95/'Historical scenario - input'!$D80),\"\")","v":""},{"$f":"IFERROR(IF(OR(G95=\"\",'Historical scenario - input'!$D80=\"\"),\"\",G95/'Historical scenario - input'!$D80),\"\")","v":""},{"$f":"IFERROR(IF(OR(H95=\"\",'Historical scenario - input'!$D80=\"\"),\"\",H95/'Historical scenario - input'!$D80),\"\")","v":""},{"$f":"IFERROR(IF(OR(I95=\"\",'Historical scenario - input'!$D80=\"\"),\"\",I95/'Historical scenario - input'!$D80),\"\")","v":""},{"$f":"IFERROR(IF(OR(J95=\"\",'Historical scenario - input'!$D80=\"\"),\"\",J95/'Historical scenario - input'!$D80),\"\")","v":""},{"$f":"IFERROR(IF(OR(K95=\"\",'Historical scenario - input'!$D80=\"\"),\"\",K95/'Historical scenario - input'!$D80),\"\")","v":""},{"$f":"IFERROR(IF(OR(L95=\"\",'Historical scenario - input'!$D80=\"\"),\"\",L95/'Historical scenario - input'!$D80),\"\")","v":""},{"$f":"IFERROR(IF(OR(M95=\"\",'Historical scenario - input'!$D80=\"\"),\"\",M95/'Historical scenario - input'!$D80),\"\")","v":""},{"$f":"IFERROR(IF(OR(N95=\"\",'Historical scenario - input'!$D80=\"\"),\"\",N95/'Historical scenario - input'!$D80),\"\")","v":""},{"$f":"IFERROR(IF(OR(O95=\"\",'Historical scenario - input'!$D80=\"\"),\"\",O95/'Historical scenario - input'!$D80),\"\")","v":""},{"$f":"IFERROR(IF(OR(P95=\"\",'Historical scenario - input'!$D80=\"\"),\"\",P95/'Historical scenario - input'!$D80),\"\")","v":""},{"$f":"IFERROR(IF(OR(Q95=\"\",'Historical scenario - input'!$D80=\"\"),\"\",Q95/'Historical scenario - input'!$D80),\"\")","v":""},{"$f":"IFERROR(IF(OR(R95=\"\",'Historical scenario - input'!$D80=\"\"),\"\",R95/'Historical scenario - input'!$D80),\"\")","v":""},{"$f":"IFERROR(IF(OR(S95=\"\",'Historical scenario - input'!$D80=\"\"),\"\",S95/'Historical scenario - input'!$D80),\"\")","v":""},{"$f":"IFERROR(IF(OR(T95=\"\",'Historical scenario - input'!$D80=\"\"),\"\",T95/'Historical scenario - input'!$D80),\"\")","v":""},{"$f":"IFERROR(IF(OR(U95=\"\",'Historical scenario - input'!$D80=\"\"),\"\",U95/'Historical scenario - input'!$D80),\"\")","v":""},{"$f":"IFERROR(IF(OR(V95=\"\",'Historical scenario - input'!$D80=\"\"),\"\",V95/'Historical scenario - input'!$D80),\"\")","v":""},{"$f":"IFERROR(IF(OR(W95=\"\",'Historical scenario - input'!$D80=\"\"),\"\",W95/'Historical scenario - input'!$D80),\"\")","v":""}]
[{"$f":"IFERROR('Historical scenario - input'!A81,\"\")","v":""},{"$f":"IFERROR('Historical scenario - input'!B81,\"\")","v":0},{"$f":"IFERROR('Historical scenario - input'!C81,\"\")","v":0},{"$f":"IFERROR(repcalc('Historical scenario - input'!$CV81:$GH81,'Historical scenario - input'!$G81,'Historical scenario - input'!$E81,'Historical scenario - input'!$F81,20,TRUE,TRUE),\"\")","v":""},"","","","","","","","","","","","","","","","","","","",{"$f":"IFERROR(IF(OR(D96=\"\",'Historical scenario - input'!$D81=\"\"),\"\",D96/'Historical scenario - input'!$D81),\"\")","v":""},{"$f":"IFERROR(IF(OR(E96=\"\",'Historical scenario - input'!$D81=\"\"),\"\",E96/'Historical scenario - input'!$D81),\"\")","v":""},{"$f":"IFERROR(IF(OR(F96=\"\",'Historical scenario - input'!$D81=\"\"),\"\",F96/'Historical scenario - input'!$D81),\"\")","v":""},{"$f":"IFERROR(IF(OR(G96=\"\",'Historical scenario - input'!$D81=\"\"),\"\",G96/'Historical scenario - input'!$D81),\"\")","v":""},{"$f":"IFERROR(IF(OR(H96=\"\",'Historical scenario - input'!$D81=\"\"),\"\",H96/'Historical scenario - input'!$D81),\"\")","v":""},{"$f":"IFERROR(IF(OR(I96=\"\",'Historical scenario - input'!$D81=\"\"),\"\",I96/'Historical scenario - input'!$D81),\"\")","v":""},{"$f":"IFERROR(IF(OR(J96=\"\",'Historical scenario - input'!$D81=\"\"),\"\",J96/'Historical scenario - input'!$D81),\"\")","v":""},{"$f":"IFERROR(IF(OR(K96=\"\",'Historical scenario - input'!$D81=\"\"),\"\",K96/'Historical scenario - input'!$D81),\"\")","v":""},{"$f":"IFERROR(IF(OR(L96=\"\",'Historical scenario - input'!$D81=\"\"),\"\",L96/'Historical scenario - input'!$D81),\"\")","v":""},{"$f":"IFERROR(IF(OR(M96=\"\",'Historical scenario - input'!$D81=\"\"),\"\",M96/'Historical scenario - input'!$D81),\"\")","v":""},{"$f":"IFERROR(IF(OR(N96=\"\",'Historical scenario - input'!$D81=\"\"),\"\",N96/'Historical scenario - input'!$D81),\"\")","v":""},{"$f":"IFERROR(IF(OR(O96=\"\",'Historical scenario - input'!$D81=\"\"),\"\",O96/'Historical scenario - input'!$D81),\"\")","v":""},{"$f":"IFERROR(IF(OR(P96=\"\",'Historical scenario - input'!$D81=\"\"),\"\",P96/'Historical scenario - input'!$D81),\"\")","v":""},{"$f":"IFERROR(IF(OR(Q96=\"\",'Historical scenario - input'!$D81=\"\"),\"\",Q96/'Historical scenario - input'!$D81),\"\")","v":""},{"$f":"IFERROR(IF(OR(R96=\"\",'Historical scenario - input'!$D81=\"\"),\"\",R96/'Historical scenario - input'!$D81),\"\")","v":""},{"$f":"IFERROR(IF(OR(S96=\"\",'Historical scenario - input'!$D81=\"\"),\"\",S96/'Historical scenario - input'!$D81),\"\")","v":""},{"$f":"IFERROR(IF(OR(T96=\"\",'Historical scenario - input'!$D81=\"\"),\"\",T96/'Historical scenario - input'!$D81),\"\")","v":""},{"$f":"IFERROR(IF(OR(U96=\"\",'Historical scenario - input'!$D81=\"\"),\"\",U96/'Historical scenario - input'!$D81),\"\")","v":""},{"$f":"IFERROR(IF(OR(V96=\"\",'Historical scenario - input'!$D81=\"\"),\"\",V96/'Historical scenario - input'!$D81),\"\")","v":""},{"$f":"IFERROR(IF(OR(W96=\"\",'Historical scenario - input'!$D81=\"\"),\"\",W96/'Historical scenario - input'!$D81),\"\")","v":""}]
[{"$f":"IFERROR('Historical scenario - input'!A82,\"\")","v":""},{"$f":"IFERROR('Historical scenario - input'!B82,\"\")","v":0},{"$f":"IFERROR('Historical scenario - input'!C82,\"\")","v":0},{"$f":"IFERROR(repcalc('Historical scenario - input'!$CV82:$GH82,'Historical scenario - input'!$G82,'Historical scenario - input'!$E82,'Historical scenario - input'!$F82,20,TRUE,TRUE),\"\")","v":""},"","","","","","","","","","","","","","","","","","","",{"$f":"IFERROR(IF(OR(D97=\"\",'Historical scenario - input'!$D82=\"\"),\"\",D97/'Historical scenario - input'!$D82),\"\")","v":""},{"$f":"IFERROR(IF(OR(E97=\"\",'Historical scenario - input'!$D82=\"\"),\"\",E97/'Historical scenario - input'!$D82),\"\")","v":""},{"$f":"IFERROR(IF(OR(F97=\"\",'Historical scenario - input'!$D82=\"\"),\"\",F97/'Historical scenario - input'!$D82),\"\")","v":""},{"$f":"IFERROR(IF(OR(G97=\"\",'Historical scenario - input'!$D82=\"\"),\"\",G97/'Historical scenario - input'!$D82),\"\")","v":""},{"$f":"IFERROR(IF(OR(H97=\"\",'Historical scenario - input'!$D82=\"\"),\"\",H97/'Historical scenario - input'!$D82),\"\")","v":""},{"$f":"IFERROR(IF(OR(I97=\"\",'Historical scenario - input'!$D82=\"\"),\"\",I97/'Historical scenario - input'!$D82),\"\")","v":""},{"$f":"IFERROR(IF(OR(J97=\"\",'Historical scenario - input'!$D82=\"\"),\"\",J97/'Historical scenario - input'!$D82),\"\")","v":""},{"$f":"IFERROR(IF(OR(K97=\"\",'Historical scenario - input'!$D82=\"\"),\"\",K97/'Historical scenario - input'!$D82),\"\")","v":""},{"$f":"IFERROR(IF(OR(L97=\"\",'Historical scenario - input'!$D82=\"\"),\"\",L97/'Historical scenario - input'!$D82),\"\")","v":""},{"$f":"IFERROR(IF(OR(M97=\"\",'Historical scenario - input'!$D82=\"\"),\"\",M97/'Historical scenario - input'!$D82),\"\")","v":""},{"$f":"IFERROR(IF(OR(N97=\"\",'Historical scenario - input'!$D82=\"\"),\"\",N97/'Historical scenario - input'!$D82),\"\")","v":""},{"$f":"IFERROR(IF(OR(O97=\"\",'Historical scenario - input'!$D82=\"\"),\"\",O97/'Historical scenario - input'!$D82),\"\")","v":""},{"$f":"IFERROR(IF(OR(P97=\"\",'Historical scenario - input'!$D82=\"\"),\"\",P97/'Historical scenario - input'!$D82),\"\")","v":""},{"$f":"IFERROR(IF(OR(Q97=\"\",'Historical scenario - input'!$D82=\"\"),\"\",Q97/'Historical scenario - input'!$D82),\"\")","v":""},{"$f":"IFERROR(IF(OR(R97=\"\",'Historical scenario - input'!$D82=\"\"),\"\",R97/'Historical scenario - input'!$D82),\"\")","v":""},{"$f":"IFERROR(IF(OR(S97=\"\",'Historical scenario - input'!$D82=\"\"),\"\",S97/'Historical scenario - input'!$D82),\"\")","v":""},{"$f":"IFERROR(IF(OR(T97=\"\",'Historical scenario - input'!$D82=\"\"),\"\",T97/'Historical scenario - input'!$D82),\"\")","v":""},{"$f":"IFERROR(IF(OR(U97=\"\",'Historical scenario - input'!$D82=\"\"),\"\",U97/'Historical scenario - input'!$D82),\"\")","v":""},{"$f":"IFERROR(IF(OR(V97=\"\",'Historical scenario - input'!$D82=\"\"),\"\",V97/'Historical scenario - input'!$D82),\"\")","v":""},{"$f":"IFERROR(IF(OR(W97=\"\",'Historical scenario - input'!$D82=\"\"),\"\",W97/'Historical scenario - input'!$D82),\"\")","v":""}]
[{"$f":"IFERROR('Historical scenario - input'!A83,\"\")","v":""},{"$f":"IFERROR('Historical scenario - input'!B83,\"\")","v":0},{"$f":"IFERROR('Historical scenario - input'!C83,\"\")","v":0},{"$f":"IFERROR(repcalc('Historical scenario - input'!$CV83:$GH83,'Historical scenario - input'!$G83,'Historical scenario - input'!$E83,'Historical scenario - input'!$F83,20,TRUE,TRUE),\"\")","v":""},"","","","","","","","","","","","","","","","","","","",{"$f":"IFERROR(IF(OR(D98=\"\",'Historical scenario - input'!$D83=\"\"),\"\",D98/'Historical scenario - input'!$D83),\"\")","v":""},{"$f":"IFERROR(IF(OR(E98=\"\",'Historical scenario - input'!$D83=\"\"),\"\",E98/'Historical scenario - input'!$D83),\"\")","v":""},{"$f":"IFERROR(IF(OR(F98=\"\",'Historical scenario - input'!$D83=\"\"),\"\",F98/'Historical scenario - input'!$D83),\"\")","v":""},{"$f":"IFERROR(IF(OR(G98=\"\",'Historical scenario - input'!$D83=\"\"),\"\",G98/'Historical scenario - input'!$D83),\"\")","v":""},{"$f":"IFERROR(IF(OR(H98=\"\",'Historical scenario - input'!$D83=\"\"),\"\",H98/'Historical scenario - input'!$D83),\"\")","v":""},{"$f":"IFERROR(IF(OR(I98=\"\",'Historical scenario - input'!$D83=\"\"),\"\",I98/'Historical scenario - input'!$D83),\"\")","v":""},{"$f":"IFERROR(IF(OR(J98=\"\",'Historical scenario - input'!$D83=\"\"),\"\",J98/'Historical scenario - input'!$D83),\"\")","v":""},{"$f":"IFERROR(IF(OR(K98=\"\",'Historical scenario - input'!$D83=\"\"),\"\",K98/'Historical scenario - input'!$D83),\"\")","v":""},{"$f":"IFERROR(IF(OR(L98=\"\",'Historical scenario - input'!$D83=\"\"),\"\",L98/'Historical scenario - input'!$D83),\"\")","v":""},{"$f":"IFERROR(IF(OR(M98=\"\",'Historical scenario - input'!$D83=\"\"),\"\",M98/'Historical scenario - input'!$D83),\"\")","v":""},{"$f":"IFERROR(IF(OR(N98=\"\",'Historical scenario - input'!$D83=\"\"),\"\",N98/'Historical scenario - input'!$D83),\"\")","v":""},{"$f":"IFERROR(IF(OR(O98=\"\",'Historical scenario - input'!$D83=\"\"),\"\",O98/'Historical scenario - input'!$D83),\"\")","v":""},{"$f":"IFERROR(IF(OR(P98=\"\",'Historical scenario - input'!$D83=\"\"),\"\",P98/'Historical scenario - input'!$D83),\"\")","v":""},{"$f":"IFERROR(IF(OR(Q98=\"\",'Historical scenario - input'!$D83=\"\"),\"\",Q98/'Historical scenario - input'!$D83),\"\")","v":""},{"$f":"IFERROR(IF(OR(R98=\"\",'Historical scenario - input'!$D83=\"\"),\"\",R98/'Historical scenario - input'!$D83),\"\")","v":""},{"$f":"IFERROR(IF(OR(S98=\"\",'Historical scenario - input'!$D83=\"\"),\"\",S98/'Historical scenario - input'!$D83),\"\")","v":""},{"$f":"IFERROR(IF(OR(T98=\"\",'Historical scenario - input'!$D83=\"\"),\"\",T98/'Historical scenario - input'!$D83),\"\")","v":""},{"$f":"IFERROR(IF(OR(U98=\"\",'Historical scenario - input'!$D83=\"\"),\"\",U98/'Historical scenario - input'!$D83),\"\")","v":""},{"$f":"IFERROR(IF(OR(V98=\"\",'Historical scenario - input'!$D83=\"\"),\"\",V98/'Historical scenario - input'!$D83),\"\")","v":""},{"$f":"IFERROR(IF(OR(W98=\"\",'Historical scenario - input'!$D83=\"\"),\"\",W98/'Historical scenario - input'!$D83),\"\")","v":""}]
[{"$f":"IFERROR('Historical scenario - input'!A84,\"\")","v":""},{"$f":"IFERROR('Historical scenario - input'!B84,\"\")","v":0},{"$f":"IFERROR('Historical scenario - input'!C84,\"\")","v":0},{"$f":"IFERROR(repcalc('Historical scenario - input'!$CV84:$GH84,'Historical scenario - input'!$G84,'Historical scenario - input'!$E84,'Historical scenario - input'!$F84,20,TRUE,TRUE),\"\")","v":""},"","","","","","","","","","","","","","","","","","","",{"$f":"IFERROR(IF(OR(D99=\"\",'Historical scenario - input'!$D84=\"\"),\"\",D99/'Historical scenario - input'!$D84),\"\")","v":""},{"$f":"IFERROR(IF(OR(E99=\"\",'Historical scenario - input'!$D84=\"\"),\"\",E99/'Historical scenario - input'!$D84),\"\")","v":""},{"$f":"IFERROR(IF(OR(F99=\"\",'Historical scenario - input'!$D84=\"\"),\"\",F99/'Historical scenario - input'!$D84),\"\")","v":""},{"$f":"IFERROR(IF(OR(G99=\"\",'Historical scenario - input'!$D84=\"\"),\"\",G99/'Historical scenario - input'!$D84),\"\")","v":""},{"$f":"IFERROR(IF(OR(H99=\"\",'Historical scenario - input'!$D84=\"\"),\"\",H99/'Historical scenario - input'!$D84),\"\")","v":""},{"$f":"IFERROR(IF(OR(I99=\"\",'Historical scenario - input'!$D84=\"\"),\"\",I99/'Historical scenario - input'!$D84),\"\")","v":""},{"$f":"IFERROR(IF(OR(J99=\"\",'Historical scenario - input'!$D84=\"\"),\"\",J99/'Historical scenario - input'!$D84),\"\")","v":""},{"$f":"IFERROR(IF(OR(K99=\"\",'Historical scenario - input'!$D84=\"\"),\"\",K99/'Historical scenario - input'!$D84),\"\")","v":""},{"$f":"IFERROR(IF(OR(L99=\"\",'Historical scenario - input'!$D84=\"\"),\"\",L99/'Historical scenario - input'!$D84),\"\")","v":""},{"$f":"IFERROR(IF(OR(M99=\"\",'Historical scenario - input'!$D84=\"\"),\"\",M99/'Historical scenario - input'!$D84),\"\")","v":""},{"$f":"IFERROR(IF(OR(N99=\"\",'Historical scenario - input'!$D84=\"\"),\"\",N99/'Historical scenario - input'!$D84),\"\")","v":""},{"$f":"IFERROR(IF(OR(O99=\"\",'Historical scenario - input'!$D84=\"\"),\"\",O99/'Historical scenario - input'!$D84),\"\")","v":""},{"$f":"IFERROR(IF(OR(P99=\"\",'Historical scenario - input'!$D84=\"\"),\"\",P99/'Historical scenario - input'!$D84),\"\")","v":""},{"$f":"IFERROR(IF(OR(Q99=\"\",'Historical scenario - input'!$D84=\"\"),\"\",Q99/'Historical scenario - input'!$D84),\"\")","v":""},{"$f":"IFERROR(IF(OR(R99=\"\",'Historical scenario - input'!$D84=\"\"),\"\",R99/'Historical scenario - input'!$D84),\"\")","v":""},{"$f":"IFERROR(IF(OR(S99=\"\",'Historical scenario - input'!$D84=\"\"),\"\",S99/'Historical scenario - input'!$D84),\"\")","v":""},{"$f":"IFERROR(IF(OR(T99=\"\",'Historical scenario - input'!$D84=\"\"),\"\",T99/'Historical scenario - input'!$D84),\"\")","v":""},{"$f":"IFERROR(IF(OR(U99=\"\",'Historical scenario - input'!$D84=\"\"),\"\",U99/'Historical scenario - input'!$D84),\"\")","v":""},{"$f":"IFERROR(IF(OR(V99=\"\",'Historical scenario - input'!$D84=\"\"),\"\",V99/'Historical scenario - input'!$D84),\"\")","v":""},{"$f":"IFERROR(IF(OR(W99=\"\",'Historical scenario - input'!$D84=\"\"),\"\",W99/'Historical scenario - input'!$D84),\"\")","v":""}]
[{"$f":"IFERROR('Historical scenario - input'!A85,\"\")","v":""},{"$f":"IFERROR('Historical scenario - input'!B85,\"\")","v":0},{"$f":"IFERROR('Historical scenario - input'!C85,\"\")","v":0},{"$f":"IFERROR(repcalc('Historical scenario - input'!$CV85:$GH85,'Historical scenario - input'!$G85,'Historical scenario - input'!$E85,'Historical scenario - input'!$F85,20,TRUE,TRUE),\"\")","v":""},"","","","","","","","","","","","","","","","","","","",{"$f":"IFERROR(IF(OR(D100=\"\",'Historical scenario - input'!$D85=\"\"),\"\",D100/'Historical scenario - input'!$D85),\"\")","v":""},{"$f":"IFERROR(IF(OR(E100=\"\",'Historical scenario - input'!$D85=\"\"),\"\",E100/'Historical scenario - input'!$D85),\"\")","v":""},{"$f":"IFERROR(IF(OR(F100=\"\",'Historical scenario - input'!$D85=\"\"),\"\",F100/'Historical scenario - input'!$D85),\"\")","v":""},{"$f":"IFERROR(IF(OR(G100=\"\",'Historical scenario - input'!$D85=\"\"),\"\",G100/'Historical scenario - input'!$D85),\"\")","v":""},{"$f":"IFERROR(IF(OR(H100=\"\",'Historical scenario - input'!$D85=\"\"),\"\",H100/'Historical scenario - input'!$D85),\"\")","v":""},{"$f":"IFERROR(IF(OR(I100=\"\",'Historical scenario - input'!$D85=\"\"),\"\",I100/'Historical scenario - input'!$D85),\"\")","v":""},{"$f":"IFERROR(IF(OR(J100=\"\",'Historical scenario - input'!$D85=\"\"),\"\",J100/'Historical scenario - input'!$D85),\"\")","v":""},{"$f":"IFERROR(IF(OR(K100=\"\",'Historical scenario - input'!$D85=\"\"),\"\",K100/'Historical scenario - input'!$D85),\"\")","v":""},{"$f":"IFERROR(IF(OR(L100=\"\",'Historical scenario - input'!$D85=\"\"),\"\",L100/'Historical scenario - input'!$D85),\"\")","v":""},{"$f":"IFERROR(IF(OR(M100=\"\",'Historical scenario - input'!$D85=\"\"),\"\",M100/'Historical scenario - input'!$D85),\"\")","v":""},{"$f":"IFERROR(IF(OR(N100=\"\",'Historical scenario - input'!$D85=\"\"),\"\",N100/'Historical scenario - input'!$D85),\"\")","v":""},{"$f":"IFERROR(IF(OR(O100=\"\",'Historical scenario - input'!$D85=\"\"),\"\",O100/'Historical scenario - input'!$D85),\"\")","v":""},{"$f":"IFERROR(IF(OR(P100=\"\",'Historical scenario - input'!$D85=\"\"),\"\",P100/'Historical scenario - input'!$D85),\"\")","v":""},{"$f":"IFERROR(IF(OR(Q100=\"\",'Historical scenario - input'!$D85=\"\"),\"\",Q100/'Historical scenario - input'!$D85),\"\")","v":""},{"$f":"IFERROR(IF(OR(R100=\"\",'Historical scenario - input'!$D85=\"\"),\"\",R100/'Historical scenario - input'!$D85),\"\")","v":""},{"$f":"IFERROR(IF(OR(S100=\"\",'Historical scenario - input'!$D85=\"\"),\"\",S100/'Historical scenario - input'!$D85),\"\")","v":""},{"$f":"IFERROR(IF(OR(T100=\"\",'Historical scenario - input'!$D85=\"\"),\"\",T100/'Historical scenario - input'!$D85),\"\")","v":""},{"$f":"IFERROR(IF(OR(U100=\"\",'Historical scenario - input'!$D85=\"\"),\"\",U100/'Historical scenario - input'!$D85),\"\")","v":""},{"$f":"IFERROR(IF(OR(V100=\"\",'Historical scenario - input'!$D85=\"\"),\"\",V100/'Historical scenario - input'!$D85),\"\")","v":""},{"$f":"IFERROR(IF(OR(W100=\"\",'Historical scenario - input'!$D85=\"\"),\"\",W100/'Historical scenario - input'!$D85),\"\")","v":""}]
[{"$f":"IFERROR('Historical scenario - input'!A86,\"\")","v":""},{"$f":"IFERROR('Historical scenario - input'!B86,\"\")","v":0},{"$f":"IFERROR('Historical scenario - input'!C86,\"\")","v":0},{"$f":"IFERROR(repcalc('Historical scenario - input'!$CV86:$GH86,'Historical scenario - input'!$G86,'Historical scenario - input'!$E86,'Historical scenario - input'!$F86,20,TRUE,TRUE),\"\")","v":""},"","","","","","","","","","","","","","","","","","","",{"$f":"IFERROR(IF(OR(D101=\"\",'Historical scenario - input'!$D86=\"\"),\"\",D101/'Historical scenario - input'!$D86),\"\")","v":""},{"$f":"IFERROR(IF(OR(E101=\"\",'Historical scenario - input'!$D86=\"\"),\"\",E101/'Historical scenario - input'!$D86),\"\")","v":""},{"$f":"IFERROR(IF(OR(F101=\"\",'Historical scenario - input'!$D86=\"\"),\"\",F101/'Historical scenario - input'!$D86),\"\")","v":""},{"$f":"IFERROR(IF(OR(G101=\"\",'Historical scenario - input'!$D86=\"\"),\"\",G101/'Historical scenario - input'!$D86),\"\")","v":""},{"$f":"IFERROR(IF(OR(H101=\"\",'Historical scenario - input'!$D86=\"\"),\"\",H101/'Historical scenario - input'!$D86),\"\")","v":""},{"$f":"IFERROR(IF(OR(I101=\"\",'Historical scenario - input'!$D86=\"\"),\"\",I101/'Historical scenario - input'!$D86),\"\")","v":""},{"$f":"IFERROR(IF(OR(J101=\"\",'Historical scenario - input'!$D86=\"\"),\"\",J101/'Historical scenario - input'!$D86),\"\")","v":""},{"$f":"IFERROR(IF(OR(K101=\"\",'Historical scenario - input'!$D86=\"\"),\"\",K101/'Historical scenario - input'!$D86),\"\")","v":""},{"$f":"IFERROR(IF(OR(L101=\"\",'Historical scenario - input'!$D86=\"\"),\"\",L101/'Historical scenario - input'!$D86),\"\")","v":""},{"$f":"IFERROR(IF(OR(M101=\"\",'Historical scenario - input'!$D86=\"\"),\"\",M101/'Historical scenario - input'!$D86),\"\")","v":""},{"$f":"IFERROR(IF(OR(N101=\"\",'Historical scenario - input'!$D86=\"\"),\"\",N101/'Historical scenario - input'!$D86),\"\")","v":""},{"$f":"IFERROR(IF(OR(O101=\"\",'Historical scenario - input'!$D86=\"\"),\"\",O101/'Historical scenario - input'!$D86),\"\")","v":""},{"$f":"IFERROR(IF(OR(P101=\"\",'Historical scenario - input'!$D86=\"\"),\"\",P101/'Historical scenario - input'!$D86),\"\")","v":""},{"$f":"IFERROR(IF(OR(Q101=\"\",'Historical scenario - input'!$D86=\"\"),\"\",Q101/'Historical scenario - input'!$D86),\"\")","v":""},{"$f":"IFERROR(IF(OR(R101=\"\",'Historical scenario - input'!$D86=\"\"),\"\",R101/'Historical scenario - input'!$D86),\"\")","v":""},{"$f":"IFERROR(IF(OR(S101=\"\",'Historical scenario - input'!$D86=\"\"),\"\",S101/'Historical scenario - input'!$D86),\"\")","v":""},{"$f":"IFERROR(IF(OR(T101=\"\",'Historical scenario - input'!$D86=\"\"),\"\",T101/'Historical scenario - input'!$D86),\"\")","v":""},{"$f":"IFERROR(IF(OR(U101=\"\",'Historical scenario - input'!$D86=\"\"),\"\",U101/'Historical scenario - input'!$D86),\"\")","v":""},{"$f":"IFERROR(IF(OR(V101=\"\",'Historical scenario - input'!$D86=\"\"),\"\",V101/'Historical scenario - input'!$D86),\"\")","v":""},{"$f":"IFERROR(IF(OR(W101=\"\",'Historical scenario - input'!$D86=\"\"),\"\",W101/'Historical scenario - input'!$D86),\"\")","v":""}]
[{"$f":"IFERROR('Historical scenario - input'!A87,\"\")","v":""},{"$f":"IFERROR('Historical scenario - input'!B87,\"\")","v":0},{"$f":"IFERROR('Historical scenario - input'!C87,\"\")","v":0},{"$f":"IFERROR(repcalc('Historical scenario - input'!$CV87:$GH87,'Historical scenario - input'!$G87,'Historical scenario - input'!$E87,'Historical scenario - input'!$F87,20,TRUE,TRUE),\"\")","v":""},"","","","","","","","","","","","","","","","","","","",{"$f":"IFERROR(IF(OR(D102=\"\",'Historical scenario - input'!$D87=\"\"),\"\",D102/'Historical scenario - input'!$D87),\"\")","v":""},{"$f":"IFERROR(IF(OR(E102=\"\",'Historical scenario - input'!$D87=\"\"),\"\",E102/'Historical scenario - input'!$D87),\"\")","v":""},{"$f":"IFERROR(IF(OR(F102=\"\",'Historical scenario - input'!$D87=\"\"),\"\",F102/'Historical scenario - input'!$D87),\"\")","v":""},{"$f":"IFERROR(IF(OR(G102=\"\",'Historical scenario - input'!$D87=\"\"),\"\",G102/'Historical scenario - input'!$D87),\"\")","v":""},{"$f":"IFERROR(IF(OR(H102=\"\",'Historical scenario - input'!$D87=\"\"),\"\",H102/'Historical scenario - input'!$D87),\"\")","v":""},{"$f":"IFERROR(IF(OR(I102=\"\",'Historical scenario - input'!$D87=\"\"),\"\",I102/'Historical scenario - input'!$D87),\"\")","v":""},{"$f":"IFERROR(IF(OR(J102=\"\",'Historical scenario - input'!$D87=\"\"),\"\",J102/'Historical scenario - input'!$D87),\"\")","v":""},{"$f":"IFERROR(IF(OR(K102=\"\",'Historical scenario - input'!$D87=\"\"),\"\",K102/'Historical scenario - input'!$D87),\"\")","v":""},{"$f":"IFERROR(IF(OR(L102=\"\",'Historical scenario - input'!$D87=\"\"),\"\",L102/'Historical scenario - input'!$D87),\"\")","v":""},{"$f":"IFERROR(IF(OR(M102=\"\",'Historical scenario - input'!$D87=\"\"),\"\",M102/'Historical scenario - input'!$D87),\"\")","v":""},{"$f":"IFERROR(IF(OR(N102=\"\",'Historical scenario - input'!$D87=\"\"),\"\",N102/'Historical scenario - input'!$D87),\"\")","v":""},{"$f":"IFERROR(IF(OR(O102=\"\",'Historical scenario - input'!$D87=\"\"),\"\",O102/'Historical scenario - input'!$D87),\"\")","v":""},{"$f":"IFERROR(IF(OR(P102=\"\",'Historical scenario - input'!$D87=\"\"),\"\",P102/'Historical scenario - input'!$D87),\"\")","v":""},{"$f":"IFERROR(IF(OR(Q102=\"\",'Historical scenario - input'!$D87=\"\"),\"\",Q102/'Historical scenario - input'!$D87),\"\")","v":""},{"$f":"IFERROR(IF(OR(R102=\"\",'Historical scenario - input'!$D87=\"\"),\"\",R102/'Historical scenario - input'!$D87),\"\")","v":""},{"$f":"IFERROR(IF(OR(S102=\"\",'Historical scenario - input'!$D87=\"\"),\"\",S102/'Historical scenario - input'!$D87),\"\")","v":""},{"$f":"IFERROR(IF(OR(T102=\"\",'Historical scenario - input'!$D87=\"\"),\"\",T102/'Historical scenario - input'!$D87),\"\")","v":""},{"$f":"IFERROR(IF(OR(U102=\"\",'Historical scenario - input'!$D87=\"\"),\"\",U102/'Historical scenario - input'!$D87),\"\")","v":""},{"$f":"IFERROR(IF(OR(V102=\"\",'Historical scenario - input'!$D87=\"\"),\"\",V102/'Historical scenario - input'!$D87),\"\")","v":""},{"$f":"IFERROR(IF(OR(W102=\"\",'Historical scenario - input'!$D87=\"\"),\"\",W102/'Historical scenario - input'!$D87),\"\")","v":""}]
[{"$f":"IFERROR('Historical scenario - input'!A88,\"\")","v":""},{"$f":"IFERROR('Historical scenario - input'!B88,\"\")","v":0},{"$f":"IFERROR('Historical scenario - input'!C88,\"\")","v":0},{"$f":"IFERROR(repcalc('Historical scenario - input'!$CV88:$GH88,'Historical scenario - input'!$G88,'Historical scenario - input'!$E88,'Historical scenario - input'!$F88,20,TRUE,TRUE),\"\")","v":""},"","","","","","","","","","","","","","","","","","","",{"$f":"IFERROR(IF(OR(D103=\"\",'Historical scenario - input'!$D88=\"\"),\"\",D103/'Historical scenario - input'!$D88),\"\")","v":""},{"$f":"IFERROR(IF(OR(E103=\"\",'Historical scenario - input'!$D88=\"\"),\"\",E103/'Historical scenario - input'!$D88),\"\")","v":""},{"$f":"IFERROR(IF(OR(F103=\"\",'Historical scenario - input'!$D88=\"\"),\"\",F103/'Historical scenario - input'!$D88),\"\")","v":""},{"$f":"IFERROR(IF(OR(G103=\"\",'Historical scenario - input'!$D88=\"\"),\"\",G103/'Historical scenario - input'!$D88),\"\")","v":""},{"$f":"IFERROR(IF(OR(H103=\"\",'Historical scenario - input'!$D88=\"\"),\"\",H103/'Historical scenario - input'!$D88),\"\")","v":""},{"$f":"IFERROR(IF(OR(I103=\"\",'Historical scenario - input'!$D88=\"\"),\"\",I103/'Historical scenario - input'!$D88),\"\")","v":""},{"$f":"IFERROR(IF(OR(J103=\"\",'Historical scenario - input'!$D88=\"\"),\"\",J103/'Historical scenario - input'!$D88),\"\")","v":""},{"$f":"IFERROR(IF(OR(K103=\"\",'Historical scenario - input'!$D88=\"\"),\"\",K103/'Historical scenario - input'!$D88),\"\")","v":""},{"$f":"IFERROR(IF(OR(L103=\"\",'Historical scenario - input'!$D88=\"\"),\"\",L103/'Historical scenario - input'!$D88),\"\")","v":""},{"$f":"IFERROR(IF(OR(M103=\"\",'Historical scenario - input'!$D88=\"\"),\"\",M103/'Historical scenario - input'!$D88),\"\")","v":""},{"$f":"IFERROR(IF(OR(N103=\"\",'Historical scenario - input'!$D88=\"\"),\"\",N103/'Historical scenario - input'!$D88),\"\")","v":""},{"$f":"IFERROR(IF(OR(O103=\"\",'Historical scenario - input'!$D88=\"\"),\"\",O103/'Historical scenario - input'!$D88),\"\")","v":""},{"$f":"IFERROR(IF(OR(P103=\"\",'Historical scenario - input'!$D88=\"\"),\"\",P103/'Historical scenario - input'!$D88),\"\")","v":""},{"$f":"IFERROR(IF(OR(Q103=\"\",'Historical scenario - input'!$D88=\"\"),\"\",Q103/'Historical scenario - input'!$D88),\"\")","v":""},{"$f":"IFERROR(IF(OR(R103=\"\",'Historical scenario - input'!$D88=\"\"),\"\",R103/'Historical scenario - input'!$D88),\"\")","v":""},{"$f":"IFERROR(IF(OR(S103=\"\",'Historical scenario - input'!$D88=\"\"),\"\",S103/'Historical scenario - input'!$D88),\"\")","v":""},{"$f":"IFERROR(IF(OR(T103=\"\",'Historical scenario - input'!$D88=\"\"),\"\",T103/'Historical scenario - input'!$D88),\"\")","v":""},{"$f":"IFERROR(IF(OR(U103=\"\",'Historical scenario - input'!$D88=\"\"),\"\",U103/'Historical scenario - input'!$D88),\"\")","v":""},{"$f":"IFERROR(IF(OR(V103=\"\",'Historical scenario - input'!$D88=\"\"),\"\",V103/'Historical scenario - input'!$D88),\"\")","v":""},{"$f":"IFERROR(IF(OR(W103=\"\",'Historical scenario - input'!$D88=\"\"),\"\",W103/'Historical scenario - input'!$D88),\"\")","v":""}]
[{"$f":"IFERROR('Historical scenario - input'!A89,\"\")","v":""},{"$f":"IFERROR('Historical scenario - input'!B89,\"\")","v":0},{"$f":"IFERROR('Historical scenario - input'!C89,\"\")","v":0},{"$f":"IFERROR(repcalc('Historical scenario - input'!$CV89:$GH89,'Historical scenario - input'!$G89,'Historical scenario - input'!$E89,'Historical scenario - input'!$F89,20,TRUE,TRUE),\"\")","v":""},"","","","","","","","","","","","","","","","","","","",{"$f":"IFERROR(IF(OR(D104=\"\",'Historical scenario - input'!$D89=\"\"),\"\",D104/'Historical scenario - input'!$D89),\"\")","v":""},{"$f":"IFERROR(IF(OR(E104=\"\",'Historical scenario - input'!$D89=\"\"),\"\",E104/'Historical scenario - input'!$D89),\"\")","v":""},{"$f":"IFERROR(IF(OR(F104=\"\",'Historical scenario - input'!$D89=\"\"),\"\",F104/'Historical scenario - input'!$D89),\"\")","v":""},{"$f":"IFERROR(IF(OR(G104=\"\",'Historical scenario - input'!$D89=\"\"),\"\",G104/'Historical scenario - input'!$D89),\"\")","v":""},{"$f":"IFERROR(IF(OR(H104=\"\",'Historical scenario - input'!$D89=\"\"),\"\",H104/'Historical scenario - input'!$D89),\"\")","v":""},{"$f":"IFERROR(IF(OR(I104=\"\",'Historical scenario - input'!$D89=\"\"),\"\",I104/'Historical scenario - input'!$D89),\"\")","v":""},{"$f":"IFERROR(IF(OR(J104=\"\",'Historical scenario - input'!$D89=\"\"),\"\",J104/'Historical scenario - input'!$D89),\"\")","v":""},{"$f":"IFERROR(IF(OR(K104=\"\",'Historical scenario - input'!$D89=\"\"),\"\",K104/'Historical scenario - input'!$D89),\"\")","v":""},{"$f":"IFERROR(IF(OR(L104=\"\",'Historical scenario - input'!$D89=\"\"),\"\",L104/'Historical scenario - input'!$D89),\"\")","v":""},{"$f":"IFERROR(IF(OR(M104=\"\",'Historical scenario - input'!$D89=\"\"),\"\",M104/'Historical scenario - input'!$D89),\"\")","v":""},{"$f":"IFERROR(IF(OR(N104=\"\",'Historical scenario - input'!$D89=\"\"),\"\",N104/'Historical scenario - input'!$D89),\"\")","v":""},{"$f":"IFERROR(IF(OR(O104=\"\",'Historical scenario - input'!$D89=\"\"),\"\",O104/'Historical scenario - input'!$D89),\"\")","v":""},{"$f":"IFERROR(IF(OR(P104=\"\",'Historical scenario - input'!$D89=\"\"),\"\",P104/'Historical scenario - input'!$D89),\"\")","v":""},{"$f":"IFERROR(IF(OR(Q104=\"\",'Historical scenario - input'!$D89=\"\"),\"\",Q104/'Historical scenario - input'!$D89),\"\")","v":""},{"$f":"IFERROR(IF(OR(R104=\"\",'Historical scenario - input'!$D89=\"\"),\"\",R104/'Historical scenario - input'!$D89),\"\")","v":""},{"$f":"IFERROR(IF(OR(S104=\"\",'Historical scenario - input'!$D89=\"\"),\"\",S104/'Historical scenario - input'!$D89),\"\")","v":""},{"$f":"IFERROR(IF(OR(T104=\"\",'Historical scenario - input'!$D89=\"\"),\"\",T104/'Historical scenario - input'!$D89),\"\")","v":""},{"$f":"IFERROR(IF(OR(U104=\"\",'Historical scenario - input'!$D89=\"\"),\"\",U104/'Historical scenario - input'!$D89),\"\")","v":""},{"$f":"IFERROR(IF(OR(V104=\"\",'Historical scenario - input'!$D89=\"\"),\"\",V104/'Historical scenario - input'!$D89),\"\")","v":""},{"$f":"IFERROR(IF(OR(W104=\"\",'Historical scenario - input'!$D89=\"\"),\"\",W104/'Historical scenario - input'!$D89),\"\")","v":""}]
[{"$f":"IFERROR('Historical scenario - input'!A90,\"\")","v":""},{"$f":"IFERROR('Historical scenario - input'!B90,\"\")","v":0},{"$f":"IFERROR('Historical scenario - input'!C90,\"\")","v":0},{"$f":"IFERROR(repcalc('Historical scenario - input'!$CV90:$GH90,'Historical scenario - input'!$G90,'Historical scenario - input'!$E90,'Historical scenario - input'!$F90,20,TRUE,TRUE),\"\")","v":""},"","","","","","","","","","","","","","","","","","","",{"$f":"IFERROR(IF(OR(D105=\"\",'Historical scenario - input'!$D90=\"\"),\"\",D105/'Historical scenario - input'!$D90),\"\")","v":""},{"$f":"IFERROR(IF(OR(E105=\"\",'Historical scenario - input'!$D90=\"\"),\"\",E105/'Historical scenario - input'!$D90),\"\")","v":""},{"$f":"IFERROR(IF(OR(F105=\"\",'Historical scenario - input'!$D90=\"\"),\"\",F105/'Historical scenario - input'!$D90),\"\")","v":""},{"$f":"IFERROR(IF(OR(G105=\"\",'Historical scenario - input'!$D90=\"\"),\"\",G105/'Historical scenario - input'!$D90),\"\")","v":""},{"$f":"IFERROR(IF(OR(H105=\"\",'Historical scenario - input'!$D90=\"\"),\"\",H105/'Historical scenario - input'!$D90),\"\")","v":""},{"$f":"IFERROR(IF(OR(I105=\"\",'Historical scenario - input'!$D90=\"\"),\"\",I105/'Historical scenario - input'!$D90),\"\")","v":""},{"$f":"IFERROR(IF(OR(J105=\"\",'Historical scenario - input'!$D90=\"\"),\"\",J105/'Historical scenario - input'!$D90),\"\")","v":""},{"$f":"IFERROR(IF(OR(K105=\"\",'Historical scenario - input'!$D90=\"\"),\"\",K105/'Historical scenario - input'!$D90),\"\")","v":""},{"$f":"IFERROR(IF(OR(L105=\"\",'Historical scenario - input'!$D90=\"\"),\"\",L105/'Historical scenario - input'!$D90),\"\")","v":""},{"$f":"IFERROR(IF(OR(M105=\"\",'Historical scenario - input'!$D90=\"\"),\"\",M105/'Historical scenario - input'!$D90),\"\")","v":""},{"$f":"IFERROR(IF(OR(N105=\"\",'Historical scenario - input'!$D90=\"\"),\"\",N105/'Historical scenario - input'!$D90),\"\")","v":""},{"$f":"IFERROR(IF(OR(O105=\"\",'Historical scenario - input'!$D90=\"\"),\"\",O105/'Historical scenario - input'!$D90),\"\")","v":""},{"$f":"IFERROR(IF(OR(P105=\"\",'Historical scenario - input'!$D90=\"\"),\"\",P105/'Historical scenario - input'!$D90),\"\")","v":""},{"$f":"IFERROR(IF(OR(Q105=\"\",'Historical scenario - input'!$D90=\"\"),\"\",Q105/'Historical scenario - input'!$D90),\"\")","v":""},{"$f":"IFERROR(IF(OR(R105=\"\",'Historical scenario - input'!$D90=\"\"),\"\",R105/'Historical scenario - input'!$D90),\"\")","v":""},{"$f":"IFERROR(IF(OR(S105=\"\",'Historical scenario - input'!$D90=\"\"),\"\",S105/'Historical scenario - input'!$D90),\"\")","v":""},{"$f":"IFERROR(IF(OR(T105=\"\",'Historical scenario - input'!$D90=\"\"),\"\",T105/'Historical scenario - input'!$D90),\"\")","v":""},{"$f":"IFERROR(IF(OR(U105=\"\",'Historical scenario - input'!$D90=\"\"),\"\",U105/'Historical scenario - input'!$D90),\"\")","v":""},{"$f":"IFERROR(IF(OR(V105=\"\",'Historical scenario - input'!$D90=\"\"),\"\",V105/'Historical scenario - input'!$D90),\"\")","v":""},{"$f":"IFERROR(IF(OR(W105=\"\",'Historical scenario - input'!$D90=\"\"),\"\",W105/'Historical scenario - input'!$D90),\"\")","v":""}]
[{"$f":"IFERROR('Historical scenario - input'!A91,\"\")","v":""},{"$f":"IFERROR('Historical scenario - input'!B91,\"\")","v":0},{"$f":"IFERROR('Historical scenario - input'!C91,\"\")","v":0},{"$f":"IFERROR(repcalc('Historical scenario - input'!$CV91:$GH91,'Historical scenario - input'!$G91,'Historical scenario - input'!$E91,'Historical scenario - input'!$F91,20,TRUE,TRUE),\"\")","v":""},"","","","","","","","","","","","","","","","","","","",{"$f":"IFERROR(IF(OR(D106=\"\",'Historical scenario - input'!$D91=\"\"),\"\",D106/'Historical scenario - input'!$D91),\"\")","v":""},{"$f":"IFERROR(IF(OR(E106=\"\",'Historical scenario - input'!$D91=\"\"),\"\",E106/'Historical scenario - input'!$D91),\"\")","v":""},{"$f":"IFERROR(IF(OR(F106=\"\",'Historical scenario - input'!$D91=\"\"),\"\",F106/'Historical scenario - input'!$D91),\"\")","v":""},{"$f":"IFERROR(IF(OR(G106=\"\",'Historical scenario - input'!$D91=\"\"),\"\",G106/'Historical scenario - input'!$D91),\"\")","v":""},{"$f":"IFERROR(IF(OR(H106=\"\",'Historical scenario - input'!$D91=\"\"),\"\",H106/'Historical scenario - input'!$D91),\"\")","v":""},{"$f":"IFERROR(IF(OR(I106=\"\",'Historical scenario - input'!$D91=\"\"),\"\",I106/'Historical scenario - input'!$D91),\"\")","v":""},{"$f":"IFERROR(IF(OR(J106=\"\",'Historical scenario - input'!$D91=\"\"),\"\",J106/'Historical scenario - input'!$D91),\"\")","v":""},{"$f":"IFERROR(IF(OR(K106=\"\",'Historical scenario - input'!$D91=\"\"),\"\",K106/'Historical scenario - input'!$D91),\"\")","v":""},{"$f":"IFERROR(IF(OR(L106=\"\",'Historical scenario - input'!$D91=\"\"),\"\",L106/'Historical scenario - input'!$D91),\"\")","v":""},{"$f":"IFERROR(IF(OR(M106=\"\",'Historical scenario - input'!$D91=\"\"),\"\",M106/'Historical scenario - input'!$D91),\"\")","v":""},{"$f":"IFERROR(IF(OR(N106=\"\",'Historical scenario - input'!$D91=\"\"),\"\",N106/'Historical scenario - input'!$D91),\"\")","v":""},{"$f":"IFERROR(IF(OR(O106=\"\",'Historical scenario - input'!$D91=\"\"),\"\",O106/'Historical scenario - input'!$D91),\"\")","v":""},{"$f":"IFERROR(IF(OR(P106=\"\",'Historical scenario - input'!$D91=\"\"),\"\",P106/'Historical scenario - input'!$D91),\"\")","v":""},{"$f":"IFERROR(IF(OR(Q106=\"\",'Historical scenario - input'!$D91=\"\"),\"\",Q106/'Historical scenario - input'!$D91),\"\")","v":""},{"$f":"IFERROR(IF(OR(R106=\"\",'Historical scenario - input'!$D91=\"\"),\"\",R106/'Historical scenario - input'!$D91),\"\")","v":""},{"$f":"IFERROR(IF(OR(S106=\"\",'Historical scenario - input'!$D91=\"\"),\"\",S106/'Historical scenario - input'!$D91),\"\")","v":""},{"$f":"IFERROR(IF(OR(T106=\"\",'Historical scenario - input'!$D91=\"\"),\"\",T106/'Historical scenario - input'!$D91),\"\")","v":""},{"$f":"IFERROR(IF(OR(U106=\"\",'Historical scenario - input'!$D91=\"\"),\"\",U106/'Historical scenario - input'!$D91),\"\")","v":""},{"$f":"IFERROR(IF(OR(V106=\"\",'Historical scenario - input'!$D91=\"\"),\"\",V106/'Historical scenario - input'!$D91),\"\")","v":""},{"$f":"IFERROR(IF(OR(W106=\"\",'Historical scenario - input'!$D91=\"\"),\"\",W106/'Historical scenario - input'!$D91),\"\")","v":""}]
[{"$f":"IFERROR('Historical scenario - input'!A92,\"\")","v":""},{"$f":"IFERROR('Historical scenario - input'!B92,\"\")","v":0},{"$f":"IFERROR('Historical scenario - input'!C92,\"\")","v":0},{"$f":"IFERROR(repcalc('Historical scenario - input'!$CV92:$GH92,'Historical scenario - input'!$G92,'Historical scenario - input'!$E92,'Historical scenario - input'!$F92,20,TRUE,TRUE),\"\")","v":""},"","","","","","","","","","","","","","","","","","","",{"$f":"IFERROR(IF(OR(D107=\"\",'Historical scenario - input'!$D92=\"\"),\"\",D107/'Historical scenario - input'!$D92),\"\")","v":""},{"$f":"IFERROR(IF(OR(E107=\"\",'Historical scenario - input'!$D92=\"\"),\"\",E107/'Historical scenario - input'!$D92),\"\")","v":""},{"$f":"IFERROR(IF(OR(F107=\"\",'Historical scenario - input'!$D92=\"\"),\"\",F107/'Historical scenario - input'!$D92),\"\")","v":""},{"$f":"IFERROR(IF(OR(G107=\"\",'Historical scenario - input'!$D92=\"\"),\"\",G107/'Historical scenario - input'!$D92),\"\")","v":""},{"$f":"IFERROR(IF(OR(H107=\"\",'Historical scenario - input'!$D92=\"\"),\"\",H107/'Historical scenario - input'!$D92),\"\")","v":""},{"$f":"IFERROR(IF(OR(I107=\"\",'Historical scenario - input'!$D92=\"\"),\"\",I107/'Historical scenario - input'!$D92),\"\")","v":""},{"$f":"IFERROR(IF(OR(J107=\"\",'Historical scenario - input'!$D92=\"\"),\"\",J107/'Historical scenario - input'!$D92),\"\")","v":""},{"$f":"IFERROR(IF(OR(K107=\"\",'Historical scenario - input'!$D92=\"\"),\"\",K107/'Historical scenario - input'!$D92),\"\")","v":""},{"$f":"IFERROR(IF(OR(L107=\"\",'Historical scenario - input'!$D92=\"\"),\"\",L107/'Historical scenario - input'!$D92),\"\")","v":""},{"$f":"IFERROR(IF(OR(M107=\"\",'Historical scenario - input'!$D92=\"\"),\"\",M107/'Historical scenario - input'!$D92),\"\")","v":""},{"$f":"IFERROR(IF(OR(N107=\"\",'Historical scenario - input'!$D92=\"\"),\"\",N107/'Historical scenario - input'!$D92),\"\")","v":""},{"$f":"IFERROR(IF(OR(O107=\"\",'Historical scenario - input'!$D92=\"\"),\"\",O107/'Historical scenario - input'!$D92),\"\")","v":""},{"$f":"IFERROR(IF(OR(P107=\"\",'Historical scenario - input'!$D92=\"\"),\"\",P107/'Historical scenario - input'!$D92),\"\")","v":""},{"$f":"IFERROR(IF(OR(Q107=\"\",'Historical scenario - input'!$D92=\"\"),\"\",Q107/'Historical scenario - input'!$D92),\"\")","v":""},{"$f":"IFERROR(IF(OR(R107=\"\",'Historical scenario - input'!$D92=\"\"),\"\",R107/'Historical scenario - input'!$D92),\"\")","v":""},{"$f":"IFERROR(IF(OR(S107=\"\",'Historical scenario - input'!$D92=\"\"),\"\",S107/'Historical scenario - input'!$D92),\"\")","v":""},{"$f":"IFERROR(IF(OR(T107=\"\",'Historical scenario - input'!$D92=\"\"),\"\",T107/'Historical scenario - input'!$D92),\"\")","v":""},{"$f":"IFERROR(IF(OR(U107=\"\",'Historical scenario - input'!$D92=\"\"),\"\",U107/'Historical scenario - input'!$D92),\"\")","v":""},{"$f":"IFERROR(IF(OR(V107=\"\",'Historical scenario - input'!$D92=\"\"),\"\",V107/'Historical scenario - input'!$D92),\"\")","v":""},{"$f":"IFERROR(IF(OR(W107=\"\",'Historical scenario - input'!$D92=\"\"),\"\",W107/'Historical scenario - input'!$D92),\"\")","v":""}]
[{"$f":"IFERROR('Historical scenario - input'!A93,\"\")","v":""},{"$f":"IFERROR('Historical scenario - input'!B93,\"\")","v":0},{"$f":"IFERROR('Historical scenario - input'!C93,\"\")","v":0},{"$f":"IFERROR(repcalc('Historical scenario - input'!$CV93:$GH93,'Historical scenario - input'!$G93,'Historical scenario - input'!$E93,'Historical scenario - input'!$F93,20,TRUE,TRUE),\"\")","v":""},"","","","","","","","","","","","","","","","","","","",{"$f":"IFERROR(IF(OR(D108=\"\",'Historical scenario - input'!$D93=\"\"),\"\",D108/'Historical scenario - input'!$D93),\"\")","v":""},{"$f":"IFERROR(IF(OR(E108=\"\",'Historical scenario - input'!$D93=\"\"),\"\",E108/'Historical scenario - input'!$D93),\"\")","v":""},{"$f":"IFERROR(IF(OR(F108=\"\",'Historical scenario - input'!$D93=\"\"),\"\",F108/'Historical scenario - input'!$D93),\"\")","v":""},{"$f":"IFERROR(IF(OR(G108=\"\",'Historical scenario - input'!$D93=\"\"),\"\",G108/'Historical scenario - input'!$D93),\"\")","v":""},{"$f":"IFERROR(IF(OR(H108=\"\",'Historical scenario - input'!$D93=\"\"),\"\",H108/'Historical scenario - input'!$D93),\"\")","v":""},{"$f":"IFERROR(IF(OR(I108=\"\",'Historical scenario - input'!$D93=\"\"),\"\",I108/'Historical scenario - input'!$D93),\"\")","v":""},{"$f":"IFERROR(IF(OR(J108=\"\",'Historical scenario - input'!$D93=\"\"),\"\",J108/'Historical scenario - input'!$D93),\"\")","v":""},{"$f":"IFERROR(IF(OR(K108=\"\",'Historical scenario - input'!$D93=\"\"),\"\",K108/'Historical scenario - input'!$D93),\"\")","v":""},{"$f":"IFERROR(IF(OR(L108=\"\",'Historical scenario - input'!$D93=\"\"),\"\",L108/'Historical scenario - input'!$D93),\"\")","v":""},{"$f":"IFERROR(IF(OR(M108=\"\",'Historical scenario - input'!$D93=\"\"),\"\",M108/'Historical scenario - input'!$D93),\"\")","v":""},{"$f":"IFERROR(IF(OR(N108=\"\",'Historical scenario - input'!$D93=\"\"),\"\",N108/'Historical scenario - input'!$D93),\"\")","v":""},{"$f":"IFERROR(IF(OR(O108=\"\",'Historical scenario - input'!$D93=\"\"),\"\",O108/'Historical scenario - input'!$D93),\"\")","v":""},{"$f":"IFERROR(IF(OR(P108=\"\",'Historical scenario - input'!$D93=\"\"),\"\",P108/'Historical scenario - input'!$D93),\"\")","v":""},{"$f":"IFERROR(IF(OR(Q108=\"\",'Historical scenario - input'!$D93=\"\"),\"\",Q108/'Historical scenario - input'!$D93),\"\")","v":""},{"$f":"IFERROR(IF(OR(R108=\"\",'Historical scenario - input'!$D93=\"\"),\"\",R108/'Historical scenario - input'!$D93),\"\")","v":""},{"$f":"IFERROR(IF(OR(S108=\"\",'Historical scenario - input'!$D93=\"\"),\"\",S108/'Historical scenario - input'!$D93),\"\")","v":""},{"$f":"IFERROR(IF(OR(T108=\"\",'Historical scenario - input'!$D93=\"\"),\"\",T108/'Historical scenario - input'!$D93),\"\")","v":""},{"$f":"IFERROR(IF(OR(U108=\"\",'Historical scenario - input'!$D93=\"\"),\"\",U108/'Historical scenario - input'!$D93),\"\")","v":""},{"$f":"IFERROR(IF(OR(V108=\"\",'Historical scenario - input'!$D93=\"\"),\"\",V108/'Historical scenario - input'!$D93),\"\")","v":""},{"$f":"IFERROR(IF(OR(W108=\"\",'Historical scenario - input'!$D93=\"\"),\"\",W108/'Historical scenario - input'!$D93),\"\")","v":""}]
[{"$f":"IFERROR('Historical scenario - input'!A94,\"\")","v":""},{"$f":"IFERROR('Historical scenario - input'!B94,\"\")","v":0},{"$f":"IFERROR('Historical scenario - input'!C94,\"\")","v":0},{"$f":"IFERROR(repcalc('Historical scenario - input'!$CV94:$GH94,'Historical scenario - input'!$G94,'Historical scenario - input'!$E94,'Historical scenario - input'!$F94,20,TRUE,TRUE),\"\")","v":""},"","","","","","","","","","","","","","","","","","","",{"$f":"IFERROR(IF(OR(D109=\"\",'Historical scenario - input'!$D94=\"\"),\"\",D109/'Historical scenario - input'!$D94),\"\")","v":""},{"$f":"IFERROR(IF(OR(E109=\"\",'Historical scenario - input'!$D94=\"\"),\"\",E109/'Historical scenario - input'!$D94),\"\")","v":""},{"$f":"IFERROR(IF(OR(F109=\"\",'Historical scenario - input'!$D94=\"\"),\"\",F109/'Historical scenario - input'!$D94),\"\")","v":""},{"$f":"IFERROR(IF(OR(G109=\"\",'Historical scenario - input'!$D94=\"\"),\"\",G109/'Historical scenario - input'!$D94),\"\")","v":""},{"$f":"IFERROR(IF(OR(H109=\"\",'Historical scenario - input'!$D94=\"\"),\"\",H109/'Historical scenario - input'!$D94),\"\")","v":""},{"$f":"IFERROR(IF(OR(I109=\"\",'Historical scenario - input'!$D94=\"\"),\"\",I109/'Historical scenario - input'!$D94),\"\")","v":""},{"$f":"IFERROR(IF(OR(J109=\"\",'Historical scenario - input'!$D94=\"\"),\"\",J109/'Historical scenario - input'!$D94),\"\")","v":""},{"$f":"IFERROR(IF(OR(K109=\"\",'Historical scenario - input'!$D94=\"\"),\"\",K109/'Historical scenario - input'!$D94),\"\")","v":""},{"$f":"IFERROR(IF(OR(L109=\"\",'Historical scenario - input'!$D94=\"\"),\"\",L109/'Historical scenario - input'!$D94),\"\")","v":""},{"$f":"IFERROR(IF(OR(M109=\"\",'Historical scenario - input'!$D94=\"\"),\"\",M109/'Historical scenario - input'!$D94),\"\")","v":""},{"$f":"IFERROR(IF(OR(N109=\"\",'Historical scenario - input'!$D94=\"\"),\"\",N109/'Historical scenario - input'!$D94),\"\")","v":""},{"$f":"IFERROR(IF(OR(O109=\"\",'Historical scenario - input'!$D94=\"\"),\"\",O109/'Historical scenario - input'!$D94),\"\")","v":""},{"$f":"IFERROR(IF(OR(P109=\"\",'Historical scenario - input'!$D94=\"\"),\"\",P109/'Historical scenario - input'!$D94),\"\")","v":""},{"$f":"IFERROR(IF(OR(Q109=\"\",'Historical scenario - input'!$D94=\"\"),\"\",Q109/'Historical scenario - input'!$D94),\"\")","v":""},{"$f":"IFERROR(IF(OR(R109=\"\",'Historical scenario - input'!$D94=\"\"),\"\",R109/'Historical scenario - input'!$D94),\"\")","v":""},{"$f":"IFERROR(IF(OR(S109=\"\",'Historical scenario - input'!$D94=\"\"),\"\",S109/'Historical scenario - input'!$D94),\"\")","v":""},{"$f":"IFERROR(IF(OR(T109=\"\",'Historical scenario - input'!$D94=\"\"),\"\",T109/'Historical scenario - input'!$D94),\"\")","v":""},{"$f":"IFERROR(IF(OR(U109=\"\",'Historical scenario - input'!$D94=\"\"),\"\",U109/'Historical scenario - input'!$D94),\"\")","v":""},{"$f":"IFERROR(IF(OR(V109=\"\",'Historical scenario - input'!$D94=\"\"),\"\",V109/'Historical scenario - input'!$D94),\"\")","v":""},{"$f":"IFERROR(IF(OR(W109=\"\",'Historical scenario - input'!$D94=\"\"),\"\",W109/'Historical scenario - input'!$D94),\"\")","v":""}]
[{"$f":"IFERROR('Historical scenario - input'!A95,\"\")","v":""},{"$f":"IFERROR('Historical scenario - input'!B95,\"\")","v":0},{"$f":"IFERROR('Historical scenario - input'!C95,\"\")","v":0},{"$f":"IFERROR(repcalc('Historical scenario - input'!$CV95:$GH95,'Historical scenario - input'!$G95,'Historical scenario - input'!$E95,'Historical scenario - input'!$F95,20,TRUE,TRUE),\"\")","v":""},"","","","","","","","","","","","","","","","","","","",{"$f":"IFERROR(IF(OR(D110=\"\",'Historical scenario - input'!$D95=\"\"),\"\",D110/'Historical scenario - input'!$D95),\"\")","v":""},{"$f":"IFERROR(IF(OR(E110=\"\",'Historical scenario - input'!$D95=\"\"),\"\",E110/'Historical scenario - input'!$D95),\"\")","v":""},{"$f":"IFERROR(IF(OR(F110=\"\",'Historical scenario - input'!$D95=\"\"),\"\",F110/'Historical scenario - input'!$D95),\"\")","v":""},{"$f":"IFERROR(IF(OR(G110=\"\",'Historical scenario - input'!$D95=\"\"),\"\",G110/'Historical scenario - input'!$D95),\"\")","v":""},{"$f":"IFERROR(IF(OR(H110=\"\",'Historical scenario - input'!$D95=\"\"),\"\",H110/'Historical scenario - input'!$D95),\"\")","v":""},{"$f":"IFERROR(IF(OR(I110=\"\",'Historical scenario - input'!$D95=\"\"),\"\",I110/'Historical scenario - input'!$D95),\"\")","v":""},{"$f":"IFERROR(IF(OR(J110=\"\",'Historical scenario - input'!$D95=\"\"),\"\",J110/'Historical scenario - input'!$D95),\"\")","v":""},{"$f":"IFERROR(IF(OR(K110=\"\",'Historical scenario - input'!$D95=\"\"),\"\",K110/'Historical scenario - input'!$D95),\"\")","v":""},{"$f":"IFERROR(IF(OR(L110=\"\",'Historical scenario - input'!$D95=\"\"),\"\",L110/'Historical scenario - input'!$D95),\"\")","v":""},{"$f":"IFERROR(IF(OR(M110=\"\",'Historical scenario - input'!$D95=\"\"),\"\",M110/'Historical scenario - input'!$D95),\"\")","v":""},{"$f":"IFERROR(IF(OR(N110=\"\",'Historical scenario - input'!$D95=\"\"),\"\",N110/'Historical scenario - input'!$D95),\"\")","v":""},{"$f":"IFERROR(IF(OR(O110=\"\",'Historical scenario - input'!$D95=\"\"),\"\",O110/'Historical scenario - input'!$D95),\"\")","v":""},{"$f":"IFERROR(IF(OR(P110=\"\",'Historical scenario - input'!$D95=\"\"),\"\",P110/'Historical scenario - input'!$D95),\"\")","v":""},{"$f":"IFERROR(IF(OR(Q110=\"\",'Historical scenario - input'!$D95=\"\"),\"\",Q110/'Historical scenario - input'!$D95),\"\")","v":""},{"$f":"IFERROR(IF(OR(R110=\"\",'Historical scenario - input'!$D95=\"\"),\"\",R110/'Historical scenario - input'!$D95),\"\")","v":""},{"$f":"IFERROR(IF(OR(S110=\"\",'Historical scenario - input'!$D95=\"\"),\"\",S110/'Historical scenario - input'!$D95),\"\")","v":""},{"$f":"IFERROR(IF(OR(T110=\"\",'Historical scenario - input'!$D95=\"\"),\"\",T110/'Historical scenario - input'!$D95),\"\")","v":""},{"$f":"IFERROR(IF(OR(U110=\"\",'Historical scenario - input'!$D95=\"\"),\"\",U110/'Historical scenario - input'!$D95),\"\")","v":""},{"$f":"IFERROR(IF(OR(V110=\"\",'Historical scenario - input'!$D95=\"\"),\"\",V110/'Historical scenario - input'!$D95),\"\")","v":""},{"$f":"IFERROR(IF(OR(W110=\"\",'Historical scenario - input'!$D95=\"\"),\"\",W110/'Historical scenario - input'!$D95),\"\")","v":""}]
[{"$f":"IFERROR('Historical scenario - input'!A96,\"\")","v":""},{"$f":"IFERROR('Historical scenario - input'!B96,\"\")","v":0},{"$f":"IFERROR('Historical scenario - input'!C96,\"\")","v":0},{"$f":"IFERROR(repcalc('Historical scenario - input'!$CV96:$GH96,'Historical scenario - input'!$G96,'Historical scenario - input'!$E96,'Historical scenario - input'!$F96,20,TRUE,TRUE),\"\")","v":""},"","","","","","","","","","","","","","","","","","","",{"$f":"IFERROR(IF(OR(D111=\"\",'Historical scenario - input'!$D96=\"\"),\"\",D111/'Historical scenario - input'!$D96),\"\")","v":""},{"$f":"IFERROR(IF(OR(E111=\"\",'Historical scenario - input'!$D96=\"\"),\"\",E111/'Historical scenario - input'!$D96),\"\")","v":""},{"$f":"IFERROR(IF(OR(F111=\"\",'Historical scenario - input'!$D96=\"\"),\"\",F111/'Historical scenario - input'!$D96),\"\")","v":""},{"$f":"IFERROR(IF(OR(G111=\"\",'Historical scenario - input'!$D96=\"\"),\"\",G111/'Historical scenario - input'!$D96),\"\")","v":""},{"$f":"IFERROR(IF(OR(H111=\"\",'Historical scenario - input'!$D96=\"\"),\"\",H111/'Historical scenario - input'!$D96),\"\")","v":""},{"$f":"IFERROR(IF(OR(I111=\"\",'Historical scenario - input'!$D96=\"\"),\"\",I111/'Historical scenario - input'!$D96),\"\")","v":""},{"$f":"IFERROR(IF(OR(J111=\"\",'Historical scenario - input'!$D96=\"\"),\"\",J111/'Historical scenario - input'!$D96),\"\")","v":""},{"$f":"IFERROR(IF(OR(K111=\"\",'Historical scenario - input'!$D96=\"\"),\"\",K111/'Historical scenario - input'!$D96),\"\")","v":""},{"$f":"IFERROR(IF(OR(L111=\"\",'Historical scenario - input'!$D96=\"\"),\"\",L111/'Historical scenario - input'!$D96),\"\")","v":""},{"$f":"IFERROR(IF(OR(M111=\"\",'Historical scenario - input'!$D96=\"\"),\"\",M111/'Historical scenario - input'!$D96),\"\")","v":""},{"$f":"IFERROR(IF(OR(N111=\"\",'Historical scenario - input'!$D96=\"\"),\"\",N111/'Historical scenario - input'!$D96),\"\")","v":""},{"$f":"IFERROR(IF(OR(O111=\"\",'Historical scenario - input'!$D96=\"\"),\"\",O111/'Historical scenario - input'!$D96),\"\")","v":""},{"$f":"IFERROR(IF(OR(P111=\"\",'Historical scenario - input'!$D96=\"\"),\"\",P111/'Historical scenario - input'!$D96),\"\")","v":""},{"$f":"IFERROR(IF(OR(Q111=\"\",'Historical scenario - input'!$D96=\"\"),\"\",Q111/'Historical scenario - input'!$D96),\"\")","v":""},{"$f":"IFERROR(IF(OR(R111=\"\",'Historical scenario - input'!$D96=\"\"),\"\",R111/'Historical scenario - input'!$D96),\"\")","v":""},{"$f":"IFERROR(IF(OR(S111=\"\",'Historical scenario - input'!$D96=\"\"),\"\",S111/'Historical scenario - input'!$D96),\"\")","v":""},{"$f":"IFERROR(IF(OR(T111=\"\",'Historical scenario - input'!$D96=\"\"),\"\",T111/'Historical scenario - input'!$D96),\"\")","v":""},{"$f":"IFERROR(IF(OR(U111=\"\",'Historical scenario - input'!$D96=\"\"),\"\",U111/'Historical scenario - input'!$D96),\"\")","v":""},{"$f":"IFERROR(IF(OR(V111=\"\",'Historical scenario - input'!$D96=\"\"),\"\",V111/'Historical scenario - input'!$D96),\"\")","v":""},{"$f":"IFERROR(IF(OR(W111=\"\",'Historical scenario - input'!$D96=\"\"),\"\",W111/'Historical scenario - input'!$D96),\"\")","v":""}]
[{"$f":"IFERROR('Historical scenario - input'!A97,\"\")","v":""},{"$f":"IFERROR('Historical scenario - input'!B97,\"\")","v":0},{"$f":"IFERROR('Historical scenario - input'!C97,\"\")","v":0},{"$f":"IFERROR(repcalc('Historical scenario - input'!$CV97:$GH97,'Historical scenario - input'!$G97,'Historical scenario - input'!$E97,'Historical scenario - input'!$F97,20,TRUE,TRUE),\"\")","v":""},"","","","","","","","","","","","","","","","","","","",{"$f":"IFERROR(IF(OR(D112=\"\",'Historical scenario - input'!$D97=\"\"),\"\",D112/'Historical scenario - input'!$D97),\"\")","v":""},{"$f":"IFERROR(IF(OR(E112=\"\",'Historical scenario - input'!$D97=\"\"),\"\",E112/'Historical scenario - input'!$D97),\"\")","v":""},{"$f":"IFERROR(IF(OR(F112=\"\",'Historical scenario - input'!$D97=\"\"),\"\",F112/'Historical scenario - input'!$D97),\"\")","v":""},{"$f":"IFERROR(IF(OR(G112=\"\",'Historical scenario - input'!$D97=\"\"),\"\",G112/'Historical scenario - input'!$D97),\"\")","v":""},{"$f":"IFERROR(IF(OR(H112=\"\",'Historical scenario - input'!$D97=\"\"),\"\",H112/'Historical scenario - input'!$D97),\"\")","v":""},{"$f":"IFERROR(IF(OR(I112=\"\",'Historical scenario - input'!$D97=\"\"),\"\",I112/'Historical scenario - input'!$D97),\"\")","v":""},{"$f":"IFERROR(IF(OR(J112=\"\",'Historical scenario - input'!$D97=\"\"),\"\",J112/'Historical scenario - input'!$D97),\"\")","v":""},{"$f":"IFERROR(IF(OR(K112=\"\",'Historical scenario - input'!$D97=\"\"),\"\",K112/'Historical scenario - input'!$D97),\"\")","v":""},{"$f":"IFERROR(IF(OR(L112=\"\",'Historical scenario - input'!$D97=\"\"),\"\",L112/'Historical scenario - input'!$D97),\"\")","v":""},{"$f":"IFERROR(IF(OR(M112=\"\",'Historical scenario - input'!$D97=\"\"),\"\",M112/'Historical scenario - input'!$D97),\"\")","v":""},{"$f":"IFERROR(IF(OR(N112=\"\",'Historical scenario - input'!$D97=\"\"),\"\",N112/'Historical scenario - input'!$D97),\"\")","v":""},{"$f":"IFERROR(IF(OR(O112=\"\",'Historical scenario - input'!$D97=\"\"),\"\",O112/'Historical scenario - input'!$D97),\"\")","v":""},{"$f":"IFERROR(IF(OR(P112=\"\",'Historical scenario - input'!$D97=\"\"),\"\",P112/'Historical scenario - input'!$D97),\"\")","v":""},{"$f":"IFERROR(IF(OR(Q112=\"\",'Historical scenario - input'!$D97=\"\"),\"\",Q112/'Historical scenario - input'!$D97),\"\")","v":""},{"$f":"IFERROR(IF(OR(R112=\"\",'Historical scenario - input'!$D97=\"\"),\"\",R112/'Historical scenario - input'!$D97),\"\")","v":""},{"$f":"IFERROR(IF(OR(S112=\"\",'Historical scenario - input'!$D97=\"\"),\"\",S112/'Historical scenario - input'!$D97),\"\")","v":""},{"$f":"IFERROR(IF(OR(T112=\"\",'Historical scenario - input'!$D97=\"\"),\"\",T112/'Historical scenario - input'!$D97),\"\")","v":""},{"$f":"IFERROR(IF(OR(U112=\"\",'Historical scenario - input'!$D97=\"\"),\"\",U112/'Historical scenario - input'!$D97),\"\")","v":""},{"$f":"IFERROR(IF(OR(V112=\"\",'Historical scenario - input'!$D97=\"\"),\"\",V112/'Historical scenario - input'!$D97),\"\")","v":""},{"$f":"IFERROR(IF(OR(W112=\"\",'Historical scenario - input'!$D97=\"\"),\"\",W112/'Historical scenario - input'!$D97),\"\")","v":""}]
[{"$f":"IFERROR('Historical scenario - input'!A98,\"\")","v":""},{"$f":"IFERROR('Historical scenario - input'!B98,\"\")","v":0},{"$f":"IFERROR('Historical scenario - input'!C98,\"\")","v":0},{"$f":"IFERROR(repcalc('Historical scenario - input'!$CV98:$GH98,'Historical scenario - input'!$G98,'Historical scenario - input'!$E98,'Historical scenario - input'!$F98,20,TRUE,TRUE),\"\")","v":""},"","","","","","","","","","","","","","","","","","","",{"$f":"IFERROR(IF(OR(D113=\"\",'Historical scenario - input'!$D98=\"\"),\"\",D113/'Historical scenario - input'!$D98),\"\")","v":""},{"$f":"IFERROR(IF(OR(E113=\"\",'Historical scenario - input'!$D98=\"\"),\"\",E113/'Historical scenario - input'!$D98),\"\")","v":""},{"$f":"IFERROR(IF(OR(F113=\"\",'Historical scenario - input'!$D98=\"\"),\"\",F113/'Historical scenario - input'!$D98),\"\")","v":""},{"$f":"IFERROR(IF(OR(G113=\"\",'Historical scenario - input'!$D98=\"\"),\"\",G113/'Historical scenario - input'!$D98),\"\")","v":""},{"$f":"IFERROR(IF(OR(H113=\"\",'Historical scenario - input'!$D98=\"\"),\"\",H113/'Historical scenario - input'!$D98),\"\")","v":""},{"$f":"IFERROR(IF(OR(I113=\"\",'Historical scenario - input'!$D98=\"\"),\"\",I113/'Historical scenario - input'!$D98),\"\")","v":""},{"$f":"IFERROR(IF(OR(J113=\"\",'Historical scenario - input'!$D98=\"\"),\"\",J113/'Historical scenario - input'!$D98),\"\")","v":""},{"$f":"IFERROR(IF(OR(K113=\"\",'Historical scenario - input'!$D98=\"\"),\"\",K113/'Historical scenario - input'!$D98),\"\")","v":""},{"$f":"IFERROR(IF(OR(L113=\"\",'Historical scenario - input'!$D98=\"\"),\"\",L113/'Historical scenario - input'!$D98),\"\")","v":""},{"$f":"IFERROR(IF(OR(M113=\"\",'Historical scenario - input'!$D98=\"\"),\"\",M113/'Historical scenario - input'!$D98),\"\")","v":""},{"$f":"IFERROR(IF(OR(N113=\"\",'Historical scenario - input'!$D98=\"\"),\"\",N113/'Historical scenario - input'!$D98),\"\")","v":""},{"$f":"IFERROR(IF(OR(O113=\"\",'Historical scenario - input'!$D98=\"\"),\"\",O113/'Historical scenario - input'!$D98),\"\")","v":""},{"$f":"IFERROR(IF(OR(P113=\"\",'Historical scenario - input'!$D98=\"\"),\"\",P113/'Historical scenario - input'!$D98),\"\")","v":""},{"$f":"IFERROR(IF(OR(Q113=\"\",'Historical scenario - input'!$D98=\"\"),\"\",Q113/'Historical scenario - input'!$D98),\"\")","v":""},{"$f":"IFERROR(IF(OR(R113=\"\",'Historical scenario - input'!$D98=\"\"),\"\",R113/'Historical scenario - input'!$D98),\"\")","v":""},{"$f":"IFERROR(IF(OR(S113=\"\",'Historical scenario - input'!$D98=\"\"),\"\",S113/'Historical scenario - input'!$D98),\"\")","v":""},{"$f":"IFERROR(IF(OR(T113=\"\",'Historical scenario - input'!$D98=\"\"),\"\",T113/'Historical scenario - input'!$D98),\"\")","v":""},{"$f":"IFERROR(IF(OR(U113=\"\",'Historical scenario - input'!$D98=\"\"),\"\",U113/'Historical scenario - input'!$D98),\"\")","v":""},{"$f":"IFERROR(IF(OR(V113=\"\",'Historical scenario - input'!$D98=\"\"),\"\",V113/'Historical scenario - input'!$D98),\"\")","v":""},{"$f":"IFERROR(IF(OR(W113=\"\",'Historical scenario - input'!$D98=\"\"),\"\",W113/'Historical scenario - input'!$D98),\"\")","v":""}]
[{"$f":"IFERROR('Historical scenario - input'!A99,\"\")","v":""},{"$f":"IFERROR('Historical scenario - input'!B99,\"\")","v":0},{"$f":"IFERROR('Historical scenario - input'!C99,\"\")","v":0},{"$f":"IFERROR(repcalc('Historical scenario - input'!$CV99:$GH99,'Historical scenario - input'!$G99,'Historical scenario - input'!$E99,'Historical scenario - input'!$F99,20,TRUE,TRUE),\"\")","v":""},"","","","","","","","","","","","","","","","","","","",{"$f":"IFERROR(IF(OR(D114=\"\",'Historical scenario - input'!$D99=\"\"),\"\",D114/'Historical scenario - input'!$D99),\"\")","v":""},{"$f":"IFERROR(IF(OR(E114=\"\",'Historical scenario - input'!$D99=\"\"),\"\",E114/'Historical scenario - input'!$D99),\"\")","v":""},{"$f":"IFERROR(IF(OR(F114=\"\",'Historical scenario - input'!$D99=\"\"),\"\",F114/'Historical scenario - input'!$D99),\"\")","v":""},{"$f":"IFERROR(IF(OR(G114=\"\",'Historical scenario - input'!$D99=\"\"),\"\",G114/'Historical scenario - input'!$D99),\"\")","v":""},{"$f":"IFERROR(IF(OR(H114=\"\",'Historical scenario - input'!$D99=\"\"),\"\",H114/'Historical scenario - input'!$D99),\"\")","v":""},{"$f":"IFERROR(IF(OR(I114=\"\",'Historical scenario - input'!$D99=\"\"),\"\",I114/'Historical scenario - input'!$D99),\"\")","v":""},{"$f":"IFERROR(IF(OR(J114=\"\",'Historical scenario - input'!$D99=\"\"),\"\",J114/'Historical scenario - input'!$D99),\"\")","v":""},{"$f":"IFERROR(IF(OR(K114=\"\",'Historical scenario - input'!$D99=\"\"),\"\",K114/'Historical scenario - input'!$D99),\"\")","v":""},{"$f":"IFERROR(IF(OR(L114=\"\",'Historical scenario - input'!$D99=\"\"),\"\",L114/'Historical scenario - input'!$D99),\"\")","v":""},{"$f":"IFERROR(IF(OR(M114=\"\",'Historical scenario - input'!$D99=\"\"),\"\",M114/'Historical scenario - input'!$D99),\"\")","v":""},{"$f":"IFERROR(IF(OR(N114=\"\",'Historical scenario - input'!$D99=\"\"),\"\",N114/'Historical scenario - input'!$D99),\"\")","v":""},{"$f":"IFERROR(IF(OR(O114=\"\",'Historical scenario - input'!$D99=\"\"),\"\",O114/'Historical scenario - input'!$D99),\"\")","v":""},{"$f":"IFERROR(IF(OR(P114=\"\",'Historical scenario - input'!$D99=\"\"),\"\",P114/'Historical scenario - input'!$D99),\"\")","v":""},{"$f":"IFERROR(IF(OR(Q114=\"\",'Historical scenario - input'!$D99=\"\"),\"\",Q114/'Historical scenario - input'!$D99),\"\")","v":""},{"$f":"IFERROR(IF(OR(R114=\"\",'Historical scenario - input'!$D99=\"\"),\"\",R114/'Historical scenario - input'!$D99),\"\")","v":""},{"$f":"IFERROR(IF(OR(S114=\"\",'Historical scenario - input'!$D99=\"\"),\"\",S114/'Historical scenario - input'!$D99),\"\")","v":""},{"$f":"IFERROR(IF(OR(T114=\"\",'Historical scenario - input'!$D99=\"\"),\"\",T114/'Historical scenario - input'!$D99),\"\")","v":""},{"$f":"IFERROR(IF(OR(U114=\"\",'Historical scenario - input'!$D99=\"\"),\"\",U114/'Historical scenario - input'!$D99),\"\")","v":""},{"$f":"IFERROR(IF(OR(V114=\"\",'Historical scenario - input'!$D99=\"\"),\"\",V114/'Historical scenario - input'!$D99),\"\")","v":""},{"$f":"IFERROR(IF(OR(W114=\"\",'Historical scenario - input'!$D99=\"\"),\"\",W114/'Historical scenario - input'!$D99),\"\")","v":""}]
[{"$f":"IFERROR('Historical scenario - input'!A100,\"\")","v":""},{"$f":"IFERROR('Historical scenario - input'!B100,\"\")","v":0},{"$f":"IFERROR('Historical scenario - input'!C100,\"\")","v":0},{"$f":"IFERROR(repcalc('Historical scenario - input'!$CV100:$GH100,'Historical scenario - input'!$G100,'Historical scenario - input'!$E100,'Historical scenario - input'!$F100,20,TRUE,TRUE),\"\")","v":""},"","","","","","","","","","","","","","","","","","","",{"$f":"IFERROR(IF(OR(D115=\"\",'Historical scenario - input'!$D100=\"\"),\"\",D115/'Historical scenario - input'!$D100),\"\")","v":""},{"$f":"IFERROR(IF(OR(E115=\"\",'Historical scenario - input'!$D100=\"\"),\"\",E115/'Historical scenario - input'!$D100),\"\")","v":""},{"$f":"IFERROR(IF(OR(F115=\"\",'Historical scenario - input'!$D100=\"\"),\"\",F115/'Historical scenario - input'!$D100),\"\")","v":""},{"$f":"IFERROR(IF(OR(G115=\"\",'Historical scenario - input'!$D100=\"\"),\"\",G115/'Historical scenario - input'!$D100),\"\")","v":""},{"$f":"IFERROR(IF(OR(H115=\"\",'Historical scenario - input'!$D100=\"\"),\"\",H115/'Historical scenario - input'!$D100),\"\")","v":""},{"$f":"IFERROR(IF(OR(I115=\"\",'Historical scenario - input'!$D100=\"\"),\"\",I115/'Historical scenario - input'!$D100),\"\")","v":""},{"$f":"IFERROR(IF(OR(J115=\"\",'Historical scenario - input'!$D100=\"\"),\"\",J115/'Historical scenario - input'!$D100),\"\")","v":""},{"$f":"IFERROR(IF(OR(K115=\"\",'Historical scenario - input'!$D100=\"\"),\"\",K115/'Historical scenario - input'!$D100),\"\")","v":""},{"$f":"IFERROR(IF(OR(L115=\"\",'Historical scenario - input'!$D100=\"\"),\"\",L115/'Historical scenario - input'!$D100),\"\")","v":""},{"$f":"IFERROR(IF(OR(M115=\"\",'Historical scenario - input'!$D100=\"\"),\"\",M115/'Historical scenario - input'!$D100),\"\")","v":""},{"$f":"IFERROR(IF(OR(N115=\"\",'Historical scenario - input'!$D100=\"\"),\"\",N115/'Historical scenario - input'!$D100),\"\")","v":""},{"$f":"IFERROR(IF(OR(O115=\"\",'Historical scenario - input'!$D100=\"\"),\"\",O115/'Historical scenario - input'!$D100),\"\")","v":""},{"$f":"IFERROR(IF(OR(P115=\"\",'Historical scenario - input'!$D100=\"\"),\"\",P115/'Historical scenario - input'!$D100),\"\")","v":""},{"$f":"IFERROR(IF(OR(Q115=\"\",'Historical scenario - input'!$D100=\"\"),\"\",Q115/'Historical scenario - input'!$D100),\"\")","v":""},{"$f":"IFERROR(IF(OR(R115=\"\",'Historical scenario - input'!$D100=\"\"),\"\",R115/'Historical scenario - input'!$D100),\"\")","v":""},{"$f":"IFERROR(IF(OR(S115=\"\",'Historical scenario - input'!$D100=\"\"),\"\",S115/'Historical scenario - input'!$D100),\"\")","v":""},{"$f":"IFERROR(IF(OR(T115=\"\",'Historical scenario - input'!$D100=\"\"),\"\",T115/'Historical scenario - input'!$D100),\"\")","v":""},{"$f":"IFERROR(IF(OR(U115=\"\",'Historical scenario - input'!$D100=\"\"),\"\",U115/'Historical scenario - input'!$D100),\"\")","v":""},{"$f":"IFERROR(IF(OR(V115=\"\",'Historical scenario - input'!$D100=\"\"),\"\",V115/'Historical scenario - input'!$D100),\"\")","v":""},{"$f":"IFERROR(IF(OR(W115=\"\",'Historical scenario - input'!$D100=\"\"),\"\",W115/'Historical scenario - input'!$D100),\"\")","v":""}]
[{"$f":"IFERROR('Historical scenario - input'!A101,\"\")","v":""},{"$f":"IFERROR('Historical scenario - input'!B101,\"\")","v":0},{"$f":"IFERROR('Historical scenario - input'!C101,\"\")","v":0},{"$f":"IFERROR(repcalc('Historical scenario - input'!$CV101:$GH101,'Historical scenario - input'!$G101,'Historical scenario - input'!$E101,'Historical scenario - input'!$F101,20,TRUE,TRUE),\"\")","v":""},"","","","","","","","","","","","","","","","","","","",{"$f":"IFERROR(IF(OR(D116=\"\",'Historical scenario - input'!$D101=\"\"),\"\",D116/'Historical scenario - input'!$D101),\"\")","v":""},{"$f":"IFERROR(IF(OR(E116=\"\",'Historical scenario - input'!$D101=\"\"),\"\",E116/'Historical scenario - input'!$D101),\"\")","v":""},{"$f":"IFERROR(IF(OR(F116=\"\",'Historical scenario - input'!$D101=\"\"),\"\",F116/'Historical scenario - input'!$D101),\"\")","v":""},{"$f":"IFERROR(IF(OR(G116=\"\",'Historical scenario - input'!$D101=\"\"),\"\",G116/'Historical scenario - input'!$D101),\"\")","v":""},{"$f":"IFERROR(IF(OR(H116=\"\",'Historical scenario - input'!$D101=\"\"),\"\",H116/'Historical scenario - input'!$D101),\"\")","v":""},{"$f":"IFERROR(IF(OR(I116=\"\",'Historical scenario - input'!$D101=\"\"),\"\",I116/'Historical scenario - input'!$D101),\"\")","v":""},{"$f":"IFERROR(IF(OR(J116=\"\",'Historical scenario - input'!$D101=\"\"),\"\",J116/'Historical scenario - input'!$D101),\"\")","v":""},{"$f":"IFERROR(IF(OR(K116=\"\",'Historical scenario - input'!$D101=\"\"),\"\",K116/'Historical scenario - input'!$D101),\"\")","v":""},{"$f":"IFERROR(IF(OR(L116=\"\",'Historical scenario - input'!$D101=\"\"),\"\",L116/'Historical scenario - input'!$D101),\"\")","v":""},{"$f":"IFERROR(IF(OR(M116=\"\",'Historical scenario - input'!$D101=\"\"),\"\",M116/'Historical scenario - input'!$D101),\"\")","v":""},{"$f":"IFERROR(IF(OR(N116=\"\",'Historical scenario - input'!$D101=\"\"),\"\",N116/'Historical scenario - input'!$D101),\"\")","v":""},{"$f":"IFERROR(IF(OR(O116=\"\",'Historical scenario - input'!$D101=\"\"),\"\",O116/'Historical scenario - input'!$D101),\"\")","v":""},{"$f":"IFERROR(IF(OR(P116=\"\",'Historical scenario - input'!$D101=\"\"),\"\",P116/'Historical scenario - input'!$D101),\"\")","v":""},{"$f":"IFERROR(IF(OR(Q116=\"\",'Historical scenario - input'!$D101=\"\"),\"\",Q116/'Historical scenario - input'!$D101),\"\")","v":""},{"$f":"IFERROR(IF(OR(R116=\"\",'Historical scenario - input'!$D101=\"\"),\"\",R116/'Historical scenario - input'!$D101),\"\")","v":""},{"$f":"IFERROR(IF(OR(S116=\"\",'Historical scenario - input'!$D101=\"\"),\"\",S116/'Historical scenario - input'!$D101),\"\")","v":""},{"$f":"IFERROR(IF(OR(T116=\"\",'Historical scenario - input'!$D101=\"\"),\"\",T116/'Historical scenario - input'!$D101),\"\")","v":""},{"$f":"IFERROR(IF(OR(U116=\"\",'Historical scenario - input'!$D101=\"\"),\"\",U116/'Historical scenario - input'!$D101),\"\")","v":""},{"$f":"IFERROR(IF(OR(V116=\"\",'Historical scenario - input'!$D101=\"\"),\"\",V116/'Historical scenario - input'!$D101),\"\")","v":""},{"$f":"IFERROR(IF(OR(W116=\"\",'Historical scenario - input'!$D101=\"\"),\"\",W116/'Historical scenario - input'!$D101),\"\")","v":""}]
[{"$f":"IFERROR('Historical scenario - input'!A102,\"\")","v":""},{"$f":"IFERROR('Historical scenario - input'!B102,\"\")","v":0},{"$f":"IFERROR('Historical scenario - input'!C102,\"\")","v":0},{"$f":"IFERROR(repcalc('Historical scenario - input'!$CV102:$GH102,'Historical scenario - input'!$G102,'Historical scenario - input'!$E102,'Historical scenario - input'!$F102,20,TRUE,TRUE),\"\")","v":""},"","","","","","","","","","","","","","","","","","","",{"$f":"IFERROR(IF(OR(D117=\"\",'Historical scenario - input'!$D102=\"\"),\"\",D117/'Historical scenario - input'!$D102),\"\")","v":""},{"$f":"IFERROR(IF(OR(E117=\"\",'Historical scenario - input'!$D102=\"\"),\"\",E117/'Historical scenario - input'!$D102),\"\")","v":""},{"$f":"IFERROR(IF(OR(F117=\"\",'Historical scenario - input'!$D102=\"\"),\"\",F117/'Historical scenario - input'!$D102),\"\")","v":""},{"$f":"IFERROR(IF(OR(G117=\"\",'Historical scenario - input'!$D102=\"\"),\"\",G117/'Historical scenario - input'!$D102),\"\")","v":""},{"$f":"IFERROR(IF(OR(H117=\"\",'Historical scenario - input'!$D102=\"\"),\"\",H117/'Historical scenario - input'!$D102),\"\")","v":""},{"$f":"IFERROR(IF(OR(I117=\"\",'Historical scenario - input'!$D102=\"\"),\"\",I117/'Historical scenario - input'!$D102),\"\")","v":""},{"$f":"IFERROR(IF(OR(J117=\"\",'Historical scenario - input'!$D102=\"\"),\"\",J117/'Historical scenario - input'!$D102),\"\")","v":""},{"$f":"IFERROR(IF(OR(K117=\"\",'Historical scenario - input'!$D102=\"\"),\"\",K117/'Historical scenario - input'!$D102),\"\")","v":""},{"$f":"IFERROR(IF(OR(L117=\"\",'Historical scenario - input'!$D102=\"\"),\"\",L117/'Historical scenario - input'!$D102),\"\")","v":""},{"$f":"IFERROR(IF(OR(M117=\"\",'Historical scenario - input'!$D102=\"\"),\"\",M117/'Historical scenario - input'!$D102),\"\")","v":""},{"$f":"IFERROR(IF(OR(N117=\"\",'Historical scenario - input'!$D102=\"\"),\"\",N117/'Historical scenario - input'!$D102),\"\")","v":""},{"$f":"IFERROR(IF(OR(O117=\"\",'Historical scenario - input'!$D102=\"\"),\"\",O117/'Historical scenario - input'!$D102),\"\")","v":""},{"$f":"IFERROR(IF(OR(P117=\"\",'Historical scenario - input'!$D102=\"\"),\"\",P117/'Historical scenario - input'!$D102),\"\")","v":""},{"$f":"IFERROR(IF(OR(Q117=\"\",'Historical scenario - input'!$D102=\"\"),\"\",Q117/'Historical scenario - input'!$D102),\"\")","v":""},{"$f":"IFERROR(IF(OR(R117=\"\",'Historical scenario - input'!$D102=\"\"),\"\",R117/'Historical scenario - input'!$D102),\"\")","v":""},{"$f":"IFERROR(IF(OR(S117=\"\",'Historical scenario - input'!$D102=\"\"),\"\",S117/'Historical scenario - input'!$D102),\"\")","v":""},{"$f":"IFERROR(IF(OR(T117=\"\",'Historical scenario - input'!$D102=\"\"),\"\",T117/'Historical scenario - input'!$D102),\"\")","v":""},{"$f":"IFERROR(IF(OR(U117=\"\",'Historical scenario - input'!$D102=\"\"),\"\",U117/'Historical scenario - input'!$D102),\"\")","v":""},{"$f":"IFERROR(IF(OR(V117=\"\",'Historical scenario - input'!$D102=\"\"),\"\",V117/'Historical scenario - input'!$D102),\"\")","v":""},{"$f":"IFERROR(IF(OR(W117=\"\",'Historical scenario - input'!$D102=\"\"),\"\",W117/'Historical scenario - input'!$D102),\"\")","v":""}]
[{"$f":"IFERROR('Historical scenario - input'!A103,\"\")","v":""},{"$f":"IFERROR('Historical scenario - input'!B103,\"\")","v":0},{"$f":"IFERROR('Historical scenario - input'!C103,\"\")","v":0},{"$f":"IFERROR(repcalc('Historical scenario - input'!$CV103:$GH103,'Historical scenario - input'!$G103,'Historical scenario - input'!$E103,'Historical scenario - input'!$F103,20,TRUE,TRUE),\"\")","v":""},"","","","","","","","","","","","","","","","","","","",{"$f":"IFERROR(IF(OR(D118=\"\",'Historical scenario - input'!$D103=\"\"),\"\",D118/'Historical scenario - input'!$D103),\"\")","v":""},{"$f":"IFERROR(IF(OR(E118=\"\",'Historical scenario - input'!$D103=\"\"),\"\",E118/'Historical scenario - input'!$D103),\"\")","v":""},{"$f":"IFERROR(IF(OR(F118=\"\",'Historical scenario - input'!$D103=\"\"),\"\",F118/'Historical scenario - input'!$D103),\"\")","v":""},{"$f":"IFERROR(IF(OR(G118=\"\",'Historical scenario - input'!$D103=\"\"),\"\",G118/'Historical scenario - input'!$D103),\"\")","v":""},{"$f":"IFERROR(IF(OR(H118=\"\",'Historical scenario - input'!$D103=\"\"),\"\",H118/'Historical scenario - input'!$D103),\"\")","v":""},{"$f":"IFERROR(IF(OR(I118=\"\",'Historical scenario - input'!$D103=\"\"),\"\",I118/'Historical scenario - input'!$D103),\"\")","v":""},{"$f":"IFERROR(IF(OR(J118=\"\",'Historical scenario - input'!$D103=\"\"),\"\",J118/'Historical scenario - input'!$D103),\"\")","v":""},{"$f":"IFERROR(IF(OR(K118=\"\",'Historical scenario - input'!$D103=\"\"),\"\",K118/'Historical scenario - input'!$D103),\"\")","v":""},{"$f":"IFERROR(IF(OR(L118=\"\",'Historical scenario - input'!$D103=\"\"),\"\",L118/'Historical scenario - input'!$D103),\"\")","v":""},{"$f":"IFERROR(IF(OR(M118=\"\",'Historical scenario - input'!$D103=\"\"),\"\",M118/'Historical scenario - input'!$D103),\"\")","v":""},{"$f":"IFERROR(IF(OR(N118=\"\",'Historical scenario - input'!$D103=\"\"),\"\",N118/'Historical scenario - input'!$D103),\"\")","v":""},{"$f":"IFERROR(IF(OR(O118=\"\",'Historical scenario - input'!$D103=\"\"),\"\",O118/'Historical scenario - input'!$D103),\"\")","v":""},{"$f":"IFERROR(IF(OR(P118=\"\",'Historical scenario - input'!$D103=\"\"),\"\",P118/'Historical scenario - input'!$D103),\"\")","v":""},{"$f":"IFERROR(IF(OR(Q118=\"\",'Historical scenario - input'!$D103=\"\"),\"\",Q118/'Historical scenario - input'!$D103),\"\")","v":""},{"$f":"IFERROR(IF(OR(R118=\"\",'Historical scenario - input'!$D103=\"\"),\"\",R118/'Historical scenario - input'!$D103),\"\")","v":""},{"$f":"IFERROR(IF(OR(S118=\"\",'Historical scenario - input'!$D103=\"\"),\"\",S118/'Historical scenario - input'!$D103),\"\")","v":""},{"$f":"IFERROR(IF(OR(T118=\"\",'Historical scenario - input'!$D103=\"\"),\"\",T118/'Historical scenario - input'!$D103),\"\")","v":""},{"$f":"IFERROR(IF(OR(U118=\"\",'Historical scenario - input'!$D103=\"\"),\"\",U118/'Historical scenario - input'!$D103),\"\")","v":""},{"$f":"IFERROR(IF(OR(V118=\"\",'Historical scenario - input'!$D103=\"\"),\"\",V118/'Historical scenario - input'!$D103),\"\")","v":""},{"$f":"IFERROR(IF(OR(W118=\"\",'Historical scenario - input'!$D103=\"\"),\"\",W118/'Historical scenario - input'!$D103),\"\")","v":""}]
[{"$f":"IFERROR('Historical scenario - input'!A104,\"\")","v":""},{"$f":"IFERROR('Historical scenario - input'!B104,\"\")","v":0},{"$f":"IFERROR('Historical scenario - input'!C104,\"\")","v":0},{"$f":"IFERROR(repcalc('Historical scenario - input'!$CV104:$GH104,'Historical scenario - input'!$G104,'Historical scenario - input'!$E104,'Historical scenario - input'!$F104,20,TRUE,TRUE),\"\")","v":""},"","","","","","","","","","","","","","","","","","","",{"$f":"IFERROR(IF(OR(D119=\"\",'Historical scenario - input'!$D104=\"\"),\"\",D119/'Historical scenario - input'!$D104),\"\")","v":""},{"$f":"IFERROR(IF(OR(E119=\"\",'Historical scenario - input'!$D104=\"\"),\"\",E119/'Historical scenario - input'!$D104),\"\")","v":""},{"$f":"IFERROR(IF(OR(F119=\"\",'Historical scenario - input'!$D104=\"\"),\"\",F119/'Historical scenario - input'!$D104),\"\")","v":""},{"$f":"IFERROR(IF(OR(G119=\"\",'Historical scenario - input'!$D104=\"\"),\"\",G119/'Historical scenario - input'!$D104),\"\")","v":""},{"$f":"IFERROR(IF(OR(H119=\"\",'Historical scenario - input'!$D104=\"\"),\"\",H119/'Historical scenario - input'!$D104),\"\")","v":""},{"$f":"IFERROR(IF(OR(I119=\"\",'Historical scenario - input'!$D104=\"\"),\"\",I119/'Historical scenario - input'!$D104),\"\")","v":""},{"$f":"IFERROR(IF(OR(J119=\"\",'Historical scenario - input'!$D104=\"\"),\"\",J119/'Historical scenario - input'!$D104),\"\")","v":""},{"$f":"IFERROR(IF(OR(K119=\"\",'Historical scenario - input'!$D104=\"\"),\"\",K119/'Historical scenario - input'!$D104),\"\")","v":""},{"$f":"IFERROR(IF(OR(L119=\"\",'Historical scenario - input'!$D104=\"\"),\"\",L119/'Historical scenario - input'!$D104),\"\")","v":""},{"$f":"IFERROR(IF(OR(M119=\"\",'Historical scenario - input'!$D104=\"\"),\"\",M119/'Historical scenario - input'!$D104),\"\")","v":""},{"$f":"IFERROR(IF(OR(N119=\"\",'Historical scenario - input'!$D104=\"\"),\"\",N119/'Historical scenario - input'!$D104),\"\")","v":""},{"$f":"IFERROR(IF(OR(O119=\"\",'Historical scenario - input'!$D104=\"\"),\"\",O119/'Historical scenario - input'!$D104),\"\")","v":""},{"$f":"IFERROR(IF(OR(P119=\"\",'Historical scenario - input'!$D104=\"\"),\"\",P119/'Historical scenario - input'!$D104),\"\")","v":""},{"$f":"IFERROR(IF(OR(Q119=\"\",'Historical scenario - input'!$D104=\"\"),\"\",Q119/'Historical scenario - input'!$D104),\"\")","v":""},{"$f":"IFERROR(IF(OR(R119=\"\",'Historical scenario - input'!$D104=\"\"),\"\",R119/'Historical scenario - input'!$D104),\"\")","v":""},{"$f":"IFERROR(IF(OR(S119=\"\",'Historical scenario - input'!$D104=\"\"),\"\",S119/'Historical scenario - input'!$D104),\"\")","v":""},{"$f":"IFERROR(IF(OR(T119=\"\",'Historical scenario - input'!$D104=\"\"),\"\",T119/'Historical scenario - input'!$D104),\"\")","v":""},{"$f":"IFERROR(IF(OR(U119=\"\",'Historical scenario - input'!$D104=\"\"),\"\",U119/'Historical scenario - input'!$D104),\"\")","v":""},{"$f":"IFERROR(IF(OR(V119=\"\",'Historical scenario - input'!$D104=\"\"),\"\",V119/'Historical scenario - input'!$D104),\"\")","v":""},{"$f":"IFERROR(IF(OR(W119=\"\",'Historical scenario - input'!$D104=\"\"),\"\",W119/'Historical scenario - input'!$D104),\"\")","v":""}]
[{"$f":"IFERROR('Historical scenario - input'!A105,\"\")","v":""},{"$f":"IFERROR('Historical scenario - input'!B105,\"\")","v":0},{"$f":"IFERROR('Historical scenario - input'!C105,\"\")","v":0},{"$f":"IFERROR(repcalc('Historical scenario - input'!$CV105:$GH105,'Historical scenario - input'!$G105,'Historical scenario - input'!$E105,'Historical scenario - input'!$F105,20,TRUE,TRUE),\"\")","v":""},"","","","","","","","","","","","","","","","","","","",{"$f":"IFERROR(IF(OR(D120=\"\",'Historical scenario - input'!$D105=\"\"),\"\",D120/'Historical scenario - input'!$D105),\"\")","v":""},{"$f":"IFERROR(IF(OR(E120=\"\",'Historical scenario - input'!$D105=\"\"),\"\",E120/'Historical scenario - input'!$D105),\"\")","v":""},{"$f":"IFERROR(IF(OR(F120=\"\",'Historical scenario - input'!$D105=\"\"),\"\",F120/'Historical scenario - input'!$D105),\"\")","v":""},{"$f":"IFERROR(IF(OR(G120=\"\",'Historical scenario - input'!$D105=\"\"),\"\",G120/'Historical scenario - input'!$D105),\"\")","v":""},{"$f":"IFERROR(IF(OR(H120=\"\",'Historical scenario - input'!$D105=\"\"),\"\",H120/'Historical scenario - input'!$D105),\"\")","v":""},{"$f":"IFERROR(IF(OR(I120=\"\",'Historical scenario - input'!$D105=\"\"),\"\",I120/'Historical scenario - input'!$D105),\"\")","v":""},{"$f":"IFERROR(IF(OR(J120=\"\",'Historical scenario - input'!$D105=\"\"),\"\",J120/'Historical scenario - input'!$D105),\"\")","v":""},{"$f":"IFERROR(IF(OR(K120=\"\",'Historical scenario - input'!$D105=\"\"),\"\",K120/'Historical scenario - input'!$D105),\"\")","v":""},{"$f":"IFERROR(IF(OR(L120=\"\",'Historical scenario - input'!$D105=\"\"),\"\",L120/'Historical scenario - input'!$D105),\"\")","v":""},{"$f":"IFERROR(IF(OR(M120=\"\",'Historical scenario - input'!$D105=\"\"),\"\",M120/'Historical scenario - input'!$D105),\"\")","v":""},{"$f":"IFERROR(IF(OR(N120=\"\",'Historical scenario - input'!$D105=\"\"),\"\",N120/'Historical scenario - input'!$D105),\"\")","v":""},{"$f":"IFERROR(IF(OR(O120=\"\",'Historical scenario - input'!$D105=\"\"),\"\",O120/'Historical scenario - input'!$D105),\"\")","v":""},{"$f":"IFERROR(IF(OR(P120=\"\",'Historical scenario - input'!$D105=\"\"),\"\",P120/'Historical scenario - input'!$D105),\"\")","v":""},{"$f":"IFERROR(IF(OR(Q120=\"\",'Historical scenario - input'!$D105=\"\"),\"\",Q120/'Historical scenario - input'!$D105),\"\")","v":""},{"$f":"IFERROR(IF(OR(R120=\"\",'Historical scenario - input'!$D105=\"\"),\"\",R120/'Historical scenario - input'!$D105),\"\")","v":""},{"$f":"IFERROR(IF(OR(S120=\"\",'Historical scenario - input'!$D105=\"\"),\"\",S120/'Historical scenario - input'!$D105),\"\")","v":""},{"$f":"IFERROR(IF(OR(T120=\"\",'Historical scenario - input'!$D105=\"\"),\"\",T120/'Historical scenario - input'!$D105),\"\")","v":""},{"$f":"IFERROR(IF(OR(U120=\"\",'Historical scenario - input'!$D105=\"\"),\"\",U120/'Historical scenario - input'!$D105),\"\")","v":""},{"$f":"IFERROR(IF(OR(V120=\"\",'Historical scenario - input'!$D105=\"\"),\"\",V120/'Historical scenario - input'!$D105),\"\")","v":""},{"$f":"IFERROR(IF(OR(W120=\"\",'Historical scenario - input'!$D105=\"\"),\"\",W120/'Historical scenario - input'!$D105),\"\")","v":""}]
[{"$f":"IFERROR('Historical scenario - input'!A106,\"\")","v":""},{"$f":"IFERROR('Historical scenario - input'!B106,\"\")","v":0},{"$f":"IFERROR('Historical scenario - input'!C106,\"\")","v":0},{"$f":"IFERROR(repcalc('Historical scenario - input'!$CV106:$GH106,'Historical scenario - input'!$G106,'Historical scenario - input'!$E106,'Historical scenario - input'!$F106,20,TRUE,TRUE),\"\")","v":""},"","","","","","","","","","","","","","","","","","","",{"$f":"IFERROR(IF(OR(D121=\"\",'Historical scenario - input'!$D106=\"\"),\"\",D121/'Historical scenario - input'!$D106),\"\")","v":""},{"$f":"IFERROR(IF(OR(E121=\"\",'Historical scenario - input'!$D106=\"\"),\"\",E121/'Historical scenario - input'!$D106),\"\")","v":""},{"$f":"IFERROR(IF(OR(F121=\"\",'Historical scenario - input'!$D106=\"\"),\"\",F121/'Historical scenario - input'!$D106),\"\")","v":""},{"$f":"IFERROR(IF(OR(G121=\"\",'Historical scenario - input'!$D106=\"\"),\"\",G121/'Historical scenario - input'!$D106),\"\")","v":""},{"$f":"IFERROR(IF(OR(H121=\"\",'Historical scenario - input'!$D106=\"\"),\"\",H121/'Historical scenario - input'!$D106),\"\")","v":""},{"$f":"IFERROR(IF(OR(I121=\"\",'Historical scenario - input'!$D106=\"\"),\"\",I121/'Historical scenario - input'!$D106),\"\")","v":""},{"$f":"IFERROR(IF(OR(J121=\"\",'Historical scenario - input'!$D106=\"\"),\"\",J121/'Historical scenario - input'!$D106),\"\")","v":""},{"$f":"IFERROR(IF(OR(K121=\"\",'Historical scenario - input'!$D106=\"\"),\"\",K121/'Historical scenario - input'!$D106),\"\")","v":""},{"$f":"IFERROR(IF(OR(L121=\"\",'Historical scenario - input'!$D106=\"\"),\"\",L121/'Historical scenario - input'!$D106),\"\")","v":""},{"$f":"IFERROR(IF(OR(M121=\"\",'Historical scenario - input'!$D106=\"\"),\"\",M121/'Historical scenario - input'!$D106),\"\")","v":""},{"$f":"IFERROR(IF(OR(N121=\"\",'Historical scenario - input'!$D106=\"\"),\"\",N121/'Historical scenario - input'!$D106),\"\")","v":""},{"$f":"IFERROR(IF(OR(O121=\"\",'Historical scenario - input'!$D106=\"\"),\"\",O121/'Historical scenario - input'!$D106),\"\")","v":""},{"$f":"IFERROR(IF(OR(P121=\"\",'Historical scenario - input'!$D106=\"\"),\"\",P121/'Historical scenario - input'!$D106),\"\")","v":""},{"$f":"IFERROR(IF(OR(Q121=\"\",'Historical scenario - input'!$D106=\"\"),\"\",Q121/'Historical scenario - input'!$D106),\"\")","v":""},{"$f":"IFERROR(IF(OR(R121=\"\",'Historical scenario - input'!$D106=\"\"),\"\",R121/'Historical scenario - input'!$D106),\"\")","v":""},{"$f":"IFERROR(IF(OR(S121=\"\",'Historical scenario - input'!$D106=\"\"),\"\",S121/'Historical scenario - input'!$D106),\"\")","v":""},{"$f":"IFERROR(IF(OR(T121=\"\",'Historical scenario - input'!$D106=\"\"),\"\",T121/'Historical scenario - input'!$D106),\"\")","v":""},{"$f":"IFERROR(IF(OR(U121=\"\",'Historical scenario - input'!$D106=\"\"),\"\",U121/'Historical scenario - input'!$D106),\"\")","v":""},{"$f":"IFERROR(IF(OR(V121=\"\",'Historical scenario - input'!$D106=\"\"),\"\",V121/'Historical scenario - input'!$D106),\"\")","v":""},{"$f":"IFERROR(IF(OR(W121=\"\",'Historical scenario - input'!$D106=\"\"),\"\",W121/'Historical scenario - input'!$D106),\"\")","v":""}]
[{"$f":"IFERROR('Historical scenario - input'!A107,\"\")","v":""},{"$f":"IFERROR('Historical scenario - input'!B107,\"\")","v":0},{"$f":"IFERROR('Historical scenario - input'!C107,\"\")","v":0},{"$f":"IFERROR(repcalc('Historical scenario - input'!$CV107:$GH107,'Historical scenario - input'!$G107,'Historical scenario - input'!$E107,'Historical scenario - input'!$F107,20,TRUE,TRUE),\"\")","v":""},"","","","","","","","","","","","","","","","","","","",{"$f":"IFERROR(IF(OR(D122=\"\",'Historical scenario - input'!$D107=\"\"),\"\",D122/'Historical scenario - input'!$D107),\"\")","v":""},{"$f":"IFERROR(IF(OR(E122=\"\",'Historical scenario - input'!$D107=\"\"),\"\",E122/'Historical scenario - input'!$D107),\"\")","v":""},{"$f":"IFERROR(IF(OR(F122=\"\",'Historical scenario - input'!$D107=\"\"),\"\",F122/'Historical scenario - input'!$D107),\"\")","v":""},{"$f":"IFERROR(IF(OR(G122=\"\",'Historical scenario - input'!$D107=\"\"),\"\",G122/'Historical scenario - input'!$D107),\"\")","v":""},{"$f":"IFERROR(IF(OR(H122=\"\",'Historical scenario - input'!$D107=\"\"),\"\",H122/'Historical scenario - input'!$D107),\"\")","v":""},{"$f":"IFERROR(IF(OR(I122=\"\",'Historical scenario - input'!$D107=\"\"),\"\",I122/'Historical scenario - input'!$D107),\"\")","v":""},{"$f":"IFERROR(IF(OR(J122=\"\",'Historical scenario - input'!$D107=\"\"),\"\",J122/'Historical scenario - input'!$D107),\"\")","v":""},{"$f":"IFERROR(IF(OR(K122=\"\",'Historical scenario - input'!$D107=\"\"),\"\",K122/'Historical scenario - input'!$D107),\"\")","v":""},{"$f":"IFERROR(IF(OR(L122=\"\",'Historical scenario - input'!$D107=\"\"),\"\",L122/'Historical scenario - input'!$D107),\"\")","v":""},{"$f":"IFERROR(IF(OR(M122=\"\",'Historical scenario - input'!$D107=\"\"),\"\",M122/'Historical scenario - input'!$D107),\"\")","v":""},{"$f":"IFERROR(IF(OR(N122=\"\",'Historical scenario - input'!$D107=\"\"),\"\",N122/'Historical scenario - input'!$D107),\"\")","v":""},{"$f":"IFERROR(IF(OR(O122=\"\",'Historical scenario - input'!$D107=\"\"),\"\",O122/'Historical scenario - input'!$D107),\"\")","v":""},{"$f":"IFERROR(IF(OR(P122=\"\",'Historical scenario - input'!$D107=\"\"),\"\",P122/'Historical scenario - input'!$D107),\"\")","v":""},{"$f":"IFERROR(IF(OR(Q122=\"\",'Historical scenario - input'!$D107=\"\"),\"\",Q122/'Historical scenario - input'!$D107),\"\")","v":""},{"$f":"IFERROR(IF(OR(R122=\"\",'Historical scenario - input'!$D107=\"\"),\"\",R122/'Historical scenario - input'!$D107),\"\")","v":""},{"$f":"IFERROR(IF(OR(S122=\"\",'Historical scenario - input'!$D107=\"\"),\"\",S122/'Historical scenario - input'!$D107),\"\")","v":""},{"$f":"IFERROR(IF(OR(T122=\"\",'Historical scenario - input'!$D107=\"\"),\"\",T122/'Historical scenario - input'!$D107),\"\")","v":""},{"$f":"IFERROR(IF(OR(U122=\"\",'Historical scenario - input'!$D107=\"\"),\"\",U122/'Historical scenario - input'!$D107),\"\")","v":""},{"$f":"IFERROR(IF(OR(V122=\"\",'Historical scenario - input'!$D107=\"\"),\"\",V122/'Historical scenario - input'!$D107),\"\")","v":""},{"$f":"IFERROR(IF(OR(W122=\"\",'Historical scenario - input'!$D107=\"\"),\"\",W122/'Historical scenario - input'!$D107),\"\")","v":""}]
[{"$f":"IFERROR('Historical scenario - input'!A108,\"\")","v":""},{"$f":"IFERROR('Historical scenario - input'!B108,\"\")","v":0},{"$f":"IFERROR('Historical scenario - input'!C108,\"\")","v":0},{"$f":"IFERROR(repcalc('Historical scenario - input'!$CV108:$GH108,'Historical scenario - input'!$G108,'Historical scenario - input'!$E108,'Historical scenario - input'!$F108,20,TRUE,TRUE),\"\")","v":""},"","","","","","","","","","","","","","","","","","","",{"$f":"IFERROR(IF(OR(D123=\"\",'Historical scenario - input'!$D108=\"\"),\"\",D123/'Historical scenario - input'!$D108),\"\")","v":""},{"$f":"IFERROR(IF(OR(E123=\"\",'Historical scenario - input'!$D108=\"\"),\"\",E123/'Historical scenario - input'!$D108),\"\")","v":""},{"$f":"IFERROR(IF(OR(F123=\"\",'Historical scenario - input'!$D108=\"\"),\"\",F123/'Historical scenario - input'!$D108),\"\")","v":""},{"$f":"IFERROR(IF(OR(G123=\"\",'Historical scenario - input'!$D108=\"\"),\"\",G123/'Historical scenario - input'!$D108),\"\")","v":""},{"$f":"IFERROR(IF(OR(H123=\"\",'Historical scenario - input'!$D108=\"\"),\"\",H123/'Historical scenario - input'!$D108),\"\")","v":""},{"$f":"IFERROR(IF(OR(I123=\"\",'Historical scenario - input'!$D108=\"\"),\"\",I123/'Historical scenario - input'!$D108),\"\")","v":""},{"$f":"IFERROR(IF(OR(J123=\"\",'Historical scenario - input'!$D108=\"\"),\"\",J123/'Historical scenario - input'!$D108),\"\")","v":""},{"$f":"IFERROR(IF(OR(K123=\"\",'Historical scenario - input'!$D108=\"\"),\"\",K123/'Historical scenario - input'!$D108),\"\")","v":""},{"$f":"IFERROR(IF(OR(L123=\"\",'Historical scenario - input'!$D108=\"\"),\"\",L123/'Historical scenario - input'!$D108),\"\")","v":""},{"$f":"IFERROR(IF(OR(M123=\"\",'Historical scenario - input'!$D108=\"\"),\"\",M123/'Historical scenario - input'!$D108),\"\")","v":""},{"$f":"IFERROR(IF(OR(N123=\"\",'Historical scenario - input'!$D108=\"\"),\"\",N123/'Historical scenario - input'!$D108),\"\")","v":""},{"$f":"IFERROR(IF(OR(O123=\"\",'Historical scenario - input'!$D108=\"\"),\"\",O123/'Historical scenario - input'!$D108),\"\")","v":""},{"$f":"IFERROR(IF(OR(P123=\"\",'Historical scenario - input'!$D108=\"\"),\"\",P123/'Historical scenario - input'!$D108),\"\")","v":""},{"$f":"IFERROR(IF(OR(Q123=\"\",'Historical scenario - input'!$D108=\"\"),\"\",Q123/'Historical scenario - input'!$D108),\"\")","v":""},{"$f":"IFERROR(IF(OR(R123=\"\",'Historical scenario - input'!$D108=\"\"),\"\",R123/'Historical scenario - input'!$D108),\"\")","v":""},{"$f":"IFERROR(IF(OR(S123=\"\",'Historical scenario - input'!$D108=\"\"),\"\",S123/'Historical scenario - input'!$D108),\"\")","v":""},{"$f":"IFERROR(IF(OR(T123=\"\",'Historical scenario - input'!$D108=\"\"),\"\",T123/'Historical scenario - input'!$D108),\"\")","v":""},{"$f":"IFERROR(IF(OR(U123=\"\",'Historical scenario - input'!$D108=\"\"),\"\",U123/'Historical scenario - input'!$D108),\"\")","v":""},{"$f":"IFERROR(IF(OR(V123=\"\",'Historical scenario - input'!$D108=\"\"),\"\",V123/'Historical scenario - input'!$D108),\"\")","v":""},{"$f":"IFERROR(IF(OR(W123=\"\",'Historical scenario - input'!$D108=\"\"),\"\",W123/'Historical scenario - input'!$D108),\"\")","v":""}]
[{"$f":"IFERROR('Historical scenario - input'!A109,\"\")","v":""},{"$f":"IFERROR('Historical scenario - input'!B109,\"\")","v":0},{"$f":"IFERROR('Historical scenario - input'!C109,\"\")","v":0},{"$f":"IFERROR(repcalc('Historical scenario - input'!$CV109:$GH109,'Historical scenario - input'!$G109,'Historical scenario - input'!$E109,'Historical scenario - input'!$F109,20,TRUE,TRUE),\"\")","v":""},"","","","","","","","","","","","","","","","","","","",{"$f":"IFERROR(IF(OR(D124=\"\",'Historical scenario - input'!$D109=\"\"),\"\",D124/'Historical scenario - input'!$D109),\"\")","v":""},{"$f":"IFERROR(IF(OR(E124=\"\",'Historical scenario - input'!$D109=\"\"),\"\",E124/'Historical scenario - input'!$D109),\"\")","v":""},{"$f":"IFERROR(IF(OR(F124=\"\",'Historical scenario - input'!$D109=\"\"),\"\",F124/'Historical scenario - input'!$D109),\"\")","v":""},{"$f":"IFERROR(IF(OR(G124=\"\",'Historical scenario - input'!$D109=\"\"),\"\",G124/'Historical scenario - input'!$D109),\"\")","v":""},{"$f":"IFERROR(IF(OR(H124=\"\",'Historical scenario - input'!$D109=\"\"),\"\",H124/'Historical scenario - input'!$D109),\"\")","v":""},{"$f":"IFERROR(IF(OR(I124=\"\",'Historical scenario - input'!$D109=\"\"),\"\",I124/'Historical scenario - input'!$D109),\"\")","v":""},{"$f":"IFERROR(IF(OR(J124=\"\",'Historical scenario - input'!$D109=\"\"),\"\",J124/'Historical scenario - input'!$D109),\"\")","v":""},{"$f":"IFERROR(IF(OR(K124=\"\",'Historical scenario - input'!$D109=\"\"),\"\",K124/'Historical scenario - input'!$D109),\"\")","v":""},{"$f":"IFERROR(IF(OR(L124=\"\",'Historical scenario - input'!$D109=\"\"),\"\",L124/'Historical scenario - input'!$D109),\"\")","v":""},{"$f":"IFERROR(IF(OR(M124=\"\",'Historical scenario - input'!$D109=\"\"),\"\",M124/'Historical scenario - input'!$D109),\"\")","v":""},{"$f":"IFERROR(IF(OR(N124=\"\",'Historical scenario - input'!$D109=\"\"),\"\",N124/'Historical scenario - input'!$D109),\"\")","v":""},{"$f":"IFERROR(IF(OR(O124=\"\",'Historical scenario - input'!$D109=\"\"),\"\",O124/'Historical scenario - input'!$D109),\"\")","v":""},{"$f":"IFERROR(IF(OR(P124=\"\",'Historical scenario - input'!$D109=\"\"),\"\",P124/'Historical scenario - input'!$D109),\"\")","v":""},{"$f":"IFERROR(IF(OR(Q124=\"\",'Historical scenario - input'!$D109=\"\"),\"\",Q124/'Historical scenario - input'!$D109),\"\")","v":""},{"$f":"IFERROR(IF(OR(R124=\"\",'Historical scenario - input'!$D109=\"\"),\"\",R124/'Historical scenario - input'!$D109),\"\")","v":""},{"$f":"IFERROR(IF(OR(S124=\"\",'Historical scenario - input'!$D109=\"\"),\"\",S124/'Historical scenario - input'!$D109),\"\")","v":""},{"$f":"IFERROR(IF(OR(T124=\"\",'Historical scenario - input'!$D109=\"\"),\"\",T124/'Historical scenario - input'!$D109),\"\")","v":""},{"$f":"IFERROR(IF(OR(U124=\"\",'Historical scenario - input'!$D109=\"\"),\"\",U124/'Historical scenario - input'!$D109),\"\")","v":""},{"$f":"IFERROR(IF(OR(V124=\"\",'Historical scenario - input'!$D109=\"\"),\"\",V124/'Historical scenario - input'!$D109),\"\")","v":""},{"$f":"IFERROR(IF(OR(W124=\"\",'Historical scenario - input'!$D109=\"\"),\"\",W124/'Historical scenario - input'!$D109),\"\")","v":""}]
[{"$f":"IFERROR('Historical scenario - input'!A110,\"\")","v":""},{"$f":"IFERROR('Historical scenario - input'!B110,\"\")","v":0},{"$f":"IFERROR('Historical scenario - input'!C110,\"\")","v":0},{"$f":"IFERROR(repcalc('Historical scenario - input'!$CV110:$GH110,'Historical scenario - input'!$G110,'Historical scenario - input'!$E110,'Historical scenario - input'!$F110,20,TRUE,TRUE),\"\")","v":""},"","","","","","","","","","","","","","","","","","","",{"$f":"IFERROR(IF(OR(D125=\"\",'Historical scenario - input'!$D110=\"\"),\"\",D125/'Historical scenario - input'!$D110),\"\")","v":""},{"$f":"IFERROR(IF(OR(E125=\"\",'Historical scenario - input'!$D110=\"\"),\"\",E125/'Historical scenario - input'!$D110),\"\")","v":""},{"$f":"IFERROR(IF(OR(F125=\"\",'Historical scenario - input'!$D110=\"\"),\"\",F125/'Historical scenario - input'!$D110),\"\")","v":""},{"$f":"IFERROR(IF(OR(G125=\"\",'Historical scenario - input'!$D110=\"\"),\"\",G125/'Historical scenario - input'!$D110),\"\")","v":""},{"$f":"IFERROR(IF(OR(H125=\"\",'Historical scenario - input'!$D110=\"\"),\"\",H125/'Historical scenario - input'!$D110),\"\")","v":""},{"$f":"IFERROR(IF(OR(I125=\"\",'Historical scenario - input'!$D110=\"\"),\"\",I125/'Historical scenario - input'!$D110),\"\")","v":""},{"$f":"IFERROR(IF(OR(J125=\"\",'Historical scenario - input'!$D110=\"\"),\"\",J125/'Historical scenario - input'!$D110),\"\")","v":""},{"$f":"IFERROR(IF(OR(K125=\"\",'Historical scenario - input'!$D110=\"\"),\"\",K125/'Historical scenario - input'!$D110),\"\")","v":""},{"$f":"IFERROR(IF(OR(L125=\"\",'Historical scenario - input'!$D110=\"\"),\"\",L125/'Historical scenario - input'!$D110),\"\")","v":""},{"$f":"IFERROR(IF(OR(M125=\"\",'Historical scenario - input'!$D110=\"\"),\"\",M125/'Historical scenario - input'!$D110),\"\")","v":""},{"$f":"IFERROR(IF(OR(N125=\"\",'Historical scenario - input'!$D110=\"\"),\"\",N125/'Historical scenario - input'!$D110),\"\")","v":""},{"$f":"IFERROR(IF(OR(O125=\"\",'Historical scenario - input'!$D110=\"\"),\"\",O125/'Historical scenario - input'!$D110),\"\")","v":""},{"$f":"IFERROR(IF(OR(P125=\"\",'Historical scenario - input'!$D110=\"\"),\"\",P125/'Historical scenario - input'!$D110),\"\")","v":""},{"$f":"IFERROR(IF(OR(Q125=\"\",'Historical scenario - input'!$D110=\"\"),\"\",Q125/'Historical scenario - input'!$D110),\"\")","v":""},{"$f":"IFERROR(IF(OR(R125=\"\",'Historical scenario - input'!$D110=\"\"),\"\",R125/'Historical scenario - input'!$D110),\"\")","v":""},{"$f":"IFERROR(IF(OR(S125=\"\",'Historical scenario - input'!$D110=\"\"),\"\",S125/'Historical scenario - input'!$D110),\"\")","v":""},{"$f":"IFERROR(IF(OR(T125=\"\",'Historical scenario - input'!$D110=\"\"),\"\",T125/'Historical scenario - input'!$D110),\"\")","v":""},{"$f":"IFERROR(IF(OR(U125=\"\",'Historical scenario - input'!$D110=\"\"),\"\",U125/'Historical scenario - input'!$D110),\"\")","v":""},{"$f":"IFERROR(IF(OR(V125=\"\",'Historical scenario - input'!$D110=\"\"),\"\",V125/'Historical scenario - input'!$D110),\"\")","v":""},{"$f":"IFERROR(IF(OR(W125=\"\",'Historical scenario - input'!$D110=\"\"),\"\",W125/'Historical scenario - input'!$D110),\"\")","v":""}]
[{"$f":"IFERROR('Historical scenario - input'!A111,\"\")","v":""},{"$f":"IFERROR('Historical scenario - input'!B111,\"\")","v":0},{"$f":"IFERROR('Historical scenario - input'!C111,\"\")","v":0},{"$f":"IFERROR(repcalc('Historical scenario - input'!$CV111:$GH111,'Historical scenario - input'!$G111,'Historical scenario - input'!$E111,'Historical scenario - input'!$F111,20,TRUE,TRUE),\"\")","v":""},"","","","","","","","","","","","","","","","","","","",{"$f":"IFERROR(IF(OR(D126=\"\",'Historical scenario - input'!$D111=\"\"),\"\",D126/'Historical scenario - input'!$D111),\"\")","v":""},{"$f":"IFERROR(IF(OR(E126=\"\",'Historical scenario - input'!$D111=\"\"),\"\",E126/'Historical scenario - input'!$D111),\"\")","v":""},{"$f":"IFERROR(IF(OR(F126=\"\",'Historical scenario - input'!$D111=\"\"),\"\",F126/'Historical scenario - input'!$D111),\"\")","v":""},{"$f":"IFERROR(IF(OR(G126=\"\",'Historical scenario - input'!$D111=\"\"),\"\",G126/'Historical scenario - input'!$D111),\"\")","v":""},{"$f":"IFERROR(IF(OR(H126=\"\",'Historical scenario - input'!$D111=\"\"),\"\",H126/'Historical scenario - input'!$D111),\"\")","v":""},{"$f":"IFERROR(IF(OR(I126=\"\",'Historical scenario - input'!$D111=\"\"),\"\",I126/'Historical scenario - input'!$D111),\"\")","v":""},{"$f":"IFERROR(IF(OR(J126=\"\",'Historical scenario - input'!$D111=\"\"),\"\",J126/'Historical scenario - input'!$D111),\"\")","v":""},{"$f":"IFERROR(IF(OR(K126=\"\",'Historical scenario - input'!$D111=\"\"),\"\",K126/'Historical scenario - input'!$D111),\"\")","v":""},{"$f":"IFERROR(IF(OR(L126=\"\",'Historical scenario - input'!$D111=\"\"),\"\",L126/'Historical scenario - input'!$D111),\"\")","v":""},{"$f":"IFERROR(IF(OR(M126=\"\",'Historical scenario - input'!$D111=\"\"),\"\",M126/'Historical scenario - input'!$D111),\"\")","v":""},{"$f":"IFERROR(IF(OR(N126=\"\",'Historical scenario - input'!$D111=\"\"),\"\",N126/'Historical scenario - input'!$D111),\"\")","v":""},{"$f":"IFERROR(IF(OR(O126=\"\",'Historical scenario - input'!$D111=\"\"),\"\",O126/'Historical scenario - input'!$D111),\"\")","v":""},{"$f":"IFERROR(IF(OR(P126=\"\",'Historical scenario - input'!$D111=\"\"),\"\",P126/'Historical scenario - input'!$D111),\"\")","v":""},{"$f":"IFERROR(IF(OR(Q126=\"\",'Historical scenario - input'!$D111=\"\"),\"\",Q126/'Historical scenario - input'!$D111),\"\")","v":""},{"$f":"IFERROR(IF(OR(R126=\"\",'Historical scenario - input'!$D111=\"\"),\"\",R126/'Historical scenario - input'!$D111),\"\")","v":""},{"$f":"IFERROR(IF(OR(S126=\"\",'Historical scenario - input'!$D111=\"\"),\"\",S126/'Historical scenario - input'!$D111),\"\")","v":""},{"$f":"IFERROR(IF(OR(T126=\"\",'Historical scenario - input'!$D111=\"\"),\"\",T126/'Historical scenario - input'!$D111),\"\")","v":""},{"$f":"IFERROR(IF(OR(U126=\"\",'Historical scenario - input'!$D111=\"\"),\"\",U126/'Historical scenario - input'!$D111),\"\")","v":""},{"$f":"IFERROR(IF(OR(V126=\"\",'Historical scenario - input'!$D111=\"\"),\"\",V126/'Historical scenario - input'!$D111),\"\")","v":""},{"$f":"IFERROR(IF(OR(W126=\"\",'Historical scenario - input'!$D111=\"\"),\"\",W126/'Historical scenario - input'!$D111),\"\")","v":""}]
[{"$f":"IFERROR('Historical scenario - input'!A112,\"\")","v":""},{"$f":"IFERROR('Historical scenario - input'!B112,\"\")","v":0},{"$f":"IFERROR('Historical scenario - input'!C112,\"\")","v":0},{"$f":"IFERROR(repcalc('Historical scenario - input'!$CV112:$GH112,'Historical scenario - input'!$G112,'Historical scenario - input'!$E112,'Historical scenario - input'!$F112,20,TRUE,TRUE),\"\")","v":""},"","","","","","","","","","","","","","","","","","","",{"$f":"IFERROR(IF(OR(D127=\"\",'Historical scenario - input'!$D112=\"\"),\"\",D127/'Historical scenario - input'!$D112),\"\")","v":""},{"$f":"IFERROR(IF(OR(E127=\"\",'Historical scenario - input'!$D112=\"\"),\"\",E127/'Historical scenario - input'!$D112),\"\")","v":""},{"$f":"IFERROR(IF(OR(F127=\"\",'Historical scenario - input'!$D112=\"\"),\"\",F127/'Historical scenario - input'!$D112),\"\")","v":""},{"$f":"IFERROR(IF(OR(G127=\"\",'Historical scenario - input'!$D112=\"\"),\"\",G127/'Historical scenario - input'!$D112),\"\")","v":""},{"$f":"IFERROR(IF(OR(H127=\"\",'Historical scenario - input'!$D112=\"\"),\"\",H127/'Historical scenario - input'!$D112),\"\")","v":""},{"$f":"IFERROR(IF(OR(I127=\"\",'Historical scenario - input'!$D112=\"\"),\"\",I127/'Historical scenario - input'!$D112),\"\")","v":""},{"$f":"IFERROR(IF(OR(J127=\"\",'Historical scenario - input'!$D112=\"\"),\"\",J127/'Historical scenario - input'!$D112),\"\")","v":""},{"$f":"IFERROR(IF(OR(K127=\"\",'Historical scenario - input'!$D112=\"\"),\"\",K127/'Historical scenario - input'!$D112),\"\")","v":""},{"$f":"IFERROR(IF(OR(L127=\"\",'Historical scenario - input'!$D112=\"\"),\"\",L127/'Historical scenario - input'!$D112),\"\")","v":""},{"$f":"IFERROR(IF(OR(M127=\"\",'Historical scenario - input'!$D112=\"\"),\"\",M127/'Historical scenario - input'!$D112),\"\")","v":""},{"$f":"IFERROR(IF(OR(N127=\"\",'Historical scenario - input'!$D112=\"\"),\"\",N127/'Historical scenario - input'!$D112),\"\")","v":""},{"$f":"IFERROR(IF(OR(O127=\"\",'Historical scenario - input'!$D112=\"\"),\"\",O127/'Historical scenario - input'!$D112),\"\")","v":""},{"$f":"IFERROR(IF(OR(P127=\"\",'Historical scenario - input'!$D112=\"\"),\"\",P127/'Historical scenario - input'!$D112),\"\")","v":""},{"$f":"IFERROR(IF(OR(Q127=\"\",'Historical scenario - input'!$D112=\"\"),\"\",Q127/'Historical scenario - input'!$D112),\"\")","v":""},{"$f":"IFERROR(IF(OR(R127=\"\",'Historical scenario - input'!$D112=\"\"),\"\",R127/'Historical scenario - input'!$D112),\"\")","v":""},{"$f":"IFERROR(IF(OR(S127=\"\",'Historical scenario - input'!$D112=\"\"),\"\",S127/'Historical scenario - input'!$D112),\"\")","v":""},{"$f":"IFERROR(IF(OR(T127=\"\",'Historical scenario - input'!$D112=\"\"),\"\",T127/'Historical scenario - input'!$D112),\"\")","v":""},{"$f":"IFERROR(IF(OR(U127=\"\",'Historical scenario - input'!$D112=\"\"),\"\",U127/'Historical scenario - input'!$D112),\"\")","v":""},{"$f":"IFERROR(IF(OR(V127=\"\",'Historical scenario - input'!$D112=\"\"),\"\",V127/'Historical scenario - input'!$D112),\"\")","v":""},{"$f":"IFERROR(IF(OR(W127=\"\",'Historical scenario - input'!$D112=\"\"),\"\",W127/'Historical scenario - input'!$D112),\"\")","v":""}]
[{"$f":"IFERROR('Historical scenario - input'!A113,\"\")","v":""},{"$f":"IFERROR('Historical scenario - input'!B113,\"\")","v":0},{"$f":"IFERROR('Historical scenario - input'!C113,\"\")","v":0},{"$f":"IFERROR(repcalc('Historical scenario - input'!$CV113:$GH113,'Historical scenario - input'!$G113,'Historical scenario - input'!$E113,'Historical scenario - input'!$F113,20,TRUE,TRUE),\"\")","v":""},"","","","","","","","","","","","","","","","","","","",{"$f":"IFERROR(IF(OR(D128=\"\",'Historical scenario - input'!$D113=\"\"),\"\",D128/'Historical scenario - input'!$D113),\"\")","v":""},{"$f":"IFERROR(IF(OR(E128=\"\",'Historical scenario - input'!$D113=\"\"),\"\",E128/'Historical scenario - input'!$D113),\"\")","v":""},{"$f":"IFERROR(IF(OR(F128=\"\",'Historical scenario - input'!$D113=\"\"),\"\",F128/'Historical scenario - input'!$D113),\"\")","v":""},{"$f":"IFERROR(IF(OR(G128=\"\",'Historical scenario - input'!$D113=\"\"),\"\",G128/'Historical scenario - input'!$D113),\"\")","v":""},{"$f":"IFERROR(IF(OR(H128=\"\",'Historical scenario - input'!$D113=\"\"),\"\",H128/'Historical scenario - input'!$D113),\"\")","v":""},{"$f":"IFERROR(IF(OR(I128=\"\",'Historical scenario - input'!$D113=\"\"),\"\",I128/'Historical scenario - input'!$D113),\"\")","v":""},{"$f":"IFERROR(IF(OR(J128=\"\",'Historical scenario - input'!$D113=\"\"),\"\",J128/'Historical scenario - input'!$D113),\"\")","v":""},{"$f":"IFERROR(IF(OR(K128=\"\",'Historical scenario - input'!$D113=\"\"),\"\",K128/'Historical scenario - input'!$D113),\"\")","v":""},{"$f":"IFERROR(IF(OR(L128=\"\",'Historical scenario - input'!$D113=\"\"),\"\",L128/'Historical scenario - input'!$D113),\"\")","v":""},{"$f":"IFERROR(IF(OR(M128=\"\",'Historical scenario - input'!$D113=\"\"),\"\",M128/'Historical scenario - input'!$D113),\"\")","v":""},{"$f":"IFERROR(IF(OR(N128=\"\",'Historical scenario - input'!$D113=\"\"),\"\",N128/'Historical scenario - input'!$D113),\"\")","v":""},{"$f":"IFERROR(IF(OR(O128=\"\",'Historical scenario - input'!$D113=\"\"),\"\",O128/'Historical scenario - input'!$D113),\"\")","v":""},{"$f":"IFERROR(IF(OR(P128=\"\",'Historical scenario - input'!$D113=\"\"),\"\",P128/'Historical scenario - input'!$D113),\"\")","v":""},{"$f":"IFERROR(IF(OR(Q128=\"\",'Historical scenario - input'!$D113=\"\"),\"\",Q128/'Historical scenario - input'!$D113),\"\")","v":""},{"$f":"IFERROR(IF(OR(R128=\"\",'Historical scenario - input'!$D113=\"\"),\"\",R128/'Historical scenario - input'!$D113),\"\")","v":""},{"$f":"IFERROR(IF(OR(S128=\"\",'Historical scenario - input'!$D113=\"\"),\"\",S128/'Historical scenario - input'!$D113),\"\")","v":""},{"$f":"IFERROR(IF(OR(T128=\"\",'Historical scenario - input'!$D113=\"\"),\"\",T128/'Historical scenario - input'!$D113),\"\")","v":""},{"$f":"IFERROR(IF(OR(U128=\"\",'Historical scenario - input'!$D113=\"\"),\"\",U128/'Historical scenario - input'!$D113),\"\")","v":""},{"$f":"IFERROR(IF(OR(V128=\"\",'Historical scenario - input'!$D113=\"\"),\"\",V128/'Historical scenario - input'!$D113),\"\")","v":""},{"$f":"IFERROR(IF(OR(W128=\"\",'Historical scenario - input'!$D113=\"\"),\"\",W128/'Historical scenario - input'!$D113),\"\")","v":""}]
[{"$f":"IFERROR('Historical scenario - input'!A114,\"\")","v":""},{"$f":"IFERROR('Historical scenario - input'!B114,\"\")","v":0},{"$f":"IFERROR('Historical scenario - input'!C114,\"\")","v":0},{"$f":"IFERROR(repcalc('Historical scenario - input'!$CV114:$GH114,'Historical scenario - input'!$G114,'Historical scenario - input'!$E114,'Historical scenario - input'!$F114,20,TRUE,TRUE),\"\")","v":""},"","","","","","","","","","","","","","","","","","","",{"$f":"IFERROR(IF(OR(D129=\"\",'Historical scenario - input'!$D114=\"\"),\"\",D129/'Historical scenario - input'!$D114),\"\")","v":""},{"$f":"IFERROR(IF(OR(E129=\"\",'Historical scenario - input'!$D114=\"\"),\"\",E129/'Historical scenario - input'!$D114),\"\")","v":""},{"$f":"IFERROR(IF(OR(F129=\"\",'Historical scenario - input'!$D114=\"\"),\"\",F129/'Historical scenario - input'!$D114),\"\")","v":""},{"$f":"IFERROR(IF(OR(G129=\"\",'Historical scenario - input'!$D114=\"\"),\"\",G129/'Historical scenario - input'!$D114),\"\")","v":""},{"$f":"IFERROR(IF(OR(H129=\"\",'Historical scenario - input'!$D114=\"\"),\"\",H129/'Historical scenario - input'!$D114),\"\")","v":""},{"$f":"IFERROR(IF(OR(I129=\"\",'Historical scenario - input'!$D114=\"\"),\"\",I129/'Historical scenario - input'!$D114),\"\")","v":""},{"$f":"IFERROR(IF(OR(J129=\"\",'Historical scenario - input'!$D114=\"\"),\"\",J129/'Historical scenario - input'!$D114),\"\")","v":""},{"$f":"IFERROR(IF(OR(K129=\"\",'Historical scenario - input'!$D114=\"\"),\"\",K129/'Historical scenario - input'!$D114),\"\")","v":""},{"$f":"IFERROR(IF(OR(L129=\"\",'Historical scenario - input'!$D114=\"\"),\"\",L129/'Historical scenario - input'!$D114),\"\")","v":""},{"$f":"IFERROR(IF(OR(M129=\"\",'Historical scenario - input'!$D114=\"\"),\"\",M129/'Historical scenario - input'!$D114),\"\")","v":""},{"$f":"IFERROR(IF(OR(N129=\"\",'Historical scenario - input'!$D114=\"\"),\"\",N129/'Historical scenario - input'!$D114),\"\")","v":""},{"$f":"IFERROR(IF(OR(O129=\"\",'Historical scenario - input'!$D114=\"\"),\"\",O129/'Historical scenario - input'!$D114),\"\")","v":""},{"$f":"IFERROR(IF(OR(P129=\"\",'Historical scenario - input'!$D114=\"\"),\"\",P129/'Historical scenario - input'!$D114),\"\")","v":""},{"$f":"IFERROR(IF(OR(Q129=\"\",'Historical scenario - input'!$D114=\"\"),\"\",Q129/'Historical scenario - input'!$D114),\"\")","v":""},{"$f":"IFERROR(IF(OR(R129=\"\",'Historical scenario - input'!$D114=\"\"),\"\",R129/'Historical scenario - input'!$D114),\"\")","v":""},{"$f":"IFERROR(IF(OR(S129=\"\",'Historical scenario - input'!$D114=\"\"),\"\",S129/'Historical scenario - input'!$D114),\"\")","v":""},{"$f":"IFERROR(IF(OR(T129=\"\",'Historical scenario - input'!$D114=\"\"),\"\",T129/'Historical scenario - input'!$D114),\"\")","v":""},{"$f":"IFERROR(IF(OR(U129=\"\",'Historical scenario - input'!$D114=\"\"),\"\",U129/'Historical scenario - input'!$D114),\"\")","v":""},{"$f":"IFERROR(IF(OR(V129=\"\",'Historical scenario - input'!$D114=\"\"),\"\",V129/'Historical scenario - input'!$D114),\"\")","v":""},{"$f":"IFERROR(IF(OR(W129=\"\",'Historical scenario - input'!$D114=\"\"),\"\",W129/'Historical scenario - input'!$D114),\"\")","v":""}]
[{"$f":"IFERROR('Historical scenario - input'!A115,\"\")","v":""},{"$f":"IFERROR('Historical scenario - input'!B115,\"\")","v":0},{"$f":"IFERROR('Historical scenario - input'!C115,\"\")","v":0},{"$f":"IFERROR(repcalc('Historical scenario - input'!$CV115:$GH115,'Historical scenario - input'!$G115,'Historical scenario - input'!$E115,'Historical scenario - input'!$F115,20,TRUE,TRUE),\"\")","v":""},"","","","","","","","","","","","","","","","","","","",{"$f":"IFERROR(IF(OR(D130=\"\",'Historical scenario - input'!$D115=\"\"),\"\",D130/'Historical scenario - input'!$D115),\"\")","v":""},{"$f":"IFERROR(IF(OR(E130=\"\",'Historical scenario - input'!$D115=\"\"),\"\",E130/'Historical scenario - input'!$D115),\"\")","v":""},{"$f":"IFERROR(IF(OR(F130=\"\",'Historical scenario - input'!$D115=\"\"),\"\",F130/'Historical scenario - input'!$D115),\"\")","v":""},{"$f":"IFERROR(IF(OR(G130=\"\",'Historical scenario - input'!$D115=\"\"),\"\",G130/'Historical scenario - input'!$D115),\"\")","v":""},{"$f":"IFERROR(IF(OR(H130=\"\",'Historical scenario - input'!$D115=\"\"),\"\",H130/'Historical scenario - input'!$D115),\"\")","v":""},{"$f":"IFERROR(IF(OR(I130=\"\",'Historical scenario - input'!$D115=\"\"),\"\",I130/'Historical scenario - input'!$D115),\"\")","v":""},{"$f":"IFERROR(IF(OR(J130=\"\",'Historical scenario - input'!$D115=\"\"),\"\",J130/'Historical scenario - input'!$D115),\"\")","v":""},{"$f":"IFERROR(IF(OR(K130=\"\",'Historical scenario - input'!$D115=\"\"),\"\",K130/'Historical scenario - input'!$D115),\"\")","v":""},{"$f":"IFERROR(IF(OR(L130=\"\",'Historical scenario - input'!$D115=\"\"),\"\",L130/'Historical scenario - input'!$D115),\"\")","v":""},{"$f":"IFERROR(IF(OR(M130=\"\",'Historical scenario - input'!$D115=\"\"),\"\",M130/'Historical scenario - input'!$D115),\"\")","v":""},{"$f":"IFERROR(IF(OR(N130=\"\",'Historical scenario - input'!$D115=\"\"),\"\",N130/'Historical scenario - input'!$D115),\"\")","v":""},{"$f":"IFERROR(IF(OR(O130=\"\",'Historical scenario - input'!$D115=\"\"),\"\",O130/'Historical scenario - input'!$D115),\"\")","v":""},{"$f":"IFERROR(IF(OR(P130=\"\",'Historical scenario - input'!$D115=\"\"),\"\",P130/'Historical scenario - input'!$D115),\"\")","v":""},{"$f":"IFERROR(IF(OR(Q130=\"\",'Historical scenario - input'!$D115=\"\"),\"\",Q130/'Historical scenario - input'!$D115),\"\")","v":""},{"$f":"IFERROR(IF(OR(R130=\"\",'Historical scenario - input'!$D115=\"\"),\"\",R130/'Historical scenario - input'!$D115),\"\")","v":""},{"$f":"IFERROR(IF(OR(S130=\"\",'Historical scenario - input'!$D115=\"\"),\"\",S130/'Historical scenario - input'!$D115),\"\")","v":""},{"$f":"IFERROR(IF(OR(T130=\"\",'Historical scenario - input'!$D115=\"\"),\"\",T130/'Historical scenario - input'!$D115),\"\")","v":""},{"$f":"IFERROR(IF(OR(U130=\"\",'Historical scenario - input'!$D115=\"\"),\"\",U130/'Historical scenario - input'!$D115),\"\")","v":""},{"$f":"IFERROR(IF(OR(V130=\"\",'Historical scenario - input'!$D115=\"\"),\"\",V130/'Historical scenario - input'!$D115),\"\")","v":""},{"$f":"IFERROR(IF(OR(W130=\"\",'Historical scenario - input'!$D115=\"\"),\"\",W130/'Historical scenario - input'!$D115),\"\")","v":""}]
[{"$f":"IFERROR('Historical scenario - input'!A116,\"\")","v":""},{"$f":"IFERROR('Historical scenario - input'!B116,\"\")","v":0},{"$f":"IFERROR('Historical scenario - input'!C116,\"\")","v":0},{"$f":"IFERROR(repcalc('Historical scenario - input'!$CV116:$GH116,'Historical scenario - input'!$G116,'Historical scenario - input'!$E116,'Historical scenario - input'!$F116,20,TRUE,TRUE),\"\")","v":""},"","","","","","","","","","","","","","","","","","","",{"$f":"IFERROR(IF(OR(D131=\"\",'Historical scenario - input'!$D116=\"\"),\"\",D131/'Historical scenario - input'!$D116),\"\")","v":""},{"$f":"IFERROR(IF(OR(E131=\"\",'Historical scenario - input'!$D116=\"\"),\"\",E131/'Historical scenario - input'!$D116),\"\")","v":""},{"$f":"IFERROR(IF(OR(F131=\"\",'Historical scenario - input'!$D116=\"\"),\"\",F131/'Historical scenario - input'!$D116),\"\")","v":""},{"$f":"IFERROR(IF(OR(G131=\"\",'Historical scenario - input'!$D116=\"\"),\"\",G131/'Historical scenario - input'!$D116),\"\")","v":""},{"$f":"IFERROR(IF(OR(H131=\"\",'Historical scenario - input'!$D116=\"\"),\"\",H131/'Historical scenario - input'!$D116),\"\")","v":""},{"$f":"IFERROR(IF(OR(I131=\"\",'Historical scenario - input'!$D116=\"\"),\"\",I131/'Historical scenario - input'!$D116),\"\")","v":""},{"$f":"IFERROR(IF(OR(J131=\"\",'Historical scenario - input'!$D116=\"\"),\"\",J131/'Historical scenario - input'!$D116),\"\")","v":""},{"$f":"IFERROR(IF(OR(K131=\"\",'Historical scenario - input'!$D116=\"\"),\"\",K131/'Historical scenario - input'!$D116),\"\")","v":""},{"$f":"IFERROR(IF(OR(L131=\"\",'Historical scenario - input'!$D116=\"\"),\"\",L131/'Historical scenario - input'!$D116),\"\")","v":""},{"$f":"IFERROR(IF(OR(M131=\"\",'Historical scenario - input'!$D116=\"\"),\"\",M131/'Historical scenario - input'!$D116),\"\")","v":""},{"$f":"IFERROR(IF(OR(N131=\"\",'Historical scenario - input'!$D116=\"\"),\"\",N131/'Historical scenario - input'!$D116),\"\")","v":""},{"$f":"IFERROR(IF(OR(O131=\"\",'Historical scenario - input'!$D116=\"\"),\"\",O131/'Historical scenario - input'!$D116),\"\")","v":""},{"$f":"IFERROR(IF(OR(P131=\"\",'Historical scenario - input'!$D116=\"\"),\"\",P131/'Historical scenario - input'!$D116),\"\")","v":""},{"$f":"IFERROR(IF(OR(Q131=\"\",'Historical scenario - input'!$D116=\"\"),\"\",Q131/'Historical scenario - input'!$D116),\"\")","v":""},{"$f":"IFERROR(IF(OR(R131=\"\",'Historical scenario - input'!$D116=\"\"),\"\",R131/'Historical scenario - input'!$D116),\"\")","v":""},{"$f":"IFERROR(IF(OR(S131=\"\",'Historical scenario - input'!$D116=\"\"),\"\",S131/'Historical scenario - input'!$D116),\"\")","v":""},{"$f":"IFERROR(IF(OR(T131=\"\",'Historical scenario - input'!$D116=\"\"),\"\",T131/'Historical scenario - input'!$D116),\"\")","v":""},{"$f":"IFERROR(IF(OR(U131=\"\",'Historical scenario - input'!$D116=\"\"),\"\",U131/'Historical scenario - input'!$D116),\"\")","v":""},{"$f":"IFERROR(IF(OR(V131=\"\",'Historical scenario - input'!$D116=\"\"),\"\",V131/'Historical scenario - input'!$D116),\"\")","v":""},{"$f":"IFERROR(IF(OR(W131=\"\",'Historical scenario - input'!$D116=\"\"),\"\",W131/'Historical scenario - input'!$D116),\"\")","v":""}]
[{"$f":"IFERROR('Historical scenario - input'!A117,\"\")","v":""},{"$f":"IFERROR('Historical scenario - input'!B117,\"\")","v":0},{"$f":"IFERROR('Historical scenario - input'!C117,\"\")","v":0},{"$f":"IFERROR(repcalc('Historical scenario - input'!$CV117:$GH117,'Historical scenario - input'!$G117,'Historical scenario - input'!$E117,'Historical scenario - input'!$F117,20,TRUE,TRUE),\"\")","v":""},"","","","","","","","","","","","","","","","","","","",{"$f":"IFERROR(IF(OR(D132=\"\",'Historical scenario - input'!$D117=\"\"),\"\",D132/'Historical scenario - input'!$D117),\"\")","v":""},{"$f":"IFERROR(IF(OR(E132=\"\",'Historical scenario - input'!$D117=\"\"),\"\",E132/'Historical scenario - input'!$D117),\"\")","v":""},{"$f":"IFERROR(IF(OR(F132=\"\",'Historical scenario - input'!$D117=\"\"),\"\",F132/'Historical scenario - input'!$D117),\"\")","v":""},{"$f":"IFERROR(IF(OR(G132=\"\",'Historical scenario - input'!$D117=\"\"),\"\",G132/'Historical scenario - input'!$D117),\"\")","v":""},{"$f":"IFERROR(IF(OR(H132=\"\",'Historical scenario - input'!$D117=\"\"),\"\",H132/'Historical scenario - input'!$D117),\"\")","v":""},{"$f":"IFERROR(IF(OR(I132=\"\",'Historical scenario - input'!$D117=\"\"),\"\",I132/'Historical scenario - input'!$D117),\"\")","v":""},{"$f":"IFERROR(IF(OR(J132=\"\",'Historical scenario - input'!$D117=\"\"),\"\",J132/'Historical scenario - input'!$D117),\"\")","v":""},{"$f":"IFERROR(IF(OR(K132=\"\",'Historical scenario - input'!$D117=\"\"),\"\",K132/'Historical scenario - input'!$D117),\"\")","v":""},{"$f":"IFERROR(IF(OR(L132=\"\",'Historical scenario - input'!$D117=\"\"),\"\",L132/'Historical scenario - input'!$D117),\"\")","v":""},{"$f":"IFERROR(IF(OR(M132=\"\",'Historical scenario - input'!$D117=\"\"),\"\",M132/'Historical scenario - input'!$D117),\"\")","v":""},{"$f":"IFERROR(IF(OR(N132=\"\",'Historical scenario - input'!$D117=\"\"),\"\",N132/'Historical scenario - input'!$D117),\"\")","v":""},{"$f":"IFERROR(IF(OR(O132=\"\",'Historical scenario - input'!$D117=\"\"),\"\",O132/'Historical scenario - input'!$D117),\"\")","v":""},{"$f":"IFERROR(IF(OR(P132=\"\",'Historical scenario - input'!$D117=\"\"),\"\",P132/'Historical scenario - input'!$D117),\"\")","v":""},{"$f":"IFERROR(IF(OR(Q132=\"\",'Historical scenario - input'!$D117=\"\"),\"\",Q132/'Historical scenario - input'!$D117),\"\")","v":""},{"$f":"IFERROR(IF(OR(R132=\"\",'Historical scenario - input'!$D117=\"\"),\"\",R132/'Historical scenario - input'!$D117),\"\")","v":""},{"$f":"IFERROR(IF(OR(S132=\"\",'Historical scenario - input'!$D117=\"\"),\"\",S132/'Historical scenario - input'!$D117),\"\")","v":""},{"$f":"IFERROR(IF(OR(T132=\"\",'Historical scenario - input'!$D117=\"\"),\"\",T132/'Historical scenario - input'!$D117),\"\")","v":""},{"$f":"IFERROR(IF(OR(U132=\"\",'Historical scenario - input'!$D117=\"\"),\"\",U132/'Historical scenario - input'!$D117),\"\")","v":""},{"$f":"IFERROR(IF(OR(V132=\"\",'Historical scenario - input'!$D117=\"\"),\"\",V132/'Historical scenario - input'!$D117),\"\")","v":""},{"$f":"IFERROR(IF(OR(W132=\"\",'Historical scenario - input'!$D117=\"\"),\"\",W132/'Historical scenario - input'!$D117),\"\")","v":""}]
[{"$f":"IFERROR('Historical scenario - input'!A118,\"\")","v":""},{"$f":"IFERROR('Historical scenario - input'!B118,\"\")","v":0},{"$f":"IFERROR('Historical scenario - input'!C118,\"\")","v":0},{"$f":"IFERROR(repcalc('Historical scenario - input'!$CV118:$GH118,'Historical scenario - input'!$G118,'Historical scenario - input'!$E118,'Historical scenario - input'!$F118,20,TRUE,TRUE),\"\")","v":""},"","","","","","","","","","","","","","","","","","","",{"$f":"IFERROR(IF(OR(D133=\"\",'Historical scenario - input'!$D118=\"\"),\"\",D133/'Historical scenario - input'!$D118),\"\")","v":""},{"$f":"IFERROR(IF(OR(E133=\"\",'Historical scenario - input'!$D118=\"\"),\"\",E133/'Historical scenario - input'!$D118),\"\")","v":""},{"$f":"IFERROR(IF(OR(F133=\"\",'Historical scenario - input'!$D118=\"\"),\"\",F133/'Historical scenario - input'!$D118),\"\")","v":""},{"$f":"IFERROR(IF(OR(G133=\"\",'Historical scenario - input'!$D118=\"\"),\"\",G133/'Historical scenario - input'!$D118),\"\")","v":""},{"$f":"IFERROR(IF(OR(H133=\"\",'Historical scenario - input'!$D118=\"\"),\"\",H133/'Historical scenario - input'!$D118),\"\")","v":""},{"$f":"IFERROR(IF(OR(I133=\"\",'Historical scenario - input'!$D118=\"\"),\"\",I133/'Historical scenario - input'!$D118),\"\")","v":""},{"$f":"IFERROR(IF(OR(J133=\"\",'Historical scenario - input'!$D118=\"\"),\"\",J133/'Historical scenario - input'!$D118),\"\")","v":""},{"$f":"IFERROR(IF(OR(K133=\"\",'Historical scenario - input'!$D118=\"\"),\"\",K133/'Historical scenario - input'!$D118),\"\")","v":""},{"$f":"IFERROR(IF(OR(L133=\"\",'Historical scenario - input'!$D118=\"\"),\"\",L133/'Historical scenario - input'!$D118),\"\")","v":""},{"$f":"IFERROR(IF(OR(M133=\"\",'Historical scenario - input'!$D118=\"\"),\"\",M133/'Historical scenario - input'!$D118),\"\")","v":""},{"$f":"IFERROR(IF(OR(N133=\"\",'Historical scenario - input'!$D118=\"\"),\"\",N133/'Historical scenario - input'!$D118),\"\")","v":""},{"$f":"IFERROR(IF(OR(O133=\"\",'Historical scenario - input'!$D118=\"\"),\"\",O133/'Historical scenario - input'!$D118),\"\")","v":""},{"$f":"IFERROR(IF(OR(P133=\"\",'Historical scenario - input'!$D118=\"\"),\"\",P133/'Historical scenario - input'!$D118),\"\")","v":""},{"$f":"IFERROR(IF(OR(Q133=\"\",'Historical scenario - input'!$D118=\"\"),\"\",Q133/'Historical scenario - input'!$D118),\"\")","v":""},{"$f":"IFERROR(IF(OR(R133=\"\",'Historical scenario - input'!$D118=\"\"),\"\",R133/'Historical scenario - input'!$D118),\"\")","v":""},{"$f":"IFERROR(IF(OR(S133=\"\",'Historical scenario - input'!$D118=\"\"),\"\",S133/'Historical scenario - input'!$D118),\"\")","v":""},{"$f":"IFERROR(IF(OR(T133=\"\",'Historical scenario - input'!$D118=\"\"),\"\",T133/'Historical scenario - input'!$D118),\"\")","v":""},{"$f":"IFERROR(IF(OR(U133=\"\",'Historical scenario - input'!$D118=\"\"),\"\",U133/'Historical scenario - input'!$D118),\"\")","v":""},{"$f":"IFERROR(IF(OR(V133=\"\",'Historical scenario - input'!$D118=\"\"),\"\",V133/'Historical scenario - input'!$D118),\"\")","v":""},{"$f":"IFERROR(IF(OR(W133=\"\",'Historical scenario - input'!$D118=\"\"),\"\",W133/'Historical scenario - input'!$D118),\"\")","v":""}]
[{"$f":"IFERROR('Historical scenario - input'!A119,\"\")","v":""},{"$f":"IFERROR('Historical scenario - input'!B119,\"\")","v":0},{"$f":"IFERROR('Historical scenario - input'!C119,\"\")","v":0},{"$f":"IFERROR(repcalc('Historical scenario - input'!$CV119:$GH119,'Historical scenario - input'!$G119,'Historical scenario - input'!$E119,'Historical scenario - input'!$F119,20,TRUE,TRUE),\"\")","v":""},"","","","","","","","","","","","","","","","","","","",{"$f":"IFERROR(IF(OR(D134=\"\",'Historical scenario - input'!$D119=\"\"),\"\",D134/'Historical scenario - input'!$D119),\"\")","v":""},{"$f":"IFERROR(IF(OR(E134=\"\",'Historical scenario - input'!$D119=\"\"),\"\",E134/'Historical scenario - input'!$D119),\"\")","v":""},{"$f":"IFERROR(IF(OR(F134=\"\",'Historical scenario - input'!$D119=\"\"),\"\",F134/'Historical scenario - input'!$D119),\"\")","v":""},{"$f":"IFERROR(IF(OR(G134=\"\",'Historical scenario - input'!$D119=\"\"),\"\",G134/'Historical scenario - input'!$D119),\"\")","v":""},{"$f":"IFERROR(IF(OR(H134=\"\",'Historical scenario - input'!$D119=\"\"),\"\",H134/'Historical scenario - input'!$D119),\"\")","v":""},{"$f":"IFERROR(IF(OR(I134=\"\",'Historical scenario - input'!$D119=\"\"),\"\",I134/'Historical scenario - input'!$D119),\"\")","v":""},{"$f":"IFERROR(IF(OR(J134=\"\",'Historical scenario - input'!$D119=\"\"),\"\",J134/'Historical scenario - input'!$D119),\"\")","v":""},{"$f":"IFERROR(IF(OR(K134=\"\",'Historical scenario - input'!$D119=\"\"),\"\",K134/'Historical scenario - input'!$D119),\"\")","v":""},{"$f":"IFERROR(IF(OR(L134=\"\",'Historical scenario - input'!$D119=\"\"),\"\",L134/'Historical scenario - input'!$D119),\"\")","v":""},{"$f":"IFERROR(IF(OR(M134=\"\",'Historical scenario - input'!$D119=\"\"),\"\",M134/'Historical scenario - input'!$D119),\"\")","v":""},{"$f":"IFERROR(IF(OR(N134=\"\",'Historical scenario - input'!$D119=\"\"),\"\",N134/'Historical scenario - input'!$D119),\"\")","v":""},{"$f":"IFERROR(IF(OR(O134=\"\",'Historical scenario - input'!$D119=\"\"),\"\",O134/'Historical scenario - input'!$D119),\"\")","v":""},{"$f":"IFERROR(IF(OR(P134=\"\",'Historical scenario - input'!$D119=\"\"),\"\",P134/'Historical scenario - input'!$D119),\"\")","v":""},{"$f":"IFERROR(IF(OR(Q134=\"\",'Historical scenario - input'!$D119=\"\"),\"\",Q134/'Historical scenario - input'!$D119),\"\")","v":""},{"$f":"IFERROR(IF(OR(R134=\"\",'Historical scenario - input'!$D119=\"\"),\"\",R134/'Historical scenario - input'!$D119),\"\")","v":""},{"$f":"IFERROR(IF(OR(S134=\"\",'Historical scenario - input'!$D119=\"\"),\"\",S134/'Historical scenario - input'!$D119),\"\")","v":""},{"$f":"IFERROR(IF(OR(T134=\"\",'Historical scenario - input'!$D119=\"\"),\"\",T134/'Historical scenario - input'!$D119),\"\")","v":""},{"$f":"IFERROR(IF(OR(U134=\"\",'Historical scenario - input'!$D119=\"\"),\"\",U134/'Historical scenario - input'!$D119),\"\")","v":""},{"$f":"IFERROR(IF(OR(V134=\"\",'Historical scenario - input'!$D119=\"\"),\"\",V134/'Historical scenario - input'!$D119),\"\")","v":""},{"$f":"IFERROR(IF(OR(W134=\"\",'Historical scenario - input'!$D119=\"\"),\"\",W134/'Historical scenario - input'!$D119),\"\")","v":""}]
[{"$f":"IFERROR('Historical scenario - input'!A120,\"\")","v":""},{"$f":"IFERROR('Historical scenario - input'!B120,\"\")","v":0},{"$f":"IFERROR('Historical scenario - input'!C120,\"\")","v":0},{"$f":"IFERROR(repcalc('Historical scenario - input'!$CV120:$GH120,'Historical scenario - input'!$G120,'Historical scenario - input'!$E120,'Historical scenario - input'!$F120,20,TRUE,TRUE),\"\")","v":""},"","","","","","","","","","","","","","","","","","","",{"$f":"IFERROR(IF(OR(D135=\"\",'Historical scenario - input'!$D120=\"\"),\"\",D135/'Historical scenario - input'!$D120),\"\")","v":""},{"$f":"IFERROR(IF(OR(E135=\"\",'Historical scenario - input'!$D120=\"\"),\"\",E135/'Historical scenario - input'!$D120),\"\")","v":""},{"$f":"IFERROR(IF(OR(F135=\"\",'Historical scenario - input'!$D120=\"\"),\"\",F135/'Historical scenario - input'!$D120),\"\")","v":""},{"$f":"IFERROR(IF(OR(G135=\"\",'Historical scenario - input'!$D120=\"\"),\"\",G135/'Historical scenario - input'!$D120),\"\")","v":""},{"$f":"IFERROR(IF(OR(H135=\"\",'Historical scenario - input'!$D120=\"\"),\"\",H135/'Historical scenario - input'!$D120),\"\")","v":""},{"$f":"IFERROR(IF(OR(I135=\"\",'Historical scenario - input'!$D120=\"\"),\"\",I135/'Historical scenario - input'!$D120),\"\")","v":""},{"$f":"IFERROR(IF(OR(J135=\"\",'Historical scenario - input'!$D120=\"\"),\"\",J135/'Historical scenario - input'!$D120),\"\")","v":""},{"$f":"IFERROR(IF(OR(K135=\"\",'Historical scenario - input'!$D120=\"\"),\"\",K135/'Historical scenario - input'!$D120),\"\")","v":""},{"$f":"IFERROR(IF(OR(L135=\"\",'Historical scenario - input'!$D120=\"\"),\"\",L135/'Historical scenario - input'!$D120),\"\")","v":""},{"$f":"IFERROR(IF(OR(M135=\"\",'Historical scenario - input'!$D120=\"\"),\"\",M135/'Historical scenario - input'!$D120),\"\")","v":""},{"$f":"IFERROR(IF(OR(N135=\"\",'Historical scenario - input'!$D120=\"\"),\"\",N135/'Historical scenario - input'!$D120),\"\")","v":""},{"$f":"IFERROR(IF(OR(O135=\"\",'Historical scenario - input'!$D120=\"\"),\"\",O135/'Historical scenario - input'!$D120),\"\")","v":""},{"$f":"IFERROR(IF(OR(P135=\"\",'Historical scenario - input'!$D120=\"\"),\"\",P135/'Historical scenario - input'!$D120),\"\")","v":""},{"$f":"IFERROR(IF(OR(Q135=\"\",'Historical scenario - input'!$D120=\"\"),\"\",Q135/'Historical scenario - input'!$D120),\"\")","v":""},{"$f":"IFERROR(IF(OR(R135=\"\",'Historical scenario - input'!$D120=\"\"),\"\",R135/'Historical scenario - input'!$D120),\"\")","v":""},{"$f":"IFERROR(IF(OR(S135=\"\",'Historical scenario - input'!$D120=\"\"),\"\",S135/'Historical scenario - input'!$D120),\"\")","v":""},{"$f":"IFERROR(IF(OR(T135=\"\",'Historical scenario - input'!$D120=\"\"),\"\",T135/'Historical scenario - input'!$D120),\"\")","v":""},{"$f":"IFERROR(IF(OR(U135=\"\",'Historical scenario - input'!$D120=\"\"),\"\",U135/'Historical scenario - input'!$D120),\"\")","v":""},{"$f":"IFERROR(IF(OR(V135=\"\",'Historical scenario - input'!$D120=\"\"),\"\",V135/'Historical scenario - input'!$D120),\"\")","v":""},{"$f":"IFERROR(IF(OR(W135=\"\",'Historical scenario - input'!$D120=\"\"),\"\",W135/'Historical scenario - input'!$D120),\"\")","v":""}]
[{"$f":"IFERROR('Historical scenario - input'!A121,\"\")","v":""},{"$f":"IFERROR('Historical scenario - input'!B121,\"\")","v":0},{"$f":"IFERROR('Historical scenario - input'!C121,\"\")","v":0},{"$f":"IFERROR(repcalc('Historical scenario - input'!$CV121:$GH121,'Historical scenario - input'!$G121,'Historical scenario - input'!$E121,'Historical scenario - input'!$F121,20,TRUE,TRUE),\"\")","v":""},"","","","","","","","","","","","","","","","","","","",{"$f":"IFERROR(IF(OR(D136=\"\",'Historical scenario - input'!$D121=\"\"),\"\",D136/'Historical scenario - input'!$D121),\"\")","v":""},{"$f":"IFERROR(IF(OR(E136=\"\",'Historical scenario - input'!$D121=\"\"),\"\",E136/'Historical scenario - input'!$D121),\"\")","v":""},{"$f":"IFERROR(IF(OR(F136=\"\",'Historical scenario - input'!$D121=\"\"),\"\",F136/'Historical scenario - input'!$D121),\"\")","v":""},{"$f":"IFERROR(IF(OR(G136=\"\",'Historical scenario - input'!$D121=\"\"),\"\",G136/'Historical scenario - input'!$D121),\"\")","v":""},{"$f":"IFERROR(IF(OR(H136=\"\",'Historical scenario - input'!$D121=\"\"),\"\",H136/'Historical scenario - input'!$D121),\"\")","v":""},{"$f":"IFERROR(IF(OR(I136=\"\",'Historical scenario - input'!$D121=\"\"),\"\",I136/'Historical scenario - input'!$D121),\"\")","v":""},{"$f":"IFERROR(IF(OR(J136=\"\",'Historical scenario - input'!$D121=\"\"),\"\",J136/'Historical scenario - input'!$D121),\"\")","v":""},{"$f":"IFERROR(IF(OR(K136=\"\",'Historical scenario - input'!$D121=\"\"),\"\",K136/'Historical scenario - input'!$D121),\"\")","v":""},{"$f":"IFERROR(IF(OR(L136=\"\",'Historical scenario - input'!$D121=\"\"),\"\",L136/'Historical scenario - input'!$D121),\"\")","v":""},{"$f":"IFERROR(IF(OR(M136=\"\",'Historical scenario - input'!$D121=\"\"),\"\",M136/'Historical scenario - input'!$D121),\"\")","v":""},{"$f":"IFERROR(IF(OR(N136=\"\",'Historical scenario - input'!$D121=\"\"),\"\",N136/'Historical scenario - input'!$D121),\"\")","v":""},{"$f":"IFERROR(IF(OR(O136=\"\",'Historical scenario - input'!$D121=\"\"),\"\",O136/'Historical scenario - input'!$D121),\"\")","v":""},{"$f":"IFERROR(IF(OR(P136=\"\",'Historical scenario - input'!$D121=\"\"),\"\",P136/'Historical scenario - input'!$D121),\"\")","v":""},{"$f":"IFERROR(IF(OR(Q136=\"\",'Historical scenario - input'!$D121=\"\"),\"\",Q136/'Historical scenario - input'!$D121),\"\")","v":""},{"$f":"IFERROR(IF(OR(R136=\"\",'Historical scenario - input'!$D121=\"\"),\"\",R136/'Historical scenario - input'!$D121),\"\")","v":""},{"$f":"IFERROR(IF(OR(S136=\"\",'Historical scenario - input'!$D121=\"\"),\"\",S136/'Historical scenario - input'!$D121),\"\")","v":""},{"$f":"IFERROR(IF(OR(T136=\"\",'Historical scenario - input'!$D121=\"\"),\"\",T136/'Historical scenario - input'!$D121),\"\")","v":""},{"$f":"IFERROR(IF(OR(U136=\"\",'Historical scenario - input'!$D121=\"\"),\"\",U136/'Historical scenario - input'!$D121),\"\")","v":""},{"$f":"IFERROR(IF(OR(V136=\"\",'Historical scenario - input'!$D121=\"\"),\"\",V136/'Historical scenario - input'!$D121),\"\")","v":""},{"$f":"IFERROR(IF(OR(W136=\"\",'Historical scenario - input'!$D121=\"\"),\"\",W136/'Historical scenario - input'!$D121),\"\")","v":""}]
[{"$f":"IFERROR('Historical scenario - input'!A122,\"\")","v":""},{"$f":"IFERROR('Historical scenario - input'!B122,\"\")","v":0},{"$f":"IFERROR('Historical scenario - input'!C122,\"\")","v":0},{"$f":"IFERROR(repcalc('Historical scenario - input'!$CV122:$GH122,'Historical scenario - input'!$G122,'Historical scenario - input'!$E122,'Historical scenario - input'!$F122,20,TRUE,TRUE),\"\")","v":""},"","","","","","","","","","","","","","","","","","","",{"$f":"IFERROR(IF(OR(D137=\"\",'Historical scenario - input'!$D122=\"\"),\"\",D137/'Historical scenario - input'!$D122),\"\")","v":""},{"$f":"IFERROR(IF(OR(E137=\"\",'Historical scenario - input'!$D122=\"\"),\"\",E137/'Historical scenario - input'!$D122),\"\")","v":""},{"$f":"IFERROR(IF(OR(F137=\"\",'Historical scenario - input'!$D122=\"\"),\"\",F137/'Historical scenario - input'!$D122),\"\")","v":""},{"$f":"IFERROR(IF(OR(G137=\"\",'Historical scenario - input'!$D122=\"\"),\"\",G137/'Historical scenario - input'!$D122),\"\")","v":""},{"$f":"IFERROR(IF(OR(H137=\"\",'Historical scenario - input'!$D122=\"\"),\"\",H137/'Historical scenario - input'!$D122),\"\")","v":""},{"$f":"IFERROR(IF(OR(I137=\"\",'Historical scenario - input'!$D122=\"\"),\"\",I137/'Historical scenario - input'!$D122),\"\")","v":""},{"$f":"IFERROR(IF(OR(J137=\"\",'Historical scenario - input'!$D122=\"\"),\"\",J137/'Historical scenario - input'!$D122),\"\")","v":""},{"$f":"IFERROR(IF(OR(K137=\"\",'Historical scenario - input'!$D122=\"\"),\"\",K137/'Historical scenario - input'!$D122),\"\")","v":""},{"$f":"IFERROR(IF(OR(L137=\"\",'Historical scenario - input'!$D122=\"\"),\"\",L137/'Historical scenario - input'!$D122),\"\")","v":""},{"$f":"IFERROR(IF(OR(M137=\"\",'Historical scenario - input'!$D122=\"\"),\"\",M137/'Historical scenario - input'!$D122),\"\")","v":""},{"$f":"IFERROR(IF(OR(N137=\"\",'Historical scenario - input'!$D122=\"\"),\"\",N137/'Historical scenario - input'!$D122),\"\")","v":""},{"$f":"IFERROR(IF(OR(O137=\"\",'Historical scenario - input'!$D122=\"\"),\"\",O137/'Historical scenario - input'!$D122),\"\")","v":""},{"$f":"IFERROR(IF(OR(P137=\"\",'Historical scenario - input'!$D122=\"\"),\"\",P137/'Historical scenario - input'!$D122),\"\")","v":""},{"$f":"IFERROR(IF(OR(Q137=\"\",'Historical scenario - input'!$D122=\"\"),\"\",Q137/'Historical scenario - input'!$D122),\"\")","v":""},{"$f":"IFERROR(IF(OR(R137=\"\",'Historical scenario - input'!$D122=\"\"),\"\",R137/'Historical scenario - input'!$D122),\"\")","v":""},{"$f":"IFERROR(IF(OR(S137=\"\",'Historical scenario - input'!$D122=\"\"),\"\",S137/'Historical scenario - input'!$D122),\"\")","v":""},{"$f":"IFERROR(IF(OR(T137=\"\",'Historical scenario - input'!$D122=\"\"),\"\",T137/'Historical scenario - input'!$D122),\"\")","v":""},{"$f":"IFERROR(IF(OR(U137=\"\",'Historical scenario - input'!$D122=\"\"),\"\",U137/'Historical scenario - input'!$D122),\"\")","v":""},{"$f":"IFERROR(IF(OR(V137=\"\",'Historical scenario - input'!$D122=\"\"),\"\",V137/'Historical scenario - input'!$D122),\"\")","v":""},{"$f":"IFERROR(IF(OR(W137=\"\",'Historical scenario - input'!$D122=\"\"),\"\",W137/'Historical scenario - input'!$D122),\"\")","v":""}]
[{"$f":"IFERROR('Historical scenario - input'!A123,\"\")","v":""},{"$f":"IFERROR('Historical scenario - input'!B123,\"\")","v":0},{"$f":"IFERROR('Historical scenario - input'!C123,\"\")","v":0},{"$f":"IFERROR(repcalc('Historical scenario - input'!$CV123:$GH123,'Historical scenario - input'!$G123,'Historical scenario - input'!$E123,'Historical scenario - input'!$F123,20,TRUE,TRUE),\"\")","v":""},"","","","","","","","","","","","","","","","","","","",{"$f":"IFERROR(IF(OR(D138=\"\",'Historical scenario - input'!$D123=\"\"),\"\",D138/'Historical scenario - input'!$D123),\"\")","v":""},{"$f":"IFERROR(IF(OR(E138=\"\",'Historical scenario - input'!$D123=\"\"),\"\",E138/'Historical scenario - input'!$D123),\"\")","v":""},{"$f":"IFERROR(IF(OR(F138=\"\",'Historical scenario - input'!$D123=\"\"),\"\",F138/'Historical scenario - input'!$D123),\"\")","v":""},{"$f":"IFERROR(IF(OR(G138=\"\",'Historical scenario - input'!$D123=\"\"),\"\",G138/'Historical scenario - input'!$D123),\"\")","v":""},{"$f":"IFERROR(IF(OR(H138=\"\",'Historical scenario - input'!$D123=\"\"),\"\",H138/'Historical scenario - input'!$D123),\"\")","v":""},{"$f":"IFERROR(IF(OR(I138=\"\",'Historical scenario - input'!$D123=\"\"),\"\",I138/'Historical scenario - input'!$D123),\"\")","v":""},{"$f":"IFERROR(IF(OR(J138=\"\",'Historical scenario - input'!$D123=\"\"),\"\",J138/'Historical scenario - input'!$D123),\"\")","v":""},{"$f":"IFERROR(IF(OR(K138=\"\",'Historical scenario - input'!$D123=\"\"),\"\",K138/'Historical scenario - input'!$D123),\"\")","v":""},{"$f":"IFERROR(IF(OR(L138=\"\",'Historical scenario - input'!$D123=\"\"),\"\",L138/'Historical scenario - input'!$D123),\"\")","v":""},{"$f":"IFERROR(IF(OR(M138=\"\",'Historical scenario - input'!$D123=\"\"),\"\",M138/'Historical scenario - input'!$D123),\"\")","v":""},{"$f":"IFERROR(IF(OR(N138=\"\",'Historical scenario - input'!$D123=\"\"),\"\",N138/'Historical scenario - input'!$D123),\"\")","v":""},{"$f":"IFERROR(IF(OR(O138=\"\",'Historical scenario - input'!$D123=\"\"),\"\",O138/'Historical scenario - input'!$D123),\"\")","v":""},{"$f":"IFERROR(IF(OR(P138=\"\",'Historical scenario - input'!$D123=\"\"),\"\",P138/'Historical scenario - input'!$D123),\"\")","v":""},{"$f":"IFERROR(IF(OR(Q138=\"\",'Historical scenario - input'!$D123=\"\"),\"\",Q138/'Historical scenario - input'!$D123),\"\")","v":""},{"$f":"IFERROR(IF(OR(R138=\"\",'Historical scenario - input'!$D123=\"\"),\"\",R138/'Historical scenario - input'!$D123),\"\")","v":""},{"$f":"IFERROR(IF(OR(S138=\"\",'Historical scenario - input'!$D123=\"\"),\"\",S138/'Historical scenario - input'!$D123),\"\")","v":""},{"$f":"IFERROR(IF(OR(T138=\"\",'Historical scenario - input'!$D123=\"\"),\"\",T138/'Historical scenario - input'!$D123),\"\")","v":""},{"$f":"IFERROR(IF(OR(U138=\"\",'Historical scenario - input'!$D123=\"\"),\"\",U138/'Historical scenario - input'!$D123),\"\")","v":""},{"$f":"IFERROR(IF(OR(V138=\"\",'Historical scenario - input'!$D123=\"\"),\"\",V138/'Historical scenario - input'!$D123),\"\")","v":""},{"$f":"IFERROR(IF(OR(W138=\"\",'Historical scenario - input'!$D123=\"\"),\"\",W138/'Historical scenario - input'!$D123),\"\")","v":""}]
[{"$f":"IFERROR('Historical scenario - input'!A124,\"\")","v":""},{"$f":"IFERROR('Historical scenario - input'!B124,\"\")","v":0},{"$f":"IFERROR('Historical scenario - input'!C124,\"\")","v":0},{"$f":"IFERROR(repcalc('Historical scenario - input'!$CV124:$GH124,'Historical scenario - input'!$G124,'Historical scenario - input'!$E124,'Historical scenario - input'!$F124,20,TRUE,TRUE),\"\")","v":""},"","","","","","","","","","","","","","","","","","","",{"$f":"IFERROR(IF(OR(D139=\"\",'Historical scenario - input'!$D124=\"\"),\"\",D139/'Historical scenario - input'!$D124),\"\")","v":""},{"$f":"IFERROR(IF(OR(E139=\"\",'Historical scenario - input'!$D124=\"\"),\"\",E139/'Historical scenario - input'!$D124),\"\")","v":""},{"$f":"IFERROR(IF(OR(F139=\"\",'Historical scenario - input'!$D124=\"\"),\"\",F139/'Historical scenario - input'!$D124),\"\")","v":""},{"$f":"IFERROR(IF(OR(G139=\"\",'Historical scenario - input'!$D124=\"\"),\"\",G139/'Historical scenario - input'!$D124),\"\")","v":""},{"$f":"IFERROR(IF(OR(H139=\"\",'Historical scenario - input'!$D124=\"\"),\"\",H139/'Historical scenario - input'!$D124),\"\")","v":""},{"$f":"IFERROR(IF(OR(I139=\"\",'Historical scenario - input'!$D124=\"\"),\"\",I139/'Historical scenario - input'!$D124),\"\")","v":""},{"$f":"IFERROR(IF(OR(J139=\"\",'Historical scenario - input'!$D124=\"\"),\"\",J139/'Historical scenario - input'!$D124),\"\")","v":""},{"$f":"IFERROR(IF(OR(K139=\"\",'Historical scenario - input'!$D124=\"\"),\"\",K139/'Historical scenario - input'!$D124),\"\")","v":""},{"$f":"IFERROR(IF(OR(L139=\"\",'Historical scenario - input'!$D124=\"\"),\"\",L139/'Historical scenario - input'!$D124),\"\")","v":""},{"$f":"IFERROR(IF(OR(M139=\"\",'Historical scenario - input'!$D124=\"\"),\"\",M139/'Historical scenario - input'!$D124),\"\")","v":""},{"$f":"IFERROR(IF(OR(N139=\"\",'Historical scenario - input'!$D124=\"\"),\"\",N139/'Historical scenario - input'!$D124),\"\")","v":""},{"$f":"IFERROR(IF(OR(O139=\"\",'Historical scenario - input'!$D124=\"\"),\"\",O139/'Historical scenario - input'!$D124),\"\")","v":""},{"$f":"IFERROR(IF(OR(P139=\"\",'Historical scenario - input'!$D124=\"\"),\"\",P139/'Historical scenario - input'!$D124),\"\")","v":""},{"$f":"IFERROR(IF(OR(Q139=\"\",'Historical scenario - input'!$D124=\"\"),\"\",Q139/'Historical scenario - input'!$D124),\"\")","v":""},{"$f":"IFERROR(IF(OR(R139=\"\",'Historical scenario - input'!$D124=\"\"),\"\",R139/'Historical scenario - input'!$D124),\"\")","v":""},{"$f":"IFERROR(IF(OR(S139=\"\",'Historical scenario - input'!$D124=\"\"),\"\",S139/'Historical scenario - input'!$D124),\"\")","v":""},{"$f":"IFERROR(IF(OR(T139=\"\",'Historical scenario - input'!$D124=\"\"),\"\",T139/'Historical scenario - input'!$D124),\"\")","v":""},{"$f":"IFERROR(IF(OR(U139=\"\",'Historical scenario - input'!$D124=\"\"),\"\",U139/'Historical scenario - input'!$D124),\"\")","v":""},{"$f":"IFERROR(IF(OR(V139=\"\",'Historical scenario - input'!$D124=\"\"),\"\",V139/'Historical scenario - input'!$D124),\"\")","v":""},{"$f":"IFERROR(IF(OR(W139=\"\",'Historical scenario - input'!$D124=\"\"),\"\",W139/'Historical scenario - input'!$D124),\"\")","v":""}]
[{"$f":"IFERROR('Historical scenario - input'!A125,\"\")","v":""},{"$f":"IFERROR('Historical scenario - input'!B125,\"\")","v":0},{"$f":"IFERROR('Historical scenario - input'!C125,\"\")","v":0},{"$f":"IFERROR(repcalc('Historical scenario - input'!$CV125:$GH125,'Historical scenario - input'!$G125,'Historical scenario - input'!$E125,'Historical scenario - input'!$F125,20,TRUE,TRUE),\"\")","v":""},"","","","","","","","","","","","","","","","","","","",{"$f":"IFERROR(IF(OR(D140=\"\",'Historical scenario - input'!$D125=\"\"),\"\",D140/'Historical scenario - input'!$D125),\"\")","v":""},{"$f":"IFERROR(IF(OR(E140=\"\",'Historical scenario - input'!$D125=\"\"),\"\",E140/'Historical scenario - input'!$D125),\"\")","v":""},{"$f":"IFERROR(IF(OR(F140=\"\",'Historical scenario - input'!$D125=\"\"),\"\",F140/'Historical scenario - input'!$D125),\"\")","v":""},{"$f":"IFERROR(IF(OR(G140=\"\",'Historical scenario - input'!$D125=\"\"),\"\",G140/'Historical scenario - input'!$D125),\"\")","v":""},{"$f":"IFERROR(IF(OR(H140=\"\",'Historical scenario - input'!$D125=\"\"),\"\",H140/'Historical scenario - input'!$D125),\"\")","v":""},{"$f":"IFERROR(IF(OR(I140=\"\",'Historical scenario - input'!$D125=\"\"),\"\",I140/'Historical scenario - input'!$D125),\"\")","v":""},{"$f":"IFERROR(IF(OR(J140=\"\",'Historical scenario - input'!$D125=\"\"),\"\",J140/'Historical scenario - input'!$D125),\"\")","v":""},{"$f":"IFERROR(IF(OR(K140=\"\",'Historical scenario - input'!$D125=\"\"),\"\",K140/'Historical scenario - input'!$D125),\"\")","v":""},{"$f":"IFERROR(IF(OR(L140=\"\",'Historical scenario - input'!$D125=\"\"),\"\",L140/'Historical scenario - input'!$D125),\"\")","v":""},{"$f":"IFERROR(IF(OR(M140=\"\",'Historical scenario - input'!$D125=\"\"),\"\",M140/'Historical scenario - input'!$D125),\"\")","v":""},{"$f":"IFERROR(IF(OR(N140=\"\",'Historical scenario - input'!$D125=\"\"),\"\",N140/'Historical scenario - input'!$D125),\"\")","v":""},{"$f":"IFERROR(IF(OR(O140=\"\",'Historical scenario - input'!$D125=\"\"),\"\",O140/'Historical scenario - input'!$D125),\"\")","v":""},{"$f":"IFERROR(IF(OR(P140=\"\",'Historical scenario - input'!$D125=\"\"),\"\",P140/'Historical scenario - input'!$D125),\"\")","v":""},{"$f":"IFERROR(IF(OR(Q140=\"\",'Historical scenario - input'!$D125=\"\"),\"\",Q140/'Historical scenario - input'!$D125),\"\")","v":""},{"$f":"IFERROR(IF(OR(R140=\"\",'Historical scenario - input'!$D125=\"\"),\"\",R140/'Historical scenario - input'!$D125),\"\")","v":""},{"$f":"IFERROR(IF(OR(S140=\"\",'Historical scenario - input'!$D125=\"\"),\"\",S140/'Historical scenario - input'!$D125),\"\")","v":""},{"$f":"IFERROR(IF(OR(T140=\"\",'Historical scenario - input'!$D125=\"\"),\"\",T140/'Historical scenario - input'!$D125),\"\")","v":""},{"$f":"IFERROR(IF(OR(U140=\"\",'Historical scenario - input'!$D125=\"\"),\"\",U140/'Historical scenario - input'!$D125),\"\")","v":""},{"$f":"IFERROR(IF(OR(V140=\"\",'Historical scenario - input'!$D125=\"\"),\"\",V140/'Historical scenario - input'!$D125),\"\")","v":""},{"$f":"IFERROR(IF(OR(W140=\"\",'Historical scenario - input'!$D125=\"\"),\"\",W140/'Historical scenario - input'!$D125),\"\")","v":""}]
[{"$f":"IFERROR('Historical scenario - input'!A126,\"\")","v":""},{"$f":"IFERROR('Historical scenario - input'!B126,\"\")","v":0},{"$f":"IFERROR('Historical scenario - input'!C126,\"\")","v":0},{"$f":"IFERROR(repcalc('Historical scenario - input'!$CV126:$GH126,'Historical scenario - input'!$G126,'Historical scenario - input'!$E126,'Historical scenario - input'!$F126,20,TRUE,TRUE),\"\")","v":""},"","","","","","","","","","","","","","","","","","","",{"$f":"IFERROR(IF(OR(D141=\"\",'Historical scenario - input'!$D126=\"\"),\"\",D141/'Historical scenario - input'!$D126),\"\")","v":""},{"$f":"IFERROR(IF(OR(E141=\"\",'Historical scenario - input'!$D126=\"\"),\"\",E141/'Historical scenario - input'!$D126),\"\")","v":""},{"$f":"IFERROR(IF(OR(F141=\"\",'Historical scenario - input'!$D126=\"\"),\"\",F141/'Historical scenario - input'!$D126),\"\")","v":""},{"$f":"IFERROR(IF(OR(G141=\"\",'Historical scenario - input'!$D126=\"\"),\"\",G141/'Historical scenario - input'!$D126),\"\")","v":""},{"$f":"IFERROR(IF(OR(H141=\"\",'Historical scenario - input'!$D126=\"\"),\"\",H141/'Historical scenario - input'!$D126),\"\")","v":""},{"$f":"IFERROR(IF(OR(I141=\"\",'Historical scenario - input'!$D126=\"\"),\"\",I141/'Historical scenario - input'!$D126),\"\")","v":""},{"$f":"IFERROR(IF(OR(J141=\"\",'Historical scenario - input'!$D126=\"\"),\"\",J141/'Historical scenario - input'!$D126),\"\")","v":""},{"$f":"IFERROR(IF(OR(K141=\"\",'Historical scenario - input'!$D126=\"\"),\"\",K141/'Historical scenario - input'!$D126),\"\")","v":""},{"$f":"IFERROR(IF(OR(L141=\"\",'Historical scenario - input'!$D126=\"\"),\"\",L141/'Historical scenario - input'!$D126),\"\")","v":""},{"$f":"IFERROR(IF(OR(M141=\"\",'Historical scenario - input'!$D126=\"\"),\"\",M141/'Historical scenario - input'!$D126),\"\")","v":""},{"$f":"IFERROR(IF(OR(N141=\"\",'Historical scenario - input'!$D126=\"\"),\"\",N141/'Historical scenario - input'!$D126),\"\")","v":""},{"$f":"IFERROR(IF(OR(O141=\"\",'Historical scenario - input'!$D126=\"\"),\"\",O141/'Historical scenario - input'!$D126),\"\")","v":""},{"$f":"IFERROR(IF(OR(P141=\"\",'Historical scenario - input'!$D126=\"\"),\"\",P141/'Historical scenario - input'!$D126),\"\")","v":""},{"$f":"IFERROR(IF(OR(Q141=\"\",'Historical scenario - input'!$D126=\"\"),\"\",Q141/'Historical scenario - input'!$D126),\"\")","v":""},{"$f":"IFERROR(IF(OR(R141=\"\",'Historical scenario - input'!$D126=\"\"),\"\",R141/'Historical scenario - input'!$D126),\"\")","v":""},{"$f":"IFERROR(IF(OR(S141=\"\",'Historical scenario - input'!$D126=\"\"),\"\",S141/'Historical scenario - input'!$D126),\"\")","v":""},{"$f":"IFERROR(IF(OR(T141=\"\",'Historical scenario - input'!$D126=\"\"),\"\",T141/'Historical scenario - input'!$D126),\"\")","v":""},{"$f":"IFERROR(IF(OR(U141=\"\",'Historical scenario - input'!$D126=\"\"),\"\",U141/'Historical scenario - input'!$D126),\"\")","v":""},{"$f":"IFERROR(IF(OR(V141=\"\",'Historical scenario - input'!$D126=\"\"),\"\",V141/'Historical scenario - input'!$D126),\"\")","v":""},{"$f":"IFERROR(IF(OR(W141=\"\",'Historical scenario - input'!$D126=\"\"),\"\",W141/'Historical scenario - input'!$D126),\"\")","v":""}]
[{"$f":"IFERROR('Historical scenario - input'!A127,\"\")","v":""},{"$f":"IFERROR('Historical scenario - input'!B127,\"\")","v":0},{"$f":"IFERROR('Historical scenario - input'!C127,\"\")","v":0},{"$f":"IFERROR(repcalc('Historical scenario - input'!$CV127:$GH127,'Historical scenario - input'!$G127,'Historical scenario - input'!$E127,'Historical scenario - input'!$F127,20,TRUE,TRUE),\"\")","v":""},"","","","","","","","","","","","","","","","","","","",{"$f":"IFERROR(IF(OR(D142=\"\",'Historical scenario - input'!$D127=\"\"),\"\",D142/'Historical scenario - input'!$D127),\"\")","v":""},{"$f":"IFERROR(IF(OR(E142=\"\",'Historical scenario - input'!$D127=\"\"),\"\",E142/'Historical scenario - input'!$D127),\"\")","v":""},{"$f":"IFERROR(IF(OR(F142=\"\",'Historical scenario - input'!$D127=\"\"),\"\",F142/'Historical scenario - input'!$D127),\"\")","v":""},{"$f":"IFERROR(IF(OR(G142=\"\",'Historical scenario - input'!$D127=\"\"),\"\",G142/'Historical scenario - input'!$D127),\"\")","v":""},{"$f":"IFERROR(IF(OR(H142=\"\",'Historical scenario - input'!$D127=\"\"),\"\",H142/'Historical scenario - input'!$D127),\"\")","v":""},{"$f":"IFERROR(IF(OR(I142=\"\",'Historical scenario - input'!$D127=\"\"),\"\",I142/'Historical scenario - input'!$D127),\"\")","v":""},{"$f":"IFERROR(IF(OR(J142=\"\",'Historical scenario - input'!$D127=\"\"),\"\",J142/'Historical scenario - input'!$D127),\"\")","v":""},{"$f":"IFERROR(IF(OR(K142=\"\",'Historical scenario - input'!$D127=\"\"),\"\",K142/'Historical scenario - input'!$D127),\"\")","v":""},{"$f":"IFERROR(IF(OR(L142=\"\",'Historical scenario - input'!$D127=\"\"),\"\",L142/'Historical scenario - input'!$D127),\"\")","v":""},{"$f":"IFERROR(IF(OR(M142=\"\",'Historical scenario - input'!$D127=\"\"),\"\",M142/'Historical scenario - input'!$D127),\"\")","v":""},{"$f":"IFERROR(IF(OR(N142=\"\",'Historical scenario - input'!$D127=\"\"),\"\",N142/'Historical scenario - input'!$D127),\"\")","v":""},{"$f":"IFERROR(IF(OR(O142=\"\",'Historical scenario - input'!$D127=\"\"),\"\",O142/'Historical scenario - input'!$D127),\"\")","v":""},{"$f":"IFERROR(IF(OR(P142=\"\",'Historical scenario - input'!$D127=\"\"),\"\",P142/'Historical scenario - input'!$D127),\"\")","v":""},{"$f":"IFERROR(IF(OR(Q142=\"\",'Historical scenario - input'!$D127=\"\"),\"\",Q142/'Historical scenario - input'!$D127),\"\")","v":""},{"$f":"IFERROR(IF(OR(R142=\"\",'Historical scenario - input'!$D127=\"\"),\"\",R142/'Historical scenario - input'!$D127),\"\")","v":""},{"$f":"IFERROR(IF(OR(S142=\"\",'Historical scenario - input'!$D127=\"\"),\"\",S142/'Historical scenario - input'!$D127),\"\")","v":""},{"$f":"IFERROR(IF(OR(T142=\"\",'Historical scenario - input'!$D127=\"\"),\"\",T142/'Historical scenario - input'!$D127),\"\")","v":""},{"$f":"IFERROR(IF(OR(U142=\"\",'Historical scenario - input'!$D127=\"\"),\"\",U142/'Historical scenario - input'!$D127),\"\")","v":""},{"$f":"IFERROR(IF(OR(V142=\"\",'Historical scenario - input'!$D127=\"\"),\"\",V142/'Historical scenario - input'!$D127),\"\")","v":""},{"$f":"IFERROR(IF(OR(W142=\"\",'Historical scenario - input'!$D127=\"\"),\"\",W142/'Historical scenario - input'!$D127),\"\")","v":""}]
[{"$f":"IFERROR('Historical scenario - input'!A128,\"\")","v":""},{"$f":"IFERROR('Historical scenario - input'!B128,\"\")","v":0},{"$f":"IFERROR('Historical scenario - input'!C128,\"\")","v":0},{"$f":"IFERROR(repcalc('Historical scenario - input'!$CV128:$GH128,'Historical scenario - input'!$G128,'Historical scenario - input'!$E128,'Historical scenario - input'!$F128,20,TRUE,TRUE),\"\")","v":""},"","","","","","","","","","","","","","","","","","","",{"$f":"IFERROR(IF(OR(D143=\"\",'Historical scenario - input'!$D128=\"\"),\"\",D143/'Historical scenario - input'!$D128),\"\")","v":""},{"$f":"IFERROR(IF(OR(E143=\"\",'Historical scenario - input'!$D128=\"\"),\"\",E143/'Historical scenario - input'!$D128),\"\")","v":""},{"$f":"IFERROR(IF(OR(F143=\"\",'Historical scenario - input'!$D128=\"\"),\"\",F143/'Historical scenario - input'!$D128),\"\")","v":""},{"$f":"IFERROR(IF(OR(G143=\"\",'Historical scenario - input'!$D128=\"\"),\"\",G143/'Historical scenario - input'!$D128),\"\")","v":""},{"$f":"IFERROR(IF(OR(H143=\"\",'Historical scenario - input'!$D128=\"\"),\"\",H143/'Historical scenario - input'!$D128),\"\")","v":""},{"$f":"IFERROR(IF(OR(I143=\"\",'Historical scenario - input'!$D128=\"\"),\"\",I143/'Historical scenario - input'!$D128),\"\")","v":""},{"$f":"IFERROR(IF(OR(J143=\"\",'Historical scenario - input'!$D128=\"\"),\"\",J143/'Historical scenario - input'!$D128),\"\")","v":""},{"$f":"IFERROR(IF(OR(K143=\"\",'Historical scenario - input'!$D128=\"\"),\"\",K143/'Historical scenario - input'!$D128),\"\")","v":""},{"$f":"IFERROR(IF(OR(L143=\"\",'Historical scenario - input'!$D128=\"\"),\"\",L143/'Historical scenario - input'!$D128),\"\")","v":""},{"$f":"IFERROR(IF(OR(M143=\"\",'Historical scenario - input'!$D128=\"\"),\"\",M143/'Historical scenario - input'!$D128),\"\")","v":""},{"$f":"IFERROR(IF(OR(N143=\"\",'Historical scenario - input'!$D128=\"\"),\"\",N143/'Historical scenario - input'!$D128),\"\")","v":""},{"$f":"IFERROR(IF(OR(O143=\"\",'Historical scenario - input'!$D128=\"\"),\"\",O143/'Historical scenario - input'!$D128),\"\")","v":""},{"$f":"IFERROR(IF(OR(P143=\"\",'Historical scenario - input'!$D128=\"\"),\"\",P143/'Historical scenario - input'!$D128),\"\")","v":""},{"$f":"IFERROR(IF(OR(Q143=\"\",'Historical scenario - input'!$D128=\"\"),\"\",Q143/'Historical scenario - input'!$D128),\"\")","v":""},{"$f":"IFERROR(IF(OR(R143=\"\",'Historical scenario - input'!$D128=\"\"),\"\",R143/'Historical scenario - input'!$D128),\"\")","v":""},{"$f":"IFERROR(IF(OR(S143=\"\",'Historical scenario - input'!$D128=\"\"),\"\",S143/'Historical scenario - input'!$D128),\"\")","v":""},{"$f":"IFERROR(IF(OR(T143=\"\",'Historical scenario - input'!$D128=\"\"),\"\",T143/'Historical scenario - input'!$D128),\"\")","v":""},{"$f":"IFERROR(IF(OR(U143=\"\",'Historical scenario - input'!$D128=\"\"),\"\",U143/'Historical scenario - input'!$D128),\"\")","v":""},{"$f":"IFERROR(IF(OR(V143=\"\",'Historical scenario - input'!$D128=\"\"),\"\",V143/'Historical scenario - input'!$D128),\"\")","v":""},{"$f":"IFERROR(IF(OR(W143=\"\",'Historical scenario - input'!$D128=\"\"),\"\",W143/'Historical scenario - input'!$D128),\"\")","v":""}]
[{"$f":"IFERROR('Historical scenario - input'!A129,\"\")","v":""},{"$f":"IFERROR('Historical scenario - input'!B129,\"\")","v":0},{"$f":"IFERROR('Historical scenario - input'!C129,\"\")","v":0},{"$f":"IFERROR(repcalc('Historical scenario - input'!$CV129:$GH129,'Historical scenario - input'!$G129,'Historical scenario - input'!$E129,'Historical scenario - input'!$F129,20,TRUE,TRUE),\"\")","v":""},"","","","","","","","","","","","","","","","","","","",{"$f":"IFERROR(IF(OR(D144=\"\",'Historical scenario - input'!$D129=\"\"),\"\",D144/'Historical scenario - input'!$D129),\"\")","v":""},{"$f":"IFERROR(IF(OR(E144=\"\",'Historical scenario - input'!$D129=\"\"),\"\",E144/'Historical scenario - input'!$D129),\"\")","v":""},{"$f":"IFERROR(IF(OR(F144=\"\",'Historical scenario - input'!$D129=\"\"),\"\",F144/'Historical scenario - input'!$D129),\"\")","v":""},{"$f":"IFERROR(IF(OR(G144=\"\",'Historical scenario - input'!$D129=\"\"),\"\",G144/'Historical scenario - input'!$D129),\"\")","v":""},{"$f":"IFERROR(IF(OR(H144=\"\",'Historical scenario - input'!$D129=\"\"),\"\",H144/'Historical scenario - input'!$D129),\"\")","v":""},{"$f":"IFERROR(IF(OR(I144=\"\",'Historical scenario - input'!$D129=\"\"),\"\",I144/'Historical scenario - input'!$D129),\"\")","v":""},{"$f":"IFERROR(IF(OR(J144=\"\",'Historical scenario - input'!$D129=\"\"),\"\",J144/'Historical scenario - input'!$D129),\"\")","v":""},{"$f":"IFERROR(IF(OR(K144=\"\",'Historical scenario - input'!$D129=\"\"),\"\",K144/'Historical scenario - input'!$D129),\"\")","v":""},{"$f":"IFERROR(IF(OR(L144=\"\",'Historical scenario - input'!$D129=\"\"),\"\",L144/'Historical scenario - input'!$D129),\"\")","v":""},{"$f":"IFERROR(IF(OR(M144=\"\",'Historical scenario - input'!$D129=\"\"),\"\",M144/'Historical scenario - input'!$D129),\"\")","v":""},{"$f":"IFERROR(IF(OR(N144=\"\",'Historical scenario - input'!$D129=\"\"),\"\",N144/'Historical scenario - input'!$D129),\"\")","v":""},{"$f":"IFERROR(IF(OR(O144=\"\",'Historical scenario - input'!$D129=\"\"),\"\",O144/'Historical scenario - input'!$D129),\"\")","v":""},{"$f":"IFERROR(IF(OR(P144=\"\",'Historical scenario - input'!$D129=\"\"),\"\",P144/'Historical scenario - input'!$D129),\"\")","v":""},{"$f":"IFERROR(IF(OR(Q144=\"\",'Historical scenario - input'!$D129=\"\"),\"\",Q144/'Historical scenario - input'!$D129),\"\")","v":""},{"$f":"IFERROR(IF(OR(R144=\"\",'Historical scenario - input'!$D129=\"\"),\"\",R144/'Historical scenario - input'!$D129),\"\")","v":""},{"$f":"IFERROR(IF(OR(S144=\"\",'Historical scenario - input'!$D129=\"\"),\"\",S144/'Historical scenario - input'!$D129),\"\")","v":""},{"$f":"IFERROR(IF(OR(T144=\"\",'Historical scenario - input'!$D129=\"\"),\"\",T144/'Historical scenario - input'!$D129),\"\")","v":""},{"$f":"IFERROR(IF(OR(U144=\"\",'Historical scenario - input'!$D129=\"\"),\"\",U144/'Historical scenario - input'!$D129),\"\")","v":""},{"$f":"IFERROR(IF(OR(V144=\"\",'Historical scenario - input'!$D129=\"\"),\"\",V144/'Historical scenario - input'!$D129),\"\")","v":""},{"$f":"IFERROR(IF(OR(W144=\"\",'Historical scenario - input'!$D129=\"\"),\"\",W144/'Historical scenario - input'!$D129),\"\")","v":""}]
[{"$f":"IFERROR('Historical scenario - input'!A130,\"\")","v":""},{"$f":"IFERROR('Historical scenario - input'!B130,\"\")","v":0},{"$f":"IFERROR('Historical scenario - input'!C130,\"\")","v":0},{"$f":"IFERROR(repcalc('Historical scenario - input'!$CV130:$GH130,'Historical scenario - input'!$G130,'Historical scenario - input'!$E130,'Historical scenario - input'!$F130,20,TRUE,TRUE),\"\")","v":""},"","","","","","","","","","","","","","","","","","","",{"$f":"IFERROR(IF(OR(D145=\"\",'Historical scenario - input'!$D130=\"\"),\"\",D145/'Historical scenario - input'!$D130),\"\")","v":""},{"$f":"IFERROR(IF(OR(E145=\"\",'Historical scenario - input'!$D130=\"\"),\"\",E145/'Historical scenario - input'!$D130),\"\")","v":""},{"$f":"IFERROR(IF(OR(F145=\"\",'Historical scenario - input'!$D130=\"\"),\"\",F145/'Historical scenario - input'!$D130),\"\")","v":""},{"$f":"IFERROR(IF(OR(G145=\"\",'Historical scenario - input'!$D130=\"\"),\"\",G145/'Historical scenario - input'!$D130),\"\")","v":""},{"$f":"IFERROR(IF(OR(H145=\"\",'Historical scenario - input'!$D130=\"\"),\"\",H145/'Historical scenario - input'!$D130),\"\")","v":""},{"$f":"IFERROR(IF(OR(I145=\"\",'Historical scenario - input'!$D130=\"\"),\"\",I145/'Historical scenario - input'!$D130),\"\")","v":""},{"$f":"IFERROR(IF(OR(J145=\"\",'Historical scenario - input'!$D130=\"\"),\"\",J145/'Historical scenario - input'!$D130),\"\")","v":""},{"$f":"IFERROR(IF(OR(K145=\"\",'Historical scenario - input'!$D130=\"\"),\"\",K145/'Historical scenario - input'!$D130),\"\")","v":""},{"$f":"IFERROR(IF(OR(L145=\"\",'Historical scenario - input'!$D130=\"\"),\"\",L145/'Historical scenario - input'!$D130),\"\")","v":""},{"$f":"IFERROR(IF(OR(M145=\"\",'Historical scenario - input'!$D130=\"\"),\"\",M145/'Historical scenario - input'!$D130),\"\")","v":""},{"$f":"IFERROR(IF(OR(N145=\"\",'Historical scenario - input'!$D130=\"\"),\"\",N145/'Historical scenario - input'!$D130),\"\")","v":""},{"$f":"IFERROR(IF(OR(O145=\"\",'Historical scenario - input'!$D130=\"\"),\"\",O145/'Historical scenario - input'!$D130),\"\")","v":""},{"$f":"IFERROR(IF(OR(P145=\"\",'Historical scenario - input'!$D130=\"\"),\"\",P145/'Historical scenario - input'!$D130),\"\")","v":""},{"$f":"IFERROR(IF(OR(Q145=\"\",'Historical scenario - input'!$D130=\"\"),\"\",Q145/'Historical scenario - input'!$D130),\"\")","v":""},{"$f":"IFERROR(IF(OR(R145=\"\",'Historical scenario - input'!$D130=\"\"),\"\",R145/'Historical scenario - input'!$D130),\"\")","v":""},{"$f":"IFERROR(IF(OR(S145=\"\",'Historical scenario - input'!$D130=\"\"),\"\",S145/'Historical scenario - input'!$D130),\"\")","v":""},{"$f":"IFERROR(IF(OR(T145=\"\",'Historical scenario - input'!$D130=\"\"),\"\",T145/'Historical scenario - input'!$D130),\"\")","v":""},{"$f":"IFERROR(IF(OR(U145=\"\",'Historical scenario - input'!$D130=\"\"),\"\",U145/'Historical scenario - input'!$D130),\"\")","v":""},{"$f":"IFERROR(IF(OR(V145=\"\",'Historical scenario - input'!$D130=\"\"),\"\",V145/'Historical scenario - input'!$D130),\"\")","v":""},{"$f":"IFERROR(IF(OR(W145=\"\",'Historical scenario - input'!$D130=\"\"),\"\",W145/'Historical scenario - input'!$D130),\"\")","v":""}]
[{"$f":"IFERROR('Historical scenario - input'!A131,\"\")","v":""},{"$f":"IFERROR('Historical scenario - input'!B131,\"\")","v":0},{"$f":"IFERROR('Historical scenario - input'!C131,\"\")","v":0},{"$f":"IFERROR(repcalc('Historical scenario - input'!$CV131:$GH131,'Historical scenario - input'!$G131,'Historical scenario - input'!$E131,'Historical scenario - input'!$F131,20,TRUE,TRUE),\"\")","v":""},"","","","","","","","","","","","","","","","","","","",{"$f":"IFERROR(IF(OR(D146=\"\",'Historical scenario - input'!$D131=\"\"),\"\",D146/'Historical scenario - input'!$D131),\"\")","v":""},{"$f":"IFERROR(IF(OR(E146=\"\",'Historical scenario - input'!$D131=\"\"),\"\",E146/'Historical scenario - input'!$D131),\"\")","v":""},{"$f":"IFERROR(IF(OR(F146=\"\",'Historical scenario - input'!$D131=\"\"),\"\",F146/'Historical scenario - input'!$D131),\"\")","v":""},{"$f":"IFERROR(IF(OR(G146=\"\",'Historical scenario - input'!$D131=\"\"),\"\",G146/'Historical scenario - input'!$D131),\"\")","v":""},{"$f":"IFERROR(IF(OR(H146=\"\",'Historical scenario - input'!$D131=\"\"),\"\",H146/'Historical scenario - input'!$D131),\"\")","v":""},{"$f":"IFERROR(IF(OR(I146=\"\",'Historical scenario - input'!$D131=\"\"),\"\",I146/'Historical scenario - input'!$D131),\"\")","v":""},{"$f":"IFERROR(IF(OR(J146=\"\",'Historical scenario - input'!$D131=\"\"),\"\",J146/'Historical scenario - input'!$D131),\"\")","v":""},{"$f":"IFERROR(IF(OR(K146=\"\",'Historical scenario - input'!$D131=\"\"),\"\",K146/'Historical scenario - input'!$D131),\"\")","v":""},{"$f":"IFERROR(IF(OR(L146=\"\",'Historical scenario - input'!$D131=\"\"),\"\",L146/'Historical scenario - input'!$D131),\"\")","v":""},{"$f":"IFERROR(IF(OR(M146=\"\",'Historical scenario - input'!$D131=\"\"),\"\",M146/'Historical scenario - input'!$D131),\"\")","v":""},{"$f":"IFERROR(IF(OR(N146=\"\",'Historical scenario - input'!$D131=\"\"),\"\",N146/'Historical scenario - input'!$D131),\"\")","v":""},{"$f":"IFERROR(IF(OR(O146=\"\",'Historical scenario - input'!$D131=\"\"),\"\",O146/'Historical scenario - input'!$D131),\"\")","v":""},{"$f":"IFERROR(IF(OR(P146=\"\",'Historical scenario - input'!$D131=\"\"),\"\",P146/'Historical scenario - input'!$D131),\"\")","v":""},{"$f":"IFERROR(IF(OR(Q146=\"\",'Historical scenario - input'!$D131=\"\"),\"\",Q146/'Historical scenario - input'!$D131),\"\")","v":""},{"$f":"IFERROR(IF(OR(R146=\"\",'Historical scenario - input'!$D131=\"\"),\"\",R146/'Historical scenario - input'!$D131),\"\")","v":""},{"$f":"IFERROR(IF(OR(S146=\"\",'Historical scenario - input'!$D131=\"\"),\"\",S146/'Historical scenario - input'!$D131),\"\")","v":""},{"$f":"IFERROR(IF(OR(T146=\"\",'Historical scenario - input'!$D131=\"\"),\"\",T146/'Historical scenario - input'!$D131),\"\")","v":""},{"$f":"IFERROR(IF(OR(U146=\"\",'Historical scenario - input'!$D131=\"\"),\"\",U146/'Historical scenario - input'!$D131),\"\")","v":""},{"$f":"IFERROR(IF(OR(V146=\"\",'Historical scenario - input'!$D131=\"\"),\"\",V146/'Historical scenario - input'!$D131),\"\")","v":""},{"$f":"IFERROR(IF(OR(W146=\"\",'Historical scenario - input'!$D131=\"\"),\"\",W146/'Historical scenario - input'!$D131),\"\")","v":""}]
[{"$f":"IFERROR('Historical scenario - input'!A132,\"\")","v":""},{"$f":"IFERROR('Historical scenario - input'!B132,\"\")","v":0},{"$f":"IFERROR('Historical scenario - input'!C132,\"\")","v":0},{"$f":"IFERROR(repcalc('Historical scenario - input'!$CV132:$GH132,'Historical scenario - input'!$G132,'Historical scenario - input'!$E132,'Historical scenario - input'!$F132,20,TRUE,TRUE),\"\")","v":""},"","","","","","","","","","","","","","","","","","","",{"$f":"IFERROR(IF(OR(D147=\"\",'Historical scenario - input'!$D132=\"\"),\"\",D147/'Historical scenario - input'!$D132),\"\")","v":""},{"$f":"IFERROR(IF(OR(E147=\"\",'Historical scenario - input'!$D132=\"\"),\"\",E147/'Historical scenario - input'!$D132),\"\")","v":""},{"$f":"IFERROR(IF(OR(F147=\"\",'Historical scenario - input'!$D132=\"\"),\"\",F147/'Historical scenario - input'!$D132),\"\")","v":""},{"$f":"IFERROR(IF(OR(G147=\"\",'Historical scenario - input'!$D132=\"\"),\"\",G147/'Historical scenario - input'!$D132),\"\")","v":""},{"$f":"IFERROR(IF(OR(H147=\"\",'Historical scenario - input'!$D132=\"\"),\"\",H147/'Historical scenario - input'!$D132),\"\")","v":""},{"$f":"IFERROR(IF(OR(I147=\"\",'Historical scenario - input'!$D132=\"\"),\"\",I147/'Historical scenario - input'!$D132),\"\")","v":""},{"$f":"IFERROR(IF(OR(J147=\"\",'Historical scenario - input'!$D132=\"\"),\"\",J147/'Historical scenario - input'!$D132),\"\")","v":""},{"$f":"IFERROR(IF(OR(K147=\"\",'Historical scenario - input'!$D132=\"\"),\"\",K147/'Historical scenario - input'!$D132),\"\")","v":""},{"$f":"IFERROR(IF(OR(L147=\"\",'Historical scenario - input'!$D132=\"\"),\"\",L147/'Historical scenario - input'!$D132),\"\")","v":""},{"$f":"IFERROR(IF(OR(M147=\"\",'Historical scenario - input'!$D132=\"\"),\"\",M147/'Historical scenario - input'!$D132),\"\")","v":""},{"$f":"IFERROR(IF(OR(N147=\"\",'Historical scenario - input'!$D132=\"\"),\"\",N147/'Historical scenario - input'!$D132),\"\")","v":""},{"$f":"IFERROR(IF(OR(O147=\"\",'Historical scenario - input'!$D132=\"\"),\"\",O147/'Historical scenario - input'!$D132),\"\")","v":""},{"$f":"IFERROR(IF(OR(P147=\"\",'Historical scenario - input'!$D132=\"\"),\"\",P147/'Historical scenario - input'!$D132),\"\")","v":""},{"$f":"IFERROR(IF(OR(Q147=\"\",'Historical scenario - input'!$D132=\"\"),\"\",Q147/'Historical scenario - input'!$D132),\"\")","v":""},{"$f":"IFERROR(IF(OR(R147=\"\",'Historical scenario - input'!$D132=\"\"),\"\",R147/'Historical scenario - input'!$D132),\"\")","v":""},{"$f":"IFERROR(IF(OR(S147=\"\",'Historical scenario - input'!$D132=\"\"),\"\",S147/'Historical scenario - input'!$D132),\"\")","v":""},{"$f":"IFERROR(IF(OR(T147=\"\",'Historical scenario - input'!$D132=\"\"),\"\",T147/'Historical scenario - input'!$D132),\"\")","v":""},{"$f":"IFERROR(IF(OR(U147=\"\",'Historical scenario - input'!$D132=\"\"),\"\",U147/'Historical scenario - input'!$D132),\"\")","v":""},{"$f":"IFERROR(IF(OR(V147=\"\",'Historical scenario - input'!$D132=\"\"),\"\",V147/'Historical scenario - input'!$D132),\"\")","v":""},{"$f":"IFERROR(IF(OR(W147=\"\",'Historical scenario - input'!$D132=\"\"),\"\",W147/'Historical scenario - input'!$D132),\"\")","v":""}]
[{"$f":"IFERROR('Historical scenario - input'!A133,\"\")","v":""},{"$f":"IFERROR('Historical scenario - input'!B133,\"\")","v":0},{"$f":"IFERROR('Historical scenario - input'!C133,\"\")","v":0},{"$f":"IFERROR(repcalc('Historical scenario - input'!$CV133:$GH133,'Historical scenario - input'!$G133,'Historical scenario - input'!$E133,'Historical scenario - input'!$F133,20,TRUE,TRUE),\"\")","v":""},"","","","","","","","","","","","","","","","","","","",{"$f":"IFERROR(IF(OR(D148=\"\",'Historical scenario - input'!$D133=\"\"),\"\",D148/'Historical scenario - input'!$D133),\"\")","v":""},{"$f":"IFERROR(IF(OR(E148=\"\",'Historical scenario - input'!$D133=\"\"),\"\",E148/'Historical scenario - input'!$D133),\"\")","v":""},{"$f":"IFERROR(IF(OR(F148=\"\",'Historical scenario - input'!$D133=\"\"),\"\",F148/'Historical scenario - input'!$D133),\"\")","v":""},{"$f":"IFERROR(IF(OR(G148=\"\",'Historical scenario - input'!$D133=\"\"),\"\",G148/'Historical scenario - input'!$D133),\"\")","v":""},{"$f":"IFERROR(IF(OR(H148=\"\",'Historical scenario - input'!$D133=\"\"),\"\",H148/'Historical scenario - input'!$D133),\"\")","v":""},{"$f":"IFERROR(IF(OR(I148=\"\",'Historical scenario - input'!$D133=\"\"),\"\",I148/'Historical scenario - input'!$D133),\"\")","v":""},{"$f":"IFERROR(IF(OR(J148=\"\",'Historical scenario - input'!$D133=\"\"),\"\",J148/'Historical scenario - input'!$D133),\"\")","v":""},{"$f":"IFERROR(IF(OR(K148=\"\",'Historical scenario - input'!$D133=\"\"),\"\",K148/'Historical scenario - input'!$D133),\"\")","v":""},{"$f":"IFERROR(IF(OR(L148=\"\",'Historical scenario - input'!$D133=\"\"),\"\",L148/'Historical scenario - input'!$D133),\"\")","v":""},{"$f":"IFERROR(IF(OR(M148=\"\",'Historical scenario - input'!$D133=\"\"),\"\",M148/'Historical scenario - input'!$D133),\"\")","v":""},{"$f":"IFERROR(IF(OR(N148=\"\",'Historical scenario - input'!$D133=\"\"),\"\",N148/'Historical scenario - input'!$D133),\"\")","v":""},{"$f":"IFERROR(IF(OR(O148=\"\",'Historical scenario - input'!$D133=\"\"),\"\",O148/'Historical scenario - input'!$D133),\"\")","v":""},{"$f":"IFERROR(IF(OR(P148=\"\",'Historical scenario - input'!$D133=\"\"),\"\",P148/'Historical scenario - input'!$D133),\"\")","v":""},{"$f":"IFERROR(IF(OR(Q148=\"\",'Historical scenario - input'!$D133=\"\"),\"\",Q148/'Historical scenario - input'!$D133),\"\")","v":""},{"$f":"IFERROR(IF(OR(R148=\"\",'Historical scenario - input'!$D133=\"\"),\"\",R148/'Historical scenario - input'!$D133),\"\")","v":""},{"$f":"IFERROR(IF(OR(S148=\"\",'Historical scenario - input'!$D133=\"\"),\"\",S148/'Historical scenario - input'!$D133),\"\")","v":""},{"$f":"IFERROR(IF(OR(T148=\"\",'Historical scenario - input'!$D133=\"\"),\"\",T148/'Historical scenario - input'!$D133),\"\")","v":""},{"$f":"IFERROR(IF(OR(U148=\"\",'Historical scenario - input'!$D133=\"\"),\"\",U148/'Historical scenario - input'!$D133),\"\")","v":""},{"$f":"IFERROR(IF(OR(V148=\"\",'Historical scenario - input'!$D133=\"\"),\"\",V148/'Historical scenario - input'!$D133),\"\")","v":""},{"$f":"IFERROR(IF(OR(W148=\"\",'Historical scenario - input'!$D133=\"\"),\"\",W148/'Historical scenario - input'!$D133),\"\")","v":""}]
[{"$f":"IFERROR('Historical scenario - input'!A134,\"\")","v":""},{"$f":"IFERROR('Historical scenario - input'!B134,\"\")","v":0},{"$f":"IFERROR('Historical scenario - input'!C134,\"\")","v":0},{"$f":"IFERROR(repcalc('Historical scenario - input'!$CV134:$GH134,'Historical scenario - input'!$G134,'Historical scenario - input'!$E134,'Historical scenario - input'!$F134,20,TRUE,TRUE),\"\")","v":""},"","","","","","","","","","","","","","","","","","","",{"$f":"IFERROR(IF(OR(D149=\"\",'Historical scenario - input'!$D134=\"\"),\"\",D149/'Historical scenario - input'!$D134),\"\")","v":""},{"$f":"IFERROR(IF(OR(E149=\"\",'Historical scenario - input'!$D134=\"\"),\"\",E149/'Historical scenario - input'!$D134),\"\")","v":""},{"$f":"IFERROR(IF(OR(F149=\"\",'Historical scenario - input'!$D134=\"\"),\"\",F149/'Historical scenario - input'!$D134),\"\")","v":""},{"$f":"IFERROR(IF(OR(G149=\"\",'Historical scenario - input'!$D134=\"\"),\"\",G149/'Historical scenario - input'!$D134),\"\")","v":""},{"$f":"IFERROR(IF(OR(H149=\"\",'Historical scenario - input'!$D134=\"\"),\"\",H149/'Historical scenario - input'!$D134),\"\")","v":""},{"$f":"IFERROR(IF(OR(I149=\"\",'Historical scenario - input'!$D134=\"\"),\"\",I149/'Historical scenario - input'!$D134),\"\")","v":""},{"$f":"IFERROR(IF(OR(J149=\"\",'Historical scenario - input'!$D134=\"\"),\"\",J149/'Historical scenario - input'!$D134),\"\")","v":""},{"$f":"IFERROR(IF(OR(K149=\"\",'Historical scenario - input'!$D134=\"\"),\"\",K149/'Historical scenario - input'!$D134),\"\")","v":""},{"$f":"IFERROR(IF(OR(L149=\"\",'Historical scenario - input'!$D134=\"\"),\"\",L149/'Historical scenario - input'!$D134),\"\")","v":""},{"$f":"IFERROR(IF(OR(M149=\"\",'Historical scenario - input'!$D134=\"\"),\"\",M149/'Historical scenario - input'!$D134),\"\")","v":""},{"$f":"IFERROR(IF(OR(N149=\"\",'Historical scenario - input'!$D134=\"\"),\"\",N149/'Historical scenario - input'!$D134),\"\")","v":""},{"$f":"IFERROR(IF(OR(O149=\"\",'Historical scenario - input'!$D134=\"\"),\"\",O149/'Historical scenario - input'!$D134),\"\")","v":""},{"$f":"IFERROR(IF(OR(P149=\"\",'Historical scenario - input'!$D134=\"\"),\"\",P149/'Historical scenario - input'!$D134),\"\")","v":""},{"$f":"IFERROR(IF(OR(Q149=\"\",'Historical scenario - input'!$D134=\"\"),\"\",Q149/'Historical scenario - input'!$D134),\"\")","v":""},{"$f":"IFERROR(IF(OR(R149=\"\",'Historical scenario - input'!$D134=\"\"),\"\",R149/'Historical scenario - input'!$D134),\"\")","v":""},{"$f":"IFERROR(IF(OR(S149=\"\",'Historical scenario - input'!$D134=\"\"),\"\",S149/'Historical scenario - input'!$D134),\"\")","v":""},{"$f":"IFERROR(IF(OR(T149=\"\",'Historical scenario - input'!$D134=\"\"),\"\",T149/'Historical scenario - input'!$D134),\"\")","v":""},{"$f":"IFERROR(IF(OR(U149=\"\",'Historical scenario - input'!$D134=\"\"),\"\",U149/'Historical scenario - input'!$D134),\"\")","v":""},{"$f":"IFERROR(IF(OR(V149=\"\",'Historical scenario - input'!$D134=\"\"),\"\",V149/'Historical scenario - input'!$D134),\"\")","v":""},{"$f":"IFERROR(IF(OR(W149=\"\",'Historical scenario - input'!$D134=\"\"),\"\",W149/'Historical scenario - input'!$D134),\"\")","v":""}]
[{"$f":"IFERROR('Historical scenario - input'!A135,\"\")","v":""},{"$f":"IFERROR('Historical scenario - input'!B135,\"\")","v":0},{"$f":"IFERROR('Historical scenario - input'!C135,\"\")","v":0},{"$f":"IFERROR(repcalc('Historical scenario - input'!$CV135:$GH135,'Historical scenario - input'!$G135,'Historical scenario - input'!$E135,'Historical scenario - input'!$F135,20,TRUE,TRUE),\"\")","v":""},"","","","","","","","","","","","","","","","","","","",{"$f":"IFERROR(IF(OR(D150=\"\",'Historical scenario - input'!$D135=\"\"),\"\",D150/'Historical scenario - input'!$D135),\"\")","v":""},{"$f":"IFERROR(IF(OR(E150=\"\",'Historical scenario - input'!$D135=\"\"),\"\",E150/'Historical scenario - input'!$D135),\"\")","v":""},{"$f":"IFERROR(IF(OR(F150=\"\",'Historical scenario - input'!$D135=\"\"),\"\",F150/'Historical scenario - input'!$D135),\"\")","v":""},{"$f":"IFERROR(IF(OR(G150=\"\",'Historical scenario - input'!$D135=\"\"),\"\",G150/'Historical scenario - input'!$D135),\"\")","v":""},{"$f":"IFERROR(IF(OR(H150=\"\",'Historical scenario - input'!$D135=\"\"),\"\",H150/'Historical scenario - input'!$D135),\"\")","v":""},{"$f":"IFERROR(IF(OR(I150=\"\",'Historical scenario - input'!$D135=\"\"),\"\",I150/'Historical scenario - input'!$D135),\"\")","v":""},{"$f":"IFERROR(IF(OR(J150=\"\",'Historical scenario - input'!$D135=\"\"),\"\",J150/'Historical scenario - input'!$D135),\"\")","v":""},{"$f":"IFERROR(IF(OR(K150=\"\",'Historical scenario - input'!$D135=\"\"),\"\",K150/'Historical scenario - input'!$D135),\"\")","v":""},{"$f":"IFERROR(IF(OR(L150=\"\",'Historical scenario - input'!$D135=\"\"),\"\",L150/'Historical scenario - input'!$D135),\"\")","v":""},{"$f":"IFERROR(IF(OR(M150=\"\",'Historical scenario - input'!$D135=\"\"),\"\",M150/'Historical scenario - input'!$D135),\"\")","v":""},{"$f":"IFERROR(IF(OR(N150=\"\",'Historical scenario - input'!$D135=\"\"),\"\",N150/'Historical scenario - input'!$D135),\"\")","v":""},{"$f":"IFERROR(IF(OR(O150=\"\",'Historical scenario - input'!$D135=\"\"),\"\",O150/'Historical scenario - input'!$D135),\"\")","v":""},{"$f":"IFERROR(IF(OR(P150=\"\",'Historical scenario - input'!$D135=\"\"),\"\",P150/'Historical scenario - input'!$D135),\"\")","v":""},{"$f":"IFERROR(IF(OR(Q150=\"\",'Historical scenario - input'!$D135=\"\"),\"\",Q150/'Historical scenario - input'!$D135),\"\")","v":""},{"$f":"IFERROR(IF(OR(R150=\"\",'Historical scenario - input'!$D135=\"\"),\"\",R150/'Historical scenario - input'!$D135),\"\")","v":""},{"$f":"IFERROR(IF(OR(S150=\"\",'Historical scenario - input'!$D135=\"\"),\"\",S150/'Historical scenario - input'!$D135),\"\")","v":""},{"$f":"IFERROR(IF(OR(T150=\"\",'Historical scenario - input'!$D135=\"\"),\"\",T150/'Historical scenario - input'!$D135),\"\")","v":""},{"$f":"IFERROR(IF(OR(U150=\"\",'Historical scenario - input'!$D135=\"\"),\"\",U150/'Historical scenario - input'!$D135),\"\")","v":""},{"$f":"IFERROR(IF(OR(V150=\"\",'Historical scenario - input'!$D135=\"\"),\"\",V150/'Historical scenario - input'!$D135),\"\")","v":""},{"$f":"IFERROR(IF(OR(W150=\"\",'Historical scenario - input'!$D135=\"\"),\"\",W150/'Historical scenario - input'!$D135),\"\")","v":""}]
[{"$f":"IFERROR('Historical scenario - input'!A136,\"\")","v":""},{"$f":"IFERROR('Historical scenario - input'!B136,\"\")","v":0},{"$f":"IFERROR('Historical scenario - input'!C136,\"\")","v":0},{"$f":"IFERROR(repcalc('Historical scenario - input'!$CV136:$GH136,'Historical scenario - input'!$G136,'Historical scenario - input'!$E136,'Historical scenario - input'!$F136,20,TRUE,TRUE),\"\")","v":""},"","","","","","","","","","","","","","","","","","","",{"$f":"IFERROR(IF(OR(D151=\"\",'Historical scenario - input'!$D136=\"\"),\"\",D151/'Historical scenario - input'!$D136),\"\")","v":""},{"$f":"IFERROR(IF(OR(E151=\"\",'Historical scenario - input'!$D136=\"\"),\"\",E151/'Historical scenario - input'!$D136),\"\")","v":""},{"$f":"IFERROR(IF(OR(F151=\"\",'Historical scenario - input'!$D136=\"\"),\"\",F151/'Historical scenario - input'!$D136),\"\")","v":""},{"$f":"IFERROR(IF(OR(G151=\"\",'Historical scenario - input'!$D136=\"\"),\"\",G151/'Historical scenario - input'!$D136),\"\")","v":""},{"$f":"IFERROR(IF(OR(H151=\"\",'Historical scenario - input'!$D136=\"\"),\"\",H151/'Historical scenario - input'!$D136),\"\")","v":""},{"$f":"IFERROR(IF(OR(I151=\"\",'Historical scenario - input'!$D136=\"\"),\"\",I151/'Historical scenario - input'!$D136),\"\")","v":""},{"$f":"IFERROR(IF(OR(J151=\"\",'Historical scenario - input'!$D136=\"\"),\"\",J151/'Historical scenario - input'!$D136),\"\")","v":""},{"$f":"IFERROR(IF(OR(K151=\"\",'Historical scenario - input'!$D136=\"\"),\"\",K151/'Historical scenario - input'!$D136),\"\")","v":""},{"$f":"IFERROR(IF(OR(L151=\"\",'Historical scenario - input'!$D136=\"\"),\"\",L151/'Historical scenario - input'!$D136),\"\")","v":""},{"$f":"IFERROR(IF(OR(M151=\"\",'Historical scenario - input'!$D136=\"\"),\"\",M151/'Historical scenario - input'!$D136),\"\")","v":""},{"$f":"IFERROR(IF(OR(N151=\"\",'Historical scenario - input'!$D136=\"\"),\"\",N151/'Historical scenario - input'!$D136),\"\")","v":""},{"$f":"IFERROR(IF(OR(O151=\"\",'Historical scenario - input'!$D136=\"\"),\"\",O151/'Historical scenario - input'!$D136),\"\")","v":""},{"$f":"IFERROR(IF(OR(P151=\"\",'Historical scenario - input'!$D136=\"\"),\"\",P151/'Historical scenario - input'!$D136),\"\")","v":""},{"$f":"IFERROR(IF(OR(Q151=\"\",'Historical scenario - input'!$D136=\"\"),\"\",Q151/'Historical scenario - input'!$D136),\"\")","v":""},{"$f":"IFERROR(IF(OR(R151=\"\",'Historical scenario - input'!$D136=\"\"),\"\",R151/'Historical scenario - input'!$D136),\"\")","v":""},{"$f":"IFERROR(IF(OR(S151=\"\",'Historical scenario - input'!$D136=\"\"),\"\",S151/'Historical scenario - input'!$D136),\"\")","v":""},{"$f":"IFERROR(IF(OR(T151=\"\",'Historical scenario - input'!$D136=\"\"),\"\",T151/'Historical scenario - input'!$D136),\"\")","v":""},{"$f":"IFERROR(IF(OR(U151=\"\",'Historical scenario - input'!$D136=\"\"),\"\",U151/'Historical scenario - input'!$D136),\"\")","v":""},{"$f":"IFERROR(IF(OR(V151=\"\",'Historical scenario - input'!$D136=\"\"),\"\",V151/'Historical scenario - input'!$D136),\"\")","v":""},{"$f":"IFERROR(IF(OR(W151=\"\",'Historical scenario - input'!$D136=\"\"),\"\",W151/'Historical scenario - input'!$D136),\"\")","v":""}]
[{"$f":"IFERROR('Historical scenario - input'!A137,\"\")","v":""},{"$f":"IFERROR('Historical scenario - input'!B137,\"\")","v":0},{"$f":"IFERROR('Historical scenario - input'!C137,\"\")","v":0},{"$f":"IFERROR(repcalc('Historical scenario - input'!$CV137:$GH137,'Historical scenario - input'!$G137,'Historical scenario - input'!$E137,'Historical scenario - input'!$F137,20,TRUE,TRUE),\"\")","v":""},"","","","","","","","","","","","","","","","","","","",{"$f":"IFERROR(IF(OR(D152=\"\",'Historical scenario - input'!$D137=\"\"),\"\",D152/'Historical scenario - input'!$D137),\"\")","v":""},{"$f":"IFERROR(IF(OR(E152=\"\",'Historical scenario - input'!$D137=\"\"),\"\",E152/'Historical scenario - input'!$D137),\"\")","v":""},{"$f":"IFERROR(IF(OR(F152=\"\",'Historical scenario - input'!$D137=\"\"),\"\",F152/'Historical scenario - input'!$D137),\"\")","v":""},{"$f":"IFERROR(IF(OR(G152=\"\",'Historical scenario - input'!$D137=\"\"),\"\",G152/'Historical scenario - input'!$D137),\"\")","v":""},{"$f":"IFERROR(IF(OR(H152=\"\",'Historical scenario - input'!$D137=\"\"),\"\",H152/'Historical scenario - input'!$D137),\"\")","v":""},{"$f":"IFERROR(IF(OR(I152=\"\",'Historical scenario - input'!$D137=\"\"),\"\",I152/'Historical scenario - input'!$D137),\"\")","v":""},{"$f":"IFERROR(IF(OR(J152=\"\",'Historical scenario - input'!$D137=\"\"),\"\",J152/'Historical scenario - input'!$D137),\"\")","v":""},{"$f":"IFERROR(IF(OR(K152=\"\",'Historical scenario - input'!$D137=\"\"),\"\",K152/'Historical scenario - input'!$D137),\"\")","v":""},{"$f":"IFERROR(IF(OR(L152=\"\",'Historical scenario - input'!$D137=\"\"),\"\",L152/'Historical scenario - input'!$D137),\"\")","v":""},{"$f":"IFERROR(IF(OR(M152=\"\",'Historical scenario - input'!$D137=\"\"),\"\",M152/'Historical scenario - input'!$D137),\"\")","v":""},{"$f":"IFERROR(IF(OR(N152=\"\",'Historical scenario - input'!$D137=\"\"),\"\",N152/'Historical scenario - input'!$D137),\"\")","v":""},{"$f":"IFERROR(IF(OR(O152=\"\",'Historical scenario - input'!$D137=\"\"),\"\",O152/'Historical scenario - input'!$D137),\"\")","v":""},{"$f":"IFERROR(IF(OR(P152=\"\",'Historical scenario - input'!$D137=\"\"),\"\",P152/'Historical scenario - input'!$D137),\"\")","v":""},{"$f":"IFERROR(IF(OR(Q152=\"\",'Historical scenario - input'!$D137=\"\"),\"\",Q152/'Historical scenario - input'!$D137),\"\")","v":""},{"$f":"IFERROR(IF(OR(R152=\"\",'Historical scenario - input'!$D137=\"\"),\"\",R152/'Historical scenario - input'!$D137),\"\")","v":""},{"$f":"IFERROR(IF(OR(S152=\"\",'Historical scenario - input'!$D137=\"\"),\"\",S152/'Historical scenario - input'!$D137),\"\")","v":""},{"$f":"IFERROR(IF(OR(T152=\"\",'Historical scenario - input'!$D137=\"\"),\"\",T152/'Historical scenario - input'!$D137),\"\")","v":""},{"$f":"IFERROR(IF(OR(U152=\"\",'Historical scenario - input'!$D137=\"\"),\"\",U152/'Historical scenario - input'!$D137),\"\")","v":""},{"$f":"IFERROR(IF(OR(V152=\"\",'Historical scenario - input'!$D137=\"\"),\"\",V152/'Historical scenario - input'!$D137),\"\")","v":""},{"$f":"IFERROR(IF(OR(W152=\"\",'Historical scenario - input'!$D137=\"\"),\"\",W152/'Historical scenario - input'!$D137),\"\")","v":""}]
[{"$f":"IFERROR('Historical scenario - input'!A138,\"\")","v":""},{"$f":"IFERROR('Historical scenario - input'!B138,\"\")","v":0},{"$f":"IFERROR('Historical scenario - input'!C138,\"\")","v":0},{"$f":"IFERROR(repcalc('Historical scenario - input'!$CV138:$GH138,'Historical scenario - input'!$G138,'Historical scenario - input'!$E138,'Historical scenario - input'!$F138,20,TRUE,TRUE),\"\")","v":""},"","","","","","","","","","","","","","","","","","","",{"$f":"IFERROR(IF(OR(D153=\"\",'Historical scenario - input'!$D138=\"\"),\"\",D153/'Historical scenario - input'!$D138),\"\")","v":""},{"$f":"IFERROR(IF(OR(E153=\"\",'Historical scenario - input'!$D138=\"\"),\"\",E153/'Historical scenario - input'!$D138),\"\")","v":""},{"$f":"IFERROR(IF(OR(F153=\"\",'Historical scenario - input'!$D138=\"\"),\"\",F153/'Historical scenario - input'!$D138),\"\")","v":""},{"$f":"IFERROR(IF(OR(G153=\"\",'Historical scenario - input'!$D138=\"\"),\"\",G153/'Historical scenario - input'!$D138),\"\")","v":""},{"$f":"IFERROR(IF(OR(H153=\"\",'Historical scenario - input'!$D138=\"\"),\"\",H153/'Historical scenario - input'!$D138),\"\")","v":""},{"$f":"IFERROR(IF(OR(I153=\"\",'Historical scenario - input'!$D138=\"\"),\"\",I153/'Historical scenario - input'!$D138),\"\")","v":""},{"$f":"IFERROR(IF(OR(J153=\"\",'Historical scenario - input'!$D138=\"\"),\"\",J153/'Historical scenario - input'!$D138),\"\")","v":""},{"$f":"IFERROR(IF(OR(K153=\"\",'Historical scenario - input'!$D138=\"\"),\"\",K153/'Historical scenario - input'!$D138),\"\")","v":""},{"$f":"IFERROR(IF(OR(L153=\"\",'Historical scenario - input'!$D138=\"\"),\"\",L153/'Historical scenario - input'!$D138),\"\")","v":""},{"$f":"IFERROR(IF(OR(M153=\"\",'Historical scenario - input'!$D138=\"\"),\"\",M153/'Historical scenario - input'!$D138),\"\")","v":""},{"$f":"IFERROR(IF(OR(N153=\"\",'Historical scenario - input'!$D138=\"\"),\"\",N153/'Historical scenario - input'!$D138),\"\")","v":""},{"$f":"IFERROR(IF(OR(O153=\"\",'Historical scenario - input'!$D138=\"\"),\"\",O153/'Historical scenario - input'!$D138),\"\")","v":""},{"$f":"IFERROR(IF(OR(P153=\"\",'Historical scenario - input'!$D138=\"\"),\"\",P153/'Historical scenario - input'!$D138),\"\")","v":""},{"$f":"IFERROR(IF(OR(Q153=\"\",'Historical scenario - input'!$D138=\"\"),\"\",Q153/'Historical scenario - input'!$D138),\"\")","v":""},{"$f":"IFERROR(IF(OR(R153=\"\",'Historical scenario - input'!$D138=\"\"),\"\",R153/'Historical scenario - input'!$D138),\"\")","v":""},{"$f":"IFERROR(IF(OR(S153=\"\",'Historical scenario - input'!$D138=\"\"),\"\",S153/'Historical scenario - input'!$D138),\"\")","v":""},{"$f":"IFERROR(IF(OR(T153=\"\",'Historical scenario - input'!$D138=\"\"),\"\",T153/'Historical scenario - input'!$D138),\"\")","v":""},{"$f":"IFERROR(IF(OR(U153=\"\",'Historical scenario - input'!$D138=\"\"),\"\",U153/'Historical scenario - input'!$D138),\"\")","v":""},{"$f":"IFERROR(IF(OR(V153=\"\",'Historical scenario - input'!$D138=\"\"),\"\",V153/'Historical scenario - input'!$D138),\"\")","v":""},{"$f":"IFERROR(IF(OR(W153=\"\",'Historical scenario - input'!$D138=\"\"),\"\",W153/'Historical scenario - input'!$D138),\"\")","v":""}]
[{"$f":"IFERROR('Historical scenario - input'!A139,\"\")","v":""},{"$f":"IFERROR('Historical scenario - input'!B139,\"\")","v":0},{"$f":"IFERROR('Historical scenario - input'!C139,\"\")","v":0},{"$f":"IFERROR(repcalc('Historical scenario - input'!$CV139:$GH139,'Historical scenario - input'!$G139,'Historical scenario - input'!$E139,'Historical scenario - input'!$F139,20,TRUE,TRUE),\"\")","v":""},"","","","","","","","","","","","","","","","","","","",{"$f":"IFERROR(IF(OR(D154=\"\",'Historical scenario - input'!$D139=\"\"),\"\",D154/'Historical scenario - input'!$D139),\"\")","v":""},{"$f":"IFERROR(IF(OR(E154=\"\",'Historical scenario - input'!$D139=\"\"),\"\",E154/'Historical scenario - input'!$D139),\"\")","v":""},{"$f":"IFERROR(IF(OR(F154=\"\",'Historical scenario - input'!$D139=\"\"),\"\",F154/'Historical scenario - input'!$D139),\"\")","v":""},{"$f":"IFERROR(IF(OR(G154=\"\",'Historical scenario - input'!$D139=\"\"),\"\",G154/'Historical scenario - input'!$D139),\"\")","v":""},{"$f":"IFERROR(IF(OR(H154=\"\",'Historical scenario - input'!$D139=\"\"),\"\",H154/'Historical scenario - input'!$D139),\"\")","v":""},{"$f":"IFERROR(IF(OR(I154=\"\",'Historical scenario - input'!$D139=\"\"),\"\",I154/'Historical scenario - input'!$D139),\"\")","v":""},{"$f":"IFERROR(IF(OR(J154=\"\",'Historical scenario - input'!$D139=\"\"),\"\",J154/'Historical scenario - input'!$D139),\"\")","v":""},{"$f":"IFERROR(IF(OR(K154=\"\",'Historical scenario - input'!$D139=\"\"),\"\",K154/'Historical scenario - input'!$D139),\"\")","v":""},{"$f":"IFERROR(IF(OR(L154=\"\",'Historical scenario - input'!$D139=\"\"),\"\",L154/'Historical scenario - input'!$D139),\"\")","v":""},{"$f":"IFERROR(IF(OR(M154=\"\",'Historical scenario - input'!$D139=\"\"),\"\",M154/'Historical scenario - input'!$D139),\"\")","v":""},{"$f":"IFERROR(IF(OR(N154=\"\",'Historical scenario - input'!$D139=\"\"),\"\",N154/'Historical scenario - input'!$D139),\"\")","v":""},{"$f":"IFERROR(IF(OR(O154=\"\",'Historical scenario - input'!$D139=\"\"),\"\",O154/'Historical scenario - input'!$D139),\"\")","v":""},{"$f":"IFERROR(IF(OR(P154=\"\",'Historical scenario - input'!$D139=\"\"),\"\",P154/'Historical scenario - input'!$D139),\"\")","v":""},{"$f":"IFERROR(IF(OR(Q154=\"\",'Historical scenario - input'!$D139=\"\"),\"\",Q154/'Historical scenario - input'!$D139),\"\")","v":""},{"$f":"IFERROR(IF(OR(R154=\"\",'Historical scenario - input'!$D139=\"\"),\"\",R154/'Historical scenario - input'!$D139),\"\")","v":""},{"$f":"IFERROR(IF(OR(S154=\"\",'Historical scenario - input'!$D139=\"\"),\"\",S154/'Historical scenario - input'!$D139),\"\")","v":""},{"$f":"IFERROR(IF(OR(T154=\"\",'Historical scenario - input'!$D139=\"\"),\"\",T154/'Historical scenario - input'!$D139),\"\")","v":""},{"$f":"IFERROR(IF(OR(U154=\"\",'Historical scenario - input'!$D139=\"\"),\"\",U154/'Historical scenario - input'!$D139),\"\")","v":""},{"$f":"IFERROR(IF(OR(V154=\"\",'Historical scenario - input'!$D139=\"\"),\"\",V154/'Historical scenario - input'!$D139),\"\")","v":""},{"$f":"IFERROR(IF(OR(W154=\"\",'Historical scenario - input'!$D139=\"\"),\"\",W154/'Historical scenario - input'!$D139),\"\")","v":""}]
[{"$f":"IFERROR('Historical scenario - input'!A140,\"\")","v":""},{"$f":"IFERROR('Historical scenario - input'!B140,\"\")","v":0},{"$f":"IFERROR('Historical scenario - input'!C140,\"\")","v":0},{"$f":"IFERROR(repcalc('Historical scenario - input'!$CV140:$GH140,'Historical scenario - input'!$G140,'Historical scenario - input'!$E140,'Historical scenario - input'!$F140,20,TRUE,TRUE),\"\")","v":""},"","","","","","","","","","","","","","","","","","","",{"$f":"IFERROR(IF(OR(D155=\"\",'Historical scenario - input'!$D140=\"\"),\"\",D155/'Historical scenario - input'!$D140),\"\")","v":""},{"$f":"IFERROR(IF(OR(E155=\"\",'Historical scenario - input'!$D140=\"\"),\"\",E155/'Historical scenario - input'!$D140),\"\")","v":""},{"$f":"IFERROR(IF(OR(F155=\"\",'Historical scenario - input'!$D140=\"\"),\"\",F155/'Historical scenario - input'!$D140),\"\")","v":""},{"$f":"IFERROR(IF(OR(G155=\"\",'Historical scenario - input'!$D140=\"\"),\"\",G155/'Historical scenario - input'!$D140),\"\")","v":""},{"$f":"IFERROR(IF(OR(H155=\"\",'Historical scenario - input'!$D140=\"\"),\"\",H155/'Historical scenario - input'!$D140),\"\")","v":""},{"$f":"IFERROR(IF(OR(I155=\"\",'Historical scenario - input'!$D140=\"\"),\"\",I155/'Historical scenario - input'!$D140),\"\")","v":""},{"$f":"IFERROR(IF(OR(J155=\"\",'Historical scenario - input'!$D140=\"\"),\"\",J155/'Historical scenario - input'!$D140),\"\")","v":""},{"$f":"IFERROR(IF(OR(K155=\"\",'Historical scenario - input'!$D140=\"\"),\"\",K155/'Historical scenario - input'!$D140),\"\")","v":""},{"$f":"IFERROR(IF(OR(L155=\"\",'Historical scenario - input'!$D140=\"\"),\"\",L155/'Historical scenario - input'!$D140),\"\")","v":""},{"$f":"IFERROR(IF(OR(M155=\"\",'Historical scenario - input'!$D140=\"\"),\"\",M155/'Historical scenario - input'!$D140),\"\")","v":""},{"$f":"IFERROR(IF(OR(N155=\"\",'Historical scenario - input'!$D140=\"\"),\"\",N155/'Historical scenario - input'!$D140),\"\")","v":""},{"$f":"IFERROR(IF(OR(O155=\"\",'Historical scenario - input'!$D140=\"\"),\"\",O155/'Historical scenario - input'!$D140),\"\")","v":""},{"$f":"IFERROR(IF(OR(P155=\"\",'Historical scenario - input'!$D140=\"\"),\"\",P155/'Historical scenario - input'!$D140),\"\")","v":""},{"$f":"IFERROR(IF(OR(Q155=\"\",'Historical scenario - input'!$D140=\"\"),\"\",Q155/'Historical scenario - input'!$D140),\"\")","v":""},{"$f":"IFERROR(IF(OR(R155=\"\",'Historical scenario - input'!$D140=\"\"),\"\",R155/'Historical scenario - input'!$D140),\"\")","v":""},{"$f":"IFERROR(IF(OR(S155=\"\",'Historical scenario - input'!$D140=\"\"),\"\",S155/'Historical scenario - input'!$D140),\"\")","v":""},{"$f":"IFERROR(IF(OR(T155=\"\",'Historical scenario - input'!$D140=\"\"),\"\",T155/'Historical scenario - input'!$D140),\"\")","v":""},{"$f":"IFERROR(IF(OR(U155=\"\",'Historical scenario - input'!$D140=\"\"),\"\",U155/'Historical scenario - input'!$D140),\"\")","v":""},{"$f":"IFERROR(IF(OR(V155=\"\",'Historical scenario - input'!$D140=\"\"),\"\",V155/'Historical scenario - input'!$D140),\"\")","v":""},{"$f":"IFERROR(IF(OR(W155=\"\",'Historical scenario - input'!$D140=\"\"),\"\",W155/'Historical scenario - input'!$D140),\"\")","v":""}]
[{"$f":"IFERROR('Historical scenario - input'!A141,\"\")","v":""},{"$f":"IFERROR('Historical scenario - input'!B141,\"\")","v":0},{"$f":"IFERROR('Historical scenario - input'!C141,\"\")","v":0},{"$f":"IFERROR(repcalc('Historical scenario - input'!$CV141:$GH141,'Historical scenario - input'!$G141,'Historical scenario - input'!$E141,'Historical scenario - input'!$F141,20,TRUE,TRUE),\"\")","v":""},"","","","","","","","","","","","","","","","","","","",{"$f":"IFERROR(IF(OR(D156=\"\",'Historical scenario - input'!$D141=\"\"),\"\",D156/'Historical scenario - input'!$D141),\"\")","v":""},{"$f":"IFERROR(IF(OR(E156=\"\",'Historical scenario - input'!$D141=\"\"),\"\",E156/'Historical scenario - input'!$D141),\"\")","v":""},{"$f":"IFERROR(IF(OR(F156=\"\",'Historical scenario - input'!$D141=\"\"),\"\",F156/'Historical scenario - input'!$D141),\"\")","v":""},{"$f":"IFERROR(IF(OR(G156=\"\",'Historical scenario - input'!$D141=\"\"),\"\",G156/'Historical scenario - input'!$D141),\"\")","v":""},{"$f":"IFERROR(IF(OR(H156=\"\",'Historical scenario - input'!$D141=\"\"),\"\",H156/'Historical scenario - input'!$D141),\"\")","v":""},{"$f":"IFERROR(IF(OR(I156=\"\",'Historical scenario - input'!$D141=\"\"),\"\",I156/'Historical scenario - input'!$D141),\"\")","v":""},{"$f":"IFERROR(IF(OR(J156=\"\",'Historical scenario - input'!$D141=\"\"),\"\",J156/'Historical scenario - input'!$D141),\"\")","v":""},{"$f":"IFERROR(IF(OR(K156=\"\",'Historical scenario - input'!$D141=\"\"),\"\",K156/'Historical scenario - input'!$D141),\"\")","v":""},{"$f":"IFERROR(IF(OR(L156=\"\",'Historical scenario - input'!$D141=\"\"),\"\",L156/'Historical scenario - input'!$D141),\"\")","v":""},{"$f":"IFERROR(IF(OR(M156=\"\",'Historical scenario - input'!$D141=\"\"),\"\",M156/'Historical scenario - input'!$D141),\"\")","v":""},{"$f":"IFERROR(IF(OR(N156=\"\",'Historical scenario - input'!$D141=\"\"),\"\",N156/'Historical scenario - input'!$D141),\"\")","v":""},{"$f":"IFERROR(IF(OR(O156=\"\",'Historical scenario - input'!$D141=\"\"),\"\",O156/'Historical scenario - input'!$D141),\"\")","v":""},{"$f":"IFERROR(IF(OR(P156=\"\",'Historical scenario - input'!$D141=\"\"),\"\",P156/'Historical scenario - input'!$D141),\"\")","v":""},{"$f":"IFERROR(IF(OR(Q156=\"\",'Historical scenario - input'!$D141=\"\"),\"\",Q156/'Historical scenario - input'!$D141),\"\")","v":""},{"$f":"IFERROR(IF(OR(R156=\"\",'Historical scenario - input'!$D141=\"\"),\"\",R156/'Historical scenario - input'!$D141),\"\")","v":""},{"$f":"IFERROR(IF(OR(S156=\"\",'Historical scenario - input'!$D141=\"\"),\"\",S156/'Historical scenario - input'!$D141),\"\")","v":""},{"$f":"IFERROR(IF(OR(T156=\"\",'Historical scenario - input'!$D141=\"\"),\"\",T156/'Historical scenario - input'!$D141),\"\")","v":""},{"$f":"IFERROR(IF(OR(U156=\"\",'Historical scenario - input'!$D141=\"\"),\"\",U156/'Historical scenario - input'!$D141),\"\")","v":""},{"$f":"IFERROR(IF(OR(V156=\"\",'Historical scenario - input'!$D141=\"\"),\"\",V156/'Historical scenario - input'!$D141),\"\")","v":""},{"$f":"IFERROR(IF(OR(W156=\"\",'Historical scenario - input'!$D141=\"\"),\"\",W156/'Historical scenario - input'!$D141),\"\")","v":""}]
[{"$f":"IFERROR('Historical scenario - input'!A142,\"\")","v":""},{"$f":"IFERROR('Historical scenario - input'!B142,\"\")","v":0},{"$f":"IFERROR('Historical scenario - input'!C142,\"\")","v":0},{"$f":"IFERROR(repcalc('Historical scenario - input'!$CV142:$GH142,'Historical scenario - input'!$G142,'Historical scenario - input'!$E142,'Historical scenario - input'!$F142,20,TRUE,TRUE),\"\")","v":""},"","","","","","","","","","","","","","","","","","","",{"$f":"IFERROR(IF(OR(D157=\"\",'Historical scenario - input'!$D142=\"\"),\"\",D157/'Historical scenario - input'!$D142),\"\")","v":""},{"$f":"IFERROR(IF(OR(E157=\"\",'Historical scenario - input'!$D142=\"\"),\"\",E157/'Historical scenario - input'!$D142),\"\")","v":""},{"$f":"IFERROR(IF(OR(F157=\"\",'Historical scenario - input'!$D142=\"\"),\"\",F157/'Historical scenario - input'!$D142),\"\")","v":""},{"$f":"IFERROR(IF(OR(G157=\"\",'Historical scenario - input'!$D142=\"\"),\"\",G157/'Historical scenario - input'!$D142),\"\")","v":""},{"$f":"IFERROR(IF(OR(H157=\"\",'Historical scenario - input'!$D142=\"\"),\"\",H157/'Historical scenario - input'!$D142),\"\")","v":""},{"$f":"IFERROR(IF(OR(I157=\"\",'Historical scenario - input'!$D142=\"\"),\"\",I157/'Historical scenario - input'!$D142),\"\")","v":""},{"$f":"IFERROR(IF(OR(J157=\"\",'Historical scenario - input'!$D142=\"\"),\"\",J157/'Historical scenario - input'!$D142),\"\")","v":""},{"$f":"IFERROR(IF(OR(K157=\"\",'Historical scenario - input'!$D142=\"\"),\"\",K157/'Historical scenario - input'!$D142),\"\")","v":""},{"$f":"IFERROR(IF(OR(L157=\"\",'Historical scenario - input'!$D142=\"\"),\"\",L157/'Historical scenario - input'!$D142),\"\")","v":""},{"$f":"IFERROR(IF(OR(M157=\"\",'Historical scenario - input'!$D142=\"\"),\"\",M157/'Historical scenario - input'!$D142),\"\")","v":""},{"$f":"IFERROR(IF(OR(N157=\"\",'Historical scenario - input'!$D142=\"\"),\"\",N157/'Historical scenario - input'!$D142),\"\")","v":""},{"$f":"IFERROR(IF(OR(O157=\"\",'Historical scenario - input'!$D142=\"\"),\"\",O157/'Historical scenario - input'!$D142),\"\")","v":""},{"$f":"IFERROR(IF(OR(P157=\"\",'Historical scenario - input'!$D142=\"\"),\"\",P157/'Historical scenario - input'!$D142),\"\")","v":""},{"$f":"IFERROR(IF(OR(Q157=\"\",'Historical scenario - input'!$D142=\"\"),\"\",Q157/'Historical scenario - input'!$D142),\"\")","v":""},{"$f":"IFERROR(IF(OR(R157=\"\",'Historical scenario - input'!$D142=\"\"),\"\",R157/'Historical scenario - input'!$D142),\"\")","v":""},{"$f":"IFERROR(IF(OR(S157=\"\",'Historical scenario - input'!$D142=\"\"),\"\",S157/'Historical scenario - input'!$D142),\"\")","v":""},{"$f":"IFERROR(IF(OR(T157=\"\",'Historical scenario - input'!$D142=\"\"),\"\",T157/'Historical scenario - input'!$D142),\"\")","v":""},{"$f":"IFERROR(IF(OR(U157=\"\",'Historical scenario - input'!$D142=\"\"),\"\",U157/'Historical scenario - input'!$D142),\"\")","v":""},{"$f":"IFERROR(IF(OR(V157=\"\",'Historical scenario - input'!$D142=\"\"),\"\",V157/'Historical scenario - input'!$D142),\"\")","v":""},{"$f":"IFERROR(IF(OR(W157=\"\",'Historical scenario - input'!$D142=\"\"),\"\",W157/'Historical scenario - input'!$D142),\"\")","v":""}]
[{"$f":"IFERROR('Historical scenario - input'!A143,\"\")","v":""},{"$f":"IFERROR('Historical scenario - input'!B143,\"\")","v":0},{"$f":"IFERROR('Historical scenario - input'!C143,\"\")","v":0},{"$f":"IFERROR(repcalc('Historical scenario - input'!$CV143:$GH143,'Historical scenario - input'!$G143,'Historical scenario - input'!$E143,'Historical scenario - input'!$F143,20,TRUE,TRUE),\"\")","v":""},"","","","","","","","","","","","","","","","","","","",{"$f":"IFERROR(IF(OR(D158=\"\",'Historical scenario - input'!$D143=\"\"),\"\",D158/'Historical scenario - input'!$D143),\"\")","v":""},{"$f":"IFERROR(IF(OR(E158=\"\",'Historical scenario - input'!$D143=\"\"),\"\",E158/'Historical scenario - input'!$D143),\"\")","v":""},{"$f":"IFERROR(IF(OR(F158=\"\",'Historical scenario - input'!$D143=\"\"),\"\",F158/'Historical scenario - input'!$D143),\"\")","v":""},{"$f":"IFERROR(IF(OR(G158=\"\",'Historical scenario - input'!$D143=\"\"),\"\",G158/'Historical scenario - input'!$D143),\"\")","v":""},{"$f":"IFERROR(IF(OR(H158=\"\",'Historical scenario - input'!$D143=\"\"),\"\",H158/'Historical scenario - input'!$D143),\"\")","v":""},{"$f":"IFERROR(IF(OR(I158=\"\",'Historical scenario - input'!$D143=\"\"),\"\",I158/'Historical scenario - input'!$D143),\"\")","v":""},{"$f":"IFERROR(IF(OR(J158=\"\",'Historical scenario - input'!$D143=\"\"),\"\",J158/'Historical scenario - input'!$D143),\"\")","v":""},{"$f":"IFERROR(IF(OR(K158=\"\",'Historical scenario - input'!$D143=\"\"),\"\",K158/'Historical scenario - input'!$D143),\"\")","v":""},{"$f":"IFERROR(IF(OR(L158=\"\",'Historical scenario - input'!$D143=\"\"),\"\",L158/'Historical scenario - input'!$D143),\"\")","v":""},{"$f":"IFERROR(IF(OR(M158=\"\",'Historical scenario - input'!$D143=\"\"),\"\",M158/'Historical scenario - input'!$D143),\"\")","v":""},{"$f":"IFERROR(IF(OR(N158=\"\",'Historical scenario - input'!$D143=\"\"),\"\",N158/'Historical scenario - input'!$D143),\"\")","v":""},{"$f":"IFERROR(IF(OR(O158=\"\",'Historical scenario - input'!$D143=\"\"),\"\",O158/'Historical scenario - input'!$D143),\"\")","v":""},{"$f":"IFERROR(IF(OR(P158=\"\",'Historical scenario - input'!$D143=\"\"),\"\",P158/'Historical scenario - input'!$D143),\"\")","v":""},{"$f":"IFERROR(IF(OR(Q158=\"\",'Historical scenario - input'!$D143=\"\"),\"\",Q158/'Historical scenario - input'!$D143),\"\")","v":""},{"$f":"IFERROR(IF(OR(R158=\"\",'Historical scenario - input'!$D143=\"\"),\"\",R158/'Historical scenario - input'!$D143),\"\")","v":""},{"$f":"IFERROR(IF(OR(S158=\"\",'Historical scenario - input'!$D143=\"\"),\"\",S158/'Historical scenario - input'!$D143),\"\")","v":""},{"$f":"IFERROR(IF(OR(T158=\"\",'Historical scenario - input'!$D143=\"\"),\"\",T158/'Historical scenario - input'!$D143),\"\")","v":""},{"$f":"IFERROR(IF(OR(U158=\"\",'Historical scenario - input'!$D143=\"\"),\"\",U158/'Historical scenario - input'!$D143),\"\")","v":""},{"$f":"IFERROR(IF(OR(V158=\"\",'Historical scenario - input'!$D143=\"\"),\"\",V158/'Historical scenario - input'!$D143),\"\")","v":""},{"$f":"IFERROR(IF(OR(W158=\"\",'Historical scenario - input'!$D143=\"\"),\"\",W158/'Historical scenario - input'!$D143),\"\")","v":""}]
[{"$f":"IFERROR('Historical scenario - input'!A144,\"\")","v":""},{"$f":"IFERROR('Historical scenario - input'!B144,\"\")","v":0},{"$f":"IFERROR('Historical scenario - input'!C144,\"\")","v":0},{"$f":"IFERROR(repcalc('Historical scenario - input'!$CV144:$GH144,'Historical scenario - input'!$G144,'Historical scenario - input'!$E144,'Historical scenario - input'!$F144,20,TRUE,TRUE),\"\")","v":""},"","","","","","","","","","","","","","","","","","","",{"$f":"IFERROR(IF(OR(D159=\"\",'Historical scenario - input'!$D144=\"\"),\"\",D159/'Historical scenario - input'!$D144),\"\")","v":""},{"$f":"IFERROR(IF(OR(E159=\"\",'Historical scenario - input'!$D144=\"\"),\"\",E159/'Historical scenario - input'!$D144),\"\")","v":""},{"$f":"IFERROR(IF(OR(F159=\"\",'Historical scenario - input'!$D144=\"\"),\"\",F159/'Historical scenario - input'!$D144),\"\")","v":""},{"$f":"IFERROR(IF(OR(G159=\"\",'Historical scenario - input'!$D144=\"\"),\"\",G159/'Historical scenario - input'!$D144),\"\")","v":""},{"$f":"IFERROR(IF(OR(H159=\"\",'Historical scenario - input'!$D144=\"\"),\"\",H159/'Historical scenario - input'!$D144),\"\")","v":""},{"$f":"IFERROR(IF(OR(I159=\"\",'Historical scenario - input'!$D144=\"\"),\"\",I159/'Historical scenario - input'!$D144),\"\")","v":""},{"$f":"IFERROR(IF(OR(J159=\"\",'Historical scenario - input'!$D144=\"\"),\"\",J159/'Historical scenario - input'!$D144),\"\")","v":""},{"$f":"IFERROR(IF(OR(K159=\"\",'Historical scenario - input'!$D144=\"\"),\"\",K159/'Historical scenario - input'!$D144),\"\")","v":""},{"$f":"IFERROR(IF(OR(L159=\"\",'Historical scenario - input'!$D144=\"\"),\"\",L159/'Historical scenario - input'!$D144),\"\")","v":""},{"$f":"IFERROR(IF(OR(M159=\"\",'Historical scenario - input'!$D144=\"\"),\"\",M159/'Historical scenario - input'!$D144),\"\")","v":""},{"$f":"IFERROR(IF(OR(N159=\"\",'Historical scenario - input'!$D144=\"\"),\"\",N159/'Historical scenario - input'!$D144),\"\")","v":""},{"$f":"IFERROR(IF(OR(O159=\"\",'Historical scenario - input'!$D144=\"\"),\"\",O159/'Historical scenario - input'!$D144),\"\")","v":""},{"$f":"IFERROR(IF(OR(P159=\"\",'Historical scenario - input'!$D144=\"\"),\"\",P159/'Historical scenario - input'!$D144),\"\")","v":""},{"$f":"IFERROR(IF(OR(Q159=\"\",'Historical scenario - input'!$D144=\"\"),\"\",Q159/'Historical scenario - input'!$D144),\"\")","v":""},{"$f":"IFERROR(IF(OR(R159=\"\",'Historical scenario - input'!$D144=\"\"),\"\",R159/'Historical scenario - input'!$D144),\"\")","v":""},{"$f":"IFERROR(IF(OR(S159=\"\",'Historical scenario - input'!$D144=\"\"),\"\",S159/'Historical scenario - input'!$D144),\"\")","v":""},{"$f":"IFERROR(IF(OR(T159=\"\",'Historical scenario - input'!$D144=\"\"),\"\",T159/'Historical scenario - input'!$D144),\"\")","v":""},{"$f":"IFERROR(IF(OR(U159=\"\",'Historical scenario - input'!$D144=\"\"),\"\",U159/'Historical scenario - input'!$D144),\"\")","v":""},{"$f":"IFERROR(IF(OR(V159=\"\",'Historical scenario - input'!$D144=\"\"),\"\",V159/'Historical scenario - input'!$D144),\"\")","v":""},{"$f":"IFERROR(IF(OR(W159=\"\",'Historical scenario - input'!$D144=\"\"),\"\",W159/'Historical scenario - input'!$D144),\"\")","v":""}]
[{"$f":"IFERROR('Historical scenario - input'!A145,\"\")","v":""},{"$f":"IFERROR('Historical scenario - input'!B145,\"\")","v":0},{"$f":"IFERROR('Historical scenario - input'!C145,\"\")","v":0},{"$f":"IFERROR(repcalc('Historical scenario - input'!$CV145:$GH145,'Historical scenario - input'!$G145,'Historical scenario - input'!$E145,'Historical scenario - input'!$F145,20,TRUE,TRUE),\"\")","v":""},"","","","","","","","","","","","","","","","","","","",{"$f":"IFERROR(IF(OR(D160=\"\",'Historical scenario - input'!$D145=\"\"),\"\",D160/'Historical scenario - input'!$D145),\"\")","v":""},{"$f":"IFERROR(IF(OR(E160=\"\",'Historical scenario - input'!$D145=\"\"),\"\",E160/'Historical scenario - input'!$D145),\"\")","v":""},{"$f":"IFERROR(IF(OR(F160=\"\",'Historical scenario - input'!$D145=\"\"),\"\",F160/'Historical scenario - input'!$D145),\"\")","v":""},{"$f":"IFERROR(IF(OR(G160=\"\",'Historical scenario - input'!$D145=\"\"),\"\",G160/'Historical scenario - input'!$D145),\"\")","v":""},{"$f":"IFERROR(IF(OR(H160=\"\",'Historical scenario - input'!$D145=\"\"),\"\",H160/'Historical scenario - input'!$D145),\"\")","v":""},{"$f":"IFERROR(IF(OR(I160=\"\",'Historical scenario - input'!$D145=\"\"),\"\",I160/'Historical scenario - input'!$D145),\"\")","v":""},{"$f":"IFERROR(IF(OR(J160=\"\",'Historical scenario - input'!$D145=\"\"),\"\",J160/'Historical scenario - input'!$D145),\"\")","v":""},{"$f":"IFERROR(IF(OR(K160=\"\",'Historical scenario - input'!$D145=\"\"),\"\",K160/'Historical scenario - input'!$D145),\"\")","v":""},{"$f":"IFERROR(IF(OR(L160=\"\",'Historical scenario - input'!$D145=\"\"),\"\",L160/'Historical scenario - input'!$D145),\"\")","v":""},{"$f":"IFERROR(IF(OR(M160=\"\",'Historical scenario - input'!$D145=\"\"),\"\",M160/'Historical scenario - input'!$D145),\"\")","v":""},{"$f":"IFERROR(IF(OR(N160=\"\",'Historical scenario - input'!$D145=\"\"),\"\",N160/'Historical scenario - input'!$D145),\"\")","v":""},{"$f":"IFERROR(IF(OR(O160=\"\",'Historical scenario - input'!$D145=\"\"),\"\",O160/'Historical scenario - input'!$D145),\"\")","v":""},{"$f":"IFERROR(IF(OR(P160=\"\",'Historical scenario - input'!$D145=\"\"),\"\",P160/'Historical scenario - input'!$D145),\"\")","v":""},{"$f":"IFERROR(IF(OR(Q160=\"\",'Historical scenario - input'!$D145=\"\"),\"\",Q160/'Historical scenario - input'!$D145),\"\")","v":""},{"$f":"IFERROR(IF(OR(R160=\"\",'Historical scenario - input'!$D145=\"\"),\"\",R160/'Historical scenario - input'!$D145),\"\")","v":""},{"$f":"IFERROR(IF(OR(S160=\"\",'Historical scenario - input'!$D145=\"\"),\"\",S160/'Historical scenario - input'!$D145),\"\")","v":""},{"$f":"IFERROR(IF(OR(T160=\"\",'Historical scenario - input'!$D145=\"\"),\"\",T160/'Historical scenario - input'!$D145),\"\")","v":""},{"$f":"IFERROR(IF(OR(U160=\"\",'Historical scenario - input'!$D145=\"\"),\"\",U160/'Historical scenario - input'!$D145),\"\")","v":""},{"$f":"IFERROR(IF(OR(V160=\"\",'Historical scenario - input'!$D145=\"\"),\"\",V160/'Historical scenario - input'!$D145),\"\")","v":""},{"$f":"IFERROR(IF(OR(W160=\"\",'Historical scenario - input'!$D145=\"\"),\"\",W160/'Historical scenario - input'!$D145),\"\")","v":""}]
[{"$f":"IFERROR('Historical scenario - input'!A146,\"\")","v":""},{"$f":"IFERROR('Historical scenario - input'!B146,\"\")","v":0},{"$f":"IFERROR('Historical scenario - input'!C146,\"\")","v":0},{"$f":"IFERROR(repcalc('Historical scenario - input'!$CV146:$GH146,'Historical scenario - input'!$G146,'Historical scenario - input'!$E146,'Historical scenario - input'!$F146,20,TRUE,TRUE),\"\")","v":""},"","","","","","","","","","","","","","","","","","","",{"$f":"IFERROR(IF(OR(D161=\"\",'Historical scenario - input'!$D146=\"\"),\"\",D161/'Historical scenario - input'!$D146),\"\")","v":""},{"$f":"IFERROR(IF(OR(E161=\"\",'Historical scenario - input'!$D146=\"\"),\"\",E161/'Historical scenario - input'!$D146),\"\")","v":""},{"$f":"IFERROR(IF(OR(F161=\"\",'Historical scenario - input'!$D146=\"\"),\"\",F161/'Historical scenario - input'!$D146),\"\")","v":""},{"$f":"IFERROR(IF(OR(G161=\"\",'Historical scenario - input'!$D146=\"\"),\"\",G161/'Historical scenario - input'!$D146),\"\")","v":""},{"$f":"IFERROR(IF(OR(H161=\"\",'Historical scenario - input'!$D146=\"\"),\"\",H161/'Historical scenario - input'!$D146),\"\")","v":""},{"$f":"IFERROR(IF(OR(I161=\"\",'Historical scenario - input'!$D146=\"\"),\"\",I161/'Historical scenario - input'!$D146),\"\")","v":""},{"$f":"IFERROR(IF(OR(J161=\"\",'Historical scenario - input'!$D146=\"\"),\"\",J161/'Historical scenario - input'!$D146),\"\")","v":""},{"$f":"IFERROR(IF(OR(K161=\"\",'Historical scenario - input'!$D146=\"\"),\"\",K161/'Historical scenario - input'!$D146),\"\")","v":""},{"$f":"IFERROR(IF(OR(L161=\"\",'Historical scenario - input'!$D146=\"\"),\"\",L161/'Historical scenario - input'!$D146),\"\")","v":""},{"$f":"IFERROR(IF(OR(M161=\"\",'Historical scenario - input'!$D146=\"\"),\"\",M161/'Historical scenario - input'!$D146),\"\")","v":""},{"$f":"IFERROR(IF(OR(N161=\"\",'Historical scenario - input'!$D146=\"\"),\"\",N161/'Historical scenario - input'!$D146),\"\")","v":""},{"$f":"IFERROR(IF(OR(O161=\"\",'Historical scenario - input'!$D146=\"\"),\"\",O161/'Historical scenario - input'!$D146),\"\")","v":""},{"$f":"IFERROR(IF(OR(P161=\"\",'Historical scenario - input'!$D146=\"\"),\"\",P161/'Historical scenario - input'!$D146),\"\")","v":""},{"$f":"IFERROR(IF(OR(Q161=\"\",'Historical scenario - input'!$D146=\"\"),\"\",Q161/'Historical scenario - input'!$D146),\"\")","v":""},{"$f":"IFERROR(IF(OR(R161=\"\",'Historical scenario - input'!$D146=\"\"),\"\",R161/'Historical scenario - input'!$D146),\"\")","v":""},{"$f":"IFERROR(IF(OR(S161=\"\",'Historical scenario - input'!$D146=\"\"),\"\",S161/'Historical scenario - input'!$D146),\"\")","v":""},{"$f":"IFERROR(IF(OR(T161=\"\",'Historical scenario - input'!$D146=\"\"),\"\",T161/'Historical scenario - input'!$D146),\"\")","v":""},{"$f":"IFERROR(IF(OR(U161=\"\",'Historical scenario - input'!$D146=\"\"),\"\",U161/'Historical scenario - input'!$D146),\"\")","v":""},{"$f":"IFERROR(IF(OR(V161=\"\",'Historical scenario - input'!$D146=\"\"),\"\",V161/'Historical scenario - input'!$D146),\"\")","v":""},{"$f":"IFERROR(IF(OR(W161=\"\",'Historical scenario - input'!$D146=\"\"),\"\",W161/'Historical scenario - input'!$D146),\"\")","v":""}]
[{"$f":"IFERROR('Historical scenario - input'!A147,\"\")","v":""},{"$f":"IFERROR('Historical scenario - input'!B147,\"\")","v":0},{"$f":"IFERROR('Historical scenario - input'!C147,\"\")","v":0},{"$f":"IFERROR(repcalc('Historical scenario - input'!$CV147:$GH147,'Historical scenario - input'!$G147,'Historical scenario - input'!$E147,'Historical scenario - input'!$F147,20,TRUE,TRUE),\"\")","v":""},"","","","","","","","","","","","","","","","","","","",{"$f":"IFERROR(IF(OR(D162=\"\",'Historical scenario - input'!$D147=\"\"),\"\",D162/'Historical scenario - input'!$D147),\"\")","v":""},{"$f":"IFERROR(IF(OR(E162=\"\",'Historical scenario - input'!$D147=\"\"),\"\",E162/'Historical scenario - input'!$D147),\"\")","v":""},{"$f":"IFERROR(IF(OR(F162=\"\",'Historical scenario - input'!$D147=\"\"),\"\",F162/'Historical scenario - input'!$D147),\"\")","v":""},{"$f":"IFERROR(IF(OR(G162=\"\",'Historical scenario - input'!$D147=\"\"),\"\",G162/'Historical scenario - input'!$D147),\"\")","v":""},{"$f":"IFERROR(IF(OR(H162=\"\",'Historical scenario - input'!$D147=\"\"),\"\",H162/'Historical scenario - input'!$D147),\"\")","v":""},{"$f":"IFERROR(IF(OR(I162=\"\",'Historical scenario - input'!$D147=\"\"),\"\",I162/'Historical scenario - input'!$D147),\"\")","v":""},{"$f":"IFERROR(IF(OR(J162=\"\",'Historical scenario - input'!$D147=\"\"),\"\",J162/'Historical scenario - input'!$D147),\"\")","v":""},{"$f":"IFERROR(IF(OR(K162=\"\",'Historical scenario - input'!$D147=\"\"),\"\",K162/'Historical scenario - input'!$D147),\"\")","v":""},{"$f":"IFERROR(IF(OR(L162=\"\",'Historical scenario - input'!$D147=\"\"),\"\",L162/'Historical scenario - input'!$D147),\"\")","v":""},{"$f":"IFERROR(IF(OR(M162=\"\",'Historical scenario - input'!$D147=\"\"),\"\",M162/'Historical scenario - input'!$D147),\"\")","v":""},{"$f":"IFERROR(IF(OR(N162=\"\",'Historical scenario - input'!$D147=\"\"),\"\",N162/'Historical scenario - input'!$D147),\"\")","v":""},{"$f":"IFERROR(IF(OR(O162=\"\",'Historical scenario - input'!$D147=\"\"),\"\",O162/'Historical scenario - input'!$D147),\"\")","v":""},{"$f":"IFERROR(IF(OR(P162=\"\",'Historical scenario - input'!$D147=\"\"),\"\",P162/'Historical scenario - input'!$D147),\"\")","v":""},{"$f":"IFERROR(IF(OR(Q162=\"\",'Historical scenario - input'!$D147=\"\"),\"\",Q162/'Historical scenario - input'!$D147),\"\")","v":""},{"$f":"IFERROR(IF(OR(R162=\"\",'Historical scenario - input'!$D147=\"\"),\"\",R162/'Historical scenario - input'!$D147),\"\")","v":""},{"$f":"IFERROR(IF(OR(S162=\"\",'Historical scenario - input'!$D147=\"\"),\"\",S162/'Historical scenario - input'!$D147),\"\")","v":""},{"$f":"IFERROR(IF(OR(T162=\"\",'Historical scenario - input'!$D147=\"\"),\"\",T162/'Historical scenario - input'!$D147),\"\")","v":""},{"$f":"IFERROR(IF(OR(U162=\"\",'Historical scenario - input'!$D147=\"\"),\"\",U162/'Historical scenario - input'!$D147),\"\")","v":""},{"$f":"IFERROR(IF(OR(V162=\"\",'Historical scenario - input'!$D147=\"\"),\"\",V162/'Historical scenario - input'!$D147),\"\")","v":""},{"$f":"IFERROR(IF(OR(W162=\"\",'Historical scenario - input'!$D147=\"\"),\"\",W162/'Historical scenario - input'!$D147),\"\")","v":""}]
[{"$f":"IFERROR('Historical scenario - input'!A148,\"\")","v":""},{"$f":"IFERROR('Historical scenario - input'!B148,\"\")","v":0},{"$f":"IFERROR('Historical scenario - input'!C148,\"\")","v":0},{"$f":"IFERROR(repcalc('Historical scenario - input'!$CV148:$GH148,'Historical scenario - input'!$G148,'Historical scenario - input'!$E148,'Historical scenario - input'!$F148,20,TRUE,TRUE),\"\")","v":""},"","","","","","","","","","","","","","","","","","","",{"$f":"IFERROR(IF(OR(D163=\"\",'Historical scenario - input'!$D148=\"\"),\"\",D163/'Historical scenario - input'!$D148),\"\")","v":""},{"$f":"IFERROR(IF(OR(E163=\"\",'Historical scenario - input'!$D148=\"\"),\"\",E163/'Historical scenario - input'!$D148),\"\")","v":""},{"$f":"IFERROR(IF(OR(F163=\"\",'Historical scenario - input'!$D148=\"\"),\"\",F163/'Historical scenario - input'!$D148),\"\")","v":""},{"$f":"IFERROR(IF(OR(G163=\"\",'Historical scenario - input'!$D148=\"\"),\"\",G163/'Historical scenario - input'!$D148),\"\")","v":""},{"$f":"IFERROR(IF(OR(H163=\"\",'Historical scenario - input'!$D148=\"\"),\"\",H163/'Historical scenario - input'!$D148),\"\")","v":""},{"$f":"IFERROR(IF(OR(I163=\"\",'Historical scenario - input'!$D148=\"\"),\"\",I163/'Historical scenario - input'!$D148),\"\")","v":""},{"$f":"IFERROR(IF(OR(J163=\"\",'Historical scenario - input'!$D148=\"\"),\"\",J163/'Historical scenario - input'!$D148),\"\")","v":""},{"$f":"IFERROR(IF(OR(K163=\"\",'Historical scenario - input'!$D148=\"\"),\"\",K163/'Historical scenario - input'!$D148),\"\")","v":""},{"$f":"IFERROR(IF(OR(L163=\"\",'Historical scenario - input'!$D148=\"\"),\"\",L163/'Historical scenario - input'!$D148),\"\")","v":""},{"$f":"IFERROR(IF(OR(M163=\"\",'Historical scenario - input'!$D148=\"\"),\"\",M163/'Historical scenario - input'!$D148),\"\")","v":""},{"$f":"IFERROR(IF(OR(N163=\"\",'Historical scenario - input'!$D148=\"\"),\"\",N163/'Historical scenario - input'!$D148),\"\")","v":""},{"$f":"IFERROR(IF(OR(O163=\"\",'Historical scenario - input'!$D148=\"\"),\"\",O163/'Historical scenario - input'!$D148),\"\")","v":""},{"$f":"IFERROR(IF(OR(P163=\"\",'Historical scenario - input'!$D148=\"\"),\"\",P163/'Historical scenario - input'!$D148),\"\")","v":""},{"$f":"IFERROR(IF(OR(Q163=\"\",'Historical scenario - input'!$D148=\"\"),\"\",Q163/'Historical scenario - input'!$D148),\"\")","v":""},{"$f":"IFERROR(IF(OR(R163=\"\",'Historical scenario - input'!$D148=\"\"),\"\",R163/'Historical scenario - input'!$D148),\"\")","v":""},{"$f":"IFERROR(IF(OR(S163=\"\",'Historical scenario - input'!$D148=\"\"),\"\",S163/'Historical scenario - input'!$D148),\"\")","v":""},{"$f":"IFERROR(IF(OR(T163=\"\",'Historical scenario - input'!$D148=\"\"),\"\",T163/'Historical scenario - input'!$D148),\"\")","v":""},{"$f":"IFERROR(IF(OR(U163=\"\",'Historical scenario - input'!$D148=\"\"),\"\",U163/'Historical scenario - input'!$D148),\"\")","v":""},{"$f":"IFERROR(IF(OR(V163=\"\",'Historical scenario - input'!$D148=\"\"),\"\",V163/'Historical scenario - input'!$D148),\"\")","v":""},{"$f":"IFERROR(IF(OR(W163=\"\",'Historical scenario - input'!$D148=\"\"),\"\",W163/'Historical scenario - input'!$D148),\"\")","v":""}]
[{"$f":"IFERROR('Historical scenario - input'!A149,\"\")","v":""},{"$f":"IFERROR('Historical scenario - input'!B149,\"\")","v":0},{"$f":"IFERROR('Historical scenario - input'!C149,\"\")","v":0},{"$f":"IFERROR(repcalc('Historical scenario - input'!$CV149:$GH149,'Historical scenario - input'!$G149,'Historical scenario - input'!$E149,'Historical scenario - input'!$F149,20,TRUE,TRUE),\"\")","v":""},"","","","","","","","","","","","","","","","","","","",{"$f":"IFERROR(IF(OR(D164=\"\",'Historical scenario - input'!$D149=\"\"),\"\",D164/'Historical scenario - input'!$D149),\"\")","v":""},{"$f":"IFERROR(IF(OR(E164=\"\",'Historical scenario - input'!$D149=\"\"),\"\",E164/'Historical scenario - input'!$D149),\"\")","v":""},{"$f":"IFERROR(IF(OR(F164=\"\",'Historical scenario - input'!$D149=\"\"),\"\",F164/'Historical scenario - input'!$D149),\"\")","v":""},{"$f":"IFERROR(IF(OR(G164=\"\",'Historical scenario - input'!$D149=\"\"),\"\",G164/'Historical scenario - input'!$D149),\"\")","v":""},{"$f":"IFERROR(IF(OR(H164=\"\",'Historical scenario - input'!$D149=\"\"),\"\",H164/'Historical scenario - input'!$D149),\"\")","v":""},{"$f":"IFERROR(IF(OR(I164=\"\",'Historical scenario - input'!$D149=\"\"),\"\",I164/'Historical scenario - input'!$D149),\"\")","v":""},{"$f":"IFERROR(IF(OR(J164=\"\",'Historical scenario - input'!$D149=\"\"),\"\",J164/'Historical scenario - input'!$D149),\"\")","v":""},{"$f":"IFERROR(IF(OR(K164=\"\",'Historical scenario - input'!$D149=\"\"),\"\",K164/'Historical scenario - input'!$D149),\"\")","v":""},{"$f":"IFERROR(IF(OR(L164=\"\",'Historical scenario - input'!$D149=\"\"),\"\",L164/'Historical scenario - input'!$D149),\"\")","v":""},{"$f":"IFERROR(IF(OR(M164=\"\",'Historical scenario - input'!$D149=\"\"),\"\",M164/'Historical scenario - input'!$D149),\"\")","v":""},{"$f":"IFERROR(IF(OR(N164=\"\",'Historical scenario - input'!$D149=\"\"),\"\",N164/'Historical scenario - input'!$D149),\"\")","v":""},{"$f":"IFERROR(IF(OR(O164=\"\",'Historical scenario - input'!$D149=\"\"),\"\",O164/'Historical scenario - input'!$D149),\"\")","v":""},{"$f":"IFERROR(IF(OR(P164=\"\",'Historical scenario - input'!$D149=\"\"),\"\",P164/'Historical scenario - input'!$D149),\"\")","v":""},{"$f":"IFERROR(IF(OR(Q164=\"\",'Historical scenario - input'!$D149=\"\"),\"\",Q164/'Historical scenario - input'!$D149),\"\")","v":""},{"$f":"IFERROR(IF(OR(R164=\"\",'Historical scenario - input'!$D149=\"\"),\"\",R164/'Historical scenario - input'!$D149),\"\")","v":""},{"$f":"IFERROR(IF(OR(S164=\"\",'Historical scenario - input'!$D149=\"\"),\"\",S164/'Historical scenario - input'!$D149),\"\")","v":""},{"$f":"IFERROR(IF(OR(T164=\"\",'Historical scenario - input'!$D149=\"\"),\"\",T164/'Historical scenario - input'!$D149),\"\")","v":""},{"$f":"IFERROR(IF(OR(U164=\"\",'Historical scenario - input'!$D149=\"\"),\"\",U164/'Historical scenario - input'!$D149),\"\")","v":""},{"$f":"IFERROR(IF(OR(V164=\"\",'Historical scenario - input'!$D149=\"\"),\"\",V164/'Historical scenario - input'!$D149),\"\")","v":""},{"$f":"IFERROR(IF(OR(W164=\"\",'Historical scenario - input'!$D149=\"\"),\"\",W164/'Historical scenario - input'!$D149),\"\")","v":""}]
[{"$f":"IFERROR('Historical scenario - input'!A150,\"\")","v":""},{"$f":"IFERROR('Historical scenario - input'!B150,\"\")","v":0},{"$f":"IFERROR('Historical scenario - input'!C150,\"\")","v":0},{"$f":"IFERROR(repcalc('Historical scenario - input'!$CV150:$GH150,'Historical scenario - input'!$G150,'Historical scenario - input'!$E150,'Historical scenario - input'!$F150,20,TRUE,TRUE),\"\")","v":""},"","","","","","","","","","","","","","","","","","","",{"$f":"IFERROR(IF(OR(D165=\"\",'Historical scenario - input'!$D150=\"\"),\"\",D165/'Historical scenario - input'!$D150),\"\")","v":""},{"$f":"IFERROR(IF(OR(E165=\"\",'Historical scenario - input'!$D150=\"\"),\"\",E165/'Historical scenario - input'!$D150),\"\")","v":""},{"$f":"IFERROR(IF(OR(F165=\"\",'Historical scenario - input'!$D150=\"\"),\"\",F165/'Historical scenario - input'!$D150),\"\")","v":""},{"$f":"IFERROR(IF(OR(G165=\"\",'Historical scenario - input'!$D150=\"\"),\"\",G165/'Historical scenario - input'!$D150),\"\")","v":""},{"$f":"IFERROR(IF(OR(H165=\"\",'Historical scenario - input'!$D150=\"\"),\"\",H165/'Historical scenario - input'!$D150),\"\")","v":""},{"$f":"IFERROR(IF(OR(I165=\"\",'Historical scenario - input'!$D150=\"\"),\"\",I165/'Historical scenario - input'!$D150),\"\")","v":""},{"$f":"IFERROR(IF(OR(J165=\"\",'Historical scenario - input'!$D150=\"\"),\"\",J165/'Historical scenario - input'!$D150),\"\")","v":""},{"$f":"IFERROR(IF(OR(K165=\"\",'Historical scenario - input'!$D150=\"\"),\"\",K165/'Historical scenario - input'!$D150),\"\")","v":""},{"$f":"IFERROR(IF(OR(L165=\"\",'Historical scenario - input'!$D150=\"\"),\"\",L165/'Historical scenario - input'!$D150),\"\")","v":""},{"$f":"IFERROR(IF(OR(M165=\"\",'Historical scenario - input'!$D150=\"\"),\"\",M165/'Historical scenario - input'!$D150),\"\")","v":""},{"$f":"IFERROR(IF(OR(N165=\"\",'Historical scenario - input'!$D150=\"\"),\"\",N165/'Historical scenario - input'!$D150),\"\")","v":""},{"$f":"IFERROR(IF(OR(O165=\"\",'Historical scenario - input'!$D150=\"\"),\"\",O165/'Historical scenario - input'!$D150),\"\")","v":""},{"$f":"IFERROR(IF(OR(P165=\"\",'Historical scenario - input'!$D150=\"\"),\"\",P165/'Historical scenario - input'!$D150),\"\")","v":""},{"$f":"IFERROR(IF(OR(Q165=\"\",'Historical scenario - input'!$D150=\"\"),\"\",Q165/'Historical scenario - input'!$D150),\"\")","v":""},{"$f":"IFERROR(IF(OR(R165=\"\",'Historical scenario - input'!$D150=\"\"),\"\",R165/'Historical scenario - input'!$D150),\"\")","v":""},{"$f":"IFERROR(IF(OR(S165=\"\",'Historical scenario - input'!$D150=\"\"),\"\",S165/'Historical scenario - input'!$D150),\"\")","v":""},{"$f":"IFERROR(IF(OR(T165=\"\",'Historical scenario - input'!$D150=\"\"),\"\",T165/'Historical scenario - input'!$D150),\"\")","v":""},{"$f":"IFERROR(IF(OR(U165=\"\",'Historical scenario - input'!$D150=\"\"),\"\",U165/'Historical scenario - input'!$D150),\"\")","v":""},{"$f":"IFERROR(IF(OR(V165=\"\",'Historical scenario - input'!$D150=\"\"),\"\",V165/'Historical scenario - input'!$D150),\"\")","v":""},{"$f":"IFERROR(IF(OR(W165=\"\",'Historical scenario - input'!$D150=\"\"),\"\",W165/'Historical scenario - input'!$D150),\"\")","v":""}]
[{"$f":"IFERROR('Historical scenario - input'!A151,\"\")","v":""},{"$f":"IFERROR('Historical scenario - input'!B151,\"\")","v":0},{"$f":"IFERROR('Historical scenario - input'!C151,\"\")","v":0},{"$f":"IFERROR(repcalc('Historical scenario - input'!$CV151:$GH151,'Historical scenario - input'!$G151,'Historical scenario - input'!$E151,'Historical scenario - input'!$F151,20,TRUE,TRUE),\"\")","v":""},"","","","","","","","","","","","","","","","","","","",{"$f":"IFERROR(IF(OR(D166=\"\",'Historical scenario - input'!$D151=\"\"),\"\",D166/'Historical scenario - input'!$D151),\"\")","v":""},{"$f":"IFERROR(IF(OR(E166=\"\",'Historical scenario - input'!$D151=\"\"),\"\",E166/'Historical scenario - input'!$D151),\"\")","v":""},{"$f":"IFERROR(IF(OR(F166=\"\",'Historical scenario - input'!$D151=\"\"),\"\",F166/'Historical scenario - input'!$D151),\"\")","v":""},{"$f":"IFERROR(IF(OR(G166=\"\",'Historical scenario - input'!$D151=\"\"),\"\",G166/'Historical scenario - input'!$D151),\"\")","v":""},{"$f":"IFERROR(IF(OR(H166=\"\",'Historical scenario - input'!$D151=\"\"),\"\",H166/'Historical scenario - input'!$D151),\"\")","v":""},{"$f":"IFERROR(IF(OR(I166=\"\",'Historical scenario - input'!$D151=\"\"),\"\",I166/'Historical scenario - input'!$D151),\"\")","v":""},{"$f":"IFERROR(IF(OR(J166=\"\",'Historical scenario - input'!$D151=\"\"),\"\",J166/'Historical scenario - input'!$D151),\"\")","v":""},{"$f":"IFERROR(IF(OR(K166=\"\",'Historical scenario - input'!$D151=\"\"),\"\",K166/'Historical scenario - input'!$D151),\"\")","v":""},{"$f":"IFERROR(IF(OR(L166=\"\",'Historical scenario - input'!$D151=\"\"),\"\",L166/'Historical scenario - input'!$D151),\"\")","v":""},{"$f":"IFERROR(IF(OR(M166=\"\",'Historical scenario - input'!$D151=\"\"),\"\",M166/'Historical scenario - input'!$D151),\"\")","v":""},{"$f":"IFERROR(IF(OR(N166=\"\",'Historical scenario - input'!$D151=\"\"),\"\",N166/'Historical scenario - input'!$D151),\"\")","v":""},{"$f":"IFERROR(IF(OR(O166=\"\",'Historical scenario - input'!$D151=\"\"),\"\",O166/'Historical scenario - input'!$D151),\"\")","v":""},{"$f":"IFERROR(IF(OR(P166=\"\",'Historical scenario - input'!$D151=\"\"),\"\",P166/'Historical scenario - input'!$D151),\"\")","v":""},{"$f":"IFERROR(IF(OR(Q166=\"\",'Historical scenario - input'!$D151=\"\"),\"\",Q166/'Historical scenario - input'!$D151),\"\")","v":""},{"$f":"IFERROR(IF(OR(R166=\"\",'Historical scenario - input'!$D151=\"\"),\"\",R166/'Historical scenario - input'!$D151),\"\")","v":""},{"$f":"IFERROR(IF(OR(S166=\"\",'Historical scenario - input'!$D151=\"\"),\"\",S166/'Historical scenario - input'!$D151),\"\")","v":""},{"$f":"IFERROR(IF(OR(T166=\"\",'Historical scenario - input'!$D151=\"\"),\"\",T166/'Historical scenario - input'!$D151),\"\")","v":""},{"$f":"IFERROR(IF(OR(U166=\"\",'Historical scenario - input'!$D151=\"\"),\"\",U166/'Historical scenario - input'!$D151),\"\")","v":""},{"$f":"IFERROR(IF(OR(V166=\"\",'Historical scenario - input'!$D151=\"\"),\"\",V166/'Historical scenario - input'!$D151),\"\")","v":""},{"$f":"IFERROR(IF(OR(W166=\"\",'Historical scenario - input'!$D151=\"\"),\"\",W166/'Historical scenario - input'!$D151),\"\")","v":""}]
[{"$f":"IFERROR('Historical scenario - input'!A152,\"\")","v":""},{"$f":"IFERROR('Historical scenario - input'!B152,\"\")","v":0},{"$f":"IFERROR('Historical scenario - input'!C152,\"\")","v":0},{"$f":"IFERROR(repcalc('Historical scenario - input'!$CV152:$GH152,'Historical scenario - input'!$G152,'Historical scenario - input'!$E152,'Historical scenario - input'!$F152,20,TRUE,TRUE),\"\")","v":""},"","","","","","","","","","","","","","","","","","","",{"$f":"IFERROR(IF(OR(D167=\"\",'Historical scenario - input'!$D152=\"\"),\"\",D167/'Historical scenario - input'!$D152),\"\")","v":""},{"$f":"IFERROR(IF(OR(E167=\"\",'Historical scenario - input'!$D152=\"\"),\"\",E167/'Historical scenario - input'!$D152),\"\")","v":""},{"$f":"IFERROR(IF(OR(F167=\"\",'Historical scenario - input'!$D152=\"\"),\"\",F167/'Historical scenario - input'!$D152),\"\")","v":""},{"$f":"IFERROR(IF(OR(G167=\"\",'Historical scenario - input'!$D152=\"\"),\"\",G167/'Historical scenario - input'!$D152),\"\")","v":""},{"$f":"IFERROR(IF(OR(H167=\"\",'Historical scenario - input'!$D152=\"\"),\"\",H167/'Historical scenario - input'!$D152),\"\")","v":""},{"$f":"IFERROR(IF(OR(I167=\"\",'Historical scenario - input'!$D152=\"\"),\"\",I167/'Historical scenario - input'!$D152),\"\")","v":""},{"$f":"IFERROR(IF(OR(J167=\"\",'Historical scenario - input'!$D152=\"\"),\"\",J167/'Historical scenario - input'!$D152),\"\")","v":""},{"$f":"IFERROR(IF(OR(K167=\"\",'Historical scenario - input'!$D152=\"\"),\"\",K167/'Historical scenario - input'!$D152),\"\")","v":""},{"$f":"IFERROR(IF(OR(L167=\"\",'Historical scenario - input'!$D152=\"\"),\"\",L167/'Historical scenario - input'!$D152),\"\")","v":""},{"$f":"IFERROR(IF(OR(M167=\"\",'Historical scenario - input'!$D152=\"\"),\"\",M167/'Historical scenario - input'!$D152),\"\")","v":""},{"$f":"IFERROR(IF(OR(N167=\"\",'Historical scenario - input'!$D152=\"\"),\"\",N167/'Historical scenario - input'!$D152),\"\")","v":""},{"$f":"IFERROR(IF(OR(O167=\"\",'Historical scenario - input'!$D152=\"\"),\"\",O167/'Historical scenario - input'!$D152),\"\")","v":""},{"$f":"IFERROR(IF(OR(P167=\"\",'Historical scenario - input'!$D152=\"\"),\"\",P167/'Historical scenario - input'!$D152),\"\")","v":""},{"$f":"IFERROR(IF(OR(Q167=\"\",'Historical scenario - input'!$D152=\"\"),\"\",Q167/'Historical scenario - input'!$D152),\"\")","v":""},{"$f":"IFERROR(IF(OR(R167=\"\",'Historical scenario - input'!$D152=\"\"),\"\",R167/'Historical scenario - input'!$D152),\"\")","v":""},{"$f":"IFERROR(IF(OR(S167=\"\",'Historical scenario - input'!$D152=\"\"),\"\",S167/'Historical scenario - input'!$D152),\"\")","v":""},{"$f":"IFERROR(IF(OR(T167=\"\",'Historical scenario - input'!$D152=\"\"),\"\",T167/'Historical scenario - input'!$D152),\"\")","v":""},{"$f":"IFERROR(IF(OR(U167=\"\",'Historical scenario - input'!$D152=\"\"),\"\",U167/'Historical scenario - input'!$D152),\"\")","v":""},{"$f":"IFERROR(IF(OR(V167=\"\",'Historical scenario - input'!$D152=\"\"),\"\",V167/'Historical scenario - input'!$D152),\"\")","v":""},{"$f":"IFERROR(IF(OR(W167=\"\",'Historical scenario - input'!$D152=\"\"),\"\",W167/'Historical scenario - input'!$D152),\"\")","v":""}]
[{"$f":"IFERROR('Historical scenario - input'!A153,\"\")","v":""},{"$f":"IFERROR('Historical scenario - input'!B153,\"\")","v":0},{"$f":"IFERROR('Historical scenario - input'!C153,\"\")","v":0},{"$f":"IFERROR(repcalc('Historical scenario - input'!$CV153:$GH153,'Historical scenario - input'!$G153,'Historical scenario - input'!$E153,'Historical scenario - input'!$F153,20,TRUE,TRUE),\"\")","v":""},"","","","","","","","","","","","","","","","","","","",{"$f":"IFERROR(IF(OR(D168=\"\",'Historical scenario - input'!$D153=\"\"),\"\",D168/'Historical scenario - input'!$D153),\"\")","v":""},{"$f":"IFERROR(IF(OR(E168=\"\",'Historical scenario - input'!$D153=\"\"),\"\",E168/'Historical scenario - input'!$D153),\"\")","v":""},{"$f":"IFERROR(IF(OR(F168=\"\",'Historical scenario - input'!$D153=\"\"),\"\",F168/'Historical scenario - input'!$D153),\"\")","v":""},{"$f":"IFERROR(IF(OR(G168=\"\",'Historical scenario - input'!$D153=\"\"),\"\",G168/'Historical scenario - input'!$D153),\"\")","v":""},{"$f":"IFERROR(IF(OR(H168=\"\",'Historical scenario - input'!$D153=\"\"),\"\",H168/'Historical scenario - input'!$D153),\"\")","v":""},{"$f":"IFERROR(IF(OR(I168=\"\",'Historical scenario - input'!$D153=\"\"),\"\",I168/'Historical scenario - input'!$D153),\"\")","v":""},{"$f":"IFERROR(IF(OR(J168=\"\",'Historical scenario - input'!$D153=\"\"),\"\",J168/'Historical scenario - input'!$D153),\"\")","v":""},{"$f":"IFERROR(IF(OR(K168=\"\",'Historical scenario - input'!$D153=\"\"),\"\",K168/'Historical scenario - input'!$D153),\"\")","v":""},{"$f":"IFERROR(IF(OR(L168=\"\",'Historical scenario - input'!$D153=\"\"),\"\",L168/'Historical scenario - input'!$D153),\"\")","v":""},{"$f":"IFERROR(IF(OR(M168=\"\",'Historical scenario - input'!$D153=\"\"),\"\",M168/'Historical scenario - input'!$D153),\"\")","v":""},{"$f":"IFERROR(IF(OR(N168=\"\",'Historical scenario - input'!$D153=\"\"),\"\",N168/'Historical scenario - input'!$D153),\"\")","v":""},{"$f":"IFERROR(IF(OR(O168=\"\",'Historical scenario - input'!$D153=\"\"),\"\",O168/'Historical scenario - input'!$D153),\"\")","v":""},{"$f":"IFERROR(IF(OR(P168=\"\",'Historical scenario - input'!$D153=\"\"),\"\",P168/'Historical scenario - input'!$D153),\"\")","v":""},{"$f":"IFERROR(IF(OR(Q168=\"\",'Historical scenario - input'!$D153=\"\"),\"\",Q168/'Historical scenario - input'!$D153),\"\")","v":""},{"$f":"IFERROR(IF(OR(R168=\"\",'Historical scenario - input'!$D153=\"\"),\"\",R168/'Historical scenario - input'!$D153),\"\")","v":""},{"$f":"IFERROR(IF(OR(S168=\"\",'Historical scenario - input'!$D153=\"\"),\"\",S168/'Historical scenario - input'!$D153),\"\")","v":""},{"$f":"IFERROR(IF(OR(T168=\"\",'Historical scenario - input'!$D153=\"\"),\"\",T168/'Historical scenario - input'!$D153),\"\")","v":""},{"$f":"IFERROR(IF(OR(U168=\"\",'Historical scenario - input'!$D153=\"\"),\"\",U168/'Historical scenario - input'!$D153),\"\")","v":""},{"$f":"IFERROR(IF(OR(V168=\"\",'Historical scenario - input'!$D153=\"\"),\"\",V168/'Historical scenario - input'!$D153),\"\")","v":""},{"$f":"IFERROR(IF(OR(W168=\"\",'Historical scenario - input'!$D153=\"\"),\"\",W168/'Historical scenario - input'!$D153),\"\")","v":""}]
[{"$f":"IFERROR('Historical scenario - input'!A154,\"\")","v":""},{"$f":"IFERROR('Historical scenario - input'!B154,\"\")","v":0},{"$f":"IFERROR('Historical scenario - input'!C154,\"\")","v":0},{"$f":"IFERROR(repcalc('Historical scenario - input'!$CV154:$GH154,'Historical scenario - input'!$G154,'Historical scenario - input'!$E154,'Historical scenario - input'!$F154,20,TRUE,TRUE),\"\")","v":""},"","","","","","","","","","","","","","","","","","","",{"$f":"IFERROR(IF(OR(D169=\"\",'Historical scenario - input'!$D154=\"\"),\"\",D169/'Historical scenario - input'!$D154),\"\")","v":""},{"$f":"IFERROR(IF(OR(E169=\"\",'Historical scenario - input'!$D154=\"\"),\"\",E169/'Historical scenario - input'!$D154),\"\")","v":""},{"$f":"IFERROR(IF(OR(F169=\"\",'Historical scenario - input'!$D154=\"\"),\"\",F169/'Historical scenario - input'!$D154),\"\")","v":""},{"$f":"IFERROR(IF(OR(G169=\"\",'Historical scenario - input'!$D154=\"\"),\"\",G169/'Historical scenario - input'!$D154),\"\")","v":""},{"$f":"IFERROR(IF(OR(H169=\"\",'Historical scenario - input'!$D154=\"\"),\"\",H169/'Historical scenario - input'!$D154),\"\")","v":""},{"$f":"IFERROR(IF(OR(I169=\"\",'Historical scenario - input'!$D154=\"\"),\"\",I169/'Historical scenario - input'!$D154),\"\")","v":""},{"$f":"IFERROR(IF(OR(J169=\"\",'Historical scenario - input'!$D154=\"\"),\"\",J169/'Historical scenario - input'!$D154),\"\")","v":""},{"$f":"IFERROR(IF(OR(K169=\"\",'Historical scenario - input'!$D154=\"\"),\"\",K169/'Historical scenario - input'!$D154),\"\")","v":""},{"$f":"IFERROR(IF(OR(L169=\"\",'Historical scenario - input'!$D154=\"\"),\"\",L169/'Historical scenario - input'!$D154),\"\")","v":""},{"$f":"IFERROR(IF(OR(M169=\"\",'Historical scenario - input'!$D154=\"\"),\"\",M169/'Historical scenario - input'!$D154),\"\")","v":""},{"$f":"IFERROR(IF(OR(N169=\"\",'Historical scenario - input'!$D154=\"\"),\"\",N169/'Historical scenario - input'!$D154),\"\")","v":""},{"$f":"IFERROR(IF(OR(O169=\"\",'Historical scenario - input'!$D154=\"\"),\"\",O169/'Historical scenario - input'!$D154),\"\")","v":""},{"$f":"IFERROR(IF(OR(P169=\"\",'Historical scenario - input'!$D154=\"\"),\"\",P169/'Historical scenario - input'!$D154),\"\")","v":""},{"$f":"IFERROR(IF(OR(Q169=\"\",'Historical scenario - input'!$D154=\"\"),\"\",Q169/'Historical scenario - input'!$D154),\"\")","v":""},{"$f":"IFERROR(IF(OR(R169=\"\",'Historical scenario - input'!$D154=\"\"),\"\",R169/'Historical scenario - input'!$D154),\"\")","v":""},{"$f":"IFERROR(IF(OR(S169=\"\",'Historical scenario - input'!$D154=\"\"),\"\",S169/'Historical scenario - input'!$D154),\"\")","v":""},{"$f":"IFERROR(IF(OR(T169=\"\",'Historical scenario - input'!$D154=\"\"),\"\",T169/'Historical scenario - input'!$D154),\"\")","v":""},{"$f":"IFERROR(IF(OR(U169=\"\",'Historical scenario - input'!$D154=\"\"),\"\",U169/'Historical scenario - input'!$D154),\"\")","v":""},{"$f":"IFERROR(IF(OR(V169=\"\",'Historical scenario - input'!$D154=\"\"),\"\",V169/'Historical scenario - input'!$D154),\"\")","v":""},{"$f":"IFERROR(IF(OR(W169=\"\",'Historical scenario - input'!$D154=\"\"),\"\",W169/'Historical scenario - input'!$D154),\"\")","v":""}]
[{"$f":"IFERROR('Historical scenario - input'!A155,\"\")","v":""},{"$f":"IFERROR('Historical scenario - input'!B155,\"\")","v":0},{"$f":"IFERROR('Historical scenario - input'!C155,\"\")","v":0},{"$f":"IFERROR(repcalc('Historical scenario - input'!$CV155:$GH155,'Historical scenario - input'!$G155,'Historical scenario - input'!$E155,'Historical scenario - input'!$F155,20,TRUE,TRUE),\"\")","v":""},"","","","","","","","","","","","","","","","","","","",{"$f":"IFERROR(IF(OR(D170=\"\",'Historical scenario - input'!$D155=\"\"),\"\",D170/'Historical scenario - input'!$D155),\"\")","v":""},{"$f":"IFERROR(IF(OR(E170=\"\",'Historical scenario - input'!$D155=\"\"),\"\",E170/'Historical scenario - input'!$D155),\"\")","v":""},{"$f":"IFERROR(IF(OR(F170=\"\",'Historical scenario - input'!$D155=\"\"),\"\",F170/'Historical scenario - input'!$D155),\"\")","v":""},{"$f":"IFERROR(IF(OR(G170=\"\",'Historical scenario - input'!$D155=\"\"),\"\",G170/'Historical scenario - input'!$D155),\"\")","v":""},{"$f":"IFERROR(IF(OR(H170=\"\",'Historical scenario - input'!$D155=\"\"),\"\",H170/'Historical scenario - input'!$D155),\"\")","v":""},{"$f":"IFERROR(IF(OR(I170=\"\",'Historical scenario - input'!$D155=\"\"),\"\",I170/'Historical scenario - input'!$D155),\"\")","v":""},{"$f":"IFERROR(IF(OR(J170=\"\",'Historical scenario - input'!$D155=\"\"),\"\",J170/'Historical scenario - input'!$D155),\"\")","v":""},{"$f":"IFERROR(IF(OR(K170=\"\",'Historical scenario - input'!$D155=\"\"),\"\",K170/'Historical scenario - input'!$D155),\"\")","v":""},{"$f":"IFERROR(IF(OR(L170=\"\",'Historical scenario - input'!$D155=\"\"),\"\",L170/'Historical scenario - input'!$D155),\"\")","v":""},{"$f":"IFERROR(IF(OR(M170=\"\",'Historical scenario - input'!$D155=\"\"),\"\",M170/'Historical scenario - input'!$D155),\"\")","v":""},{"$f":"IFERROR(IF(OR(N170=\"\",'Historical scenario - input'!$D155=\"\"),\"\",N170/'Historical scenario - input'!$D155),\"\")","v":""},{"$f":"IFERROR(IF(OR(O170=\"\",'Historical scenario - input'!$D155=\"\"),\"\",O170/'Historical scenario - input'!$D155),\"\")","v":""},{"$f":"IFERROR(IF(OR(P170=\"\",'Historical scenario - input'!$D155=\"\"),\"\",P170/'Historical scenario - input'!$D155),\"\")","v":""},{"$f":"IFERROR(IF(OR(Q170=\"\",'Historical scenario - input'!$D155=\"\"),\"\",Q170/'Historical scenario - input'!$D155),\"\")","v":""},{"$f":"IFERROR(IF(OR(R170=\"\",'Historical scenario - input'!$D155=\"\"),\"\",R170/'Historical scenario - input'!$D155),\"\")","v":""},{"$f":"IFERROR(IF(OR(S170=\"\",'Historical scenario - input'!$D155=\"\"),\"\",S170/'Historical scenario - input'!$D155),\"\")","v":""},{"$f":"IFERROR(IF(OR(T170=\"\",'Historical scenario - input'!$D155=\"\"),\"\",T170/'Historical scenario - input'!$D155),\"\")","v":""},{"$f":"IFERROR(IF(OR(U170=\"\",'Historical scenario - input'!$D155=\"\"),\"\",U170/'Historical scenario - input'!$D155),\"\")","v":""},{"$f":"IFERROR(IF(OR(V170=\"\",'Historical scenario - input'!$D155=\"\"),\"\",V170/'Historical scenario - input'!$D155),\"\")","v":""},{"$f":"IFERROR(IF(OR(W170=\"\",'Historical scenario - input'!$D155=\"\"),\"\",W170/'Historical scenario - input'!$D155),\"\")","v":""}]
[{"$f":"IFERROR('Historical scenario - input'!A156,\"\")","v":""},{"$f":"IFERROR('Historical scenario - input'!B156,\"\")","v":0},{"$f":"IFERROR('Historical scenario - input'!C156,\"\")","v":0},{"$f":"IFERROR(repcalc('Historical scenario - input'!$CV156:$GH156,'Historical scenario - input'!$G156,'Historical scenario - input'!$E156,'Historical scenario - input'!$F156,20,TRUE,TRUE),\"\")","v":""},"","","","","","","","","","","","","","","","","","","",{"$f":"IFERROR(IF(OR(D171=\"\",'Historical scenario - input'!$D156=\"\"),\"\",D171/'Historical scenario - input'!$D156),\"\")","v":""},{"$f":"IFERROR(IF(OR(E171=\"\",'Historical scenario - input'!$D156=\"\"),\"\",E171/'Historical scenario - input'!$D156),\"\")","v":""},{"$f":"IFERROR(IF(OR(F171=\"\",'Historical scenario - input'!$D156=\"\"),\"\",F171/'Historical scenario - input'!$D156),\"\")","v":""},{"$f":"IFERROR(IF(OR(G171=\"\",'Historical scenario - input'!$D156=\"\"),\"\",G171/'Historical scenario - input'!$D156),\"\")","v":""},{"$f":"IFERROR(IF(OR(H171=\"\",'Historical scenario - input'!$D156=\"\"),\"\",H171/'Historical scenario - input'!$D156),\"\")","v":""},{"$f":"IFERROR(IF(OR(I171=\"\",'Historical scenario - input'!$D156=\"\"),\"\",I171/'Historical scenario - input'!$D156),\"\")","v":""},{"$f":"IFERROR(IF(OR(J171=\"\",'Historical scenario - input'!$D156=\"\"),\"\",J171/'Historical scenario - input'!$D156),\"\")","v":""},{"$f":"IFERROR(IF(OR(K171=\"\",'Historical scenario - input'!$D156=\"\"),\"\",K171/'Historical scenario - input'!$D156),\"\")","v":""},{"$f":"IFERROR(IF(OR(L171=\"\",'Historical scenario - input'!$D156=\"\"),\"\",L171/'Historical scenario - input'!$D156),\"\")","v":""},{"$f":"IFERROR(IF(OR(M171=\"\",'Historical scenario - input'!$D156=\"\"),\"\",M171/'Historical scenario - input'!$D156),\"\")","v":""},{"$f":"IFERROR(IF(OR(N171=\"\",'Historical scenario - input'!$D156=\"\"),\"\",N171/'Historical scenario - input'!$D156),\"\")","v":""},{"$f":"IFERROR(IF(OR(O171=\"\",'Historical scenario - input'!$D156=\"\"),\"\",O171/'Historical scenario - input'!$D156),\"\")","v":""},{"$f":"IFERROR(IF(OR(P171=\"\",'Historical scenario - input'!$D156=\"\"),\"\",P171/'Historical scenario - input'!$D156),\"\")","v":""},{"$f":"IFERROR(IF(OR(Q171=\"\",'Historical scenario - input'!$D156=\"\"),\"\",Q171/'Historical scenario - input'!$D156),\"\")","v":""},{"$f":"IFERROR(IF(OR(R171=\"\",'Historical scenario - input'!$D156=\"\"),\"\",R171/'Historical scenario - input'!$D156),\"\")","v":""},{"$f":"IFERROR(IF(OR(S171=\"\",'Historical scenario - input'!$D156=\"\"),\"\",S171/'Historical scenario - input'!$D156),\"\")","v":""},{"$f":"IFERROR(IF(OR(T171=\"\",'Historical scenario - input'!$D156=\"\"),\"\",T171/'Historical scenario - input'!$D156),\"\")","v":""},{"$f":"IFERROR(IF(OR(U171=\"\",'Historical scenario - input'!$D156=\"\"),\"\",U171/'Historical scenario - input'!$D156),\"\")","v":""},{"$f":"IFERROR(IF(OR(V171=\"\",'Historical scenario - input'!$D156=\"\"),\"\",V171/'Historical scenario - input'!$D156),\"\")","v":""},{"$f":"IFERROR(IF(OR(W171=\"\",'Historical scenario - input'!$D156=\"\"),\"\",W171/'Historical scenario - input'!$D156),\"\")","v":""}]
[{"$f":"IFERROR('Historical scenario - input'!A157,\"\")","v":""},{"$f":"IFERROR('Historical scenario - input'!B157,\"\")","v":0},{"$f":"IFERROR('Historical scenario - input'!C157,\"\")","v":0},{"$f":"IFERROR(repcalc('Historical scenario - input'!$CV157:$GH157,'Historical scenario - input'!$G157,'Historical scenario - input'!$E157,'Historical scenario - input'!$F157,20,TRUE,TRUE),\"\")","v":""},"","","","","","","","","","","","","","","","","","","",{"$f":"IFERROR(IF(OR(D172=\"\",'Historical scenario - input'!$D157=\"\"),\"\",D172/'Historical scenario - input'!$D157),\"\")","v":""},{"$f":"IFERROR(IF(OR(E172=\"\",'Historical scenario - input'!$D157=\"\"),\"\",E172/'Historical scenario - input'!$D157),\"\")","v":""},{"$f":"IFERROR(IF(OR(F172=\"\",'Historical scenario - input'!$D157=\"\"),\"\",F172/'Historical scenario - input'!$D157),\"\")","v":""},{"$f":"IFERROR(IF(OR(G172=\"\",'Historical scenario - input'!$D157=\"\"),\"\",G172/'Historical scenario - input'!$D157),\"\")","v":""},{"$f":"IFERROR(IF(OR(H172=\"\",'Historical scenario - input'!$D157=\"\"),\"\",H172/'Historical scenario - input'!$D157),\"\")","v":""},{"$f":"IFERROR(IF(OR(I172=\"\",'Historical scenario - input'!$D157=\"\"),\"\",I172/'Historical scenario - input'!$D157),\"\")","v":""},{"$f":"IFERROR(IF(OR(J172=\"\",'Historical scenario - input'!$D157=\"\"),\"\",J172/'Historical scenario - input'!$D157),\"\")","v":""},{"$f":"IFERROR(IF(OR(K172=\"\",'Historical scenario - input'!$D157=\"\"),\"\",K172/'Historical scenario - input'!$D157),\"\")","v":""},{"$f":"IFERROR(IF(OR(L172=\"\",'Historical scenario - input'!$D157=\"\"),\"\",L172/'Historical scenario - input'!$D157),\"\")","v":""},{"$f":"IFERROR(IF(OR(M172=\"\",'Historical scenario - input'!$D157=\"\"),\"\",M172/'Historical scenario - input'!$D157),\"\")","v":""},{"$f":"IFERROR(IF(OR(N172=\"\",'Historical scenario - input'!$D157=\"\"),\"\",N172/'Historical scenario - input'!$D157),\"\")","v":""},{"$f":"IFERROR(IF(OR(O172=\"\",'Historical scenario - input'!$D157=\"\"),\"\",O172/'Historical scenario - input'!$D157),\"\")","v":""},{"$f":"IFERROR(IF(OR(P172=\"\",'Historical scenario - input'!$D157=\"\"),\"\",P172/'Historical scenario - input'!$D157),\"\")","v":""},{"$f":"IFERROR(IF(OR(Q172=\"\",'Historical scenario - input'!$D157=\"\"),\"\",Q172/'Historical scenario - input'!$D157),\"\")","v":""},{"$f":"IFERROR(IF(OR(R172=\"\",'Historical scenario - input'!$D157=\"\"),\"\",R172/'Historical scenario - input'!$D157),\"\")","v":""},{"$f":"IFERROR(IF(OR(S172=\"\",'Historical scenario - input'!$D157=\"\"),\"\",S172/'Historical scenario - input'!$D157),\"\")","v":""},{"$f":"IFERROR(IF(OR(T172=\"\",'Historical scenario - input'!$D157=\"\"),\"\",T172/'Historical scenario - input'!$D157),\"\")","v":""},{"$f":"IFERROR(IF(OR(U172=\"\",'Historical scenario - input'!$D157=\"\"),\"\",U172/'Historical scenario - input'!$D157),\"\")","v":""},{"$f":"IFERROR(IF(OR(V172=\"\",'Historical scenario - input'!$D157=\"\"),\"\",V172/'Historical scenario - input'!$D157),\"\")","v":""},{"$f":"IFERROR(IF(OR(W172=\"\",'Historical scenario - input'!$D157=\"\"),\"\",W172/'Historical scenario - input'!$D157),\"\")","v":""}]
[{"$f":"IFERROR('Historical scenario - input'!A158,\"\")","v":""},{"$f":"IFERROR('Historical scenario - input'!B158,\"\")","v":0},{"$f":"IFERROR('Historical scenario - input'!C158,\"\")","v":0},{"$f":"IFERROR(repcalc('Historical scenario - input'!$CV158:$GH158,'Historical scenario - input'!$G158,'Historical scenario - input'!$E158,'Historical scenario - input'!$F158,20,TRUE,TRUE),\"\")","v":""},"","","","","","","","","","","","","","","","","","","",{"$f":"IFERROR(IF(OR(D173=\"\",'Historical scenario - input'!$D158=\"\"),\"\",D173/'Historical scenario - input'!$D158),\"\")","v":""},{"$f":"IFERROR(IF(OR(E173=\"\",'Historical scenario - input'!$D158=\"\"),\"\",E173/'Historical scenario - input'!$D158),\"\")","v":""},{"$f":"IFERROR(IF(OR(F173=\"\",'Historical scenario - input'!$D158=\"\"),\"\",F173/'Historical scenario - input'!$D158),\"\")","v":""},{"$f":"IFERROR(IF(OR(G173=\"\",'Historical scenario - input'!$D158=\"\"),\"\",G173/'Historical scenario - input'!$D158),\"\")","v":""},{"$f":"IFERROR(IF(OR(H173=\"\",'Historical scenario - input'!$D158=\"\"),\"\",H173/'Historical scenario - input'!$D158),\"\")","v":""},{"$f":"IFERROR(IF(OR(I173=\"\",'Historical scenario - input'!$D158=\"\"),\"\",I173/'Historical scenario - input'!$D158),\"\")","v":""},{"$f":"IFERROR(IF(OR(J173=\"\",'Historical scenario - input'!$D158=\"\"),\"\",J173/'Historical scenario - input'!$D158),\"\")","v":""},{"$f":"IFERROR(IF(OR(K173=\"\",'Historical scenario - input'!$D158=\"\"),\"\",K173/'Historical scenario - input'!$D158),\"\")","v":""},{"$f":"IFERROR(IF(OR(L173=\"\",'Historical scenario - input'!$D158=\"\"),\"\",L173/'Historical scenario - input'!$D158),\"\")","v":""},{"$f":"IFERROR(IF(OR(M173=\"\",'Historical scenario - input'!$D158=\"\"),\"\",M173/'Historical scenario - input'!$D158),\"\")","v":""},{"$f":"IFERROR(IF(OR(N173=\"\",'Historical scenario - input'!$D158=\"\"),\"\",N173/'Historical scenario - input'!$D158),\"\")","v":""},{"$f":"IFERROR(IF(OR(O173=\"\",'Historical scenario - input'!$D158=\"\"),\"\",O173/'Historical scenario - input'!$D158),\"\")","v":""},{"$f":"IFERROR(IF(OR(P173=\"\",'Historical scenario - input'!$D158=\"\"),\"\",P173/'Historical scenario - input'!$D158),\"\")","v":""},{"$f":"IFERROR(IF(OR(Q173=\"\",'Historical scenario - input'!$D158=\"\"),\"\",Q173/'Historical scenario - input'!$D158),\"\")","v":""},{"$f":"IFERROR(IF(OR(R173=\"\",'Historical scenario - input'!$D158=\"\"),\"\",R173/'Historical scenario - input'!$D158),\"\")","v":""},{"$f":"IFERROR(IF(OR(S173=\"\",'Historical scenario - input'!$D158=\"\"),\"\",S173/'Historical scenario - input'!$D158),\"\")","v":""},{"$f":"IFERROR(IF(OR(T173=\"\",'Historical scenario - input'!$D158=\"\"),\"\",T173/'Historical scenario - input'!$D158),\"\")","v":""},{"$f":"IFERROR(IF(OR(U173=\"\",'Historical scenario - input'!$D158=\"\"),\"\",U173/'Historical scenario - input'!$D158),\"\")","v":""},{"$f":"IFERROR(IF(OR(V173=\"\",'Historical scenario - input'!$D158=\"\"),\"\",V173/'Historical scenario - input'!$D158),\"\")","v":""},{"$f":"IFERROR(IF(OR(W173=\"\",'Historical scenario - input'!$D158=\"\"),\"\",W173/'Historical scenario - input'!$D158),\"\")","v":""}]
[{"$f":"IFERROR('Historical scenario - input'!A159,\"\")","v":""},{"$f":"IFERROR('Historical scenario - input'!B159,\"\")","v":0},{"$f":"IFERROR('Historical scenario - input'!C159,\"\")","v":0},{"$f":"IFERROR(repcalc('Historical scenario - input'!$CV159:$GH159,'Historical scenario - input'!$G159,'Historical scenario - input'!$E159,'Historical scenario - input'!$F159,20,TRUE,TRUE),\"\")","v":""},"","","","","","","","","","","","","","","","","","","",{"$f":"IFERROR(IF(OR(D174=\"\",'Historical scenario - input'!$D159=\"\"),\"\",D174/'Historical scenario - input'!$D159),\"\")","v":""},{"$f":"IFERROR(IF(OR(E174=\"\",'Historical scenario - input'!$D159=\"\"),\"\",E174/'Historical scenario - input'!$D159),\"\")","v":""},{"$f":"IFERROR(IF(OR(F174=\"\",'Historical scenario - input'!$D159=\"\"),\"\",F174/'Historical scenario - input'!$D159),\"\")","v":""},{"$f":"IFERROR(IF(OR(G174=\"\",'Historical scenario - input'!$D159=\"\"),\"\",G174/'Historical scenario - input'!$D159),\"\")","v":""},{"$f":"IFERROR(IF(OR(H174=\"\",'Historical scenario - input'!$D159=\"\"),\"\",H174/'Historical scenario - input'!$D159),\"\")","v":""},{"$f":"IFERROR(IF(OR(I174=\"\",'Historical scenario - input'!$D159=\"\"),\"\",I174/'Historical scenario - input'!$D159),\"\")","v":""},{"$f":"IFERROR(IF(OR(J174=\"\",'Historical scenario - input'!$D159=\"\"),\"\",J174/'Historical scenario - input'!$D159),\"\")","v":""},{"$f":"IFERROR(IF(OR(K174=\"\",'Historical scenario - input'!$D159=\"\"),\"\",K174/'Historical scenario - input'!$D159),\"\")","v":""},{"$f":"IFERROR(IF(OR(L174=\"\",'Historical scenario - input'!$D159=\"\"),\"\",L174/'Historical scenario - input'!$D159),\"\")","v":""},{"$f":"IFERROR(IF(OR(M174=\"\",'Historical scenario - input'!$D159=\"\"),\"\",M174/'Historical scenario - input'!$D159),\"\")","v":""},{"$f":"IFERROR(IF(OR(N174=\"\",'Historical scenario - input'!$D159=\"\"),\"\",N174/'Historical scenario - input'!$D159),\"\")","v":""},{"$f":"IFERROR(IF(OR(O174=\"\",'Historical scenario - input'!$D159=\"\"),\"\",O174/'Historical scenario - input'!$D159),\"\")","v":""},{"$f":"IFERROR(IF(OR(P174=\"\",'Historical scenario - input'!$D159=\"\"),\"\",P174/'Historical scenario - input'!$D159),\"\")","v":""},{"$f":"IFERROR(IF(OR(Q174=\"\",'Historical scenario - input'!$D159=\"\"),\"\",Q174/'Historical scenario - input'!$D159),\"\")","v":""},{"$f":"IFERROR(IF(OR(R174=\"\",'Historical scenario - input'!$D159=\"\"),\"\",R174/'Historical scenario - input'!$D159),\"\")","v":""},{"$f":"IFERROR(IF(OR(S174=\"\",'Historical scenario - input'!$D159=\"\"),\"\",S174/'Historical scenario - input'!$D159),\"\")","v":""},{"$f":"IFERROR(IF(OR(T174=\"\",'Historical scenario - input'!$D159=\"\"),\"\",T174/'Historical scenario - input'!$D159),\"\")","v":""},{"$f":"IFERROR(IF(OR(U174=\"\",'Historical scenario - input'!$D159=\"\"),\"\",U174/'Historical scenario - input'!$D159),\"\")","v":""},{"$f":"IFERROR(IF(OR(V174=\"\",'Historical scenario - input'!$D159=\"\"),\"\",V174/'Historical scenario - input'!$D159),\"\")","v":""},{"$f":"IFERROR(IF(OR(W174=\"\",'Historical scenario - input'!$D159=\"\"),\"\",W174/'Historical scenario - input'!$D159),\"\")","v":""}]
[{"$f":"IFERROR('Historical scenario - input'!A160,\"\")","v":""},{"$f":"IFERROR('Historical scenario - input'!B160,\"\")","v":0},{"$f":"IFERROR('Historical scenario - input'!C160,\"\")","v":0},{"$f":"IFERROR(repcalc('Historical scenario - input'!$CV160:$GH160,'Historical scenario - input'!$G160,'Historical scenario - input'!$E160,'Historical scenario - input'!$F160,20,TRUE,TRUE),\"\")","v":""},"","","","","","","","","","","","","","","","","","","",{"$f":"IFERROR(IF(OR(D175=\"\",'Historical scenario - input'!$D160=\"\"),\"\",D175/'Historical scenario - input'!$D160),\"\")","v":""},{"$f":"IFERROR(IF(OR(E175=\"\",'Historical scenario - input'!$D160=\"\"),\"\",E175/'Historical scenario - input'!$D160),\"\")","v":""},{"$f":"IFERROR(IF(OR(F175=\"\",'Historical scenario - input'!$D160=\"\"),\"\",F175/'Historical scenario - input'!$D160),\"\")","v":""},{"$f":"IFERROR(IF(OR(G175=\"\",'Historical scenario - input'!$D160=\"\"),\"\",G175/'Historical scenario - input'!$D160),\"\")","v":""},{"$f":"IFERROR(IF(OR(H175=\"\",'Historical scenario - input'!$D160=\"\"),\"\",H175/'Historical scenario - input'!$D160),\"\")","v":""},{"$f":"IFERROR(IF(OR(I175=\"\",'Historical scenario - input'!$D160=\"\"),\"\",I175/'Historical scenario - input'!$D160),\"\")","v":""},{"$f":"IFERROR(IF(OR(J175=\"\",'Historical scenario - input'!$D160=\"\"),\"\",J175/'Historical scenario - input'!$D160),\"\")","v":""},{"$f":"IFERROR(IF(OR(K175=\"\",'Historical scenario - input'!$D160=\"\"),\"\",K175/'Historical scenario - input'!$D160),\"\")","v":""},{"$f":"IFERROR(IF(OR(L175=\"\",'Historical scenario - input'!$D160=\"\"),\"\",L175/'Historical scenario - input'!$D160),\"\")","v":""},{"$f":"IFERROR(IF(OR(M175=\"\",'Historical scenario - input'!$D160=\"\"),\"\",M175/'Historical scenario - input'!$D160),\"\")","v":""},{"$f":"IFERROR(IF(OR(N175=\"\",'Historical scenario - input'!$D160=\"\"),\"\",N175/'Historical scenario - input'!$D160),\"\")","v":""},{"$f":"IFERROR(IF(OR(O175=\"\",'Historical scenario - input'!$D160=\"\"),\"\",O175/'Historical scenario - input'!$D160),\"\")","v":""},{"$f":"IFERROR(IF(OR(P175=\"\",'Historical scenario - input'!$D160=\"\"),\"\",P175/'Historical scenario - input'!$D160),\"\")","v":""},{"$f":"IFERROR(IF(OR(Q175=\"\",'Historical scenario - input'!$D160=\"\"),\"\",Q175/'Historical scenario - input'!$D160),\"\")","v":""},{"$f":"IFERROR(IF(OR(R175=\"\",'Historical scenario - input'!$D160=\"\"),\"\",R175/'Historical scenario - input'!$D160),\"\")","v":""},{"$f":"IFERROR(IF(OR(S175=\"\",'Historical scenario - input'!$D160=\"\"),\"\",S175/'Historical scenario - input'!$D160),\"\")","v":""},{"$f":"IFERROR(IF(OR(T175=\"\",'Historical scenario - input'!$D160=\"\"),\"\",T175/'Historical scenario - input'!$D160),\"\")","v":""},{"$f":"IFERROR(IF(OR(U175=\"\",'Historical scenario - input'!$D160=\"\"),\"\",U175/'Historical scenario - input'!$D160),\"\")","v":""},{"$f":"IFERROR(IF(OR(V175=\"\",'Historical scenario - input'!$D160=\"\"),\"\",V175/'Historical scenario - input'!$D160),\"\")","v":""},{"$f":"IFERROR(IF(OR(W175=\"\",'Historical scenario - input'!$D160=\"\"),\"\",W175/'Historical scenario - input'!$D160),\"\")","v":""}]

{"sheet":"Cost scenario - input","index":2,"n_rows":190,"n_cols":193,"rows_kept":190,"cut":false,"hidden":false,"merged":[[2,6,3,6],[2,7,3,8],[2,9,3,9],[1,3,1,5],[2,3,3,3],[2,4,3,4],[2,5,3,5]]}
[null,"Unit cost - comparative"]
[null,"Replacement lives - calibrated",null,"Unit cost"]
[null,null,null,"Historical","NEM median","Forecast","Unit cost","Replacement \nlife",null,"Method","Volume",null,null,null,null,null,null,null,null,null,null,null,null,null,null,null,null,null,null,null,null,null,null,null,null,null,null,null,null,null,null,null,null,null,null,null,null,null,null,null,null,null,null,null,null,null,null,null,null,null,null,null,null,null,null,null,null,null,null,null,null,null,null,null,null,null,null,null,null,null,null,null,null,null,null,null,null,null,null,null,null,null,null,null,null,null,null,null,null,null,null,null,"Replacement Cost (NOT depreciated)"]
[null,null,null,null,null,null,null,null,null,null,"Installation date",null,null,null,null,null,null,null,null,null,null,null,null,null,null,null,null,null,null,null,null,null,null,null,null,null,null,null,null,null,null,null,null,null,null,null,null,null,null,null,null,null,null,null,null,null,null,null,null,null,null,null,null,null,null,null,null,null,null,null,null,null,null,null,null,null,null,null,null,null,null,null,null,null,null,null,null,null,null,null,null,null,null,null,null,null,null,null,null,null,null,null,"Installation date"]
["ID","Asset group","Asset category","$ ('000)","$ ('000)","$ ('000)","$ ('000)","μ","σ","#",2019,2018,2017,2016,2015,2014,2013,2012,2011,2010,2009,2008,2007,2006,2005,2004,2003,2002,2001,2000,1999,1998,1997,1996,1995,1994,1993,1992,1991,1990,1989,1988,1987,1986,1985,1984,1983,1982,1981,1980,1979,1978,1977,1976,1975,1974,1973,1972,1971,1970,1969,1968,1967,1966,1965,1964,1963,1962,1961,1960,1959,1958,1957,1956,1955,1954,1953,1952,1951,1950,1949,1948,1947,1946,1945,1944,1943,1942,1941,1940,1939,1938,1937,1936,1935,1934,1933,1932,1931,1930,1929,null,{"$f":"K5","v":2019},{"$f":"L5","v":2018},2017,2016,2015,2014,2013,2012,2011,2010,2009,2008,2007,2006,2005,2004,2003,2002,2001,2000,1999,1998,1997,1996,1995,1994,1993,1992,1991,1990,1989,1988,1987,1986,1985,1984,1983,1982,1981,1980,1979,1978,1977,1976,1975,1974,1973,1972,1971,1970,1969,1968,1967,1966,1965,1964,1963,1962,1961,1960,1959,1958,1957,1956,1955,{"$f":"BX5","v":1954},1953,1952,1951,1950,1949,1948,1947,1946,1945,1944,1943,1942,1941,1940,1939,1938,1937,1936,1935,1934,1933,1932,1931,1930,1929]
[1,"OVERHEAD CONDUCTORS","˂ = 1 kv",67.773763544457012,70.67523565049261,63.517353851272894,63.517353851272894,68.145314867989612,8.2550175570975988,2,30,33,43,39,50,47,66,82,65,75,75,66,68,73,60,52,38,47,59,80,70,84,105,115,173,196,228,250,270,308,296,254,298,393,368,429,482,367,365,405,515,585,585,605,552,526,549,501,522,498,183,204,190,199,189,136,80,67,73,53,61,50,54,42,50,45,49,43,42,33,37,30,23,20,7,4,4,9,11,15,14,12,20,21,17,16,8,10,3,2,0,null,{"$f":"IFERROR($G6*K6,\"\")","v":1905.5206155381868},{"$f":"IFERROR($G6*L6,\"\")","v":2096.0726770920055},2731.2462156047345,2477.1768001996429,3175.8676925636446,2985.3156310098261,4192.145354184011,5208.4230158043774,4128.6280003327383,4763.8015388454669,4763.8015388454669,4192.145354184011,4319.1800618865564,4636.7668311429215,3811.0412310763736,3302.9024002661904,2413.6594463483698,{"$f":"IFERROR($G6*AB6,\"\")","v":2985.3156310098261},3747.5238772251009,5081.3883081018312,4446.2147695891026,5335.4577235069228,6669.3221543836535,7304.4956928963829,10988.50221627021,12449.401354849488,14481.956678090221,15879.338462818223,17149.685539843682,19563.344986192053,18801.136739976777,16133.407878223315,18928.171447679324,{"$f":"IFERROR($G6*AR6,\"\")","v":24962.320063550247},23374.386217268424,27248.944802196071,30615.364556313536,23310.868863417152,23183.834155714605,25724.528309765523,32711.437233405541,37157.65200299464,37157.65200299464,38427.999080020098,35061.57932590264,33410.128125769545,34871.027264348821,31822.194279487721,33156.05871036445,{"$f":"IFERROR($G6*BH6,\"\")","v":31631.642217933902},11623.67575478294,12957.540185659671,12068.29723174185,12639.953416403307,12004.779877890576,8638.3601237731127,5081.3883081018312,4255.6627080352837,4636.7668311429215,3366.4197541174635,3874.5585849276467,3175.8676925636446,3429.9371079687362,2667.7288617534614,3175.8676925636446,{"$f":"IFERROR($G6*BX6,\"\")","v":2858.2809233072803},3112.3503387123719,2731.2462156047345,2667.7288617534614,2096.0726770920055,2350.1420924970971,1905.5206155381868,1460.8991385792765,1270.3470770254578,444.62147695891025,254.06941540509158,254.06941540509158,571.656184661456,698.6908923640018,952.7603077690934,889.2429539178205,{"$f":"IFERROR($G6*CN6,\"\")","v":762.2082462152747},1270.3470770254578,1333.8644308767307,1079.7950154716391,1016.2776616203663,508.13883081018315,635.1735385127289,190.55206155381867,127.03470770254579,0]
[1,"OVERHEAD CONDUCTORS","˃ 11 kv & < = 22 kv ; swer",3.2166597272169155,32.43988232225071,"",3.2166597272169155,32.841580000808662,5.7307573671207424,2,0,0,0,0,0,0,0,0,0,0,0,0,2,0,0,0,0,0,1,0,0,0,0,0,0,0,13,24,0,0,0,0,0,0,0,0,0,0,0,0,0,0,0,0,0,0,0,0,0,0,0,0,0,0,0,0,0,0,0,0,0,0,0,0,0,0,0,0,0,0,0,0,0,0,0,0,0,0,0,0,0,0,0,0,0,0,0,0,0,0,0,null,{"$f":"IFERROR($G7*K7,\"\")","v":0},0,0,0,0,0,0,0,0,0,0,0,6.433319454433831,0,0,0,0,0,3.2166597272169155,0,0,0,0,0,0,0,41.816576453819899,77.199833453205969,0,0,0,0,0,0,0,0,0,0,0,0,0,0,0,0,0,0,0,0,0,0,0,0,0,0,0,0,0,0,0,0,0,0,0,0,0,0,0,0,0,0,0,0,0,0,0,0,0,0,0,0,0,0,0,0,0,0,0,0,0,0,0]
[1,"OVERHEAD CONDUCTORS","> 1 kv & < = 11 kv",28.076082998794007,54.932943322228837,31.435152544216574,28.076082998794007,66.252496526759842,8.1395636570248548,2,25,45,52,72,73,71,118,145,126,136,132,127,145,131,131,94,79,96,142,126,154,163,210,217,264,277,274,329,426,430,415,415,438,535,475,535,614,572,558,540,591,653,591,600,550,545,500,459,493,482,119,135,142,140,159,127,71,71,78,59,82,71,121,64,66,103,88,62,61,34,33,42,38,31,8,6,6,9,25,46,33,15,17,17,9,22,5,17,2,0,0,null,701.90207496985022,1263.4237349457303,1459.9563159372883,2021.4779759131684,2049.5540589119623,1993.4018929143745,3312.9777938576926,4071.0320348251312,3537.586457848045,3818.3472878359848,3706.0429558408091,3565.662540846839,4071.0320348251312,3677.9668728420147,3677.9668728420147,2639.1518018866368,2218.0105569047264,2695.3039678842247,3986.8037858287489,3537.586457848045,4323.7167818142771,4576.4015288034234,5895.9774297467411,6092.5100107382996,7412.0859116816182,7777.0749906659403,7692.8467416695576,9237.0313066032286,11960.411357486248,12072.715689481423,11651.574444499513,11651.574444499513,12297.324353471775,15020.704404354794,13336.139424427154,15020.704404354794,17238.71496125952,16059.519475310171,15666.454313327056,15161.084819348764,16592.965052287258,18333.682198212486,16592.965052287258,16845.649799276405,15441.845649336703,15301.465234342733,14038.041499397004,12886.922096446449,13841.508918405445,13532.672005418712,3341.053876856487,3790.2712048371909,3986.8037858287489,3930.651619831161,4464.0971968082467,3565.662540846839,1993.4018929143745,1993.4018929143745,2189.9344739059325,1656.4888969288463,2302.2388059011087,1993.4018929143745,3397.2060428540749,1796.8693119228165,1853.0214779204045,2891.8365488757827,2470.6953038938727,1740.7171459252284,1712.6410629264344,954.58682195899621,926.51073896020227,1179.1954859493483,1066.8911539541723,870.35857296261418,224.60866399035206,168.45649799276404,168.45649799276404,252.68474698914605,701.90207496985022,1291.4998179445242,926.51073896020227,421.14124498191012,477.29341097949811,477.29341097949811,252.68474698914605,617.67382597346818,140.38041499397002,477.29341097949811,56.152165997588014,0,0]
[1,"OVERHEAD CONDUCTORS","> 22 kv & < = 66 kv",29.112055926473751,117.68445162530153,130.06937455717792,29.112055926473751,90.482322508096885,9.5122196414978184,2,1,0,0,0,0,0,1,3,46,42,5,22,16,1,7,12,20,20,10,5,25,3,30,22,4,1,0,2,24,68,8,6,3,13,64,55,53,0,12,64,25,62,77,110,116,70,80,28,100,170,10,13,11,21,35,4,5,3,1,14,14,32,38,4,3,13,18,50,40,11,7,31,0,3,0,0,4,14,58,61,26,4,10,32,8,0,0,18,1,0,0,null,29.112055926473751,0,0,0,0,0,29.112055926473751,87.33616777942126,1339.1545726177926,1222.7063489118975,145.56027963236875,640.46523038242253,465.79289482358001,29.112055926473751,203.78439148531626,349.34467111768504,582.24111852947499,582.24111852947499,291.12055926473749,145.56027963236875,727.80139816184374,87.33616777942126,873.36167779421248,640.46523038242253,116.448223705895,29.112055926473751,0,58.224111852947502,698.68934223537008,1979.6198030002151,232.89644741179001,174.67233555884252,87.33616777942126,378.45672704415875,1863.1715792943201,1601.1630759560562,1542.9389641031089,0,349.34467111768504,1863.1715792943201,727.80139816184374,1804.9474674413725,2241.628306338479,3202.3261519121124,3376.9984874709553,2037.8439148531625,2328.9644741179,815.13756594126505,2911.2055926473749,4949.0495075005374,291.12055926473749,378.45672704415875,320.23261519121127,611.35317445594876,1018.9219574265812,116.448223705895,145.56027963236875,87.33616777942126,29.112055926473751,407.56878297063253,407.56878297063253,931.58578964716003,1106.2581252060024,116.448223705895,87.33616777942126,378.45672704415875,524.01700667652756,1455.6027963236875,1164.48223705895,320.23261519121127,203.78439148531626,902.47373372068625,0,87.33616777942126,0,0,116.448223705895,407.56878297063253,1688.4992437354776,1775.8354115148989,756.91345408831751,116.448223705895,291.12055926473749,931.58578964716003,232.89644741179001,0,0,524.01700667652756,29.112055926473751,0,0]
[1,"OVERHEAD CONDUCTORS","> 66 kv & < = 132 kv",244.12735040353596,328.70007375289788,"",244.12735040353596,73.00558738623775,8.5443307161086501,2,0,0,0,7,0,0,0,0,20,0,0,9,0,0,2,0,0,8,8,26,215,2,0,0,0,40,38,0,5,4,0,14,14,19,13,0,63,7,0,7,143,0,0,0,0,0,0,192,0,0,0,0,0,95,184,0,0,0,0,0,0,0,0,0,0,0,0,0,0,0,0,0,0,0,0,0,0,0,0,0,0,0,0,0,0,0,0,0,0,0,0,null,0,0,0,1708.8914528247517,0,0,0,0,4882.5470080707191,0,0,2197.1461536318238,0,0,488.25470080707191,0,0,1953.0188032282877,1953.0188032282877,6347.3111104919353,52487.38033676023,488.25470080707191,0,0,0,9765.0940161414383,9276.8393153343659,0,1220.6367520176798,976.50940161414383,0,3417.7829056495034,3417.7829056495034,4638.4196576671829,3173.6555552459677,0,15380.023075422765,1708.8914528247517,0,1708.8914528247517,34910.21110770564,0,0,0,0,0,0,46872.451277478904,0,0,0,0,0,23192.098288335917,44919.432474250614,0,0,0,0,0,0,0,0,0,0,0,0,0,0,0,0,0,0,0,0,0,0,0,0,0,0,0,0,0,0,0,0,0,0,0,0]
[2,"POLES","˂ = 1 kv ; concrete",3.2259764803631912,10.79371518438221,"",3.2259764803631912,55.674287401218827,7.4615204483549347,2,2,54,3,2,3,3,8,41,2,0,7,79,19,19,11,9,16,48,23,35,35,57,78,110,367,176,56,6,18,62,30,20,65,71,45,40,48,26,40,77,86,83,28,33,43,75,158,51,37,32,23,10,23,9,7,7,3,31,2,20,2,5,0,0,0,0,2,1,0,0,0,0,0,0,0,0,0,1,0,0,1,0,0,1,0,0,0,0,0,0,0,null,6.4519529607263824,174.20272993961231,9.6779294410895744,6.4519529607263824,9.6779294410895744,9.6779294410895744,25.807811842905529,132.26503569489083,6.4519529607263824,0,22.581835362542339,254.85214194869209,61.293553126900633,61.293553126900633,35.485741283995104,29.03378832326872,51.615623685811059,154.84687105743319,74.197459048353394,112.90917681271169,112.90917681271169,183.8806593807019,251.62616546832891,354.85741283995105,1183.9333682932911,567.77186054392166,180.65468290033871,19.355858882179149,58.067576646537439,200.01054178251786,96.77929441089573,64.51952960726382,209.68847122360742,229.04433010578657,145.1689416163436,129.03905921452764,154.84687105743319,83.875388489442969,129.03905921452764,248.40018898796572,277.43397731123446,267.75604787014487,90.327341450169357,106.4572238519853,138.71698865561723,241.94823602723935,509.70428389738419,164.52480049852275,119.36112977343808,103.23124737162212,74.197459048353394,32.25976480363191,74.197459048353394,29.03378832326872,22.581835362542339,22.581835362542339,9.6779294410895744,100.00527089125893,6.4519529607263824,64.51952960726382,6.4519529607263824,16.129882401815955,0,0,0,0,6.4519529607263824,3.2259764803631912,0,0,0,0,0,0,0,0,0,3.2259764803631912,0,0,3.2259764803631912,0,0,3.2259764803631912,0,0,0,0,0,0,0]
[2,"POLES","˂ = 1 kv ; steel",3.2259764803631912,10.339216187612349,"",3.2259764803631912,55.674287401218827,7.4615204483549347,2,0,0,0,0,0,203,12,54,7,0,5,1,8,1,0,1,5,6,16,0,541,0,0,0,0,0,9,0,0,0,0,0,0,0,0,0,0,0,0,0,0,0,0,0,0,0,0,0,0,0,0,0,0,0,0,0,0,0,0,0,0,0,0,0,0,0,0,0,0,0,0,0,0,0,0,0,0,0,0,0,0,0,0,0,0,0,0,0,0,0,0,null,0,0,0,0,0,654.87322551372779,38.711717764358298,174.20272993961231,22.581835362542339,0,16.129882401815955,3.2259764803631912,25.807811842905529,3.2259764803631912,0,3.2259764803631912,16.129882401815955,19.355858882179149,51.615623685811059,0,1745.2532758764864,0,0,0,0,0,29.03378832326872,0,0,0,0,0,0,0,0,0,0,0,0,0,0,0,0,0,0,0,0,0,0,0,0,0,0,0,0,0,0,0,0,0,0,0,0,0,0,0,0,0,0,0,0,0,0,0,0,0,0,0,0,0,0,0,0,0,0,0,0,0,0,0,0]
[2,"POLES","˂ = 1 kv ; wood",3.2259764803631912,5.3179873823934134,3.8159051990678736,3.2259764803631912,55.674287401218827,7.4615204483549347,2,2919,3722,4338,4267,3052,3203,3066,3051,2661,2946,3172,2606,2243,2499,1668,1612,1658,1861,1767,2331,2158,2445,2873,2986,3741,3875,4487,4099,4442,4840,4781,3665,3827,4883,4522,5007,4584,3550,3356,3124,3099,3473,3417,3309,2761,2890,3100,2728,2556,2489,1922,1791,1661,1569,1271,873,527,419,399,312,303,230,210,194,212,221,184,181,138,132,136,126,95,87,28,12,28,44,57,78,98,64,84,76,85,37,16,27,4,9,5,null,9416.6253461801552,12007.084459911797,13994.285971815523,13765.241641709737,9845.680218068459,10332.802666603302,9890.8438887935445,9842.4542415880969,8584.3234142464516,9503.7267111499605,10232.797395712043,8406.8947078264755,7235.8652454546382,8061.7152244276149,5380.9287692458029,5200.2740863454637,5348.6690044421712,6003.5422299558986,5700.3004408017587,7519.7511757265984,6961.6572446237669,7887.5124944880026,9268.2304280834487,9632.7657703644891,12068.378013038699,12500.658861407366,14474.956467389638,13223.277593008721,14329.787525773296,15613.726164957845,15423.393552616417,11823.203800531095,12345.811990349932,15752.443153613462,14587.865644202351,16152.464237178498,14787.876185984869,11452.216505289329,10826.377068098869,10077.950524654609,9997.3011126455294,11203.816316301363,11023.161633401025,10674.756173521801,8906.9210622827704,9323.0720282496222,10000.527089125893,8800.4638384307855,8245.595883808317,8029.4554596239832,6200.3267952580536,5777.7238763304758,5358.3469338832601,5061.5570976898471,4100.2161065416158,2816.2774673570657,1700.0896051514017,1351.6841452721771,1287.1646156649133,1006.5046618733156,977.47087355004692,741.97459048353392,677.45506087627018,625.83943719045908,683.9070138369965,712.94080216026521,593.57967238682716,583.90174294573762,445.1847542901204,425.82889540794122,438.73280132939402,406.4730365257621,306.46776563450317,280.65995379159762,90.327341450169357,38.711717764358298,90.327341450169357,141.94296513598042,183.8806593807019,251.62616546832891,316.14569507559276,206.46249474324424,270.98202435050808,245.17421250760253,274.20800083087124,119.36112977343808,51.615623685811059,87.101364969806156,12.903905921452765,29.03378832326872,16.129882401815955]
[2,"POLES","˃ 11 kv & < = 22 kv ; wood",4.2298168272744592,6.4263767657539805,"",4.2298168272744592,56.962364192267323,7.5473415314445207,2,0,0,0,0,0,2,0,3,0,0,4,0,8,9,0,7,0,0,8,2,0,0,1,2,0,0,95,17,0,0,0,0,0,0,0,0,1,0,0,0,0,0,0,0,0,0,0,0,0,0,0,0,0,0,0,0,0,0,0,0,0,0,0,0,0,0,0,0,0,0,0,0,0,0,0,0,0,0,0,0,0,0,0,0,0,0,0,0,0,0,0,null,0,0,0,0,0,8.4596336545489184,0,12.689450481823378,0,0,16.919267309097837,0,33.838534618195673,38.068351445470135,0,29.608717790921215,0,0,33.838534618195673,8.4596336545489184,0,0,4.2298168272744592,8.4596336545489184,0,0,401.83259859107363,71.906886063665809,0,0,0,0,0,0,0,0,4.2298168272744592,0,0,0,0,0,0,0,0,0,0,0,0,0,0,0,0,0,0,0,0,0,0,0,0,0,0,0,0,0,0,0,0,0,0,0,0,0,0,0,0,0,0,0,0,0,0,0,0,0,0,0,0,0,0]
[2,"POLES","> 1 kv & < = 11 kv ; concrete",12.151043627747573,10.767926046117427,"",10.767926046117427,51.70750393200975,7.190792997438443,2,230,236,215,146,131,152,200,203,183,214,236,319,316,342,393,100,60,42,45,86,52,35,40,56,81,92,101,67,52,43,46,55,275,344,181,40,25,24,32,16,13,14,24,13,21,37,44,44,78,91,46,44,51,25,32,12,1,2,1,1,0,0,1,0,2,0,1,0,0,0,0,0,0,0,0,0,0,0,0,0,2,0,1,0,0,1,0,1,0,1,0,null,2476.6229906070084,2541.230546883713,2315.1040999152469,1572.1172027331445,1410.598312041383,1636.7247590098489,2153.5852092234854,2185.8889873618377,1970.5304664394891,2304.3361738691297,2541.230546883713,3434.9684087114592,3402.6646305731069,3682.6307077721603,4231.794936124149,1076.7926046117427,646.07556276704565,452.25289393693197,484.55667207528421,926.04163996609873,559.93215439810626,376.87741161410997,430.71704184469706,603.00385858257596,872.20200973551164,990.64919624280333,1087.5605306578602,721.45104508986765,559.93215439810626,463.02081998304936,495.32459812140166,592.23593253645845,2961.1796626822925,3704.1665598643949,1948.9946143472544,430.71704184469706,269.19815115293568,258.43022510681828,344.57363347575767,172.28681673787884,139.98303859952657,150.75096464564399,258.43022510681828,139.98303859952657,226.12644696846598,398.41326370634482,473.78874602916682,473.78874602916682,839.89823159715934,979.88127019668593,495.32459812140166,473.78874602916682,549.16422835198875,269.19815115293568,344.57363347575767,129.21511255340914,10.767926046117427,21.535852092234855,10.767926046117427,10.767926046117427,0,0,10.767926046117427,0,21.535852092234855,0,10.767926046117427,0,0,0,0,0,0,0,0,0,0,0,0,0,21.535852092234855,0,10.767926046117427,0,0,10.767926046117427,0,10.767926046117427,0,10.767926046117427,0]
[2,"POLES","> 1 kv & < = 11 kv ; steel",12.151043627747573,9.1332864481311766,"",9.1332864481311766,51.70750393200975,7.190792997438443,2,0,0,0,0,0,0,0,0,0,0,0,0,3,1,0,0,0,1,0,2,0,1,0,0,0,0,0,1,0,0,0,0,0,0,0,0,0,1,0,0,0,0,0,0,0,0,0,0,0,0,1,0,0,0,0,0,0,0,0,0,0,0,0,0,0,0,0,0,0,0,0,1,0,0,0,0,0,0,0,0,0,0,0,0,0,0,0,0,0,0,0,null,0,0,0,0,0,0,0,0,0,0,0,0,27.39985934439353,9.1332864481311766,0,0,0,9.1332864481311766,0,18.266572896262353,0,9.1332864481311766,0,0,0,0,0,9.1332864481311766,0,0,0,0,0,0,0,0,0,9.1332864481311766,0,0,0,0,0,0,0,0,0,0,0,0,9.1332864481311766,0,0,0,0,0,0,0,0,0,0,0,0,0,0,0,0,0,0,0,0,9.1332864481311766,0,0,0,0,0,0,0,0,0,0,0,0,0,0,0,0,0,0,0]
[2,"POLES","> 1 kv & < = 11 kv ; wood",4.2298168272744592,6.0408868933072783,5.170608481541688,4.2298168272744592,56.962364192267323,7.5473415314445207,2,3953,5159,4928,4591,5101,5188,4865,4892,4613,4849,4449,3593,3593,2816,2501,1853,1492,2384,2342,2591,2362,2637,2986,3145,3731,3564,4005,4288,4748,5136,4747,4160,4301,5612,4516,5459,5325,4294,4014,3679,3507,3575,3084,2999,2915,2697,2568,2447,2400,2267,1782,1681,1497,1388,1402,1030,564,434,509,437,482,347,447,286,297,453,333,228,180,120,130,118,123,117,22,29,28,30,40,126,94,59,94,52,49,99,21,59,8,5,3,null,16720.465918215938,21821.625011908935,20844.537324808534,19419.08905401704,21576.295635927017,21944.289699899895,20578.058864690243,20692.263919026653,19512.145024217079,20510.381795453854,18818.455064544069,15197.731860397133,15197.731860397133,11911.164185604877,10578.771885013422,7837.8505809395729,6310.8867062934933,10083.883316222311,9906.2310094767836,10959.455399468125,9990.8273460222717,11154.026973522748,12630.233046241536,13302.773921778175,15781.446582561008,15075.067172406172,16940.416393234209,18137.454555352881,20083.170295899134,21724.339224881624,20078.940479071858,17596.038001461751,18192.442174107447,23737.732034664266,19101.852791971458,23090.570060091271,22523.774605236496,18162.833456316526,16978.484744679678,15561.496107542735,14833.967613251529,15121.595157506192,13044.755095314433,12685.220664996103,12329.916051505048,11407.815983159217,10862.169612440812,10350.361776340602,10151.560385458703,9588.9947474311994,7537.5335862030861,7110.3220866483662,6332.0357904298653,5870.9857562569496,5930.203191838792,4356.7113320926928,2385.6166905827949,1835.7405030371153,2152.9767650826998,1848.4299535189386,2038.7717107462893,1467.7464390642374,1890.7281217916832,1209.7276126004954,1256.2555977005143,1916.10702275533,1408.529003482395,964.39823661857668,761.36702890940262,507.57801927293508,549.87618754567973,499.11838561838618,520.26746975475851,494.88856879111171,93.055970200038104,122.66468799095932,118.43487116368486,126.89450481823377,169.19267309097836,532.95692023658182,397.60278176379916,249.55919280919309,397.60278176379916,219.95047501827187,207.2610245364485,418.75186590017148,88.826153372763642,249.55919280919309,33.838534618195673,21.149084136372295,12.689450481823378]
[2,"POLES","> 22 kv & < = 66 kv ; concrete",8.3588420464910165,15.340209924211653,"",8.3588420464910165,64.566814308494372,8.0353478025841785,2,4,3,3,9,23,36,7,12,10,27,2,4,4,22,0,1,10,0,67,22,55,0,6,4,34,18,4,3,2,18,93,21,20,36,0,0,2,0,149,0,0,0,1,0,0,0,0,0,0,0,0,1,0,0,0,0,0,0,0,0,1,0,0,0,0,0,0,0,0,0,0,0,0,0,0,0,0,0,0,0,0,0,0,0,0,0,0,0,0,0,0,null,33.435368185964066,25.076526139473049,25.076526139473049,75.229578418419152,192.25336706929338,300.91831367367661,58.511894325437112,100.3061045578922,83.588420464910172,225.68873525525746,16.717684092982033,33.435368185964066,33.435368185964066,183.89452502280236,0,8.3588420464910165,83.588420464910172,0,560.04241711489806,183.89452502280236,459.73631255700593,0,50.153052278946099,33.435368185964066,284.20062958069457,150.4591568368383,33.435368185964066,25.076526139473049,16.717684092982033,150.4591568368383,777.37231032366458,175.53568297631134,167.17684092982034,300.91831367367661,0,0,16.717684092982033,0,1245.4674649271615,0,0,0,8.3588420464910165,0,0,0,0,0,0,0,0,8.3588420464910165,0,0,0,0,0,0,0,0,8.3588420464910165,0,0,0,0,0,0,0,0,0,0,0,0,0,0,0,0,0,0,0,0,0,0,0,0,0,0,0,0,0,0]
[2,"POLES","> 22 kv & < = 66 kv ; steel",8.3588420464910165,20.081451095819876,"",8.3588420464910165,64.566814308494372,8.0353478025841785,2,0,1,0,0,0,0,0,0,0,0,0,0,0,0,0,0,0,0,0,0,1,0,0,1,0,0,0,0,0,1,0,0,1,0,0,0,0,0,0,0,0,0,0,0,0,0,0,0,0,0,0,0,0,0,0,0,0,0,0,0,0,0,0,0,0,0,0,0,0,0,0,0,0,0,0,0,0,0,0,0,0,0,0,0,0,0,0,0,0,0,0,null,0,8.3588420464910165,0,0,0,0,0,0,0,0,0,0,0,0,0,0,0,0,0,0,8.3588420464910165,0,0,8.3588420464910165,0,0,0,0,0,8.3588420464910165,0,0,8.3588420464910165,0,0,0,0,0,0,0,0,0,0,0,0,0,0,0,0,0,0,0,0,0,0,0,0,0,0,0,0,0,0,0,0,0,0,0,0,0,0,0,0,0,0,0,0,0,0,0,0,0,0,0,0,0,0,0,0,0,0]
[2,"POLES","> 22 kv & < = 66 kv ; wood",8.3588420464910165,7.9766810948395905,10.223500061788732,7.9766810948395905,64.566814308494372,8.0353478025841785,2,282,451,437,388,545,628,1376,1271,930,843,558,639,465,551,246,352,335,337,557,329,303,313,342,331,272,271,184,245,276,304,231,463,318,401,285,325,271,255,207,429,427,688,686,526,576,469,261,342,298,397,327,136,348,218,277,102,47,38,58,74,61,99,92,23,14,44,21,27,40,21,40,15,23,41,0,0,3,16,54,37,13,16,18,17,4,1,0,2,1,0,15,null,2249.4240687447646,3597.4831737726554,3485.8096384449009,3094.952264797761,4347.2911966875772,5009.355727559263,10975.913186499276,10138.361671541119,7418.3134182008189,6724.3421629497752,4450.9880509204913,5097.0992196024981,3709.1567091004094,4395.1512832566141,1962.2635493305393,2807.7917453835357,2672.1881667712628,2688.1415289609422,4443.0113698256519,2624.3280802022255,2416.9343717363959,2496.701182684792,2728.02493443514,2640.2814423919044,2169.6572577963684,2161.6805767015289,1467.7093214504846,1954.2868682356998,2201.5639821757268,2424.9110528312353,1842.6133329079455,3693.2033469107305,2536.5845881589898,3198.6491190306756,2273.3541120292834,2592.4213558228671,2161.6805767015289,2034.0536791840957,1651.1729866317953,3421.9961896861842,3406.0428274965052,5487.956593249638,5472.003231059959,4195.7342558856244,4594.5683106276038,3741.0634334797678,2081.9137657531332,2728.02493443514,2377.050966262198,3166.7423946513172,2608.3747180125461,1084.8286288981842,2775.8850210041774,1738.9164786750307,2209.5406632705667,813.62147167363821,374.90401145746074,303.11388160390442,462.64750350069625,590.27440101812965,486.57754678521502,789.69142838911944,733.8546607252423,183.46366518131057,111.67353532775427,350.97396817294197,167.51030299163139,215.37038956066894,319.0672437935836,167.51030299163139,319.0672437935836,119.65021642259386,183.46366518131057,327.04392488842319,0,0,23.930043284518771,127.62689751743345,430.74077912133788,295.13720050906483,103.69685423291467,127.62689751743345,143.58025970711262,135.60357861227303,31.906724379358362,7.9766810948395905,0,15.953362189679181,7.9766810948395905,0,119.65021642259386]
[2,"POLES","> 66 kv & < = 132 kv ; concrete",23.18659162844299,22.257604737526819,"",22.257604737526819,43.558852355643651,6.5999130566730688,2,1,3,48,63,28,112,9,45,27,32,5,77,105,31,28,2,1,98,213,38,83,5,0,0,1,0,8,79,2,1,2,0,102,1,24,2,179,39,0,1,0,0,0,0,0,0,0,0,0,0,0,0,0,0,0,0,0,0,0,0,0,0,0,0,0,0,0,0,0,0,0,0,0,0,0,0,0,0,0,0,0,0,0,0,0,0,0,0,0,0,0,null,22.257604737526819,66.772814212580457,1068.3650274012873,1402.2290984641895,623.21293265075087,2492.8517306030035,200.31844263774138,1001.5922131887069,600.9553279132241,712.2433516008582,111.28802368763409,1713.8355647895651,2337.0484974403162,689.98574686333143,623.21293265075087,44.515209475053638,{"$f":"IFERROR($G21*AA21,\"\")","v":22.257604737526819},2181.2452642776284,4740.8698090932121,845.78898002601909,1847.381193214726,111.28802368763409,0,0,22.257604737526819,0,178.06083790021455,1758.3507742646186,44.515209475053638,22.257604737526819,44.515209475053638,0,{"$f":"IFERROR($G21*AQ21,\"\")","v":2270.2756832277355},22.257604737526819,534.18251370064365,44.515209475053638,3984.1112480173006,868.04658476354598,0,22.257604737526819,0,0,0,0,0,0,0,0,{"$f":"IFERROR($G21*BG21,\"\")","v":0},0,0,0,0,0,0,0,0,0,0,0,0,0,0,0,{"$f":"IFERROR($G21*BW21,\"\")","v":0},0,0,0,0,0,0,0,0,0,0,0,0,0,0,0,{"$f":"IFERROR($G21*CM21,\"\")","v":0},0,0,0,0,0,0,0,0,0,0]
[2,"POLES","> 66 kv & < = 132 kv ; steel",23.18659162844299,19.335327519574019,"",19.335327519574019,43.558852355643651,6.5999130566730688,2,0,0,0,0,0,0,0,0,1,1,0,0,0,0,0,0,0,0,0,0,0,0,0,0,0,0,0,0,0,0,0,0,0,1,0,0,0,0,0,0,0,0,0,0,0,0,0,0,0,0,0,0,0,0,0,0,0,0,0,0,0,0,0,0,0,0,0,0,0,0,0,0,0,0,0,0,0,0,0,0,0,0,0,0,0,0,0,0,0,0,0,null,0,0,0,0,0,0,0,0,19.335327519574019,19.335327519574019,0,0,0,0,0,0,0,0,0,0,0,0,0,0,0,0,0,0,0,0,0,0,0,19.335327519574019,0,0,0,0,0,0,0,0,0,0,0,0,0,0,0,0,0,0,0,0,0,0,0,0,0,0,0,0,0,0,0,0,0,0,0,0,0,0,0,0,0,0,0,0,0,0,0,0,0,0,0,0,0,0,0,0,0]
[2,"POLES","> 66 kv & < = 132 kv ; wood",23.18659162844299,22.510104535822652,19.678446389051643,19.678446389051643,43.558852355643651,6.5999130566730688,2,5,37,61,76,22,68,19,14,67,45,11,19,206,195,34,7,7,104,281,280,38,46,7,14,0,0,12,8,29,1,4,5,9,15,0,15,9,2,0,33,40,0,2,1,0,0,0,2,0,0,1,0,1,29,0,0,0,0,0,0,0,0,0,0,0,0,0,0,1,0,0,0,0,0,0,0,1,0,0,0,0,0,0,0,0,0,0,0,0,0,0,null,98.392231945258217,728.10251639491082,1200.3852297321503,1495.5619255679248,432.92582055913613,1338.1343544555118,373.89048139198121,275.49824944672298,1318.4559080664601,885.53008750732397,216.46291027956806,373.89048139198121,4053.7599561446386,3837.2970458650707,669.06717722775591,137.74912472336149,137.74912472336149,2046.558424461371,5529.6434353235118,5509.9649889344601,747.78096278396242,905.20853389637557,137.74912472336149,275.49824944672298,0,0,236.14135666861972,157.42757111241315,570.67494528249767,19.678446389051643,78.713785556206574,98.392231945258217,177.10601750146481,295.17669583577464,0,295.17669583577464,177.10601750146481,39.356892778103287,0,649.38873083870419,787.13785556206574,0,39.356892778103287,19.678446389051643,0,0,0,39.356892778103287,0,0,19.678446389051643,0,19.678446389051643,570.67494528249767,0,0,0,0,0,0,0,0,0,0,0,0,0,0,19.678446389051643,0,0,0,0,0,0,0,19.678446389051643,0,0,0,0,0,0,0,0,0,0,0,0,0,0]
[2,"POLES","staking of a wooden pole",4.9180129971000195,9.538273963517419,5.2240472967450771,4.9180129971000195,20.218714526221358,4.4965224925737175,2,995,1454,1298,1106,1027,1420,1483,1342,751,1229,2753,3106,1991,2129,2319,1187,1516,1500,1392,1894,816,8,9,0,0,0,0,0,0,0,0,0,0,0,0,0,0,0,0,0,0,0,0,0,0,0,0,0,0,0,0,0,0,0,0,0,0,0,0,0,0,0,0,0,0,0,0,0,0,0,0,0,0,0,0,0,0,0,0,0,0,0,0,0,0,0,0,0,0,0,0,null,4893.4229321145194,7150.7908977834286,6383.5808702358254,5439.3223747926213,5050.7993480217201,6983.5784558820278,7293.4132746993291,6599.9734421082258,3693.4277608221146,6044.2379734359238,13539.289781016354,15275.34836899266,9791.763877226138,10470.449670825941,11404.872140274945,5837.6814275577235,7455.7077036036299,7377.0194956500291,6845.8740919632273,9314.7166165074377,4013.098605633616,39.344103976800156,44.262116973900177,0,0,0,0,0,0,0,0,0,0,0,0,0,0,0,0,0,0,0,0,0,0,0,0,0,0,0,0,0,0,0,0,0,0,0,0,0,0,0,0,0,0,0,0,0,0,0,0,0,0,0,0,0,0,0,0,0,0,0,0,0,0,0,0,0,0,0,0]
[3,"SERVICE LINES","˂ = 11 kv ; commercial and industrial ; simple type",0.41513598818554842,0.93808842523360148,0.42626970731077768,0.41513598818554842,38.760796872583533,6.2258169642693106,2,975,1937,1765,1867,1909,1475,1155,1751,1672,1854,2352,3025,2700,344,248,1881,2024,1579,1558,1834,1693,1361,212,392,392,392,392,392,392,392,392,392,392,480,480,480,480,480,480,480,480,480,480,480,97,97,97,97,97,97,97,97,97,97,97,97,97,97,97,97,0,0,0,0,0,0,0,0,0,0,0,0,0,0,0,0,0,0,0,0,0,0,0,0,0,0,0,0,0,0,0,null,404.7575884809097,804.1184091154073,732.71501914749297,775.05888994241889,792.49460144621196,612.32558257368396,479.48206635430842,726.90311531289524,694.10737224623699,769.66212209600678,976.3998442124099,1255.786364261284,1120.8671681009807,142.80677993582864,102.95372507001601,780.87079377701662,840.23524008754998,655.4997253449809,646.78186959308448,761.35940233229576,702.82522799813353,565.00007992053145,88.008829495336272,162.73330736873498,162.73330736873498,162.73330736873498,162.73330736873498,162.73330736873498,162.73330736873498,162.73330736873498,162.73330736873498,162.73330736873498,162.73330736873498,199.26527432906323,199.26527432906323,199.26527432906323,199.26527432906323,199.26527432906323,199.26527432906323,199.26527432906323,199.26527432906323,199.26527432906323,199.26527432906323,199.26527432906323,40.268190853998199,40.268190853998199,40.268190853998199,40.268190853998199,40.268190853998199,40.268190853998199,40.268190853998199,40.268190853998199,40.268190853998199,40.268190853998199,40.268190853998199,40.268190853998199,40.268190853998199,40.268190853998199,40.268190853998199,40.268190853998199,0,0,0,0,0,0,0,0,0,0,0,0,0,0,0,0,0,0,0,0,0,0,0,0,0,0,0,0,0,0,0]
[3,"SERVICE LINES","˂ = 11 kv ; residential ; simple type",0.4151156691985538,0.71915766314097263,0.42618815586511799,0.4151156691985538,38.766189387019161,6.2262500260605629,2,10916,21686,20247,20896,21380,16959,13282,20132,19228,21318,27044,34786,31045,4014,2930,21666,23279,18161,17914,21091,19467,15655,2436,4600,4600,4600,4600,4600,4600,4600,4600,4600,4600,5613,5613,5613,5613,5613,5613,5613,5613,5613,5613,5613,1117,1117,1117,1117,1117,1117,1117,1117,1117,1117,1117,1117,1117,1117,1117,1117,0,0,0,0,0,0,0,0,0,0,0,0,0,0,0,0,0,0,0,0,0,0,0,0,0,0,0,0,0,0,0,null,4531.4026449714129,9002.1984022398374,8404.8469542631192,8674.25702357298,8875.1730074650804,7039.9466339382743,5513.5663182951912,8357.1086523052854,7981.844087349793,8849.4358359747694,11226.38815780569,14440.213668740893,12887.265950269102,1666.2742961629949,1216.2889107517626,8993.8960888558668,9663.4776632731337,7538.9156683149358,7436.3820980228929,8755.204579066698,8081.0567322882471,6498.6358013033596,1011.2217701676771,1909.5320783133475,1909.5320783133475,1909.5320783133475,1909.5320783133475,1909.5320783133475,1909.5320783133475,1909.5320783133475,1909.5320783133475,1909.5320783133475,1909.5320783133475,2330.0442512114823,2330.0442512114823,2330.0442512114823,2330.0442512114823,2330.0442512114823,2330.0442512114823,2330.0442512114823,2330.0442512114823,2330.0442512114823,2330.0442512114823,2330.0442512114823,463.68420249478459,463.68420249478459,463.68420249478459,463.68420249478459,463.68420249478459,463.68420249478459,463.68420249478459,463.68420249478459,463.68420249478459,463.68420249478459,463.68420249478459,463.68420249478459,463.68420249478459,463.68420249478459,463.68420249478459,463.68420249478459,0,0,0,0,0,0,0,0,0,0,0,0,0,0,0,0,0,0,0,0,0,0,0,0,0,0,0,0,0,0,0]
[4,"SWITCHGEAR","˂ = 11 kv ; circuit breaker",109.79488148629883,84.299487634706651,149.95958829922628,84.299487634706651,42.855152077197616,6.5463846569841602,2,20,58,156,94,54,191,231,359,245,195,412,256,331,363,349,178,80,110,65,146,75,9,63,44,41,28,33,31,29,45,55,72,30,71,91,170,86,61,47,18,10,3,41,68,59,10,7,16,26,12,0,5,5,8,8,2,0,0,0,0,0,0,0,0,0,0,0,0,0,0,0,0,0,0,0,0,0,0,0,0,0,0,0,0,0,0,0,0,0,0,0,null,1685.9897526941331,4889.3702828129854,13150.720071014237,7924.1518376624254,4552.1723322741591,16101.202138228969,19473.181643617238,30263.516060859689,20653.374470503128,16438.400088767798,34731.388905499138,21580.668834484903,27903.130407087901,30600.714011398515,29420.521184512621,15005.308798977783,6743.9590107765325,9272.9436398177313,5479.4666962559322,12307.725194667171,6322.4615726029988,758.69538871235989,5310.8677209865191,3709.1774559270925,3456.2789930229728,2360.3856537717861,2781.8830919453194,2613.2841166759063,2444.6851414064927,3793.4769435617991,4636.4718199088657,6069.5631096988791,2528.9846290411997,5985.2636220641725,7671.2533747583057,14330.912897900131,7249.7559365847719,5142.268745717106,3962.0759188312127,1517.3907774247198,842.99487634706657,252.89846290411995,3456.2789930229728,5732.3651591600519,4973.6697704476928,842.99487634706657,590.09641344294653,1348.7918021553064,2191.786678502373,1011.5938516164798,0,421.49743817353328,421.49743817353328,674.39590107765321,674.39590107765321,168.5989752694133,0,0,0,0,0,0,0,0,0,0,0,0,0,0,0,0,0,0,0,0,0,0,0,0,0,0,0,0,0,0,0,0,0,0,0]
[4,"SWITCHGEAR","˂ = 11 kv ; switch",5.6981043891797256,13.565523919375474,5.8669697150957996,5.6981043891797256,37.333720844819624,6.110132637252617,2,7391,10340,13040,14812,16752,12522,12919,10479,12480,8781,9172,9805,9063,8258,8640,4931,2741,4357,3711,3222,2815,2860,2418,2145,2613,2833,2887,2729,3561,3645,4899,2699,2528,3311,2225,1503,1019,725,534,604,336,198,164,114,120,72,130,154,109,308,79,60,37,146,101,35,41,21,7,0,0,0,1,0,1,0,0,1,0,1,0,0,1,0,0,0,0,0,0,0,0,0,0,0,0,0,0,0,0,0,0,null,42114.689540427353,58918.399384118362,74303.281234903625,84400.322212530096,95454.644727538762,71351.663161308519,73613.810603812875,59710.435894214344,71112.342776962978,50035.054641387171,52263.013457556444,55869.91353590721,51641.920079135853,47054.946045846176,49231.62192251283,28097.352743045227,15618.504130741629,24826.640823656064,21145.665388245961,18359.292341937075,16040.163855540928,16296.578553054016,13778.016413036577,12222.433914790512,14889.146768926623,16142.729734546163,16450.427371561869,15550.126878071471,20290.949729869004,20769.590498560101,27915.013402591474,15379.18374639608,14404.807895846347,18866.423632574071,12678.282265924889,8564.2508969371283,5806.3683725741403,4131.1256821553006,3042.7877438219734,3441.6550510645543,1914.5630747643877,1128.2246690575857,934.48911982547497,649.58390036648871,683.77252670156713,410.26351602094024,740.75357059336432,877.50807593367779,621.09337842059006,1755.0161518673556,450.15024674519833,341.88626335078357,210.82986239964984,831.92324082023993,575.50854330715231,199.4336536212904,233.62227995636874,119.66019217277423,39.886730724258079,0,0,0,5.6981043891797256,0,5.6981043891797256,0,0,5.6981043891797256,0,5.6981043891797256,0,0,5.6981043891797256,0,0,0,0,0,0,0,0,0,0,0,0,0,0,0,0,0,0]
[4,"SWITCHGEAR","> 11 kv & < = 22 kv ; switch",17.99203887823851,14.492480296298961,"",14.492480296298961,37.333720844819624,6.110132637252617,2,0,0,0,0,0,0,0,0,0,0,1,0,0,0,0,0,0,0,0,0,0,0,0,0,0,0,0,0,0,0,0,0,0,0,0,0,0,0,0,0,0,0,0,0,0,0,0,0,0,0,0,0,0,0,0,0,0,0,0,0,0,0,0,0,0,0,0,0,0,0,0,0,0,0,0,0,0,0,0,0,0,0,0,0,0,0,0,0,0,0,0,null,0,0,0,0,0,0,0,0,0,0,14.492480296298961,0,0,0,0,0,0,0,0,0,0,0,0,0,0,0,0,0,0,0,0,0,0,0,0,0,0,0,0,0,0,0,0,0,0,0,0,0,0,0,0,0,0,0,0,0,0,0,0,0,0,0,0,0,0,0,0,0,0,0,0,0,0,0,0,0,0,0,0,0,0,0,0,0,0,0,0,0,0,0,0]
[4,"SWITCHGEAR","> 22 kv & < = 33 kv ; circuit breaker",314.71330064243415,260.20244981570227,152.81094082516518,152.81094082516518,54.541765113288093,7.385239678797709,2,15,9,39,33,36,18,22,37,28,93,126,174,53,137,168,49,12,49,29,57,43,8,12,18,18,6,16,12,2,1,31,0,8,3,12,1,9,0,0,0,0,2,14,30,0,0,4,2,0,1,15,24,0,49,3,0,32,7,3,1,0,8,0,2,0,0,7,12,0,0,0,0,0,0,0,0,0,0,0,0,0,0,0,0,0,0,0,0,0,0,0,null,2292.1641123774775,1375.2984674264867,5959.6266921814422,5042.7610472304505,5501.1938697059468,2750.5969348529734,3361.8406981536336,5654.0048105311116,4278.7063431046245,14211.417496740361,19254.178543970811,26589.103703578741,8098.9798637337544,20935.098893047631,25672.23805862775,7487.7361004330933,1833.7312899019821,7487.7361004330933,4431.5172839297902,8710.2236270344147,6570.8704554821024,1222.4875266013214,1833.7312899019821,2750.5969348529734,2750.5969348529734,916.86564495099105,2444.9750532026428,1833.7312899019821,305.62188165033035,152.81094082516518,4737.1391655801208,0,1222.4875266013214,458.43282247549553,1833.7312899019821,152.81094082516518,1375.2984674264867,0,0,0,0,305.62188165033035,2139.3531715523122,4584.328224754955,0,0,611.2437633006607,305.62188165033035,0,152.81094082516518,2292.1641123774775,3667.4625798039642,0,7487.7361004330933,458.43282247549553,0,4889.9501064052856,1069.6765857761561,458.43282247549553,152.81094082516518,0,1222.4875266013214,0,305.62188165033035,0,0,1069.6765857761561,1833.7312899019821,0,0,0,0,0,0,0,0,0,0,0,0,0,0,0,0,0,0,0,0,0,0,0]
[4,"SWITCHGEAR","> 22 kv & < = 33 kv ; switch",53.172055419688839,25.306379442152654,78.007068262863783,25.306379442152654,42.691590884169536,6.5338802318507136,2,14,51,112,87,151,143,130,185,297,122,182,177,82,82,103,28,32,58,61,355,14,1,1,5,1,2,0,0,1,16,2,10,1,4,0,2,0,0,1,5,0,270,0,3,0,10,0,0,0,0,0,0,0,15,0,0,0,0,0,0,0,1,4,0,0,0,0,0,0,0,0,0,0,0,0,0,0,0,0,0,0,0,0,0,0,0,0,0,0,0,0,null,354.28931219013714,1290.6253515497854,2834.3144975210971,2201.6550114672809,3821.2632957650508,3618.8122602278295,3289.8293274798448,4681.680196798241,7515.9946943193381,3087.3782919426239,4605.7610584717831,4479.2291612610197,2075.1231142565175,2075.1231142565175,2606.5570825417235,708.57862438027428,809.80414214888492,1467.7700076448539,1543.689145971312,8983.7647019641918,354.28931219013714,25.306379442152654,25.306379442152654,126.53189721076328,25.306379442152654,50.612758884305308,0,0,25.306379442152654,404.90207107444246,50.612758884305308,253.06379442152655,25.306379442152654,101.22551776861062,0,50.612758884305308,0,0,25.306379442152654,126.53189721076328,0,6832.7224493812164,0,75.919138326457954,0,253.06379442152655,0,0,0,0,0,0,0,379.5956916322898,0,0,0,0,0,0,0,25.306379442152654,101.22551776861062,0,0,0,0,0,0,0,0,0,0,0,0,0,0,0,0,0,0,0,0,0,0,0,{"$f":"IFERROR($G31*CS31,\"\")","v":0},0,0,0,0]
[4,"SWITCHGEAR","> 33 kv & < = 66 kv ; circuit breaker",314.71330064243415,144.13017082786484,"",144.13017082786484,54.541765113288093,7.385239678797709,2,0,0,0,0,0,0,0,0,0,0,0,0,0,0,0,0,1,0,0,0,0,0,0,0,0,0,0,0,0,0,0,0,0,0,0,0,0,0,0,0,0,0,0,0,0,0,0,0,0,0,0,0,0,0,0,0,0,0,0,0,0,0,0,0,0,0,0,0,0,0,0,0,0,0,0,0,0,0,0,0,0,0,0,0,0,0,0,0,0,0,0,null,0,0,0,0,0,0,0,0,0,0,0,0,0,0,0,0,144.13017082786484,0,0,0,0,0,0,0,0,0,0,0,0,0,0,0,0,0,0,0,0,0,0,0,0,0,0,0,0,0,0,0,0,0,0,0,0,0,0,0,0,0,0,0,0,0,0,0,0,0,0,0,0,0,0,0,0,0,0,0,0,0,0,0,0,0,0,0,0,0,0,0,0,0,0]
[4,"SWITCHGEAR","> 33 kv & < = 66 kv ; switch",53.172055419688839,36.284966473593933,"",36.284966473593933,42.691590884169536,6.5338802318507136,2,0,0,0,0,0,0,0,0,0,0,0,0,0,0,1,0,0,0,0,0,0,0,0,0,0,0,0,0,0,0,0,0,0,0,0,0,0,0,0,0,0,0,0,0,0,0,0,0,0,0,0,0,0,0,0,0,0,0,0,0,0,0,0,0,0,0,0,0,0,0,0,0,0,0,0,0,0,0,0,0,0,0,0,0,0,0,0,0,0,0,0,null,0,0,0,0,0,0,0,0,0,0,0,0,0,0,36.284966473593933,0,0,0,0,0,0,0,0,0,0,0,0,0,0,0,0,0,0,0,0,0,0,0,0,0,0,0,0,0,0,0,0,0,0,0,0,0,0,0,0,0,0,0,0,0,0,0,0,0,0,0,0,0,0,0,0,0,0,0,0,0,0,0,0,0,0,0,0,0,0,0,0,0,0,0,0]
[4,"SWITCHGEAR","> 66 kv & < = 132 kv ; circuit breaker",314.71330064243415,265.76170783976909,"",265.76170783976909,54.541765113288093,7.385239678797709,2,0,0,1,0,0,2,25,22,16,46,23,41,24,21,23,1,2,18,5,2,2,8,0,0,0,0,0,0,0,6,2,0,4,0,3,0,0,5,1,0,0,1,0,0,4,0,0,0,0,4,0,0,0,0,0,0,0,0,0,0,0,0,0,0,0,0,0,0,0,0,0,0,0,0,0,0,0,0,0,0,0,0,0,0,0,0,0,0,0,0,0,null,0,0,265.76170783976909,0,0,531.52341567953818,6644.042695994227,5846.7575724749204,4252.1873254363054,12225.038560629378,6112.5192803146892,10896.230021430532,6378.2809881544581,5580.9958646351506,6112.5192803146892,265.76170783976909,531.52341567953818,4783.7107411158431,1328.8085391988454,531.52341567953818,531.52341567953818,2126.0936627181527,0,0,0,0,0,0,0,1594.5702470386145,531.52341567953818,0,1063.0468313590764,0,797.28512351930726,0,0,1328.8085391988454,265.76170783976909,0,0,265.76170783976909,0,0,1063.0468313590764,0,0,0,0,1063.0468313590764,0,0,0,0,0,0,0,0,0,0,0,0,0,0,0,0,0,0,0,0,0,0,0,0,0,0,0,0,0,0,0,0,0,0,0,0,0,0,0,0,0]
[4,"SWITCHGEAR","> 66 kv & < = 132 kv ; switch",53.172055419688839,"","",53.172055419688839,42.691590884169536,6.5338802318507136,2,1,3,10,29,111,118,159,38,162,109,64,59,85,35,41,5,80,31,85,247,7,22,4,0,0,0,0,0,0,0,7,14,0,5,3,11,0,0,0,0,0,18,0,0,0,0,0,0,0,0,2,0,0,0,0,0,0,0,0,0,0,0,0,0,0,0,0,0,0,0,0,0,0,0,0,0,0,0,0,0,0,0,0,0,0,0,0,0,0,0,0,null,53.172055419688839,159.51616625906652,531.72055419688843,1541.9896071709763,5902.098151585461,6274.3025395232826,8454.3568117305258,2020.5381059481758,8613.8729779895912,5795.7540407460838,3403.0115468600857,3137.1512697616413,4519.6247106735509,1861.0219396891093,2180.0542722072423,265.86027709844421,4253.7644335751074,1648.333718010354,4519.6247106735509,13133.497688663143,372.20438793782188,1169.7852192331545,212.68822167875535,0,0,0,0,0,0,0,372.20438793782188,744.40877587564376,0,265.86027709844421,159.51616625906652,584.89260961657726,0,0,0,0,0,957.09699755439908,0,0,0,0,0,0,0,0,106.34411083937768,0,0,0,0,0,0,0,0,0,0,0,0,0,0,0,0,0,0,0,0,0,0,0,0,0,0,0,0,0,0,0,0,0,0,0,0,0,0,0,0]
[5,"TRANSFORMERS","ground outdoor / indoor chamber mounted ; ˂ 22 kv ; < = 60 kva ; multiple phase",130.44987424368148,"","",130.44987424368148,72.260774780986296,8.5006337870176658,2,0,0,0,0,0,0,0,0,0,0,0,0,0,0,0,0,0,0,0,0,0,0,0,0,0,0,0,0,0,0,0,0,0,0,0,0,0,0,0,0,0,0,0,0,0,0,0,0,0,0,0,0,1,0,0,0,0,0,0,0,0,0,0,0,0,0,0,0,0,0,0,0,0,0,0,0,0,0,0,0,0,0,0,0,0,0,0,0,0,0,0,null,0,0,0,0,0,0,0,0,0,0,0,0,0,0,0,0,0,0,0,0,0,0,0,0,0,0,0,0,0,0,0,0,0,0,0,0,0,0,0,0,0,0,0,0,0,0,0,0,0,0,0,0,130.44987424368148,0,0,0,0,0,0,0,0,0,0,0,0,0,0,0,0,0,0,0,0,0,0,0,0,0,0,0,0,0,0,0,0,0,0,0,0,0,0]
[5,"TRANSFORMERS","ground outdoor / indoor chamber mounted ; ˂ 22 kv ; > 60 kva and < = 600 kva ; multiple phase",130.44987424368148,104.73127436035278,158.86599195938081,104.73127436035278,72.260774780986296,8.5006337870176658,2,0,1,7,5,13,4,17,9,12,8,15,10,5,26,7,7,3,8,1,14,6,4,0,2,0,12,6,0,0,5,3,0,33,25,3,8,50,4,36,16,13,8,1,1,0,6,2,1,17,5,19,0,16,29,12,8,12,8,2,5,2,1,1,0,3,0,1,9,7,0,7,7,7,1,2,1,0,0,0,3,0,4,0,2,0,0,0,0,0,0,0,null,{"$f":"IFERROR($G37*K37,\"\")","v":0},104.73127436035278,733.11892052246947,523.65637180176395,1361.5065666845862,418.92509744141114,1780.4316641259973,942.58146924317509,1256.7752923242333,837.85019488282228,1570.9691154052919,1047.3127436035279,523.65637180176395,2723.0131333691725,733.11892052246947,733.11892052246947,314.19382308105833,837.85019488282228,104.73127436035278,1466.2378410449389,628.38764616211665,418.92509744141114,0,209.46254872070557,0,1256.7752923242333,628.38764616211665,0,0,523.65637180176395,{"$f":"IFERROR($G37*AO37,\"\")","v":314.19382308105833},0,3456.132053891642,2618.2818590088195,314.19382308105833,837.85019488282228,5236.5637180176391,418.92509744141114,3770.3258769727004,1675.7003897656446,1361.5065666845862,837.85019488282228,104.73127436035278,104.73127436035278,0,628.38764616211665,{"$f":"IFERROR($G37*BE37,\"\")","v":209.46254872070557},104.73127436035278,1780.4316641259973,523.65637180176395,1989.8942128467029,0,1675.7003897656446,3037.2069564502308,1256.7752923242333,837.85019488282228,1256.7752923242333,837.85019488282228,209.46254872070557,523.65637180176395,209.46254872070557,104.73127436035278,{"$f":"IFERROR($G37*BU37,\"\")","v":104.73127436035278},0,314.19382308105833,0,104.73127436035278,942.58146924317509,733.11892052246947,0,733.11892052246947,733.11892052246947,733.11892052246947,104.73127436035278,209.46254872070557,104.73127436035278,0,0,{"$f":"IFERROR($G37*CK37,\"\")","v":0},314.19382308105833,0,418.92509744141114,0,209.46254872070557,0,0,0,0,0,0,0]
[5,"TRANSFORMERS","ground outdoor / indoor chamber mounted ; ˂ 22 kv ; > 600 kva ; multiple phase",62.196927448559912,79.807177684517512,62.007715183826868,62.007715183826868,54.559026563096481,7.3864082315491117,2,0,11,47,96,78,100,57,59,113,91,126,237,201,188,114,115,69,81,54,90,44,90,11,45,56,54,32,12,24,7,61,26,161,103,90,35,95,29,73,46,47,16,7,8,20,8,0,9,11,0,8,0,3,10,7,6,0,1,5,0,2,1,0,1,1,0,0,0,3,2,0,1,0,0,0,0,1,0,0,0,0,0,0,0,0,0,0,0,0,0,0,null,0,682.08486702209552,2914.362613639863,5952.7406576473795,4836.6017843384952,6200.7715183826867,3534.4397654781314,3658.4551958457851,7006.8718157724361,5642.7020817282446,7812.9721131621855,14695.828498566967,12463.5507519492,11657.450454559452,7068.8795309562629,7130.8872461400897,{"$f":"IFERROR($G38*AA38,\"\")","v":4278.532347684054},5022.6249298899766,3348.416619926651,5580.6943665444178,2728.3394680883821,5580.6943665444178,682.08486702209552,2790.3471832722089,3472.4320502943046,3348.416619926651,1984.2468858824598,744.09258220592244,1488.1851644118449,434.05400628678808,3782.4706262134391,1612.2005947794985,9983.2421445961263,6386.7946639341671,5580.6943665444178,2170.2700314339404,5890.7329424635527,1798.2237403309791,4526.5632084193612,2852.3548984560357,2914.362613639863,992.12344294122988,434.05400628678808,496.06172147061494,1240.1543036765374,496.06172147061494,0,558.0694366544418,682.08486702209552,0,496.06172147061494,0,186.02314555148061,620.07715183826872,434.05400628678808,372.04629110296122,0,62.007715183826868,310.03857591913436,0,124.01543036765374,62.007715183826868,0,62.007715183826868,62.007715183826868,0,0,0,186.02314555148061,124.01543036765374,0,62.007715183826868,0,0,0,0,62.007715183826868,0,0,0,0,0,0,0,0,0,0,0,0,0,0]
[5,"TRANSFORMERS","ground outdoor / indoor chamber mounted ; > = 22 kv & < = 33 kv ; < = 15 mva",4667.0755633816716,259.9488943094276,1011.847758313727,259.9488943094276,79.712881380568035,8.9282070641628852,2,0,0,0,0,0,0,3,1,2,16,10,2,2,4,8,13,6,14,13,9,4,1,1,2,4,0,1,0,0,4,1,3,0,2,0,1,2,2,2,0,1,0,2,11,2,2,7,2,6,2,1,0,9,4,3,1,2,3,0,2,0,0,1,0,0,0,0,0,0,0,2,0,4,0,0,1,0,0,0,0,0,0,0,0,0,0,0,0,0,0,0,null,0,0,0,0,0,0,779.8466829282828,259.9488943094276,519.8977886188552,4159.1823089508416,2599.4889430942758,519.8977886188552,519.8977886188552,1039.7955772377104,2079.5911544754208,3379.3356260225587,1559.6933658565656,3639.2845203319866,3379.3356260225587,2339.5400487848483,1039.7955772377104,259.9488943094276,259.9488943094276,519.8977886188552,1039.7955772377104,0,259.9488943094276,0,0,1039.7955772377104,259.9488943094276,779.8466829282828,0,519.8977886188552,0,259.9488943094276,519.8977886188552,519.8977886188552,519.8977886188552,0,259.9488943094276,0,519.8977886188552,2859.4378374037037,519.8977886188552,519.8977886188552,1819.6422601659933,519.8977886188552,1559.6933658565656,519.8977886188552,259.9488943094276,0,2339.5400487848483,1039.7955772377104,779.8466829282828,259.9488943094276,519.8977886188552,779.8466829282828,0,519.8977886188552,0,0,259.9488943094276,0,0,0,0,0,0,0,519.8977886188552,0,1039.7955772377104,0,0,259.9488943094276,0,0,0,0,0,0,0,0,0,0,0,0,0,0,0]
[5,"TRANSFORMERS","ground outdoor / indoor chamber mounted ; > = 22 kv & < = 33 kv ; > 15 mva and < = 40 mva",2169.0305522237413,1486.0410436434431,1512.7478251226153,1486.0410436434431,40.168979241085836,6.3379002233457289,2,0,0,4,7,2,4,11,10,15,24,22,14,11,17,35,22,2,4,1,3,5,0,2,0,3,2,0,0,2,0,0,0,0,0,1,4,2,0,0,0,0,1,7,0,0,4,0,0,0,0,0,0,0,0,0,0,0,0,0,0,0,0,0,0,0,0,0,0,0,0,0,0,0,0,0,0,0,0,0,0,0,0,0,0,0,0,0,0,0,0,0,null,0,0,5944.1641745737725,10402.287305504102,2972.0820872868862,5944.1641745737725,16346.451480077874,14860.410436434431,22290.615654651647,35664.985047442635,32692.902960155749,20804.574611008204,16346.451480077874,25262.697741938533,52011.436527520505,32692.902960155749,2972.0820872868862,5944.1641745737725,1486.0410436434431,4458.1231309303294,7430.2052182172156,0,2972.0820872868862,0,4458.1231309303294,2972.0820872868862,0,0,2972.0820872868862,0,0,0,0,0,1486.0410436434431,5944.1641745737725,2972.0820872868862,0,0,0,0,1486.0410436434431,10402.287305504102,0,0,5944.1641745737725,0,0,0,0,0,0,0,0,0,0,0,0,0,0,0,0,0,0,0,0,0,0,0,0,0,0,0,0,0,0,0,0,0,0,0,0,0,0,0,0,0,0,0,0,0]
[5,"TRANSFORMERS","ground outdoor / indoor chamber mounted ; > 132 kv ; < = 100 mva",4667.0755633816716,"","",4667.0755633816716,79.712881380568035,8.9282070641628852,2,0,0,0,0,0,0,0,6,12,8,6,5,6,17,14,5,1,8,4,1,5,2,0,0,2,0,0,0,0,3,0,1,0,3,0,6,3,0,7,1,0,2,2,2,2,0,0,0,2,0,0,0,0,0,0,0,0,0,0,0,0,0,0,0,0,0,0,0,0,0,0,0,0,0,0,0,0,0,0,0,0,0,0,0,0,0,0,0,0,0,0,null,0,0,0,0,0,0,0,28002.45338029003,56004.906760580059,37336.604507053373,28002.45338029003,23335.37781690836,28002.45338029003,79340.284577488419,65339.057887343399,23335.37781690836,4667.0755633816716,37336.604507053373,18668.302253526686,4667.0755633816716,23335.37781690836,9334.1511267633432,0,0,9334.1511267633432,0,0,0,0,14001.226690145015,0,4667.0755633816716,0,14001.226690145015,0,28002.45338029003,14001.226690145015,0,32669.528943671699,4667.0755633816716,0,9334.1511267633432,9334.1511267633432,9334.1511267633432,9334.1511267633432,0,0,0,9334.1511267633432,0,0,0,0,0,0,0,0,0,0,0,0,0,0,0,0,0,0,0,0,0,0,0,0,0,0,0,0,0,0,0,0,0,0,0,0,0,0,0,0,0,0]
[5,"TRANSFORMERS","ground outdoor / indoor chamber mounted ; > 132 kv ; > 100 mva",4667.0755633816716,"","",4667.0755633816716,79.712881380568035,8.9282070641628852,2,0,0,0,0,0,0,0,1,0,0,1,2,0,0,0,1,0,0,0,1,1,0,0,0,0,0,0,0,0,0,0,0,0,0,0,0,0,0,0,0,0,0,0,0,0,0,0,0,0,0,0,0,0,0,0,0,0,0,0,0,0,0,0,0,0,0,0,0,0,0,0,0,0,0,0,0,0,0,0,0,0,0,0,0,0,0,0,0,0,0,0,null,0,0,0,0,0,0,0,4667.0755633816716,0,0,4667.0755633816716,9334.1511267633432,0,0,0,4667.0755633816716,0,0,0,4667.0755633816716,4667.0755633816716,0,0,0,0,0,0,0,0,0,0,0,0,0,0,0,0,0,0,0,0,0,0,0,0,0,0,0,0,0,0,0,0,0,0,0,0,0,0,0,0,0,0,0,0,0,0,0,0,0,0,0,0,0,0,0,0,0,0,0,0,0,0,0,0,0,0,0,0,0,0]
[5,"TRANSFORMERS","ground outdoor / indoor chamber mounted ; > 33 kv & < = 66 kv ; > 15 mva and < = 40 mva",2169.0305522237413,704.3602957778802,"",704.3602957778802,40.168979241085836,6.3379002233457289,2,0,0,0,0,0,0,0,0,0,0,0,0,0,0,0,0,1,0,0,0,0,0,0,0,0,0,0,0,0,0,0,0,0,0,0,0,0,0,0,0,0,0,0,0,0,0,0,0,0,0,0,0,0,0,0,0,0,0,0,0,0,0,0,0,0,0,0,0,0,0,0,0,0,0,0,0,0,0,0,0,0,0,0,0,0,0,0,0,0,0,0,null,0,0,0,0,0,0,0,0,0,0,0,0,0,0,0,0,704.3602957778802,0,0,0,0,0,0,0,0,0,0,0,0,0,0,0,0,0,0,0,0,0,0,0,0,0,0,0,0,0,0,0,0,0,0,0,0,0,0,0,0,0,0,0,0,0,0,0,0,0,0,0,0,0,0,0,0,0,0,0,0,0,0,0,0,0,0,0,0,0,0,0,0,0,0]
[5,"TRANSFORMERS","ground outdoor / indoor chamber mounted ; > 33 kv & < = 66 kv ; > 40 mva",2169.0305522237413,"","",2169.0305522237413,40.168979241085836,6.3379002233457289,2,0,0,4,7,2,4,11,10,15,24,22,14,11,17,35,22,2,4,1,3,5,0,2,0,3,2,0,0,2,0,0,0,0,0,1,4,2,0,0,0,0,1,7,0,0,4,0,0,0,0,0,0,0,0,0,0,0,0,0,0,0,0,0,0,0,0,0,0,0,0,0,0,0,0,0,0,0,0,0,0,0,0,0,0,0,0,0,0,0,0,0,null,0,0,8676.1222088949653,15183.213865566189,4338.0611044474826,8676.1222088949653,23859.336074461156,21690.305522237413,32535.458283356122,52056.733253369792,47718.672148922313,30366.427731132379,23859.336074461156,36873.519387803601,75916.069327830948,47718.672148922313,4338.0611044474826,8676.1222088949653,2169.0305522237413,6507.091656671224,10845.152761118707,0,4338.0611044474826,0,6507.091656671224,4338.0611044474826,0,0,4338.0611044474826,0,0,0,0,0,2169.0305522237413,8676.1222088949653,4338.0611044474826,0,0,0,0,2169.0305522237413,15183.213865566189,0,0,8676.1222088949653,0,0,0,0,0,0,0,0,0,0,0,0,0,0,0,0,0,0,0,0,0,0,0,0,0,0,0,0,0,0,0,0,0,0,0,0,0,0,0,0,0,0,0,0,0]
[5,"TRANSFORMERS","ground outdoor / indoor chamber mounted ; > 66 kv & < = 132 kv ; < = 100 mva",4667.0755633816716,530.69188745290887,3325.7458801310227,530.69188745290887,79.712881380568035,8.9282070641628852,2,0,0,0,0,0,0,0,0,0,0,0,0,0,0,0,0,1,0,0,0,0,0,0,0,0,0,0,0,0,0,0,0,0,0,0,0,0,0,0,0,0,0,0,0,0,0,0,0,0,0,0,0,0,0,0,0,0,0,0,0,0,0,0,0,0,0,0,0,0,0,0,0,0,0,0,0,0,0,0,0,0,0,0,0,0,0,0,0,0,0,0,null,0,0,0,0,0,0,0,0,0,0,0,0,0,0,0,0,530.69188745290887,0,0,0,0,0,0,0,0,0,0,0,0,0,0,0,0,0,0,0,0,0,0,0,0,0,0,0,0,0,0,0,0,0,0,0,0,0,0,0,0,0,0,0,0,0,0,0,0,0,0,0,0,0,0,0,0,0,0,0,0,0,0,0,0,0,0,0,0,0,0,0,0,0,0]
[5,"TRANSFORMERS","kiosk mounted ; < = 22 kv ; > 60 kva and < = 600 kva ; multiple phase",58.082091925360686,54.459160746624434,59.835117197220818,54.459160746624434,38.08944470684289,6.1716646625398317,2,22,289,484,491,427,327,197,181,401,546,647,732,592,878,318,408,277,173,161,114,112,195,100,135,114,123,68,85,97,145,14,272,7,150,1,5,155,79,49,92,38,2,7,23,15,8,2,7,7,7,5,1,0,0,0,0,0,0,0,0,0,0,0,0,0,0,0,0,0,0,0,0,0,0,0,0,0,0,0,0,0,0,0,0,0,0,0,0,0,0,0,null,1198.1015364257375,15738.697455774462,26358.233801366227,26739.447926592598,23254.061638808635,17808.145564146191,10728.454667085014,9857.1080951390231,21838.123459396396,29734.701767656941,35235.077003066006,39864.105666529089,32239.823162001667,47815.143135536251,17318.01311742657,22219.337584622768,15085.187526814969,9421.4348091660268,8767.924880206534,6208.3443251151857,6099.4260036219366,10619.536345591765,5445.9160746624439,7351.9867007942985,6208.3443251151857,6698.4767718348057,3703.2229307704615,4629.0286634630766,5282.5385924225702,7896.5783082605431,762.42825045274208,14812.891723081846,381.21412522637104,8168.8741119936649,54.459160746624434,272.29580373312217,8441.1699157267867,4302.2736989833302,2668.4988765845974,5010.2427886894475,2069.4481083717283,108.91832149324887,381.21412522637104,1252.5606971723619,816.88741119936651,435.67328597299547,108.91832149324887,381.21412522637104,381.21412522637104,381.21412522637104,272.29580373312217,54.459160746624434,0,0,0,0,0,0,0,0,0,0,0,0,0,0,0,0,0,0,0,0,0,0,0,0,0,0,0,0,0,0,0,0,0,0,0,0,0,0,0]
[5,"TRANSFORMERS","kiosk mounted ; < = 22 kv ; > 600 kva ; multiple phase",66.242017871258568,52.762561516676499,66.289184138171294,52.762561516676499,28.080370869234841,5.2990915135742691,2,22,162,169,136,191,112,107,85,167,199,257,257,263,350,83,127,74,50,20,27,6,40,25,20,27,9,7,3,0,0,0,0,0,0,0,0,0,0,0,0,0,0,0,0,0,0,0,0,0,0,0,0,0,0,0,0,0,0,0,0,0,0,0,0,0,0,0,0,0,0,0,0,0,0,0,0,0,0,0,0,0,0,0,0,0,0,0,0,0,0,0,null,1160.7763533668831,8547.5349657015922,8916.8728963183275,7175.7083662680034,10077.649249685212,5909.4068898677679,5645.594082284385,4484.8177289175028,8811.3477732849751,10499.749741818623,13559.97830978586,13559.97830978586,13876.553678885919,18466.896530836773,4379.2926058841495,6700.8453126179156,3904.4295522340608,2638.1280758338248,1055.25123033353,1424.5891609502655,316.57536910005899,2110.5024606670599,1319.0640379169124,1055.25123033353,1424.5891609502655,474.86305365008849,369.33793061673549,158.2876845500295,0,0,0,0,0,0,0,0,0,0,0,0,0,0,0,0,0,0,0,0,0,0,0,0,0,0,0,0,0,0,0,0,0,0,0,0,0,0,0,0,0,0,0,0,0,0,0,0,0,0,0,0,0,0,0,0,0,0,0,0,0,0,0]
[5,"TRANSFORMERS","pole mounted ; < = 22 kv ; < = 60 kva ; multiple phase",8.8924308575303677,12.885644400526054,9.0795057503275292,8.8924308575303677,53.012395564006823,7.2809611703405492,2,8,90,138,121,181,207,206,134,157,191,190,192,125,290,88,169,92,97,84,73,61,79,55,22,122,145,95,116,133,58,237,4,3,268,155,100,115,156,139,78,72,66,32,51,0,36,34,53,83,54,38,17,16,41,41,33,25,28,1,23,25,2,13,2,2,0,0,4,0,5,3,9,1,1,0,4,1,0,2,2,2,0,6,0,3,0,0,0,0,0,0,null,71.139446860242941,800.31877717773307,1227.1554583391908,1075.9841337611745,1609.5299852129965,1840.7331875087862,1831.8407566512558,1191.5857349090693,1396.1116446322678,1698.4542937883002,1689.5618629307698,1707.3467246458306,1111.5538571912959,2578.8049486838067,782.53391546267233,1502.8208149226321,818.10363889279381,862.56579318044567,746.96419203255084,649.14745259971687,542.43828230935242,702.5020377448991,489.08369716417025,195.63347886566808,1084.8765646187048,1289.4024743419034,844.78093146538492,1031.5219794735226,1182.6933040515389,515.7609897367613,2107.5061132346973,35.569723430121471,26.677292572591103,2383.1714698181386,1378.3267829172071,889.24308575303678,1022.6295486159922,1387.2192137747375,1236.0478891967211,693.60960688736873,640.2550217421865,586.90043659700427,284.55778744097177,453.51397373404876,0,320.12751087109325,302.34264915603251,471.2988354491095,738.07176117502047,480.19126630663987,337.91237258615399,151.17132457801625,142.27889372048588,364.58966515874505,364.58966515874505,293.45021829850214,222.3107714382592,248.98806401085028,8.8924308575303677,204.52590972319845,222.3107714382592,17.784861715060735,115.60160114789478,17.784861715060735,17.784861715060735,0,0,35.569723430121471,0,44.462154287651842,26.677292572591103,80.031877717773312,8.8924308575303677,8.8924308575303677,0,35.569723430121471,8.8924308575303677,0,17.784861715060735,17.784861715060735,17.784861715060735,0,53.354585145182206,0,26.677292572591103,0,0,0,0,0,0]
[5,"TRANSFORMERS","pole mounted ; < = 22 kv ; < = 60 kva ; single phase",6.5594180715963875,9.6488736205468477,6.546382408931585,6.546382408931585,44.85451357765443,6.697351235948017,2,19,117,172,116,153,134,127,126,121,148,188,158,116,342,67,201,78,131,120,184,119,122,49,52,121,172,101,111,129,114,212,4,2,280,110,84,135,173,101,183,76,175,110,46,11,24,19,23,17,8,7,7,0,9,25,10,4,5,4,0,0,0,0,0,0,0,0,0,0,0,4,0,0,0,0,0,0,0,0,0,0,0,0,0,0,0,0,0,0,0,0,null,124.38126576970012,765.92674184499549,1125.9777743362326,759.38035943606383,1001.5965085665325,877.2152427968324,831.39056593431133,824.84418352537966,792.1122714807218,968.86459652187455,1230.7198928791379,1034.3284206111905,759.38035943606383,2238.8627838546022,438.6076213984162,1315.8228641952485,510.61782789666364,857.57609557003764,785.56588907179025,1204.5343632434117,779.01950666285859,798.65865388965335,320.77273803764768,340.41188526444239,792.1122714807218,1125.9777743362326,661.18462330209013,726.64844739140597,844.48333075217442,746.28759461820073,1387.833070693496,26.18552963572634,13.09276481786317,1832.9870745008438,720.1020649824743,549.89612235025311,883.76162520576395,1132.5241567451642,661.18462330209013,1197.9879808344801,497.52506307880049,1145.6169215630273,720.1020649824743,301.13359081085292,72.010206498247442,157.11317781435804,124.38126576970012,150.56679540542646,111.28850095183694,52.37105927145268,45.824676862521095,45.824676862521095,0,58.917441680384265,163.65956022328962,65.46382408931585,26.18552963572634,32.731912044657925,26.18552963572634,0,0,0,0,0,0,0,0,0,0,0,26.18552963572634,0,0,0,0,0,0,0,0,0,0,0,0,0,0,0,0,0,0,0,0]
[5,"TRANSFORMERS","pole mounted ; < = 22 kv ; > 60 kva and < = 600 kva ; multiple phase",18.803940963240905,20.620616672593204,18.944563906252149,18.803940963240905,38.875949292272381,6.2350580825099282,2,60,716,907,807,886,874,723,793,938,1014,1234,1322,1050,1642,689,1444,526,479,703,470,488,413,222,184,414,450,166,217,275,132,402,47,36,309,193,274,179,214,218,114,102,59,21,56,12,90,39,34,49,45,14,6,22,16,14,13,15,4,5,5,2,4,0,0,0,1,0,1,0,6,2,0,1,3,0,1,2,2,0,0,1,0,0,3,0,1,0,0,0,0,0,null,1128.2364577944543,13463.621729680488,17055.1744536595,15174.78035733541,16660.291693431442,16434.644401872552,13595.249316423175,14911.525183850037,17638.09662351997,19067.196136726277,23204.063148639278,24858.809953404478,19744.138011402949,30876.071061641567,12955.915323672984,27152.890750919865,9890.8729466647164,9007.0877213923941,13219.170497158357,8837.8522527232253,9176.323190061561,7766.027617818494,4174.4748938394805,3459.9251372363265,7784.8315587817342,8461.7734334584075,3121.4541998979903,4080.4551890232765,5171.0837648912484,2482.1202071477992,7559.184267222844,883.78522527232258,676.94187467667257,5810.4177576414395,3629.1606059054948,5152.2798239280082,3365.905432420122,4024.0433661335537,4099.2591299865171,2143.649269809463,1918.0019782505724,1109.4325168312134,394.882760228059,1053.0206939414907,225.64729155889086,1692.3546866916813,733.35369756639534,639.33399275019076,921.39310719880427,846.17734334584065,263.25517348537267,112.82364577944543,413.6867011912999,300.86305541185448,263.25517348537267,244.45123252213176,282.05911444861357,75.215763852963619,94.019704816204523,94.019704816204523,37.607881926481809,75.215763852963619,0,0,0,18.803940963240905,0,18.803940963240905,0,112.82364577944543,37.607881926481809,0,18.803940963240905,56.411822889722714,0,18.803940963240905,37.607881926481809,37.607881926481809,0,0,18.803940963240905,0,0,56.411822889722714,0,18.803940963240905,0,0,0,0,0]
[5,"TRANSFORMERS","pole mounted ; < = 22 kv ; > 60 kva and < = 600 kva ; single phase",18.803940963240905,14.007068443531248,"",14.007068443531248,38.875949292272381,6.2350580825099282,2,0,0,0,1,0,0,0,4,1,3,1,0,0,0,0,0,0,0,0,0,0,0,0,0,0,0,0,0,0,1,0,0,0,0,0,0,0,0,0,0,0,0,0,0,0,0,0,0,0,0,0,0,0,0,0,0,0,0,0,0,0,0,0,0,0,0,0,0,0,0,0,0,0,0,0,0,0,0,0,0,0,0,0,0,0,0,0,0,0,0,0,null,0,0,0,14.007068443531248,0,0,0,56.02827377412499,14.007068443531248,42.021205330593745,14.007068443531248,0,0,0,0,0,0,0,0,0,0,0,0,0,0,0,0,0,0,14.007068443531248,0,0,0,0,0,0,0,0,0,0,0,0,0,0,0,0,0,0,0,0,0,0,0,0,0,0,0,0,0,0,0,0,0,0,0,0,0,0,0,0,0,0,0,0,0,0,0,0,0,0,0,0,0,0,0,0,0,0,0,0,0]
[5,"TRANSFORMERS","pole mounted ; < = 22 kv ; > 600 kva ; multiple phase",18.803940963240905,33.083136000278877,"",18.803940963240905,38.875949292272381,6.2350580825099282,2,1,18,12,5,12,8.5,9,29,18,15,15,26,22,15,6,9,0,2,1,10,4,3,2,1,1,0,0,0,0,0,1,1,0,0,0,0,0,0,0,0,0,0,0,0,0,0,0,0,0,0,0,0,0,0,0,0,0,0,0,0,0,0,0,0,0,0,0,0,0,0,0,0,0,0,0,0,0,0,0,0,0,0,0,0,0,0,0,0,0,0,0,null,18.803940963240905,338.47093733833628,225.64729155889086,94.019704816204523,225.64729155889086,159.83349818754769,169.23546866916814,545.31428793398618,338.47093733833628,282.05911444861357,282.05911444861357,488.90246504426352,413.6867011912999,282.05911444861357,112.82364577944543,{"$f":"IFERROR($G52*Z52,\"\")","v":169.23546866916814},0,37.607881926481809,18.803940963240905,188.03940963240905,75.215763852963619,56.411822889722714,37.607881926481809,18.803940963240905,18.803940963240905,0,0,0,0,0,18.803940963240905,18.803940963240905,0,0,0,0,0,0,0,0,0,0,0,0,0,0,0,0,0,0,0,0,0,0,0,0,0,0,0,0,0,0,0,0,0,0,0,0,0,0,0,0,0,0,0,0,0,0,0,0,0,0,0,0,0,0,0,0,0,0,0]
[6,"UNDERGROUND CABLES","˂ = 1 kv",205.91220043090993,283.28671812373136,214.01066164765714,205.91220043090993,51.973425433305145,7.2092597007810131,2,213,335,387,403,332,212,188,255,305,281,402,482,509,470,576,489,329,55,33,25,111,218,329,437,407,586,615,484,555,476,374,446,152,57,170,51,51,14,57,152,11,202,8,45,0,12,146,2,12,0,2,0,0,0,0,0,0,0,0,0,0,0,0,0,0,0,0,0,0,0,0,0,0,0,0,0,0,0,0,0,0,0,0,0,0,0,0,0,0,0,0,null,{"$f":"IFERROR($G53*K53,\"\")","v":43859.298691783813},68980.587144354824,79688.021566762138,82982.6167736567,68362.850543062101,43653.386491352903,38711.493681011067,52507.611109882033,62803.221131427526,57861.32832108569,82776.704573225798,99249.680607698581,104809.31001933316,96778.734202527674,118605.42744820412,100691.06601071496,67745.113941769363,11325.171023700046,6795.102614220028,5147.8050107727486,22856.254247831002,44888.859693938364,67745.113941769363,89983.631588307646,83806.265575380341,120664.54945251322,126636.00326500961,99661.505008560402,114281.27123915502,98014.207405113135,77011.162961160313,91836.84139218583,31298.654465498308,11736.995424561866,35005.074073254691,10501.522221976407,10501.522221976407,2882.7708060327391,11736.995424561866,31298.654465498308,2265.034204740009,41594.264487043809,1647.2976034472795,{"$f":"IFERROR($G53*BB53,\"\")","v":9266.0490193909463},0,2470.9464051709192,30063.181262912851,411.82440086181987,2470.9464051709192,0,411.82440086181987,0,0,0,0,0,0,0,0,{"$f":"IFERROR($G53*BR53,\"\")","v":0},0,0,0,0,0,0,0,0,0,0,0,0,0,0,0,{"$f":"IFERROR($G53*CH53,\"\")","v":0},0,0,0,0,0,0,0,0,0,0,0,0,0,0,0]
[6,"UNDERGROUND CABLES","> 1 kv & < = 11 kv",424.26397959070516,516.31394117407092,487.72341919295155,424.26397959070516,55.283471035909038,7.4352855382903105,2,20,87,146,137,115,118,117,133,165,233,266,316,384,435,340,234,165,100,94,84,74,96,181,62,64,69,81,89,141,108,180,178,170,84,74,103,176,60,66,75,88,77,66,40,40,4,40,53,8,1,0,0,5,0,1,1,0,0,0,0,0,0,1,0,2,0,0,0,0,0,0,0,0,0,0,0,0,0,0,0,0,0,0,0,0,0,0,0,0,0,0,null,8485.2795918141037,36910.966224391348,61942.541020242956,58124.165203926605,48790.357652931096,50063.149591703208,49638.885612112506,56427.109285563783,70003.556632466352,98853.507244634297,112854.21857112757,134067.41755066282,162917.36816283077,184554.83112195675,144249.75306083975,99277.771224225013,70003.556632466352,42426.397959070513,39880.814081526289,35638.174285619236,31395.534489712183,40729.342040707692,76791.780305917637,26304.36673462372,27152.89469380513,29274.214591758657,34365.382346847116,37759.494183572759,59821.221122289426,45820.509795796155,76367.516326326935,75518.988367145517,{"$f":"IFERROR($G54*AQ54,\"\")","v":72124.876530419875},35638.174285619236,31395.534489712183,43699.189897842632,74670.460407964114,25455.838775442309,28001.422652986541,31819.798469302888,37335.230203982057,32668.326428484299,28001.422652986541,16970.559183628207,16970.559183628207,1697.0559183628206,16970.559183628207,22485.990918307372,3394.1118367256413,424.26397959070516,0,0,2121.3198979535259,0,424.26397959070516,424.26397959070516,0,0,0,0,0,0,424.26397959070516,0,848.52795918141032,0,0,0,0,0,0,0,0,0,0,0,0,0,0,0,0,0,0,0,0,0,0,0,0,0,0]
[6,"UNDERGROUND CABLES","> 22 kv & < = 33 kv",1003.1338811078523,811.04509420602835,523.25988410849743,523.25988410849743,59.235372248425456,7.696451925947791,2,0,0,1,4,1,17,8,12,37,16,37,21,63,54,58,7,41,47,42,47,0,17,1,0,0,5,0,0,12,14,0,0,5,3,5,0,0,0,0,0,0,47,0,0,12,0,48,8,64,13,7,11,19,0,0,11,0,0,0,0,8,0,0,0,0,6,0,0,0,0,0,0,0,0,0,0,0,0,0,0,0,0,0,0,0,0,0,0,0,0,0,null,0,0,523.25988410849743,2093.0395364339897,523.25988410849743,8895.4180298444571,4186.0790728679794,6279.1186093019696,19360.615712014405,8372.1581457359589,19360.615712014405,10988.457566278446,32965.372698835337,28256.033741858861,30349.07327829285,3662.8191887594821,21453.655248448395,24593.21455309938,21976.915132556893,24593.21455309938,0,8895.4180298444571,523.25988410849743,0,0,2616.299420542487,0,0,6279.1186093019696,7325.6383775189643,0,{"$f":"IFERROR($G55*AP55,\"\")","v":0},2616.299420542487,1569.7796523254924,2616.299420542487,0,0,0,0,0,0,24593.21455309938,0,0,6279.1186093019696,0,25116.474437207879,4186.0790728679794,33488.632582943836,6802.3784934104669,3662.8191887594821,5755.8587251934714,9941.9377980614518,0,0,5755.8587251934714,0,0,0,0,4186.0790728679794,0,0,0,0,3139.5593046509848,0,0,0,0,0,0,0,0,0,0,0,0,0,0,0,0,0,0,0,0,0,0,0,0,0]
[6,"UNDERGROUND CABLES","> 66 kv & < = 132 kv",1003.1338811078523,"",2952.7290255843,1003.1338811078523,59.235372248425456,7.696451925947791,2,0,0,0,0,9,0,0,6,3,15,6,9,31,12,4,2,0,26,3,31,6,0,0,0,0,0,0,0,0,0,0,0,0,0,0,0,0,0,0,0,0,0,0,0,0,0,0,0,0,0,0,0,0,0,0,0,0,0,0,0,0,0,0,0,0,0,0,0,0,0,0,0,0,0,0,0,0,0,0,0,0,0,0,0,0,0,0,0,0,0,0,null,0,0,0,0,9028.2049299706705,0,0,6018.803286647114,3009.401643323557,15047.008216617784,6018.803286647114,9028.2049299706705,31097.15031434342,12037.606573294228,4012.5355244314092,2006.2677622157046,0,26081.480908804158,3009.401643323557,31097.15031434342,6018.803286647114,0,0,0,0,0,0,0,0,0,0,0,0,0,0,0,0,0,0,0,0,0,0,0,0,0,0,0,0,0,0,0,0,0,0,0,0,0,0,0,0,0,0,0,0,0,0,0,0,0,0,0,0,0,0,0,0,0,0,0,0,0,0,0,0,0,0,0,0,0,0]
["","","","","","","","","","","","","","","","","","","","","","","","","","","","","","","","","","","","","","","","","","","","","","","","","","","","","","","","","","","","","","","","","","","","","","","","","","","","","","","","","","","","","","","","","","","","","","","","","","","","","",null,"","","","","","","","","","","","","","","","","","","","","","","","","","","","","","","","","","","","","","","","","","","","","","","","","","","","","","","","","","","","","","","","","","","","","","","","","","","","","","","","","","","","","","","","","","",""]
["","","","","","","","","","","","","","","","","","","","","","","","","","","","","","","","","","","","","","","","","","","","","","","","","","","","","","","","","","","","","","","","","","","","","","","","","","","","","","","","","","","","","","","","","","","","","","","","","","","","","",null,"","","","","","","","","","","","","","","","","","","","","","","","","","","","","","","","","","","","","","","","","","","","","","","","","","","","","","","","","","","","","","","","","","","","","","","","","","","","","","","","","","","","","","","","","","",""]
["","","","","","","","","","","","","","","","","","","","","","","","","","","","","","","","","","","","","","","","","","","","","","","","","","","","","","","","","","","","","","","","","","","","","","","","","","","","","","","","","","","","","","","","","","","","","","","","","","","","","",null,"","","","","","","","","","","","","","","","","","","","","","","","","","","","","","","","","","","","","","","","","","","","","","","","","","","","","","","","","","","","","","","","","","","","","","","","","","","","","","","","","","","","","","","","","","",""]
["","","","","","","","","","","","","","","","","","","","","","","","","","","","","","","","","","","","","","","","","","","","","","","","","","","","","","","","","","","","","","","","","","","","","","","","","","","","","","","","","","","","","","","","","","","","","","","","","","","","","",null,"","","","","","","","","","","","","","","","","","","","","","","","","","","","","","","","","","","","","","","","","","","","","","","","","","","","","","","","","","","","","","","","","","","","","","","","","","","","","","","","","","","","","","","","","","",""]
["","","","","","","","","","","","","","","","","","","","","","","","","","","","","","","","","","","","","","","","","","","","","","","","","","","","","","","","","","","","","","","","","","","","","","","","","","","","","","","","","","","","","","","","","","","","","","","","","","","","","",null,"","","","","","","","","","","","","","","","","","","","","","","","","","","","","","","","","","","","","","","","","","","","","","","","","","","","","","","","","","","","","","","","","","","","","","","","","","","","","","","","","","","","","","","","","","",""]
["","","","","","","","","","","","","","","","","","","","","","","","","","","","","","","","","","","","","","","","","","","","","","","","","","","","","","","","","","","","","","","","","","","","","","","","","","","","","","","","","","","","","","","","","","","","","","","","","","","","","",null,"","","","","","","","","","","","","","","","","","","","","","","","","","","","","","","","","","","","","","","","","","","","","","","","","","","","","","","","","","","","","","","","","","","","","","","","","","","","","","","","","","","","","","","","","","",""]
["","","","","","","","","","","","","","","","","","","","","","","","","","","","","","","","","","","","","","","","","","","","","","","","","","","","","","","","","","","","","","","","","","","","","","","","","","","","","","","","","","","","","","","","","","","","","","","","","","","","","",null,"","","","","","","","","","","","","","","","","","","","","","","","","","","","","","","","","","","","","","","","","","","","","","","","","","","","","","","","","","","","","","","","","","","","","","","","","","","","","","","","","","","","","","","","","","",""]
["","","","","","","","","","","","","","","","","","","","","","","","","","","","","","","","","","","","","","","","","","","","","","","","","","","","","","","","","","","","","","","","","","","","","","","","","","","","","","","","","","","","","","","","","","","","","","","","","","","","","",null,"","","","","","","","","","","","","","","","","","","","","","","","","","","","","","","","","","","","","","","","","","","","","","","","","","","","","","","","","","","","","","","","","","","","","","","","","","","","","","","","","","","","","","","","","","",""]
["","","","","","","","","","","","","","","","","","","","","","","","","","","","","","","","","","","","","","","","","","","","","","","","","","","","","","","","","","","","","","","","","","","","","","","","","","","","","","","","","","","","","","","","","","","","","","","","","","","","","",null,"","","","","","","","","","","","","","","","","","","","","","","","","","","","","","","","","","","","","","","","","","","","","","","","","","","","","","","","","","","","","","","","","","","","","","","","","","","","","","","","","","","","","","","","","","",""]
["","","","","","","","","","","","","","","","","","","","","","","","","","","","","","","","","","","","","","","","","","","","","","","","","","","","","","","","","","","","","","","","","","","","","","","","","","","","","","","","","","","","","","","","","","","","","","","","","","","","","",null,{"$f":"IFERROR($G66*K66,\"\")","v":""},"","","","","","","","","","","","","","","",{"$f":"IFERROR($G66*AA66,\"\")","v":""},"","","","","","","","","","","","","","","",{"$f":"IFERROR($G66*AQ66,\"\")","v":""},"","","","","","","","","","","","","","","",{"$f":"IFERROR($G66*BG66,\"\")","v":""},"","","","","","","","","","","","","","","",{"$f":"IFERROR($G66*BW66,\"\")","v":""},"","","","","","","","","","","","","",{"$f":"IFERROR($G66*CK66,\"\")","v":""},{"$f":"IFERROR($G66*CL66,\"\")","v":""},"","","","","","","","","","",""]
["","","","","","","","","","","","","","","","","","","","","","","","","","","","","","","","","","","","","","","","","","","","","","","","","","","","","","","","","","","","","","","","","","","","","","","","","","","","","","","","","","","","","","","","","","","","","","","","","","","","","",null,"","","","","","","","","","","","","","","","","","","","","","","","","","","","","","","","","","","","","","","","","","","","","","","","","","","","","","","","","","","","","","","","","","","","","","","","","","","","","","","","","","","","","","","","","","",""]
["","","","","","","","","","","","","","","","","","","","","","","","","","","","","","","","","","","","","","","","","","","","","","","","","","","","","","","","","","","","","","","","","","","","","","","","","","","","","","","","","","","","","","","","","","","","","","","","","","","","","",null,"","","","","","","","","","","","","","","","","","","","","","","","","","","","","","","","","","","","","","","","","","","","","","","","","","","","","","","","","","","","","","","","","","","","","","","","","","","","","","","","","","","","","","","","","","",""]
["","","","","","","","","","","","","","","","","","","","","","","","","","","","","","","","","","","","","","","","","","","","","","","","","","","","","","","","","","","","","","","","","","","","","","","","","","","","","","","","","","","","","","","","","","","","","","","","","","","","","",null,"","","","","","","","","","","","","","","","","","","","","","","","","","","","","","","","","","","","","","","","","","","","","","","","","","","","","","","","","","","","","","","","","","","","","","","","","","","","","","","","","","","","","","","","","","",""]
["","","","","","","","","","","","","","","","","","","","","","","","","","","","","","","","","","","","","","","","","","","","","","","","","","","","","","","","","","","","","","","","","","","","","","","","","","","","","","","","","","","","","","","","","","","","","","","","","","","","","",null,"","","","","","","","","","","","","","","","","","","","","","","","","","","","","","","","","","","","","","","","","","","","","","","","","","","","","","","","","","","","","","","","","","","","","","","","","","","","","","","","","","","","","","","","","","",""]
["","","","","","","","","","","","","","","","","","","","","","","","","","","","","","","","","","","","","","","","","","","","","","","","","","","","","","","","","","","","","","","","","","","","","","","","","","","","","","","","","","","","","","","","","","","","","","","","","","","","","",null,"","","","","","","","","","","","","","","","","","","","","","","","","","","","","","","","","","","","","","","","","","","","","","","","","","","","","","","","","","","","","","","","","","","","","","","","","","","","","","","","","","","","","","","","","","",""]
["","","","","","","","","","","","","","","","","","","","","","","","","","","","","","","","","","","","","","","","","","","","","","","","","","","","","","","","","","","","","","","","","","","","","","","","","","","","","","","","","","","","","","","","","","","","","","","","","","","","","",null,"","","","","","","","","","","","","","","","","","","","","","","","","","","","","","","","","","","","","","","","","","","","","","","","","","","","","","","","","","","","","","","","","","","","","","","","","","","","","","","","","","","","","","","","","","",""]
["","","","","","","","","","","","","","","","","","","","","","","","","","","","","","","","","","","","","","","","","","","","","","","","","","","","","","","","","","","","","","","","","","","","","","","","","","","","","","","","","","","","","","","","","","","","","","","","","","","","","",null,"","","","","","","","","","","","","","","","","","","","","","","","","","","","","","","","","","","","","","","","","","","","","","","","","","","","","","","","","","","","","","","","","","","","","","","","","","","","","","","","","","","","","","","","","","",""]
["","","","","","","","","","","","","","","","","","","","","","","","","","","","","","","","","","","","","","","","","","","","","","","","","","","","","","","","","","","","","","","","","","","","","","","","","","","","","","","","","","","","","","","","","","","","","","","","","","","","","",null,"","","","","","","","","","","","","","","","","","","","","","","","","","","","","","","","","","","","","","","","","","","","","","","","","","","","","","","","","","","","","","","","","","","","","","","","","","","","","","","","","","","","","","","","","","",""]
["","","","","","","","","","","","","","","","","","","","","","","","","","","","","","","","","","","","","","","","","","","","","","","","","","","","","","","","","","","","","","","","","","","","","","","","","","","","","","","","","","","","","","","","","","","","","","","","","","","","","",null,"","","","","","","","","","","","","","","","","","","","","","","","","","","","","","","","","","","","","","","","","","","","","","","","","","","","","","","","","","","","","","","","","","","","","","","","","","","","","","","","","","","","","","","","","","",""]
["","","","","","","","","","","","","","","","","","","","","","","","","","","","","","","","","","","","","","","","","","","","","","","","","","","","","","","","","","","","","","","","","","","","","","","","","","","","","","","","","","","","","","","","","","","","","","","","","","","","","",null,"","","","","","","","","","","","","","","","","","","","","","","","","","","","","","","","","","","","","","","","","","","","","","","","","","","","","","","","","","","","","","","","","","","","","","","","","","","","","","","","","","","","","","","","","","",""]
["","","","","","","","","","","","","","","","","","","","","","","","","","","","","","","","","","","","","","","","","","","","","","","","","","","","","","","","","","","","","","","","","","","","","","","","","","","","","","","","","","","","","","","","","","","","","","","","","","","","","",null,"","","","","","","","","","","","","","","","","","","","","","","","","","","","","","","","","","","","","","","","","","","","","","","","","","","","","","","","","","","","","","","","","","","","","","","","","","","","","","","","","","","","","","","","","","",""]
["","","","","","","","","","","","","","","","","","","","","","","","","","","","","","","","","","","","","","","","","","","","","","","","","","","","","","","","","","","","","","","","","","","","","","","","","","","","","","","","","","","","","","","","","","","","","","","","","","","","","",null,"","","","","","","","","","","","","","","","","","","","","","","","","","","","","","","","","","","","","","","","","","","","","","","","","","","","","","","","","","","","","","","","","","","","","","","","","","","","","","","","","","","","","","","","","","",""]
["","","","","","","","","","","","","","","","","","","","","","","","","","","","","","","","","","","","","","","","","","","","","","","","","","","","","","","","","","","","","","","","","","","","","","","","","","","","","","","","","","","","","","","","","","","","","","","","","","","","","",null,"","","","","","","","","","","","","","","","","","","","","","","","","","","","","","","","","","","","","","","","","","","","","","","","","","","","","","","","","","","","","","","","","","","","","","","","","","","","","","","","","","","","","","","","","","",""]
["","","","","","","","","","","","","","","","","","","","","","","","","","","","","","","","","","","","","","","","","","","","","","","","","","","","","","","","","","","","","","","","","","","","","","","","","","","","","","","","","","","","","","","","","","","","","","","","","","","","","",null,"","","","","","","","","","","","","","","","","","","","","","","","","","","","","","","","","","","","","","","","","","","","","","","","","","","","","","","","","","","","","","","","","","","","","","","","","","","","","","","","","","","","","","","","","","",""]
["","","","","","","","","","","","","","","","","","","","","","","","","","","","","","","","","","","","","","","","","","","","","","","","","","","","","","","","","","","","","","","","","","","","","","","","","","","","","","","","","","","","","","","","","","","","","","","","","","","","","",null,"","","","","","","","","","","","","","","",{"$f":"IFERROR($G81*Z81,\"\")","v":""},"","","","","","","","","","","","","","","","","","","","","","","","","","","","","","","",{"$f":"IFERROR($G81*BF81,\"\")","v":""},"","","","","","","","","","","","","","","","","","","","","","","","","","","","","","","","","","","","","","","","","","",""]
["","","","","","","","","","","","","","","","","","","","","","","","","","","","","","","","","","","","","","","","","","","","","","","","","","","","","","","","","","","","","","","","","","","","","","","","","","","","","","","","","","","","","","","","","","","","","","","","","","","","","",null,{"$f":"IFERROR($G82*K82,\"\")","v":""},"","","","","","","","","","","","","","","","","","","","","","","","","","","","","","","",{"$f":"IFERROR($G82*AQ82,\"\")","v":""},"","","","","","","","","","","","","","","","","","","","","","","","","","","","","","","","","","","","","","","","","","","","","","","","","","","","","","","","","",""]
["","","","","","","","","","","","","","","","","","","","","","","","","","","","","","","","","","","","","","","","","","","","","","","","","","","","","","","","","","","","","","","","","","","","","","","","","","","","","","","","","","","","","","","","","","","","","","","","","","","","","",null,"","","","","","","","","","","","","","","","","","","","","","","","","","","","","","","","","","","","","","","","","","","","","","","","","","","","","","","","","","","","","","","","","","","","","","","","","","","","","","","","","","","","","","","","","","",""]
["","","","","","","","","","","","","","","","","","","","","","","","","","","","","","","","","","","","","","","","","","","","","","","","","","","","","","","","","","","","","","","","","","","","","","","","","","","","","","","","","","","","","","","","","","","","","","","","","","","","","",null,"","","","","","","","","","","","","","","","","","","","","","","","","","","","","","","","","","","","","","","","","","","","","","","","","","","","","","","","","","","",{"$f":"IFERROR($G84*BR84,\"\")","v":""},"","","","","","","","","","","","","","","","","","","","","","","","","","","","","","",""]
["","","","","","","","","","","","","","","","","","","","","","","","","","","","","","","","","","","","","","","","","","","","","","","","","","","","","","","","","","","","","","","","","","","","","","","","","","","","","","","","","","","","","","","","","","","","","","","","","","","","","",null,"","","","","","","","","","","","","","","","","","","","","","","","","","","","","","","","","","","","","","","","","","","","","","","","","","","","","","","","","","","","","","","","","","","","","","","","","","","",{"$f":"IFERROR($G85*CH85,\"\")","v":""},"","","","","","","","","","","","","","",""]
["","","","","","","","","","","","","","","","","","","","","","","","","","","","","","","","","","","","","","","","","","","","","","","","","","","","","","","","","","","","","","","","","","","","","","","","","","","","","","","","","","","","","","","","","","","","","","","","","","","","","",null,{"$f":"IFERROR($G86*K86,\"\")","v":""},{"$f":"IFERROR($G86*L86,\"\")","v":""},"","","","","","","","","","","","","","",{"$f":"IFERROR($G86*AA86,\"\")","v":""},"","","","","","","","","",{"$f":"IFERROR($G86*AK86,\"\")","v":""},"","","","","","","","","","","","","","","","","","","","",{"$f":"IFERROR($G86*BF86,\"\")","v":""},{"$f":"IFERROR($G86*BG86,\"\")","v":""},"","","","","","","","","","","","","","","",{"$f":"IFERROR($G86*BW86,\"\")","v":""},"",{"$f":"IFERROR($G86*BY86,\"\")","v":""},"","","","",{"$f":"IFERROR($G86*CD86,\"\")","v":""},"","","","","","","","","","","","",{"$f":"IFERROR($G86*CQ86,\"\")","v":""},"","","","","",""]
["","","","","","","","","","","","","","","","","","","","","","","","","","","","","","","","","","","","","","","","","","","","","","","","","","","","","","","","","","","","","","","","","","","","","","","","","","","","","","","","","","","","","","","","","","","","","","","","","","","","","",null,{"$f":"IFERROR($G87*K87,\"\")","v":""},"","","","","","","","","","","","","","","","","","","","","","","","","","","","","","","","","","","","","","","","","","","","","","","","","","","","","","","","","","","","","","","","","","","","","","","","","","","","","","","","","","","","","","","","","",""]
["","","","","","","","","","","","","","","","","","","","","","","","","","","","","","","","","","","","","","","","","","","","","","","","","","","","","","","","","","","","","","","","","","","","","","","","","","","","","","","","","","","","","","","","","","","","","","","","","","","","","",null,"","","","","","","","","","","","","","","","","","","","","","","","","","","","","","","","","","","","","","","","","","","","","","","","","","","","","","","","","","","","","","","","","","","","","","","","","","","","","","","","","","","","","","","","","","",""]
["","","","","","","","","","","","","","","","","","","","","","","","","","","","","","","","","","","","","","","","","","","","","","","","","","","","","","","","","","","","","","","","","","","","","","","","","","","","","","","","","","","","","","","","","","","","","","","","","","","","","",null,"","","","","","","","","","","","","","","","","","","","","","","","","","","","","","","","","","","","","","","","","","",{"$f":"IFERROR($G89*BA89,\"\")","v":""},"","","","","","","","","","","","","","","","","","","","","","","","","","","","","","","","","","","","","","","","","","","","","","","",""]
["","","","","","","","","","","","","","","","","","","","","","","","","","","","","","","","","","","","","","","","","","","","","","","","","","","","","","","","","","","","","","","","","","","","","","","","","","","","","","","","","","","","","","","","","","","","","","","","","","","","","",null,"","","","","","","","","","","","","","","","","","","","","","","","","","","","","","","","","","","","","","","","","","","","","","","","","","","","","","","","","","","","","","","","","","","","","","","","","","","","","","","","","","","","","","","","","","",""]
["","","","","","","","","","","","","","","","","","","","","","","","","","","","","","","","","","","","","","","","","","","","","","","","","","","","","","","","","","","","","","","","","","","","","","","","","","","","","","","","","","","","","","","","","","","","","","","","","","","","","",null,"","","","","","","","","","","","","","","","","","","","","","","","","","","","","","","","","","","","","","","","","","","","","","","","","","","","","","","","","","","","","","","","","","","","","","","","","","","","","","","","","","","","","","","","","","",""]
["","","","","","","","","","","","","","","","","","","","","","","","","","","","","","","","","","","","","","","","","","","","","","","","","","","","","","","","","","","","","","","","","","","","","","","","","","","","","","","","","","","","","","","","","","","","","","","","","","","","","",null,"","","","","","","","","","","","","","","","","","","","","","","","","","","","","","","","","","","","","","","","","","","","","","","","","","","","","","","","","","","","","","","","","","","","","","","","","","","","","","","","","","","","","","","","","","",""]
["","","","","","","","","","","","","","","","","","","","","","","","","","","","","","","","","","","","","","","","","","","","","","","","","","","","","","","","","","","","","","","","","","","","","","","","","","","","","","","","","","","","","","","","","","","","","","","","","","","","","",null,"","","","","","","","","","","","","","","","","","","","","","","","","","","","","","","","","","","","","","","","","","","","","","","","","","","","","","","","","","","","","","","","","","","","","","","","","","","","","","","","","","","","","","","","","","",""]
["","","","","","","","","","","","","","","","","","","","","","","","","","","","","","","","","","","","","","","","","","","","","","","","","","","","","","","","","","","","","","","","","","","","","","","","","","","","","","","","","","","","","","","","","","","","","","","","","","","","","",null,"","","","","","","","","","","","","","","","","","","","","","","","","","","","","","","","","","","","","","","","","","","","","","","","","","","","","","","","","","","","","","","",{"$f":"IFERROR($G94*BV94,\"\")","v":""},"","","","","","","","","","","","","","","","","","","","","","","","","","",""]
["","","","","","","","","","","","","","","","","","","","","","","","","","","","","","","","","","","","","","","","","","","","","","","","","","","","","","","","","","","","","","","","","","","","","","","","","","","","","","","","","","","","","","","","","","","","","","","","","","","","","",null,"","","","","","","","","","","","","","","","","","","","","","","","","","","","","","","","","","","","","","","","","","","","","","","","","","","","","","","","","","","","","","","","","","","","","","","","","","","","","","","","","","","","","","","","","","",""]
["","","","","","","","","","","","","","","","","","","","","","","","","","","","","","","","","","","","","","","","","","","","","","","","","","","","","","","","","","","","","","","","","","","","","","","","","","","","","","","","","","","","","","","","","","","","","","","","","","","","","",null,"","","","","","","","","","","","","","","","","","","","","","","","","","","","","","","","","","","","","","","","","","","","","","","","","","","","","","","","","","","","","","","","","","","","","","","","","","","","","","","","","","","","","","","","","","",""]
["","","","","","","","","","","","","","","","","","","","","","","","","","","","","","","","","","","","","","","","","","","","","","","","","","","","","","","","","","","","","","","","","","","","","","","","","","","","","","","","","","","","","","","","","","","","","","","","","","","","","",null,"","","","","","","","","","","","","","","","","","","","","",{"$f":"IFERROR($G97*AF97,\"\")","v":""},"","","","","","","","","","","","","","","","","","","","","","","","","","","","","","","","","","","","","","","","","","","","","","","","","","","","","","","","","","","","","","","","","","","","",""]
["","","","","","","","","","","","","","","","","","","","","","","","","","","","","","","","","","","","","","","","","","","","","","","","","","","","","","","","","","","","","","","","","","","","","","","","","","","","","","","","","","","","","","","","","","","","","","","","","","","","","",null,"","","","","","","","","","","","","","","","","",{"$f":"IFERROR($G98*AB98,\"\")","v":""},"","","","","","","","","","","","","","","","","","","","","","","","","","","","","","","","","","","","","","","","","","","","","","","","","","","","","","","","","","","","","","","","","","","","","","","","",""]
["","","","","","","","","","","","","","","","","","","","","","","","","","","","","","","","","","","","","","","","","","","","","","","","","","","","","","","","","","","","","","","","","","","","","","","","","","","","","","","","","","","","","","","","","","","","","","","","","","","","","",null,"","","","","","","","","","","","","","","","","","","","","","","","","","","","","","","","","","","","","","","","","","","","","","","","","","","","","","","","","","","","","","","","","","","","","","","","","","","","","","","","","","","","","","","","","","",""]
["","","","","","","","","","","","","","","","","","","","","","","","","","","","","","","","","","","","","","","","","","","","","","","","","","","","","","","","","","","","","","","","","","","","","","","","","","","","","","","","","","","","","","","","","","","","","","","","","","","","","",null,"","","","","","","","","","","","","","","","","","","","","","","","","","","","","","","","","","","","","",{"$f":"IFERROR($G100*AV100,\"\")","v":""},"","","","","","","","","","","","","","","","","","","","","","","","","","","","","","","","","","","","","","","","","","","","","","","","","","","","",""]
["","","","","","","","","","","","","","","","","","","","","","","","","","","","","","","","","","","","","","","","","","","","","","","","","","","","","","","","","","","","","","","","","","","","","","","","","","","","","","","","","","","","","","","","","","","","","","","","","","","","","",null,"","","","","","","","","","","","","","","","","","","","","","","","","","","","","","","","","","","","","","","","","","","","","","","","","","","","","","","","","","","","","","","","","","","","","","","","","","","","","","","","","","","","","","","","","","",""]
["","","","","","","","","","","","","","","","","","","","","","","","","","","","","","","","","","","","","","","","","","","","","","","","","","","","","","","","","","","","","","","","","","","","","","","","","","","","","","","","","","","","","","","","","","","","","","","","","","","","","",null,"","","","","","","","","","","","",{"$f":"IFERROR($G102*W102,\"\")","v":""},"","","","","","","","","","","","","","","","","","","","","","","","","","","","","","","","","","","","","","","","","","","","","","","","","","","","","","","","","","","","","","","","","","","","","","","","","","","","","",""]
["","","","","","","","","","","","","","","","","","","","","","","","","","","","","","","","","","","","","","","","","","","","","","","","","","","","","","","","","","","","","","","","","","","","","","","","","","","","","","","","","","","","","","","","","","","","","","","","","","","","","",null,"","","","","","","","","","","","","","","","","","","","","","","","","","","","","","","","","","","","","","","","","","","","","","","","","","","","","","","","","","","","","","","","","","","","","","","","","","","","","","","","","","","","","","","","","","",""]
["","","","","","","","","","","","","","","","","","","","","","","","","","","","","","","","","","","","","","","","","","","","","","","","","","","","","","","","","","","","","","","","","","","","","","","","","","","","","","","","","","","","","","","","","","","","","","","","","","","","","",null,"","","","","","","","","","","","","","","","","","","","","","","","","","","","","","","","","","","","","","","","","","","","","","","","","","","","","","","","","","","","","","","","","","","","","","","","","","","","","","","","","","","","","","","","","","",""]
["","","","","","","","","","","","","","","","","","","","","","","","","","","","","","","","","","","","","","","","","","","","","","","","","","","","","","","","","","","","","","","","","","","","","","","","","","","","","","","","","","","","","","","","","","","","","","","","","","","","","",null,"","","","","","","","","","","","","","","","","","","","","","","","","","","","","","","","","","","","","","","","","","","","","","","","","","","","","","","","","","","","","","","","","","","","","","","","","","","","","","","","","","","","","","","","","","",""]
["","","","","","","","","","","","","","","","","","","","","","","","","","","","","","","","","","","","","","","","","","","","","","","","","","","","","","","","","","","","","","","","","","","","","","","","","","","","","","","","","","","","","","","","","","","","","","","","","","","","","",null,"","","","","","","","","","","","","","","","","","","","","","","","","","","","","","","","","","","","","","","","","","","","","","","","","","","","","","","","","","","","","","","","","","","","","","","","","","","","","","","","","","","","","","","","","","",""]
["","","","","","","","","","","","","","","","","","","","","","","","","","","","","","","","","","","","","","","","","","","","","","","","","","","","","","","","","","","","","","","","","","","","","","","","","","","","","","","","","","","","","","","","","","","","","","","","","","","","","",null,"","","","","","","","","","","","","","","","","","","","","","","","","","","","","","","","","","","","","","","","","","","","","","","","","","","","","","","","","","","","","","","","","","","","","","","","","","","","","","","","","","","","","","","","","","",""]
["","","","","","","","","","","","","","","","","","","","","","","","","","","","","","","","","","","","","","","","","","","","","","","","","","","","","","","","","","","","","","","","","","","","","","","","","","","","","","","","","","","","","","","","","","","","","","","","","","","","","",null,"","","","","","","","","","","","","","","","","","","","","","","","","","","","","","","","","","","","","","","","","","","","","","","","","","","","","","","","","","","","","","","","","","","","","","","","","","","","","","","","","","","","","","","","","","",""]
["","","","","","","","","","","","","","","","","","","","","","","","","","","","","","","","","","","","","","","","","","","","","","","","","","","","","","","","","","","","","","","","","","","","","","","","","","","","","","","","","","","","","","","","","","","","","","","","","","","","","",null,"","","","","","","","","","","","","","","","","","","","","","","","","","","","","","","","","","","","","","","","","","","","","","","","","","","","","","","","","",{"$f":"IFERROR($G109*BP109,\"\")","v":""},"","","","","","","","","","","","","","","","","","","","","","","","","","","","","","","","",""]
["","","","","","","","","","","","","","","","","","","","","","","","","","","","","","","","","","","","","","","","","","","","","","","","","","","","","","","","","","","","","","","","","","","","","","","","","","","","","","","","","","","","","","","","","","","","","","","","","","","","","",null,"","","","","","","","","","","","","","","","","","","","","","","","","","","","","","","","","","","","","","","","","","","","","","","","","","","","","","","","","","","","","","","","","","","","","","","","","","","","","","","","","","","","","","","","","","",""]
["","","","","","","","","","","","","","","","","","","","","","","","","","","","","","","","","","","","","","","","","","","","","","","","","","","","","","","","","","","","","","","","","","","","","","","","","","","","","","","","","","","","","","","","","","","","","","","","","","","","","",null,"","","","","","","","","","","","","","","","","","","","","","","","","","","","","","","","","","","","","","","","","","","","","","","","","","","","","","","","","","","","","","","","","","","","","","","","","","","","","","","","","","","","","","","","","","",""]
["","","","","","","","","","","","","","","","","","","","","","","","","","","","","","","","","","","","","","","","","","","","","","","","","","","","","","","","","","","","","","","","","","","","","","","","","","","","","","","","","","","","","","","","","","","","","","","","","","","","","",null,"","","","","","","","","","","","","","","","","","","","","","","","","","","","","","","","","","","","","","","","","","","","","","","","","","","","","","","","","","","","","","","","","","","","","","","","","","","","","","","","","","","","","","","","","","",""]
["","","","","","","","","","","","","","","","","","","","","","","","","","","","","","","","","","","","","","","","","","","","","","","","","","","","","","","","","","","","","","","","","","","","","","","","","","","","","","","","","","","","","","","","","","","","","","","","","","","","","",null,"","","","","","","","","","","","","","","","","","","","","","","","","","","","","","","","","","","","","","","","","","","","","","","","","","","","","","","","","","","","","","","","","","","","","","","","","","","","","","",{"$f":"IFERROR($G113*CK113,\"\")","v":""},"","","","","","","","","","","",""]
["","","","","","","","","","","","","","","","","","","","","","","","","","","","","","","","","","","","","","","","","","","","","","","","","","","","","","","","","","","","","","","","","","","","","","","","","","","","","","","","","","","","","","","","","","","","","","","","","","","","","",null,"","","","","","","","","","","","","","","","","","","","","","","","","","","","","","","","","","","","","","","","","","","","","","","","","","","","","","","","","","","","","","","","","","","","","","","","","","","","","","","","","","","","","","","","","","",""]
["","","","","","","","","","","","","","","","","","","","","","","","","","","","","","","","","","","","","","","","","","","","","","","","","","","","","","","","","","","","","","","","","","","","","","","","","","","","","","","","","","","","","","","","","","","","","","","","","","","","","",null,"","","","","","","","","","","","","","","","","","","","","","","","","","","","","","","","","",{"$f":"IFERROR($G115*AR115,\"\")","v":""},"","","","","","","","","","","","","","","","","","","","","","","","","","","","","","","","","","","","","","","","","","","","","","","","","","","","","","",{"$f":"IFERROR($G115*CU115,\"\")","v":""},"",""]
["","","","","","","","","","","","","","","","","","","","","","","","","","","","","","","","","","","","","","","","","","","","","","","","","","","","","","","","","","","","","","","","","","","","","","","","","","","","","","","","","","","","","","","","","","","","","","","","","","","","","",null,"","","","","","","","","","","","","","","","","","","","","","","","","","","","","","","","","","","","","","","","","","","","","","","","","","","","","","","","","","","","","","","","","","","","","","","","","","","","","","","","","","","","","","","","","","",""]
["","","","","","","","","","","","","","","","","","","","","","","","","","","","","","","","","","","","","","","","","","","","","","","","","","","","","","","","","","","","","","","","","","","","","","","","","","","","","","","","","","","","","","","","","","","","","","","","","","","","","",null,"","","","","","","","","","","","","","","","","","","","","","","","","","","","","","","","","","","","","","","","","","","","","","","","","","","","","","","","","","","","","","","","","","","","","","","","","","","","","","","","","","","","","","","","","","",""]
["","","","","","","","","","","","","","","","","","","","","","","","","","","","","","","","","","","","","","","","","","","","","","","","","","","","","","","","","","","","","","","","","","","","","","","","","","","","","","","","","","","","","","","","","","","","","","","","","","","","","",null,"","","","","","","","","","","","","","","","","","","","","","","","","","","","","","","","","","","","","","","","","","","","","","","","","","","","","","","","","","","","","","","","","","","","","","","","","","","","","","","","","","","","","","","","","","",""]
["","","","","","","","","","","","","","","","","","","","","","","","","","","","","","","","","","","","","","","","","","","","","","","","","","","","","","","","","","","","","","","","","","","","","","","","","","","","","","","","","","","","","","","","","","","","","","","","","","","","","",null,"","","","","","","","","","","","","","","","","","","","","","","","","","","","","","","","","","","","","","","","","","","","","","","","","","","","","","","","","","","","","","","","","","","","","","","","","","","","","","","","","","","","","","","","","","",""]
["","","","","","","","","","","","","","","","","","","","","","","","","","","","","","","","","","","","","","","","","","","","","","","","","","","","","","","","","","","","","","","","","","","","","","","","","","","","","","","","","","","","","","","","","","","","","","","","","","","","","",null,"","","","","","","","","","","","","","","","","","","","","","","","","","","","","","","","","","","","","","","","","","","","","","","","","","","","","",{"$f":"IFERROR($G120*BL120,\"\")","v":""},"","","","","","","","","","","","","","","","","","","","","","","","","","","","","","","","","","","","",""]
["","","","","","","","","","","","","","","","","","","","","","","","","","","","","","","","","","","","","","","","","","","","","","","","","","","","","","","","","","","","","","","","","","","","","","","","","","","","","","","","","","","","","","","","","","","","","","","","","","","","","",null,"","","","","","","","","","","","","","","","","","","","","","","","","","","","","","","","","","","","","","","","","","","","","","","","","","","","","","","","","","","","","","","","","","","","","","","","","","","","","","","","","","","","","","","","","","",""]
["","","","","","","","","","","","","","","","","","","","","","","","","","","","","","","","","","","","","","","","","","","","","","","","","","","","","","","","","","","","","","","","","","","","","","","","","","","","","","","","","","","","","","","","","","","","","","","","","","","","","",null,"","","","","","","","","","","",{"$f":"IFERROR($G122*V122,\"\")","v":""},"","","","","","","","","","","","","","","","","","","","","","","","","","","","","","","","","","","","","","","","","","","","","","","","","","","","","","","","","","","","","","","","","","","","","","","","","","","","","","",""]
["","","","","","","","","","","","","","","","","","","","","","","","","","","","","","","","","","","","","","","","","","","","","","","","","","","","","","","","","","","","","","","","","","","","","","","","","","","","","","","","","","","","","","","","","","","","","","","","","","","","","",null,{"$f":"IFERROR($G123*K123,\"\")","v":""},"","","","","","","","","","","","","","","","","","","","","","","","","","","","","","","","","","","","","","","","","","","","","","","","","","","","","","","","","","","","","","","","","","","","","","","","","","","","","","","","","","","","","","","","","",""]
["","","","","","","","","","","","","","","","","","","","","","","","","","","","","","","","","","","","","","","","","","","","","","","","","","","","","","","","","","","","","","","","","","","","","","","","","","","","","","","","","","","","","","","","","","","","","","","","","","","","","",null,"","","","","","","","","","","","","","","","","","","","","","","","","","","","","","","","","","","","","","","","","","","","","","","","","","","","","","","","","","","","","","","","","","","","","","","","","","","","",{"$f":"IFERROR($G124*CI124,\"\")","v":""},"","","","","","","","","","","","","",""]
["","","","","","","","","","","","","","","","","","","","","","","","","","","","","","","","","","","","","","","","","","","","","","","","","","","","","","","","","","","","","","","","","","","","","","","","","","","","","","","","","","","","","","","","","","","","","","","","","","","","","",null,"","","","","","","","","","","","","","","","","","","","","","","","","","","","","","","","","","","","","","","","","","","","","","","","","","","","","","","","","","","","","","","","","","","","","","","","","","","","","","","","","","","","","","","","","","",""]
["","","","","","","","","","","","","","","","","","","","","","","","","","","","","","","","","","","","","","","","","","","","","","","","","","","","","","","","","","","","","","","","","","","","","","","","","","","","","","","","","","","","","","","","","","","","","","","","","","","","","",null,"","","","","","","","","","","","","","","","","","","","","","","","","","","","",{"$f":"IFERROR($G126*AM126,\"\")","v":""},"","","","","","","","","","","","","","","","","","","","","","","","","","","","","","","","","","","","","","","","","","","","","","","","","","","","","","","","","","","","","",""]
["","","","","","","","","","","","","","","","","","","","","","","","","","","","","","","","","","","","","","","","","","","","","","","","","","","","","","","","","","","","","","","","","","","","","","","","","","","","","","","","","","","","","","","","","","","","","","","","","","","","","",null,"","","","","","","","","","","","","","","","","","","","","","","","","","","","","","","","","","","","","","","","","","","","","","","","","","","","","","","","","","","","","","","","","","","","","","","","","","","","","","","","","","","","","","","","","","",""]
["","","","","","","","","","","","","","","","","","","","","","","","","","","","","","","","","","","","","","","","","","","","","","","","","","","","","","","","","","","","","","","","","","","","","","","","","","","","","","","","","","","","","","","","","","","","","","","","","","","","","",null,"","","","","","","","","","","","","","","","","","","","","","","","","","","","","","","","","","","","","","","","","","","","","","","","","","","","","","","","","","","","","","","","","","","","","","","","","","","","","","","","","","","","","","","","","","",""]
["","","","","","","","","","","","","","","","","","","","","","","","","","","","","","","","","","","","","","","","","","","","","","","","","","","","","","","","","","","","","","","","","","","","","","","","","","","","","","","","","","","","","","","","","","","","","","","","","","","","","",null,"","","","","","","","","","","","","","","","","","","","","","","","","","","","","","","","","","","","","","","","","","","","","","","","",{"$f":"IFERROR($G129*BG129,\"\")","v":""},"","","","","","","","","","","","","","","","","","","","","","","","","","","","","","","","","","","","","","","","","",""]
["","","","","","","","","","","","","","","","","","","","","","","","","","","","","","","","","","","","","","","","","","","","","","","","","","","","","","","","","","","","","","","","","","","","","","","","","","","","","","","","","","","","","","","","","","","","","","","","","","","","","",null,"","","","","","","","","","","","","","","","","","","","","","","","","","","","","","","","","","","","","","","","","","","","","","","","","","","","","","","","","","","","","","","","","","","","","","","",{"$f":"IFERROR($G130*CD130,\"\")","v":""},"","","","","","","","","","","","","","","","","","",""]
["","","","","","","","","","","","","","","","","","","","","","","","","","","","","","","","","","","","","","","","","","","","","","","","","","","","","","","","","","","","","","","","","","","","","","","","","","","","","","","","","","","","","","","","","","","","","","","","","","","","","",null,"","","","","","","","","","","","","","","","","","","","","","","","","","","","","","","","","","","","","","","","","","","","","","","","","","","","","","","","","","","","","","","","","","","","","","","","","","","","","","","","","","","","","","","","","","",""]
["","","","","","","","","","","","","","","","","","","","","","","","","","","","","","","","","","","","","","","","","","","","","","","","","","","","","","","","","","","","","","","","","","","","","","","","","","","","","","","","","","","","","","","","","","","","","","","","","","","","","",null,"","","","","","","","","","","","","","","","","","","","","","","","","","","","","","","","","","","","","","","","","","","","","","","","","","","","","","","","","","","","","","","","","","","","","","","","","","","","","","","","","","","","","","","","","","",""]
["","","","","","","","","","","","","","","","","","","","","","","","","","","","","","","","","","","","","","","","","","","","","","","","","","","","","","","","","","","","","","","","","","","","","","","","","","","","","","","","","","","","","","","","","","","","","","","","","","","","","",null,"","","","","","","","","","","","","","","","","","","","","","","","","","","","","","","","","","","","","","","","","","","","","","","","","","","","","","","","","","","","","","","","","","","","","","","","","","","","","","","","","","","","","","","","","","",""]
["","","","","","","","","","","","","","","","","","","","","","","","","","","","","","","","","","","","","","","","","","","","","","","","","","","","","","","","","","","","","","","","","","","","","","","","","","","","","","","","","","","","","","","","","","","","","","","","","","","","","",null,"","","","","","","","","","","","","","","","","","","","","","","","","","","","","","","","","","","","","","","","","","","","","","","","","","","","","","","","","","","","","","","","","","","","","","","","","","","","","","","","","","","","","","","","","","",""]
["","","","","","","","","","","","","","","","","","","","","","","","","","","","","","","","","","","","","","","","","","","","","","","","","","","","","","","","","","","","","","","","","","","","","","","","","","","","","","","","","","","","","","","","","","","","","","","","","","","","","",null,"","","","","","","","","","","","","","",{"$f":"IFERROR($G135*Y135,\"\")","v":""},"","","","","","","","","","","","","","","","","","","","","","","","","","","","","","","","","","","","","","","","","","","","","","","","","","","","","","","","","","","","","","","","","","","","","","","","","","","",""]
["","","","","","","","","","","","","","","","","","","","","","","","","","","","","","","","","","","","","","","","","","","","","","","","","","","","","","","","","","","","","","","","","","","","","","","","","","","","","","","","","","","","","","","","","","","","","","","","","","","","","",null,"","","","","","","","","","","","","","","","","","","","","","","","","","","","","","","","","","","","","","","","","","","","","","","","","","","","","","","","","","","","","","","","","","","","","","","","","","","","","","","","","","","","","","","","","","",""]
["","","","","","","","","","","","","","","","","","","","","","","","","","","","","","","","","","","","","","","","","","","","","","","","","","","","","","","","","","","","","","","","","","","","","","","","","","","","","","","","","","","","","","","","","","","","","","","","","","","","","",null,"","","","","","","","","","","","","","","","","","","","","","","","","","","","","","","","","","","","","","","","","","","","","","","","","","","","","","","","","","","","","","","","","","","","","","","","","","","","","","","","","","","","","","","","","","",""]
["","","","","","","","","","","","","","","","","","","","","","","","","","","","","","","","","","","","","","","","","","","","","","","","","","","","","","","","","","","","","","","","","","","","","","","","","","","","","","","","","","","","","","","","","","","","","","","","","","","","","",null,"","","","","","","","","","","","","","","","","","","","","","","","","","","","","","","","","","","","","","","","","","","","","","","","","","","","","","","","","","","","","","","","","","","","","","","","","","","","","","","","","","","","","","","","","","",""]
["","","","","","","","","","","","","","","","","","","","","","","","","","","","","","","","","","","","","","","","","","","","","","","","","","","","","","","","","","","","","","","","","","","","","","","","","","","","","","","","","","","","","","","","","","","","","","","","","","","","","",null,"","","","","","","","","","","","","","","","","","","","","","","","","","","","","","","","","","","","","","","","","","","","","","","","","","","","","","","","","","","","","","","","","","","","","","","","","","","","","","","","","","","","","",{"$f":"IFERROR($G139*CR139,\"\")","v":""},"","","","",""]
["","","","","","","","","","","","","","","","","","","","","","","","","","","","","","","","","","","","","","","","","","","","","","","","","","","","","","","","","","","","","","","","","","","","","","","","","","","","","","","","","","","","","","","","","","","","","","","","","","","","","",null,"","","","","","","","","","","","","","","","","","","","","","","","","","","","","","","","","","","","","","","","","","","","","","","","","","","","","","","","","","","","","","","","","","","","","","","","","","","","","","","","","","","","","","","","","","",""]
["","","","","","","","","","","","","","","","","","","","","","","","","","","","","","","","","","","","","","","","","","","","","","","","","","","","","","","","","","","","","","","","","","","","","","","","","","","","","","","","","","","","","","","","","","","","","","","","","","","","","",null,"","","","","","","","","","","","","","","","","","","","","","","","","","","","","","","","","","","","","","","","","","","","","","","","","","","","","","","","","","","","","","","","","","","","","","","","","","","","","","","","","","","","","","","","","","",""]
["","","","","","","","","","","","","","","","","","","","","","","","","","","","","","","","","","","","","","","","","","","","","","","","","","","","","","","","","","","","","","","","","","","","","","","","","","","","","","","","","","","","","","","","","","","","","","","","","","","","","",null,"","","","","","","","","","","","","","","","","","","","","","","","","","","","","","","","","","","","","","","","","","","","","","","","","","","","","","","","","","","","","","","","","","","","","","","","","","","","","","","","","","","","","","","","","","",""]
["","","","","","","","","","","","","","","","","","","","","","","","","","","","","","","","","","","","","","","","","","","","","","","","","","","","","","","","","","","","","","","","","","","","","","","","","","","","","","","","","","","","","","","","","","","","","","","","","","","","","",null,"","","","","","","","","","","","","","","","","","","","","","","","","","","","","","","","","","","","","","","","","","","","",{"$f":"IFERROR($G143*BC143,\"\")","v":""},"","","","","","","","","","","","","","","","","","","","","","","","","","","","","","","","","","","","","","","","","","","","","",""]
["","","","","","","","","","","","","","","","","","","","","","","","","","","","","","","","","","","","","","","","","","","","","","","","","","","","","","","","","","","","","","","","","","","","","","","","","","","","","","","","","","","","","","","","","","","","","","","","","","","","","",null,"","","","","","","","","","","","","","","","","","","","","","","","","","","","","","","","","","","","","","","","","","","","","","","","","","","","","","","","","","","","","","","","","","","","","","","","","","","","","","","","","","","","","","","","","","",""]
["","","","","","","","","","","","","","","","","","","","","","","","","","","","","","","","","","","","","","","","","","","","","","","","","","","","","","","","","","","","","","","","","","","","","","","","","","","","","","","","","","","","","","","","","","","","","","","","","","","","","",null,"","","","","","","","","","","","","","","","","","","","","","","","","","","","","","","","","","","","","","","","","","","","","","","","","","","","","","","","","","","","","","","","","","","","","","","","","","","","","","","","","","","","","","","","","","",""]
["","","","","","","","","","","","","","","","","","","","","","","","","","","","","","","","","","","","","","","","","","","","","","","","","","","","","","","","","","","","","","","","","","","","","","","","","","","","","","","","","","","","","","","","","","","","","","","","","","","","","",null,"","",{"$f":"IFERROR($G146*M146,\"\")","v":""},"","","","","","","","","","","","","","","","","","","","","","","","","","","","","","","","","","","","","","","","","","","","","","","","","","","","","","","","","","","","","","","","","","","","","","","","","","","","","","","","","","","","","","","",""]
["","","","","","","","","","","","","","","","","","","","","","","","","","","","","","","","","","","","","","","","","","","","","","","","","","","","","","","","","","","","","","","","","","","","","","","","","","","","","","","","","","","","","","","","","","","","","","","","","","","","","",null,{"$f":"IFERROR($G147*K147,\"\")","v":""},"","","","","","","","","","","","","","","","","","","","","","","","","","","","","","","","","","","","","","","","","","","","","","","","","","","","","","","","","","","","","","","","","","","","","","","","","","","","","","","","","","","","","","","","","",""]
["","","","","","","","","","","","","","","","","","","","","","","","","","","","","","","","","","","","","","","","","","","","","","","","","","","","","","","","","","","","","","","","","","","","","","","","","","","","","","","","","","","","","","","","","","","","","","","","","","","","","",null,"","","","","","","","","","","","","","","","","","","","","","","","","","","","","","","","","","","","","","","","","","","","","","","","","","","","","","","","","","","","","","","","","","","","","","","","","","","","","","","","","","","","","","","","","","",""]
["","","","","","","","","","","","","","","","","","","","","","","","","","","","","","","","","","","","","","","","","","","","","","","","","","","","","","","","","","","","","","","","","","","","","","","","","","","","","","","","","","","","","","","","","","","","","","","","","","","","","",null,"","","","","","","","","","","","","","","","","","","","","","","","","","","","","","","","","","","","","","","","","","","","","","","","","","","","","","","","","","","","","","","","","","","","","","","","","","","","","","","","","","","","","","","","","","",""]
["","","","","","","","","","","","","","","","","","","","","","","","","","","","","","","","","","","","","","","","","","","","","","","","","","","","","","","","","","","","","","","","","","","","","","","","","","","","","","","","","","","","","","","","","","","","","","","","","","","","","",null,"","","","","","","","","","","","","","","","","","","","","","","","","","","","","","","","","","","","","","","","","","","","","","","","","","","","","","","","","","","","","","","","","","","","","","","","","","","","","","","","","","","","","","","","","","",""]
["","","","","","","","","","","","","","","","","","","","","","","","","","","","","","","","","","","","","","","","","","","","","","","","","","","","","","","","","","","","","","","","","","","","","","","","","","","","","","","","","","","","","","","","","","","","","","","","","","","","","",null,"","","","","","","","","","","","","","","","","","","","","","","","","","","","","","","","","","","","","","","","","","","","","","","","","","","","","","","","","","","","",{"$f":"IFERROR($G151*BS151,\"\")","v":""},"","","","","","","","","","","","","","","","","","","","","","","","","","","","","",""]
["","","","","","","","","","","","","","","","","","","","","","","","","","","","","","","","","","","","","","","","","","","","","","","","","","","","","","","","","","","","","","","","","","","","","","","","","","","","","","","","","","","","","","","","","","","","","","","","","","","","","",null,"","","","","","","","","","","","","","","","","","","","","","","","","","","","","","","","","","","","","","","","","","","","","","","","","","","","","","","","","","","","","","","","","","","","","","","","","","","","","","","","","","","","","","","","","","",""]
["","","","","","","","","","","","","","","","","","","","","","","","","","","","","","","","","","","","","","","","","","","","","","","","","","","","","","","","","","","","","","","","","","","","","","","","","","","","","","","","","","","","","","","","","","","","","","","","","","","","","",null,"","","","","","","","","","","","","","","","","",{"$f":"IFERROR($G153*AB153,\"\")","v":""},"","","","","","","","","","","","","","","","","","","","",{"$f":"IFERROR($G153*AW153,\"\")","v":""},"","","","","","","","","","","","","","","","","","","","","","","","","","","","","","","","","","","","","","","","","","","","","","","","","","","",""]
["","","","","","","","","","","","","","","","","","","","","","","","","","","","","","","","","","","","","","","","","","","","","","","","","","","","","","","","","","","","","","","","","","","","","","","","","","","","","","","","","","","","","","","","","","","","","","","","","","","","","",null,"","","","","","","","","","","","","","","","","","","","","","","","","","","","","","","","","",{"$f":"IFERROR($G154*AR154,\"\")","v":""},"","","","","","","","","","","","","","","","","","","","","","","","","","","","","","","","","","","","","","","","","","","","","","","","","","","","","","","","",""]
["","","","","","","","","","","","","","","","","","","","","","","","","","","","","","","","","","","","","","","","","","","","","","","","","","","","","","","","","","","","","","","","","","","","","","","","","","","","","","","","","","","","","","","","","","","","","","","","","","","","","",null,"","","","","","","","","","","","","","","","","","","","","","","","","","","","","","","","","","","","","","","","","","","","","","","","","","","","","","","","","","","","","","","","","","","","","","","","","","","","","","","","","","","","","","","","","","",""]
["","","","","","","","","","","","","","","","","","","","","","","","","","","","","","","","","","","","","","","","","","","","","","","","","","","","","","","","","","","","","","","","","","","","","","","","","","","","","","","","","","","","","","","","","","","","","","","","","","","","","",null,"","","","","","","","","","","","","","","","","","","","","","","","","","","","","","","","","","","","","","","","","","","","","","","","","","","","","","","","","","","","","","","","","","","","","","","","","","","","","","","","","","","","","","","","","","",""]
["","","","","","","","","","","","","","","","","","","","","","","","","","","","","","","","","","","","","","","","","","","","","","","","","","","","","","","","","","","","","","","","","","","","","","","","","","","","","","","","","","","","","","","","","","","","","","","","","","","","","",null,"","","","","","","","","","","","","","","","","","","","","","","","","","","","","","","","","","","","","","","","","","","","","","","","","","","","","","","","","","","","","","","","","","","","","","","","","","","","","","","","","","","","","","","","","","",""]
["","","","","","","","","","","","","","","","","","","","","","","","","","","","","","","","","","","","","","","","","","","","","","","","","","","","","","","","","","","","","","","","","","","","","","","","","","","","","","","","","","","","","","","","","","","","","","","","","","","","","",null,"","","","","","","","","","","","","","","","","","","","","","","","","","","","","","","","","","","","","","","","","","","","","","","","","","","","","","","","","","","","","","","","","","","","","","","","","","","","","","","","","","","","","","","","","","",""]
["","","","","","","","","","","","","","","","","","","","","","","","","","","","","","","","","","","","","","","","","","","","","","","","","","","","","","","","","","","","","","","","","","","","","","","","","","","","","","","","","","","","","","","","","","","","","","","","","","","","","",null,"","","","","","","","","","","","","","","","","","","","","","","","","","","","","","","","","","","","","","","","","","","","","","","","","","","","","","","","","","","","","","","","","","","","","","","","","","","","","","","","","","","","","","","","","","",""]
["","","","","","","","","","","","","","","","","","","","","","","","","","","","","","","","","","","","","","","","","","","","","","","","","","","","","","","","","","","","","","","","","","","","","","","","","","","","","","","","","","","","","","","","","","","","","","","","","","","","","",null,"","","","","","","","","","","","","","","","","","","","","","","","","","","","","","","","","","","","","","","","","","","","","","","","","","","","","","","","","","","","","","","","","","","","","","","","","","","","","","","","","","","","","","","","","","",""]
["","","","","","","","","","","","","","","","","","","","","","","","","","","","","","","","","","","","","","","","","","","","","","","","","","","","","","","","","","","","","","","","","","","","","","","","","","","","","","","","","","","","","","","","","","","","","","","","","","","","","",null,"","","","","","","","","","","","","","","","","","","","","","","","","","","","","","","","","","","","","","","","","","","","","","","","","","","","","","","","","","","","","","","","","","","","","","","","","","","","","","","","","","","","","","","","","","",""]
["","","","","","","","","","","","","","","","","","","","","","","","","","","","","","","","","","","","","","","","","","","","","","","","","","","","","","","","","","","","","","","","","","","","","","","","","","","","","","","","","","","","","","","","","","","","","","","","","","","","","",null,"","","","","","","","","","","","","","","","","","","","","","","","","","","","","","","","","","","","","","","","","","","","","","","","","","","","","","","","","","","","","","","","","","","","","","","","","","","","","","","","","","","","","","","","","","",""]
["","","","","","","","","","","","","","","","","","","","","","","","","","","","","","","","","","","","","","","","","","","","","","","","","","","","","","","","","","","","","","","","","","","","","","","","","","","","","","","","","","","","","","","","","","","","","","","","","","","","","",null,"","","","","","","","","","","","","","","","","","","","","","","","","","","","","","","","","","","","","","","","","","","","","","","","","","","","","","","","","","","","","","","","","","","","","","","","","","","","","","","","","","","","","","","","","","",""]
["","","","","","","","","","","","","","","","","","","","","","","","","","","","","","","","","","","","","","","","","","","","","","","","","","","","","","","","","","","","","","","","","","","","","","","","","","","","","","","","","","","","","","","","","","","","","","","","","","","","","",null,"","","","","","","","","","","","","","","","","","","","","","","","","","","","","","","","","","","","","","","","","","","","","","","","","","","","","","","","","","","","","","","","","","","","","","","","","","","","","","","","","","","",{"$f":"IFERROR($G164*CP164,\"\")","v":""},"","","","","","",""]
["","","","","","","","","","","","","","","","","","","","","","","","","","","","","","","","","","","","","","","","","","","","","","","","","","","","","","","","","","","","","","","","","","","","","","","","","","","","","","","","","","","","","","","","","","","","","","","","","","","","","",null,"","","","","","","","","","","","","","","","","","","","","","","","","","","","","","","","","","","","","","","","","","","","","","","","","","","","","","","","","","","","","","","","","","","","","","","","","","","","","","","","","","","","","","","","","","",""]
["","","","","","","","","","","","","","","","","","","","","","","","","","","","","","","","","","","","","","","","","","","","","","","","","","","","","","","","","","","","","","","","","","","","","","","","","","","","","","","","","","","","","","","","","","","","","","","","","","","","","",null,"","","","","","","","","","","","","","","","","","","","","","","","","","","","","","","","","","","","","","","","","","","","","","","","","","","","","","","","","","","","","","","","","","","","","","","","","","","","","","","","","","","","","","","","","","",""]
["","","","","","","","","","","","","","","","","","","","","","","","","","","","","","","","","","","","","","","","","","","","","","","","","","","","","","","","","","","","","","","","","","","","","","","","","","","","","","","","","","","","","","","","","","","","","","","","","","","","","",null,"","","","","","","","","","","","","","","","","","","","","","","","","","","","","","","","","","","","","","","","","","","","","","","","","","","","","","","","","","","","","","","","","","","","","","","","","","","","","","","","","","","","","","","","","","",""]
["","","","","","","","","","","","","","","","","","","","","","","","","","","","","","","","","","","","","","","","","","","","","","","","","","","","","","","","","","","","","","","","","","","","","","","","","","","","","","","","","","","","","","","","","","","","","","","","","","","","","",null,"","","","","","","","","","","","","","","","","","","","","","","","","","","","","","","","","","","","","","","","","","","","","","","","","","","","","","","","","","","","","","","","","","","","","","","","","","","","","","","","","","","","","","","","","","",""]
["","","","","","","","","","","","","","","","","","","","","","","","","","","","","","","","","","","","","","","","","","","","","","","","","","","","","","","","","","","","","","","","","","","","","","","","","","","","","","","","","","","","","","","","","","","","","","","","","","","","","",null,"","","","","","","","","","","","","","","","","","","","","",{"$f":"IFERROR($G169*AF169,\"\")","v":""},"","","","","","","","","","","","","","","","","","","","","","","","","","","","","","","","","","","","","","","","","","","","","","","","","","","","","","","","","","","","","","","","","","","","",""]
["","","","","","","","","","","","","","","","","","","","","","","","","","","","","","","","","","","","","","","","","","","","","","","","","","","","","","","","","","","","","","","","","","","","","","","","","","","","","","","","","","","","","","","","","","","","","","","","","","","","","",null,"","","","","","","","","","","","","","","","","","","","","","","","","","","","","","","","","","","","","","","","","","","","","","","","","","","","","","",{"$f":"IFERROR($G170*BM170,\"\")","v":""},"","","","","","","","","","","","","","","","","","","","","","","","","","","","","","","","","","","",""]
["","","","","","","","","","","","","","","","","","","","","","","","","","","","","","","","","","","","","","","","","","","","","","","","","","","","","","","","","","","","","","","","","","","","","","","","","","","","","","","","","","","","","","","","","","","","","","","","","","","","","",null,"","","","","","","","","","","","","","","","","","","","","","","","","","","","","","","","","","","","","","","","","","","","","","","","","","","","","","","","","","","","","","","","","","","","","","","","","","","","","","","",{"$f":"IFERROR($G171*CL171,\"\")","v":""},"","","","","","","","","","",""]
["","","","","","","","","","","","","","","","","","","","","","","","","","","","","","","","","","","","","","","","","","","","","","","","","","","","","","","","","","","","","","","","","","","","","","","","","","","","","","","","","","","","","","","","","","","","","","","","","","","","","",null,"","","","","","","","","","","","","","","","","","","","","","","","","","","","","","","","","","","","","","","","","","","","","","","","","","","","","","","","","","","","","","","","","","","","","","","","","","","","",{"$f":"IFERROR($G172*CI172,\"\")","v":""},"","","","","","","","","","","","","",""]
["","","","","","","","","","","","","","","","","","","","","","","","","","","","","","","","","","","","","","","","","","","","","","","","","","","","","","","","","","","","","","","","","","","","","","","","","","","","","","","","","","","","","","","","","","","","","","","","","","","","","",null,"","","","","","","","","","","","","","","","","","","","","","","","","","","","","","","","","","","","","","","","","","","","","","","","","","","","","","","","","","","","","","","","","","","","","","","","","","","","","","","","","","","","","","","","","","",""]
["","","","","","","","","","","","","","","","","","","","","","","","","","","","","","","","","","","","","","","","","","","","","","","","","","","","","","","","","","","","","","","","","","","","","","","","","","","","","","","","","","","","","","","","","","","","","","","","","","","","","",null,"","","","","",{"$f":"IFERROR($G174*P174,\"\")","v":""},"","","","","","","","","","","","","","","","","","","","","","","","","","","","","","","","","","","","","","","","","","","","","","","","","","","","","","","","","","","","","","","","","","","","","","","","","","","","","","","","","","","","",""]
["","","","","","","","","","","","","","","","","","","","","","","","","","","","","","","","","","","","","","","","","","","","","","","","","","","","","","","","","","","","","","","","","","","","","","","","","","","","","","","","","","","","","","","","","","","","","","","","","","","","","",null,"","","","","","","","","","","","","","","","","","","","","","","","","","","","","","","","","","","","","","","","","","","","","","","","","","","","","","","","","","","","","","","","","","","","","","","","","","","","","","","","","","","","","","","","","","",""]
["","","","","","","","","","","","","","","","","","","","","","","","","","","","","","","","","","","","","","","","","","","","","","","","","","","","","","","","","","","","","","","","","","","","","","","","","","","","","","","","","","","","","","","","","","","","","","","","","","","","","",null,"","","","","","","","","","","","","","","","","","","","","","","","","","","","","","","","","","","","","","","","","","","","","","","","","","","","","","","","","","","","","","","","","","","","","","","","","","","","","","","","","","","","","","","","","","",""]
["","","","","","","","","","","","","","","","","","","","","","","","","","","","","","","","","","","","","","","","","","","","","","","","","","","","","","","","","","","","","","","","","","","","","","","","","","","","","","","","","","","","","","","","","","","","","","","","","","","","","",null,"","","","","","","","","","","","","","","","","","","","","","","","","","","","","","","","","","","","","","","","","","","","","","","","","","","","","","","","","","","","","","","","","","","","","","",{"$f":"IFERROR($G177*CC177,\"\")","v":""},"","","","","","","","","","","","","","","","","","","",""]
["","","","","","","","","","","","","","","","","","","","","","","","","","","","","","","","","","","","","","","","","","","","","","","","","","","","","","","","","","","","","","","","","","","","","","","","","","","","","","","","","","","","","","","","","","","","","","","","","","","","","",null,"","","","","","","","","","","","","","","","","","","","","","","","","","","","","","","","","","","","","","","","","","","","","","","","","","","",{"$f":"IFERROR($G178*BJ178,\"\")","v":""},"","","","","","","","","","","","","","","","","","","","","","","","","","","","","","","","","","","","","","",""]
["","","","","","","","","","","","","","","","","","","","","","","","","","","","","","","","","","","","","","","","","","","","","","","","","","","","","","","","","","","","","","","","","","","","","","","","","","","","","","","","","","","","","","","","","","","","","","","","","","","","","",null,"","","","","","","","","","","","",{"$f":"IFERROR($G179*W179,\"\")","v":""},"","","","","","","","","","","","","","","","","","","","","","","","","","","","","","","","","","","","","","","","","","","","","","","","","","","","","","","","","","","","","","","","","","","","","","","","","","","","","",""]
["","","","","","","","","","","","","","","","","","","","","","","","","","","","","","","","","","","","","","","","","","","","","","","","","","","","","","","","","","","","","","","","","","","","","","","","","","","","","","","","","","","","","","","","","","","","","","","","","","","","","",null,"","","","","","","","","","","","","","","","","","","","","","","","","","","","","","","","","","","","","","","","","","","","","","","","","","","","","","","","","","","","","","","","","","","","","","","","","","","","","","","","","","","","","","","","","","",""]
["","","","","","","","","","","","","","","","","","","","","","","","","","","","","","","","","","","","","","","","","","","","","","","","","","","","","","","","","","","","","","","","","","","","","","","","","","","","","","","","","","","","","","","","","","","","","","","","","","","","","",null,"","","","","","","","","","","","","","","","","","","","","","","","","","","","","","","","","","","","","","","","","","","","","","","","","","","","","","","","","","","","","","","","","","","","","","","","","","","","","","","","","","","","","","","","","","",""]
["","","","","","","","","","","","","","","","","","","","","","","","","","","","","","","","","","","","","","","","","","","","","","","","","","","","","","","","","","","","","","","","","","","","","","","","","","","","","","","","","","","","","","","","","","","","","","","","","","","","","",null,"","","","","","","","","","","","","","","","","","","","","","","","","","","","","","","","","","","","","","","","","","","","","","","","","","","","","","","","","","","","","","","","","","","","","","","","","","","","","","","","","","","","","","","","","","",""]
["","","","","","","","","","","","","","","","","","","","","","","","","","","","","","","","","","","","","","","","","","","","","","","","","","","","","","","","","","","","","","","","","","","","","","","","","","","","","","","","","","","","","","","","","","","","","","","","","","","","","",null,"","","","","","","","","","","","","","","","","","","","","","","","","","","","","","","","","","","","","","","","","","","","","","","","","","","","","","","","","","","","","","","","","","","","","","","","","","","","","","","","","","","","","","","","","","",""]
["","","","","","","","","","","","","","","","","","","","","","","","","","","","","","","","","","","","","","","","","","","","","","","","","","","","","","","","","","","","","","","","","","","","","","","","","","","","","","","","","","","","","","","","","","","","","","","","","","","","","",null,"","","","","","","","","","","","","","","","","","","","","","","","","","","","","","","","","","","","","","","","","","","","","","","","","","","","","","","","","","","","","","","","","","","","","","","","","","","","","","","","","","","","","","","","","","",""]
["","","","","","","","","","","","","","","","","","","","","","","","","","","","","","","","","","","","","","","","","","","","","","","","","","","","","","","","","","","","","","","","","","","","","","","","","","","","","","","","","","","","","","","","","","","","","","","","","","","","","",null,"","","","","","","","","","","","","","","","","","","","","","","","","","","","","","","","","","","","","","","","","","","","","","","","","","","","","","","","","","","","","","","","","","","","","","","","","","","","","","","","","","","","","","","","","","",""]
["","","","","","","","","","","","","","","","","","","","","","","","","","","","","","","","","","","","","","","","","","","","","","","","","","","","","","","","","","","","","","","","","","","","","","","","","","","","","","","","","","","","","","","","","","","","","","","","","","","","","",null,"","","","","","","","","","","","","","","","","","","","","","","","","","","","","","","","","","","","","","","","","","","","","","","","","","","","","","","","","","","","","","","","","","","","","","","","","","","","","","","","","","","","","","","","","","",""]
["","","","","","","","","","","","","","","","","","","","","","","","","","","","","","","","","","","","","","","","","","","","","","","","","","","","","","","","","","","","","","","","","","","","","","","","","","","","","","","","","","","","","","","","","","","","","","","","","","","","","",null,"","","","","","","","","","","","","","","","","","","","","","","","","","","","","","","","","","","","","","","","","","","","","","","","","","","","","","","","","","","","","","","","","","","","","","","","","","","","","","","","","","","","","","","","","","",""]
["","","","","","","","","","","","","","","","","","","","","","","","","","","","","","","","","","","","","","","","","","","","","","","","","","","","","","","","","","","","","","","","","","","","","","","","","","","","","","","","","","","","","","","","","","","","","","","","","","","","","",null,"","","","","","","","","","","","","","","","","","","","","","","","","","","","","","","","","","","","","","","","","","","","","","","","","","","","","","","","","","","","","","","","","","","","","","","","","","","","","","","","","","","","","","","","","","",""]
["","","","","","","","","","","","","","","","","","","","","","","","","","","","","","","","","","","","","","","","","","","","","","","","","","","","","","","","","","","","","","","","","","","","","","","","","","","","","","","","","","","","","","","","","","","","","","","","","","","","","",null,"","","","","","","","","","","","","","","","","","","","","","","","","","","","","","","","","","","","","","","","","","","","","","","","","","","","","","","","","","","","","","","","","","","","","","","","","","","","","","","","","","","","","","","","","","",""]
["","","","","","","","","","","","","","","","","","","","","","","","","","","","","","","","","","","","","","","","","","","","","","","","","","","","","","","","","","","","","","","","","","","","","","","","","","","","","","","","","","","","","","","","","","","","","","","","","","","","","",null,"","","","","","","","","","","","","","","","","","","","","","","","",{"$f":"IFERROR($G190*AI190,\"\")","v":""},"","","","","","","","","","","","","","","","","","","","","","","","","","","","","","","","","","",{"$f":"IFERROR($G190*BR190,\"\")","v":""},"","","","","","","","","","","","","","","","","","","","","","","","","","","","","","",""]

{"sheet":"Cost scenario - output","index":3,"n_rows":175,"n_cols":43,"rows_kept":175,"cut":false,"hidden":false,"merged":[]}
[null,null,null,"Replacement expenditure forecast ($,000)",null,null,null,null,null,null,null,null,null,null,null,null,null,null,null,null,null,null,null,"Replacement quantity forecast (#)"]
[null,null,null,1,2,3,4,5,6,7,8,9,10,11,12,13,14,15,16,17,18,19,20,1,2,3,4,5,6,7,8,9,10,11,12,13,14,15,16,17,18,19,20]
[]
[]
["ID","Asset group",null,2020,2021,2022,2023,2024,2025,2026,2027,2028,2029,2030,2031,2032,2033,2034,2035,2036,2037,2038,2039,2020,2021,2022,2023,2024,2025,2026,2027,2028,2029,2030,2031,2032,2033,2034,2035,2036,2037,2038,2039]
[{"$f":"IFERROR(IF('Historical scenario - output'!A6=\"\",\"\",'Historical scenario - output'!A6),\"\")","v":1},{"$f":"IFERROR(IF('Historical scenario - output'!B6=\"\",\"\",'Historical scenario - output'!B6),\"\")","v":"OVERHEAD CONDUCTORS"},null,{"$f":"IFERROR(IF($A6=\"\",\"\",SUMIFS(D$21:D$175,$A$21:$A$175,$A6)),\"\")","v":12913.380697942746},{"$f":"IFERROR(IF($A6=\"\",\"\",SUMIFS(E$21:E$175,$A$21:$A$175,$A6)),\"\")","v":12753.658245232797},12816.180238389436,13098.902098702538,13599.391104350989,14314.695984955782,15240.907073653261,16372.485882812642,17701.46340965819,19216.616912855581,20902.735035003672,22740.071378768211,24704.068066113032,26765.405168466859,28890.401510701748,31041.759963324577,33179.618888283941,{"$f":"IFERROR(IF($A6=\"\",\"\",SUMIFS(U$21:U$175,$A$21:$A$175,$A6)),\"\")","v":35262.843777358234},37250.47186053398,39103.209501342259,{"$f":"IFERROR(IF($A6=\"\",\"\",SUMIFS(X$21:X$175,$A$21:$A$175,$A6)),\"\")","v":306.17842611656584},{"$f":"IFERROR(IF($A6=\"\",\"\",SUMIFS(Y$21:Y$175,$A$21:$A$175,$A6)),\"\")","v":299.49191149757246},297.54153798418406,300.17471490545768,307.24736326504888,318.62657710027003,334.18523528201706,353.78992357294271,377.28412640612675,404.4690768594171,435.08485632425914,468.79427482801424,505.17173403984322,543.69871257385842,583.76678800290847,624.68831508426445,665.71411234163554,{"$f":"IFERROR(IF($A6=\"\",\"\",SUMIFS(AO$21:AO$175,$A$21:$A$175,$A6)),\"\")","v":706.05685374554696},744.91837887942825,781.51885535974043]
[{"$f":"IFERROR(IF('Historical scenario - output'!A7=\"\",\"\",'Historical scenario - output'!A7),\"\")","v":2},{"$f":"IFERROR(IF('Historical scenario - output'!B7=\"\",\"\",'Historical scenario - output'!B7),\"\")","v":"POLES"},null,{"$f":"IFERROR(IF($A7=\"\",\"\",SUMIFS(D$21:D$175,$A$21:$A$175,$A7)),\"\")","v":27871.543109380058},28156.382511995558,28781.669560760427,29592.889278263079,30482.350838835577,31378.326395255513,32236.589796343786,33034.248229803306,33765.397617790237,34437.740370203959,35069.216872050609,35684.033566637314,36308.067646563592,36964.186347243049,37668.27198678517,38426.610800497037,39234.907576063742,40078.75978995295,40935.162666679389,41774.590735949416,6626.2611788649283,6652.5755287983202,6770.9292778276604,6943.0873322035268,7142.2304069141301,7350.2146834759606,7555.4410086308808,7751.2969854175653,7935.0572043896773,8107.0474593422969,8269.8635866510049,8427.5061016387936,8584.4161010946755,8744.5135997679481,8910.3924828771542,9082.8001608029808,9260.4501225217318,9440.1291000432611,9617.0080692444535,9785.0623143850426]
[{"$f":"IFERROR(IF('Historical scenario - output'!A8=\"\",\"\",'Historical scenario - output'!A8),\"\")","v":3},{"$f":"IFERROR(IF('Historical scenario - output'!B8=\"\",\"\",'Historical scenario - output'!B8),\"\")","v":"SERVICE LINES"},null,6692.091645708505,5797.2103314395763,5125.3694074098439,4616.0399184156904,4228.4441392174404,3936.8125987691337,3726.1284375184946,3588.5504916080331,3520.5479437736831,3520.6902886568719,3588.0018802822556,3720.7916310198702,3915.8868508923692,4168.2202697100638,4470.7306820172889,4814.5362676819559,5189.3272783439252,5583.9077203462657,5986.8021688283216,6386.8412234041816,16120.966222843803,13965.234991945774,12346.798618184628,11119.845410548067,10186.143555271274,9483.6154878535108,8976.086229818784,8644.6667498767474,8480.8514591715284,8481.1943312458261,8643.345076567839,8963.2299368835993,9433.2060365537927,10041.066536363172,10769.801291391823,11598.014372953023,12500.870033587982,13451.397598277719,14421.953253873909,15385.630387031024]
[{"$f":"IFERROR(IF('Historical scenario - output'!A9=\"\",\"\",'Historical scenario - output'!A9),\"\")","v":4},{"$f":"IFERROR(IF('Historical scenario - output'!B9=\"\",\"\",'Historical scenario - output'!B9),\"\")","v":"SWITCHGEAR"},null,25479.906645913994,25518.180798299083,25715.41738812796,25987.321727983097,26269.930413527305,26520.661943007901,26718.881183217643,26865.683775547066,26982.712564167628,27109.915388667192,27302.257821840478,27625.511508495652,28151.335783029284,28951.943641712627,30094.683156988613,31636.868307947734,33621.161178906157,36071.747705022754,38991.47257035182,42360.01889733001,2735.0138371238859,2777.1906159476089,2848.8874382546019,2935.5001051849358,3025.7987694923872,3112.0071553929679,3189.8072156098451,3258.2261877929591,3319.3821499795999,3378.0808371600829,3441.2729360653993,3517.3964803956092,3615.6414102261465,3745.1811977749421,3914.418896483141,4130.2922454774725,4397.6754934001146,4718.9057416585529,5093.4503932511634,5517.7213627894625]
[{"$f":"IFERROR(IF('Historical scenario - output'!A10=\"\",\"\",'Historical scenario - output'!A10),\"\")","v":5},{"$f":"IFERROR(IF('Historical scenario - output'!B10=\"\",\"\",'Historical scenario - output'!B10),\"\")","v":"TRANSFORMERS"},null,25666.594356887203,24875.99739393534,24297.770304261667,23893.392701897774,23673.54212791783,23671.573225105636,23929.758316264099,24493.04382615961,25403.890607514197,26699.892080116511,28411.87733199845,30563.126467714563,33169.005072507498,36236.60934086085,39763.839711694127,43737.403907088774,48129.532794595529,52893.645947011959,57959.727912050577,63230.614460078265,682.69351426134335,658.22876819586759,648.0588533531153,646.95836972023028,652.41283102284171,663.28641715855429,679.1593819704475,700.04778104244087,726.15889139533044,757.77126133755939,795.12034538173305,838.33122481436294,887.37573049028174,942.05150444696073,1001.972771716344,1066.5623135489209,1135.0371060459693,1206.3860282032194,1279.3455439953561,1352.38583992239]
[{"$f":"IFERROR(IF('Historical scenario - output'!A11=\"\",\"\",'Historical scenario - output'!A11),\"\")","v":6},{"$f":"IFERROR(IF('Historical scenario - output'!B11=\"\",\"\",'Historical scenario - output'!B11),\"\")","v":"UNDERGROUND CABLES"},null,13367.357328579783,15542.707141861803,17980.381860817874,20687.748209453406,23669.952825484932,26930.457744568888,30471.473811401742,34294.090143473717,38397.912086726785,42780.075653159874,47433.60281066141,52345.190960337197,57492.675105318078,62842.539327072111,68347.958032236274,73947.890237377112,79567.710799372537,85121.730664771501,90517.738405168348,95663.408660958128,41.491289208466448,48.642664898095816,56.674832039330106,65.631737821618444,75.559589802192093,86.509180887849965,98.53694179202445,111.70384220193584,126.07139070637309,141.69428663516874,158.60974637788769,176.82412182475844,196.29807524276009,216.93217146789507,238.5551781950943,260.91751572278883,283.6920822406982,306.48406100836331,328.85031744699251,350.32771473029231]
[{"$f":"IFERROR(IF('Historical scenario - output'!A12=\"\",\"\",'Historical scenario - output'!A12),\"\")","v":""},{"$f":"IFERROR(IF('Historical scenario - output'!B12=\"\",\"\",'Historical scenario - output'!B12),\"\")","v":""},null,"","","","","","","","","","","","","","","","","","","","","","","","","","","","","","","","","","","","","","","",""]
[{"$f":"IFERROR(IF('Historical scenario - output'!A13=\"\",\"\",'Historical scenario - output'!A13),\"\")","v":""},{"$f":"IFERROR(IF('Historical scenario - output'!B13=\"\",\"\",'Historical scenario - output'!B13),\"\")","v":""},null,"","","","","","","","","","","","","","","","","","","","","","","","","","","","","","","","","","","","","","","",""]
[{"$f":"IFERROR(IF('Historical scenario - output'!A14=\"\",\"\",'Historical scenario - output'!A14),\"\")","v":""},{"$f":"IFERROR(IF('Historical scenario - output'!B14=\"\",\"\",'Historical scenario - output'!B14),\"\")","v":""},null,"","","","","","","","","","","","","","","","","","","","","","","","","","","","","","","","","","","","","","","",""]
[{"$f":"IFERROR(IF('Historical scenario - output'!A15=\"\",\"\",'Historical scenario - output'!A15),\"\")","v":""},{"$f":"IFERROR(IF('Historical scenario - output'!B15=\"\",\"\",'Historical scenario - output'!B15),\"\")","v":""},null,"","","","","","","","","","","","","","","","","","","","","","","","","","","","","","","","","","","","","","","",""]
[{"$f":"IFERROR(IF('Historical scenario - output'!A16=\"\",\"\",'Historical scenario - output'!A16),\"\")","v":""},{"$f":"IFERROR(IF('Historical scenario - output'!B16=\"\",\"\",'Historical scenario - output'!B16),\"\")","v":""},null,"","","","","","","","","","","","","","","","","","","","","","","","","","","","","","","","","","","","","","","",""]
[{"$f":"IFERROR(IF('Historical scenario - output'!A17=\"\",\"\",'Historical scenario - output'!A17),\"\")","v":""},{"$f":"IFERROR(IF('Historical scenario - output'!B17=\"\",\"\",'Historical scenario - output'!B17),\"\")","v":""},null,"","","","","","","","","","","","","","","","","","","","","","","","","","","","","","","","","","","","","","","",""]
[null,null,"Total",{"$f":"IFERROR(SUM(D$6:D$17),\"\")","v":111990.87378441228},{"$f":"IFERROR(SUM(E$6:E$17),\"\")","v":112644.13642276416},114716.78875976719,117876.29393471558,121923.61144933407,126752.52789166284,132323.73861839902,138648.10234940436,145771.92422963071,153764.93069365999,162707.69175183686,172678.7255129728,183741.03852442384,195928.90409506555,209235.88508042321,223605.06948391718,238922.25851556583,255012.63560446369,271641.37558361248,288518.68347906222]
[]
["ID","Asset group","Asset category"]
[{"$f":"IFERROR('Cost scenario - input'!A6,\"\")","v":1},{"$f":"IFERROR('Cost scenario - input'!B6,\"\")","v":"OVERHEAD CONDUCTORS"},{"$f":"IFERROR('Cost scenario - input'!C6,\"\")","v":"˂ = 1 kv"},{"$f":"IFERROR(repcalc('Cost scenario - input'!$CY6:$GK6,'Cost scenario - input'!$J6,'Cost scenario - input'!$H6,'Cost scenario - input'!$I6,20,TRUE,TRUE),\"\")","v":7247.825282239316},7147.9808282747226,7171.8690549141966,7318.7215233301395,7587.3280088194151,7976.0652557088433,8482.7492144282969,9104.3446646048415,9836.579199830061,10673.516535714434,11607.146872188812,12627.049779464307,13720.178224287507,14870.801565608663,16060.631483371857,17269.138908616853,18474.053316017587,19652.019563850776,20779.373204799729,21832.984150918135,{"$f":"IFERROR(IF(OR(D21=\"\",'Cost scenario - input'!$G6=\"\"),\"\",D21/'Cost scenario - input'!$G6),\"\")","v":114.10779641749936},{"$f":"IFERROR(IF(OR(E21=\"\",'Cost scenario - input'!$G6=\"\"),\"\",E21/'Cost scenario - input'!$G6),\"\")","v":112.53587240129457},{"$f":"IFERROR(IF(OR(F21=\"\",'Cost scenario - input'!$G6=\"\"),\"\",F21/'Cost scenario - input'!$G6),\"\")","v":112.91196216560384},{"$f":"IFERROR(IF(OR(G21=\"\",'Cost scenario - input'!$G6=\"\"),\"\",G21/'Cost scenario - input'!$G6),\"\")","v":115.22396761784294},{"$f":"IFERROR(IF(OR(H21=\"\",'Cost scenario - input'!$G6=\"\"),\"\",H21/'Cost scenario - input'!$G6),\"\")","v":119.45283530836768},{"$f":"IFERROR(IF(OR(I21=\"\",'Cost scenario - input'!$G6=\"\"),\"\",I21/'Cost scenario - input'!$G6),\"\")","v":125.57300913991087},{"$f":"IFERROR(IF(OR(J21=\"\",'Cost scenario - input'!$G6=\"\"),\"\",J21/'Cost scenario - input'!$G6),\"\")","v":133.55010402811831},{"$f":"IFERROR(IF(OR(K21=\"\",'Cost scenario - input'!$G6=\"\"),\"\",K21/'Cost scenario - input'!$G6),\"\")","v":143.33633428626197},{"$f":"IFERROR(IF(OR(L21=\"\",'Cost scenario - input'!$G6=\"\"),\"\",L21/'Cost scenario - input'!$G6),\"\")","v":154.86443630606212},{"$f":"IFERROR(IF(OR(M21=\"\",'Cost scenario - input'!$G6=\"\"),\"\",M21/'Cost scenario - input'!$G6),\"\")","v":168.04095083536822},{"$f":"IFERROR(IF(OR(N21=\"\",'Cost scenario - input'!$G6=\"\"),\"\",N21/'Cost scenario - input'!$G6),\"\")","v":182.73977375328278},{"$f":"IFERROR(IF(OR(O21=\"\",'Cost scenario - input'!$G6=\"\"),\"\",O21/'Cost scenario - input'!$G6),\"\")","v":198.79684863810269},{"$f":"IFERROR(IF(OR(P21=\"\",'Cost scenario - input'!$G6=\"\"),\"\",P21/'Cost scenario - input'!$G6),\"\")","v":216.00676653523018},{"$f":"IFERROR(IF(OR(Q21=\"\",'Cost scenario - input'!$G6=\"\"),\"\",Q21/'Cost scenario - input'!$G6),\"\")","v":234.12186849642589},{"$f":"IFERROR(IF(OR(R21=\"\",'Cost scenario - input'!$G6=\"\"),\"\",R21/'Cost scenario - input'!$G6),\"\")","v":252.85422816854327},{"$f":"IFERROR(IF(OR(S21=\"\",'Cost scenario - input'!$G6=\"\"),\"\",S21/'Cost scenario - input'!$G6),\"\")","v":271.88064145513482},{"$f":"IFERROR(IF(OR(T21=\"\",'Cost scenario - input'!$G6=\"\"),\"\",T21/'Cost scenario - input'!$G6),\"\")","v":290.85048724282404},{"$f":"IFERROR(IF(OR(U21=\"\",'Cost scenario - input'!$G6=\"\"),\"\",U21/'Cost scenario - input'!$G6),\"\")","v":309.3960685117072},{"$f":"IFERROR(IF(OR(V21=\"\",'Cost scenario - input'!$G6=\"\"),\"\",V21/'Cost scenario - input'!$G6),\"\")","v":327.14481861846815},{"$f":"IFERROR(IF(OR(W21=\"\",'Cost scenario - input'!$G6=\"\"),\"\",W21/'Cost scenario - input'!$G6),\"\")","v":343.73258372885761}]
[{"$f":"IFERROR('Cost scenario - input'!A7,\"\")","v":1},{"$f":"IFERROR('Cost scenario - input'!B7,\"\")","v":"OVERHEAD CONDUCTORS"},{"$f":"IFERROR('Cost scenario - input'!C7,\"\")","v":"˃ 11 kv & < = 22 kv ; swer"},{"$f":"IFERROR(repcalc('Cost scenario - input'!$CY7:$GK7,'Cost scenario - input'!$J7,'Cost scenario - input'!$H7,'Cost scenario - input'!$I7,20,TRUE,TRUE),\"\")","v":6.5743647569329955},7.5765483871113233,8.4738634926185661,9.1985626044736133,9.6925170466383541,9.9151760009535685,9.8493737478239503,9.5038253349080186,8.9117964459153214,8.12621313114618,7.2121899441473367,6.2384206294269529,5.2689897867158608,4.3569265433784299,3.5403269926720009,2.8412724382288399,2.2672216396010847,1.8141730387696895,1.4707278056327382,1.2222218749314282,{"$f":"IFERROR(IF(OR(D22=\"\",'Cost scenario - input'!$G7=\"\"),\"\",D22/'Cost scenario - input'!$G7),\"\")","v":2.0438483751656249},{"$f":"IFERROR(IF(OR(E22=\"\",'Cost scenario - input'!$G7=\"\"),\"\",E22/'Cost scenario - input'!$G7),\"\")","v":2.3554087250834654},{"$f":"IFERROR(IF(OR(F22=\"\",'Cost scenario - input'!$G7=\"\"),\"\",F22/'Cost scenario - input'!$G7),\"\")","v":2.6343673907809433},{"$f":"IFERROR(IF(OR(G22=\"\",'Cost scenario - input'!$G7=\"\"),\"\",G22/'Cost scenario - input'!$G7),\"\")","v":2.8596629375007896},{"$f":"IFERROR(IF(OR(H22=\"\",'Cost scenario - input'!$G7=\"\"),\"\",H22/'Cost scenario - input'!$G7),\"\")","v":3.0132242352610956},{"$f":"IFERROR(IF(OR(I22=\"\",'Cost scenario - input'!$G7=\"\"),\"\",I22/'Cost scenario - input'!$G7),\"\")","v":3.0824447848987351},{"$f":"IFERROR(IF(OR(J22=\"\",'Cost scenario - input'!$G7=\"\"),\"\",J22/'Cost scenario - input'!$G7),\"\")","v":3.061988081762606},{"$f":"IFERROR(IF(OR(K22=\"\",'Cost scenario - input'!$G7=\"\"),\"\",K22/'Cost scenario - input'!$G7),\"\")","v":2.9545634729386867},{"$f":"IFERROR(IF(OR(L22=\"\",'Cost scenario - input'!$G7=\"\"),\"\",L22/'Cost scenario - input'!$G7),\"\")","v":2.7705126440669221},{"$f":"IFERROR(IF(OR(M22=\"\",'Cost scenario - input'!$G7=\"\"),\"\",M22/'Cost scenario - input'!$G7),\"\")","v":2.5262893250375154},{"$f":"IFERROR(IF(OR(N22=\"\",'Cost scenario - input'!$G7=\"\"),\"\",N22/'Cost scenario - input'!$G7),\"\")","v":2.2421364259089325},{"$f":"IFERROR(IF(OR(O22=\"\",'Cost scenario - input'!$G7=\"\"),\"\",O22/'Cost scenario - input'!$G7),\"\")","v":1.9394095609934139},{"$f":"IFERROR(IF(OR(P22=\"\",'Cost scenario - input'!$G7=\"\"),\"\",P22/'Cost scenario - input'!$G7),\"\")","v":1.6380314467625212},{"$f":"IFERROR(IF(OR(Q22=\"\",'Cost scenario - input'!$G7=\"\"),\"\",Q22/'Cost scenario - input'!$G7),\"\")","v":1.3544878578587123},{"$f":"IFERROR(IF(OR(R22=\"\",'Cost scenario - input'!$G7=\"\"),\"\",R22/'Cost scenario - input'!$G7),\"\")","v":1.1006221648862826},{"$f":"IFERROR(IF(OR(S22=\"\",'Cost scenario - input'!$G7=\"\"),\"\",S22/'Cost scenario - input'!$G7),\"\")","v":0.88329903663361242},{"$f":"IFERROR(IF(OR(T22=\"\",'Cost scenario - input'!$G7=\"\"),\"\",T22/'Cost scenario - input'!$G7),\"\")","v":0.70483726345612141},{"$f":"IFERROR(IF(OR(U22=\"\",'Cost scenario - input'!$G7=\"\"),\"\",U22/'Cost scenario - input'!$G7),\"\")","v":0.56399283499573927},{"$f":"IFERROR(IF(OR(V22=\"\",'Cost scenario - input'!$G7=\"\"),\"\",V22/'Cost scenario - input'!$G7),\"\")","v":0.45722206585563396},{"$f":"IFERROR(IF(OR(W22=\"\",'Cost scenario - input'!$G7=\"\"),\"\",W22/'Cost scenario - input'!$G7),\"\")","v":0.37996616943654971}]
[{"$f":"IFERROR('Cost scenario - input'!A8,\"\")","v":1},{"$f":"IFERROR('Cost scenario - input'!B8,\"\")","v":"OVERHEAD CONDUCTORS"},{"$f":"IFERROR('Cost scenario - input'!C8,\"\")","v":"> 1 kv & < = 11 kv"},{"$f":"IFERROR(repcalc('Cost scenario - input'!$CY8:$GK8,'Cost scenario - input'!$J8,'Cost scenario - input'!$H8,'Cost scenario - input'!$I8,20,TRUE,TRUE),\"\")","v":5062.7960766042088},4874.8356355499918,4763.3291687068122,4724.9606073033046,4756.8063262506648,4856.3355649659461,5021.2818315435352,5249.417672757555,5538.2703954188873,5884.8179241764237,6285.2022786277166,6734.4936087121559,7226.5309203441011,7753.8572194394073,8307.7575283461356,8878.3988392109895,9455.0623073434363,10026.450536139477,10581.047228527701,11107.503172003466,{"$f":"IFERROR(IF(OR(D23=\"\",'Cost scenario - input'!$G8=\"\"),\"\",D23/'Cost scenario - input'!$G8),\"\")","v":180.32415977761849},{"$f":"IFERROR(IF(OR(E23=\"\",'Cost scenario - input'!$G8=\"\"),\"\",E23/'Cost scenario - input'!$G8),\"\")","v":173.62947800657903},{"$f":"IFERROR(IF(OR(F23=\"\",'Cost scenario - input'!$G8=\"\"),\"\",F23/'Cost scenario - input'!$G8),\"\")","v":169.65789597186398},{"$f":"IFERROR(IF(OR(G23=\"\",'Cost scenario - input'!$G8=\"\"),\"\",G23/'Cost scenario - input'!$G8),\"\")","v":168.29130358056938},{"$f":"IFERROR(IF(OR(H23=\"\",'Cost scenario - input'!$G8=\"\"),\"\",H23/'Cost scenario - input'!$G8),\"\")","v":169.42556860424551},{"$f":"IFERROR(IF(OR(I23=\"\",'Cost scenario - input'!$G8=\"\"),\"\",I23/'Cost scenario - input'!$G8),\"\")","v":172.97055166757227},{"$f":"IFERROR(IF(OR(J23=\"\",'Cost scenario - input'!$G8=\"\"),\"\",J23/'Cost scenario - input'!$G8),\"\")","v":178.84552598591554},{"$f":"IFERROR(IF(OR(K23=\"\",'Cost scenario - input'!$G8=\"\"),\"\",K23/'Cost scenario - input'!$G8),\"\")","v":186.97115523497493},{"$f":"IFERROR(IF(OR(L23=\"\",'Cost scenario - input'!$G8=\"\"),\"\",L23/'Cost scenario - input'!$G8),\"\")","v":197.25936825506537},{"$f":"IFERROR(IF(OR(M23=\"\",'Cost scenario - input'!$G8=\"\"),\"\",M23/'Cost scenario - input'!$G8),\"\")","v":209.6025262651205},{"$f":"IFERROR(IF(OR(N23=\"\",'Cost scenario - input'!$G8=\"\"),\"\",N23/'Cost scenario - input'!$G8),\"\")","v":223.86321763251996},{"$f":"IFERROR(IF(OR(O23=\"\",'Cost scenario - input'!$G8=\"\"),\"\",O23/'Cost scenario - input'!$G8),\"\")","v":239.86585340274968},{"$f":"IFERROR(IF(OR(P23=\"\",'Cost scenario - input'!$G8=\"\"),\"\",P23/'Cost scenario - input'!$G8),\"\")","v":257.39099434399424},{"$f":"IFERROR(IF(OR(Q23=\"\",'Cost scenario - input'!$G8=\"\"),\"\",Q23/'Cost scenario - input'!$G8),\"\")","v":276.17304093923894},{"$f":"IFERROR(IF(OR(R23=\"\",'Cost scenario - input'!$G8=\"\"),\"\",R23/'Cost scenario - input'!$G8),\"\")","v":295.9015874366446},{"$f":"IFERROR(IF(OR(S23=\"\",'Cost scenario - input'!$G8=\"\"),\"\",S23/'Cost scenario - input'!$G8),\"\")","v":316.22640663914393},{"$f":"IFERROR(IF(OR(T23=\"\",'Cost scenario - input'!$G8=\"\"),\"\",T23/'Cost scenario - input'!$G8),\"\")","v":336.76572005252916},{"$f":"IFERROR(IF(OR(U23=\"\",'Cost scenario - input'!$G8=\"\"),\"\",U23/'Cost scenario - input'!$G8),\"\")","v":357.11714260746976},{"$f":"IFERROR(IF(OR(V23=\"\",'Cost scenario - input'!$G8=\"\"),\"\",V23/'Cost scenario - input'!$G8),\"\")","v":376.87049254635002},{"$f":"IFERROR(IF(OR(W23=\"\",'Cost scenario - input'!$G8=\"\"),\"\",W23/'Cost scenario - input'!$G8),\"\")","v":395.62153924678819}]
[{"$f":"IFERROR('Cost scenario - input'!A9,\"\")","v":1},{"$f":"IFERROR('Cost scenario - input'!B9,\"\")","v":"OVERHEAD CONDUCTORS"},{"$f":"IFERROR('Cost scenario - input'!C9,\"\")","v":"> 22 kv & < = 66 kv"},{"$f":"IFERROR(repcalc('Cost scenario - input'!$CY9:$GK9,'Cost scenario - input'!$J9,'Cost scenario - input'!$H9,'Cost scenario - input'!$I9,20,TRUE,TRUE),\"\")","v":239.98682198802896},264.71038036622224,289.66022706329113,314.50732704794393,338.92020153585764,362.57833513001765,385.1856126072114,406.48302263699111,426.25991930500516,444.36325045069395,460.70433283676027,475.26295910505121,488.08883618541802,499.30055290558619,509.08243087690579,517.67970707701454,525.39251675896503,532.56908952082267,539.59844887227553,546.90273622542702,{"$f":"IFERROR(IF(OR(D24=\"\",'Cost scenario - input'!$G9=\"\"),\"\",D24/'Cost scenario - input'!$G9),\"\")","v":8.2435545807601702},{"$f":"IFERROR(IF(OR(E24=\"\",'Cost scenario - input'!$G9=\"\"),\"\",E24/'Cost scenario - input'!$G9),\"\")","v":9.0928095574830721},{"$f":"IFERROR(IF(OR(F24=\"\",'Cost scenario - input'!$G9=\"\"),\"\",F24/'Cost scenario - input'!$G9),\"\")","v":9.949837544791249},{"$f":"IFERROR(IF(OR(G24=\"\",'Cost scenario - input'!$G9=\"\"),\"\",G24/'Cost scenario - input'!$G9),\"\")","v":10.803336179425896},{"$f":"IFERROR(IF(OR(H24=\"\",'Cost scenario - input'!$G9=\"\"),\"\",H24/'Cost scenario - input'!$G9),\"\")","v":11.641919155137799},{"$f":"IFERROR(IF(OR(I24=\"\",'Cost scenario - input'!$G9=\"\"),\"\",I24/'Cost scenario - input'!$G9),\"\")","v":12.454576758362789},{"$f":"IFERROR(IF(OR(J24=\"\",'Cost scenario - input'!$G9=\"\"),\"\",J24/'Cost scenario - input'!$G9),\"\")","v":13.231137422243462},{"$f":"IFERROR(IF(OR(K24=\"\",'Cost scenario - input'!$G9=\"\"),\"\",K24/'Cost scenario - input'!$G9),\"\")","v":13.962704099759096},{"$f":"IFERROR(IF(OR(L24=\"\",'Cost scenario - input'!$G9=\"\"),\"\",L24/'Cost scenario - input'!$G9),\"\")","v":14.642041097392074},{"$f":"IFERROR(IF(OR(M24=\"\",'Cost scenario - input'!$G9=\"\"),\"\",M24/'Cost scenario - input'!$G9),\"\")","v":15.263891068806361},{"$f":"IFERROR(IF(OR(N24=\"\",'Cost scenario - input'!$G9=\"\"),\"\",N24/'Cost scenario - input'!$G9),\"\")","v":15.825207742123347},{"$f":"IFERROR(IF(OR(O24=\"\",'Cost scenario - input'!$G9=\"\"),\"\",O24/'Cost scenario - input'!$G9),\"\")","v":16.325296993980398},{"$f":"IFERROR(IF(OR(P24=\"\",'Cost scenario - input'!$G9=\"\"),\"\",P24/'Cost scenario - input'!$G9),\"\")","v":16.765866258918617},{"$f":"IFERROR(IF(OR(Q24=\"\",'Cost scenario - input'!$G9=\"\"),\"\",Q24/'Cost scenario - input'!$G9),\"\")","v":17.1509890667507},{"$f":"IFERROR(IF(OR(R24=\"\",'Cost scenario - input'!$G9=\"\"),\"\",R24/'Cost scenario - input'!$G9),\"\")","v":17.486996870391398},{"$f":"IFERROR(IF(OR(S24=\"\",'Cost scenario - input'!$G9=\"\"),\"\",S24/'Cost scenario - input'!$G9),\"\")","v":17.782313567426545},{"$f":"IFERROR(IF(OR(T24=\"\",'Cost scenario - input'!$G9=\"\"),\"\",T24/'Cost scenario - input'!$G9),\"\")","v":18.04724881285992},{"$f":"IFERROR(IF(OR(U24=\"\",'Cost scenario - input'!$G9=\"\"),\"\",U24/'Cost scenario - input'!$G9),\"\")","v":18.293764303898513},{"$f":"IFERROR(IF(OR(V24=\"\",'Cost scenario - input'!$G9=\"\"),\"\",V24/'Cost scenario - input'!$G9),\"\")","v":18.535223009845165},{"$f":"IFERROR(IF(OR(W24=\"\",'Cost scenario - input'!$G9=\"\"),\"\",W24/'Cost scenario - input'!$G9),\"\")","v":18.786125500950547}]
[{"$f":"IFERROR('Cost scenario - input'!A10,\"\")","v":1},{"$f":"IFERROR('Cost scenario - input'!B10,\"\")","v":"OVERHEAD CONDUCTORS"},{"$f":"IFERROR('Cost scenario - input'!C10,\"\")","v":"> 66 kv & < = 132 kv"},{"$f":"IFERROR(repcalc('Cost scenario - input'!$CY10:$GK10,'Cost scenario - input'!$J10,'Cost scenario - input'!$H10,'Cost scenario - input'!$I10,20,TRUE,TRUE),\"\")","v":356.19815235426},458.55485265474817,582.84792421251746,731.51407841667537,906.64405069841314,1109.8016531500216,1341.8410413263962,1602.7366974783458,1891.4420986583234,2205.7929893828837,2542.4693614062344,2897.0266108572723,3264.0010955092866,3637.0889039698277,4009.3897411141766,4373.7012359814889,4722.8435265243525,5049.9904148083888,5348.9822505286456,5614.5972203202964,{"$f":"IFERROR(IF(OR(D25=\"\",'Cost scenario - input'!$G10=\"\"),\"\",D25/'Cost scenario - input'!$G10),\"\")","v":1.4590669655221917},{"$f":"IFERROR(IF(OR(E25=\"\",'Cost scenario - input'!$G10=\"\"),\"\",E25/'Cost scenario - input'!$G10),\"\")","v":1.8783428071322992},{"$f":"IFERROR(IF(OR(F25=\"\",'Cost scenario - input'!$G10=\"\"),\"\",F25/'Cost scenario - input'!$G10),\"\")","v":2.3874749111440625},{"$f":"IFERROR(IF(OR(G25=\"\",'Cost scenario - input'!$G10=\"\"),\"\",G25/'Cost scenario - input'!$G10),\"\")","v":2.9964445901186503},{"$f":"IFERROR(IF(OR(H25=\"\",'Cost scenario - input'!$G10=\"\"),\"\",H25/'Cost scenario - input'!$G10),\"\")","v":3.7138159620368421},{"$f":"IFERROR(IF(OR(I25=\"\",'Cost scenario - input'!$G10=\"\"),\"\",I25/'Cost scenario - input'!$G10),\"\")","v":4.5459947495253985},{"$f":"IFERROR(IF(OR(J25=\"\",'Cost scenario - input'!$G10=\"\"),\"\",J25/'Cost scenario - input'!$G10),\"\")","v":5.4964797639771579},{"$f":"IFERROR(IF(OR(K25=\"\",'Cost scenario - input'!$G10=\"\"),\"\",K25/'Cost scenario - input'!$G10),\"\")","v":6.5651664790080471},{"$f":"IFERROR(IF(OR(L25=\"\",'Cost scenario - input'!$G10=\"\"),\"\",L25/'Cost scenario - input'!$G10),\"\")","v":7.7477681035403059},{"$f":"IFERROR(IF(OR(M25=\"\",'Cost scenario - input'!$G10=\"\"),\"\",M25/'Cost scenario - input'!$G10),\"\")","v":9.0354193650845236},{"$f":"IFERROR(IF(OR(N25=\"\",'Cost scenario - input'!$G10=\"\"),\"\",N25/'Cost scenario - input'!$G10),\"\")","v":10.414520770424128},{"$f":"IFERROR(IF(OR(O25=\"\",'Cost scenario - input'!$G10=\"\"),\"\",O25/'Cost scenario - input'!$G10),\"\")","v":11.866866232188098},{"$f":"IFERROR(IF(OR(P25=\"\",'Cost scenario - input'!$G10=\"\"),\"\",P25/'Cost scenario - input'!$G10),\"\")","v":13.37007545493768},{"$f":"IFERROR(IF(OR(Q25=\"\",'Cost scenario - input'!$G10=\"\"),\"\",Q25/'Cost scenario - input'!$G10),\"\")","v":14.898326213584088},{"$f":"IFERROR(IF(OR(R25=\"\",'Cost scenario - input'!$G10=\"\"),\"\",R25/'Cost scenario - input'!$G10),\"\")","v":16.423353362442853},{"$f":"IFERROR(IF(OR(S25=\"\",'Cost scenario - input'!$G10=\"\"),\"\",S25/'Cost scenario - input'!$G10),\"\")","v":17.915654385925535},{"$f":"IFERROR(IF(OR(T25=\"\",'Cost scenario - input'!$G10=\"\"),\"\",T25/'Cost scenario - input'!$G10),\"\")","v":19.345818969966366},{"$f":"IFERROR(IF(OR(U25=\"\",'Cost scenario - input'!$G10=\"\"),\"\",U25/'Cost scenario - input'!$G10),\"\")","v":20.685885487475655},{"$f":"IFERROR(IF(OR(V25=\"\",'Cost scenario - input'!$G10=\"\"),\"\",V25/'Cost scenario - input'!$G10),\"\")","v":21.910622638909249},{"$f":"IFERROR(IF(OR(W25=\"\",'Cost scenario - input'!$G10=\"\"),\"\",W25/'Cost scenario - input'!$G10),\"\")","v":22.998640713707488}]
[{"$f":"IFERROR('Cost scenario - input'!A11,\"\")","v":2},{"$f":"IFERROR('Cost scenario - input'!B11,\"\")","v":"POLES"},{"$f":"IFERROR('Cost scenario - input'!C11,\"\")","v":"˂ = 1 kv ; concrete"},{"$f":"IFERROR(repcalc('Cost scenario - input'!$CY11:$GK11,'Cost scenario - input'!$J11,'Cost scenario - input'!$H11,'Cost scenario - input'!$I11,20,TRUE,TRUE),\"\")","v":105.3080128797384},111.61948048677601,118.53042766046401,125.77692403997032,133.12867525201275,140.38039599942269,147.34899364179736,153.87539905998719,159.82955045406905,165.11687963603254,169.6846628758629,173.52676149590627,176.68556222729208,179.25029748872558,181.3513429978596,183.15051984000175,184.82784269900131,186.56553509509635,188.53046029856034,190.85637696151394,{"$f":"IFERROR(IF(OR(D26=\"\",'Cost scenario - input'!$G11=\"\"),\"\",D26/'Cost scenario - input'!$G11),\"\")","v":32.643763375448565},{"$f":"IFERROR(IF(OR(E26=\"\",'Cost scenario - input'!$G11=\"\"),\"\",E26/'Cost scenario - input'!$G11),\"\")","v":34.600215211181428},{"$f":"IFERROR(IF(OR(F26=\"\",'Cost scenario - input'!$G11=\"\"),\"\",F26/'Cost scenario - input'!$G11),\"\")","v":36.742495917738204},{"$f":"IFERROR(IF(OR(G26=\"\",'Cost scenario - input'!$G11=\"\"),\"\",G26/'Cost scenario - input'!$G11),\"\")","v":38.988791395593168},{"$f":"IFERROR(IF(OR(H26=\"\",'Cost scenario - input'!$G11=\"\"),\"\",H26/'Cost scenario - input'!$G11),\"\")","v":41.267714151785967},{"$f":"IFERROR(IF(OR(I26=\"\",'Cost scenario - input'!$G11=\"\"),\"\",I26/'Cost scenario - input'!$G11),\"\")","v":43.515629098330621},{"$f":"IFERROR(IF(OR(J26=\"\",'Cost scenario - input'!$G11=\"\"),\"\",J26/'Cost scenario - input'!$G11),\"\")","v":45.675780508234929},{"$f":"IFERROR(IF(OR(K26=\"\",'Cost scenario - input'!$G11=\"\"),\"\",K26/'Cost scenario - input'!$G11),\"\")","v":47.698859553577208},{"$f":"IFERROR(IF(OR(L26=\"\",'Cost scenario - input'!$G11=\"\"),\"\",L26/'Cost scenario - input'!$G11),\"\")","v":49.54454920144827},{"$f":"IFERROR(IF(OR(M26=\"\",'Cost scenario - input'!$G11=\"\"),\"\",M26/'Cost scenario - input'!$G11),\"\")","v":51.183534858705208},{"$f":"IFERROR(IF(OR(N26=\"\",'Cost scenario - input'!$G11=\"\"),\"\",N26/'Cost scenario - input'!$G11),\"\")","v":52.599473030491296},{"$f":"IFERROR(IF(OR(O26=\"\",'Cost scenario - input'!$G11=\"\"),\"\",O26/'Cost scenario - input'!$G11),\"\")","v":53.790460827033073},{"$f":"IFERROR(IF(OR(P26=\"\",'Cost scenario - input'!$G11=\"\"),\"\",P26/'Cost scenario - input'!$G11),\"\")","v":54.769637442428049},{"$f":"IFERROR(IF(OR(Q26=\"\",'Cost scenario - input'!$G11=\"\"),\"\",Q26/'Cost scenario - input'!$G11),\"\")","v":55.564663468515114},{"$f":"IFERROR(IF(OR(R26=\"\",'Cost scenario - input'!$G11=\"\"),\"\",R26/'Cost scenario - input'!$G11),\"\")","v":56.215953247570631},{"$f":"IFERROR(IF(OR(S26=\"\",'Cost scenario - input'!$G11=\"\"),\"\",S26/'Cost scenario - input'!$G11),\"\")","v":56.773668672061135},{"$f":"IFERROR(IF(OR(T26=\"\",'Cost scenario - input'!$G11=\"\"),\"\",T26/'Cost scenario - input'!$G11),\"\")","v":57.293611352737692},{"$f":"IFERROR(IF(OR(U26=\"\",'Cost scenario - input'!$G11=\"\"),\"\",U26/'Cost scenario - input'!$G11),\"\")","v":57.832267603541915},{"$f":"IFERROR(IF(OR(V26=\"\",'Cost scenario - input'!$G11=\"\"),\"\",V26/'Cost scenario - input'!$G11),\"\")","v":58.441362311896007},{"$f":"IFERROR(IF(OR(W26=\"\",'Cost scenario - input'!$G11=\"\"),\"\",W26/'Cost scenario - input'!$G11),\"\")","v":59.162358474487917}]
[{"$f":"IFERROR('Cost scenario - input'!A12,\"\")","v":2},{"$f":"IFERROR('Cost scenario - input'!B12,\"\")","v":"POLES"},{"$f":"IFERROR('Cost scenario - input'!C12,\"\")","v":"˂ = 1 kv ; steel"},{"$f":"IFERROR(repcalc('Cost scenario - input'!$CY12:$GK12,'Cost scenario - input'!$J12,'Cost scenario - input'!$H12,'Cost scenario - input'!$I12,20,TRUE,TRUE),\"\")","v":2.9321181930640206E-3},5.2303269358053668E-3,9.1870500778465734E-3,1.5888322054994328E-2,2.7051218412228684E-2,4.5336996123312379E-2,7.4786796759488391E-2,0.12140936370013455,0.19394721620319755,0.3048378942432019,0.47136755852585399,0.71698304367669885,1.0726841791062309,1.5783616959885749,2.2838814113569708,3.2496507678518105,4.5463517230131023,6.253500641011831,8.4565192093168129,11.242086854227644,{"$f":"IFERROR(IF(OR(D27=\"\",'Cost scenario - input'!$G12=\"\"),\"\",D27/'Cost scenario - input'!$G12),\"\")","v":9.0890873225892607E-4},{"$f":"IFERROR(IF(OR(E27=\"\",'Cost scenario - input'!$G12=\"\"),\"\",E27/'Cost scenario - input'!$G12),\"\")","v":1.6213158923020167E-3},{"$f":"IFERROR(IF(OR(F27=\"\",'Cost scenario - input'!$G12=\"\"),\"\",F27/'Cost scenario - input'!$G12),\"\")","v":2.8478354178243311E-3},{"$f":"IFERROR(IF(OR(G27=\"\",'Cost scenario - input'!$G12=\"\"),\"\",G27/'Cost scenario - input'!$G12),\"\")","v":4.9251202393160564E-3},{"$f":"IFERROR(IF(OR(H27=\"\",'Cost scenario - input'!$G12=\"\"),\"\",H27/'Cost scenario - input'!$G12),\"\")","v":8.385435720592473E-3},{"$f":"IFERROR(IF(OR(I27=\"\",'Cost scenario - input'!$G12=\"\"),\"\",I27/'Cost scenario - input'!$G12),\"\")","v":1.4053728041503944E-2},{"$f":"IFERROR(IF(OR(J27=\"\",'Cost scenario - input'!$G12=\"\"),\"\",J27/'Cost scenario - input'!$G12),\"\")","v":2.3182685061320919E-2},{"$f":"IFERROR(IF(OR(K27=\"\",'Cost scenario - input'!$G12=\"\"),\"\",K27/'Cost scenario - input'!$G12),\"\")","v":3.763491905138313E-2},{"$f":"IFERROR(IF(OR(L27=\"\",'Cost scenario - input'!$G12=\"\"),\"\",L27/'Cost scenario - input'!$G12),\"\")","v":6.0120468138491305E-2},{"$f":"IFERROR(IF(OR(M27=\"\",'Cost scenario - input'!$G12=\"\"),\"\",M27/'Cost scenario - input'!$G12),\"\")","v":9.4494766499005053E-2},{"$f":"IFERROR(IF(OR(N27=\"\",'Cost scenario - input'!$G12=\"\"),\"\",N27/'Cost scenario - input'!$G12),\"\")","v":0.14611624151481287},{"$f":"IFERROR(IF(OR(O27=\"\",'Cost scenario - input'!$G12=\"\"),\"\",O27/'Cost scenario - input'!$G12),\"\")","v":0.22225302882430764},{"$f":"IFERROR(IF(OR(P27=\"\",'Cost scenario - input'!$G12=\"\"),\"\",P27/'Cost scenario - input'!$G12),\"\")","v":0.33251456904157733},{"$f":"IFERROR(IF(OR(Q27=\"\",'Cost scenario - input'!$G12=\"\"),\"\",Q27/'Cost scenario - input'!$G12),\"\")","v":0.48926633705986528},{"$f":"IFERROR(IF(OR(R27=\"\",'Cost scenario - input'!$G12=\"\"),\"\",R27/'Cost scenario - input'!$G12),\"\")","v":0.70796592140679337},{"$f":"IFERROR(IF(OR(S27=\"\",'Cost scenario - input'!$G12=\"\"),\"\",S27/'Cost scenario - input'!$G12),\"\")","v":1.007338642309616},{"$f":"IFERROR(IF(OR(T27=\"\",'Cost scenario - input'!$G12=\"\"),\"\",T27/'Cost scenario - input'!$G12),\"\")","v":1.4092947517401797},{"$f":"IFERROR(IF(OR(U27=\"\",'Cost scenario - input'!$G12=\"\"),\"\",U27/'Cost scenario - input'!$G12),\"\")","v":1.9384830233814325},{"$f":"IFERROR(IF(OR(V27=\"\",'Cost scenario - input'!$G12=\"\"),\"\",V27/'Cost scenario - input'!$G12),\"\")","v":2.6213827846521527},{"$f":"IFERROR(IF(OR(W27=\"\",'Cost scenario - input'!$G12=\"\"),\"\",W27/'Cost scenario - input'!$G12),\"\")","v":3.4848632414585898}]
[{"$f":"IFERROR('Cost scenario - input'!A13,\"\")","v":2},{"$f":"IFERROR('Cost scenario - input'!B13,\"\")","v":"POLES"},{"$f":"IFERROR('Cost scenario - input'!C13,\"\")","v":"˂ = 1 kv ; wood"},{"$f":"IFERROR(repcalc('Cost scenario - input'!$CY13:$GK13,'Cost scenario - input'!$J13,'Cost scenario - input'!$H13,'Cost scenario - input'!$I13,20,TRUE,TRUE),\"\")","v":8243.4001756587968},8052.5336475570812,8041.8364741710311,8154.9692782834209,8351.6899118989841,8603.2709282089181,8889.21704151427,9194.9294003898522,9510.0345375034103,9827.1658280957927,10141.047644855769,10447.783895394296,10744.292304486546,11027.854134121333,11295.767326829917,11545.101027041064,11772.552939661129,11974.409857145027,12146.60762094094,12284.881260810982,{"$f":"IFERROR(IF(OR(D28=\"\",'Cost scenario - input'!$G13=\"\"),\"\",D28/'Cost scenario - input'!$G13),\"\")","v":2555.3193663491083},{"$f":"IFERROR(IF(OR(E28=\"\",'Cost scenario - input'!$G13=\"\"),\"\",E28/'Cost scenario - input'!$G13),\"\")","v":2496.1538611870164},{"$f":"IFERROR(IF(OR(F28=\"\",'Cost scenario - input'!$G13=\"\"),\"\",F28/'Cost scenario - input'!$G13),\"\")","v":2492.8379122174056},{"$f":"IFERROR(IF(OR(G28=\"\",'Cost scenario - input'!$G13=\"\"),\"\",G28/'Cost scenario - input'!$G13),\"\")","v":2527.9072330264812},{"$f":"IFERROR(IF(OR(H28=\"\",'Cost scenario - input'!$G13=\"\"),\"\",H28/'Cost scenario - input'!$G13),\"\")","v":2588.8874152482113},{"$f":"IFERROR(IF(OR(I28=\"\",'Cost scenario - input'!$G13=\"\"),\"\",I28/'Cost scenario - input'!$G13),\"\")","v":2666.8734197467966},{"$f":"IFERROR(IF(OR(J28=\"\",'Cost scenario - input'!$G13=\"\"),\"\",J28/'Cost scenario - input'!$G13),\"\")","v":2755.5120428260198},{"$f":"IFERROR(IF(OR(K28=\"\",'Cost scenario - input'!$G13=\"\"),\"\",K28/'Cost scenario - input'!$G13),\"\")","v":2850.2778790732709},{"$f":"IFERROR(IF(OR(L28=\"\",'Cost scenario - input'!$G13=\"\"),\"\",L28/'Cost scenario - input'!$G13),\"\")","v":2947.9553231066143},{"$f":"IFERROR(IF(OR(M28=\"\",'Cost scenario - input'!$G13=\"\"),\"\",M28/'Cost scenario - input'!$G13),\"\")","v":3046.2608416132712},{"$f":"IFERROR(IF(OR(N28=\"\",'Cost scenario - input'!$G13=\"\"),\"\",N28/'Cost scenario - input'!$G13),\"\")","v":3143.5590763247151},{"$f":"IFERROR(IF(OR(O28=\"\",'Cost scenario - input'!$G13=\"\"),\"\",O28/'Cost scenario - input'!$G13),\"\")","v":3238.6423022582139},{"$f":"IFERROR(IF(OR(P28=\"\",'Cost scenario - input'!$G13=\"\"),\"\",P28/'Cost scenario - input'!$G13),\"\")","v":3330.5550644550631},{"$f":"IFERROR(IF(OR(Q28=\"\",'Cost scenario - input'!$G13=\"\"),\"\",Q28/'Cost scenario - input'!$G13),\"\")","v":3418.4545985529876},{"$f":"IFERROR(IF(OR(R28=\"\",'Cost scenario - input'!$G13=\"\"),\"\",R28/'Cost scenario - input'!$G13),\"\")","v":3501.5033108853299},{"$f":"IFERROR(IF(OR(S28=\"\",'Cost scenario - input'!$G13=\"\"),\"\",S28/'Cost scenario - input'!$G13),\"\")","v":3578.7926841119679},{"$f":"IFERROR(IF(OR(T28=\"\",'Cost scenario - input'!$G13=\"\"),\"\",T28/'Cost scenario - input'!$G13),\"\")","v":3649.2990607097472},{"$f":"IFERROR(IF(OR(U28=\"\",'Cost scenario - input'!$G13=\"\"),\"\",U28/'Cost scenario - input'!$G13),\"\")","v":3711.8714070094238},{"$f":"IFERROR(IF(OR(V28=\"\",'Cost scenario - input'!$G13=\"\"),\"\",V28/'Cost scenario - input'!$G13),\"\")","v":3765.2499002638219},{"$f":"IFERROR(IF(OR(W28=\"\",'Cost scenario - input'!$G13=\"\"),\"\",W28/'Cost scenario - input'!$G13),\"\")","v":3808.1124693841257}]
[{"$f":"IFERROR('Cost scenario - input'!A14,\"\")","v":2},{"$f":"IFERROR('Cost scenario - input'!B14,\"\")","v":"POLES"},{"$f":"IFERROR('Cost scenario - input'!C14,\"\")","v":"˃ 11 kv & < = 22 kv ; wood"},{"$f":"IFERROR(repcalc('Cost scenario - input'!$CY14:$GK14,'Cost scenario - input'!$J14,'Cost scenario - input'!$H14,'Cost scenario - input'!$I14,20,TRUE,TRUE),\"\")","v":1.7424995295005529E-2},2.7304053351343748E-2,4.2326241966417731E-2,6.4887832364596804E-2,9.833473280614323E-2,0.14724626880741304,0.21775647908217302,0.31789390702065556,0.45790727601238596,0.65052886593928916,0.91111179371511064,1.2575647159228291,1.710001563648651,2.2900290431804731,3.0196146628958656,3.9195154155873149,5.0073018237668832,6.2950801730094046,7.7870897373065606,9.47742028031203,{"$f":"IFERROR(IF(OR(D29=\"\",'Cost scenario - input'!$G14=\"\"),\"\",D29/'Cost scenario - input'!$G14),\"\")","v":4.1195626209264398E-3},{"$f":"IFERROR(IF(OR(E29=\"\",'Cost scenario - input'!$G14=\"\"),\"\",E29/'Cost scenario - input'!$G14),\"\")","v":6.4551384767499477E-3},{"$f":"IFERROR(IF(OR(F29=\"\",'Cost scenario - input'!$G14=\"\"),\"\",F29/'Cost scenario - input'!$G14),\"\")","v":1.0006637094422651E-2},{"$f":"IFERROR(IF(OR(G29=\"\",'Cost scenario - input'!$G14=\"\"),\"\",G29/'Cost scenario - input'!$G14),\"\")","v":1.5340577385335188E-2},{"$f":"IFERROR(IF(OR(H29=\"\",'Cost scenario - input'!$G14=\"\"),\"\",H29/'Cost scenario - input'!$G14),\"\")","v":2.324798846419706E-2},{"$f":"IFERROR(IF(OR(I29=\"\",'Cost scenario - input'!$G14=\"\"),\"\",I29/'Cost scenario - input'!$G14),\"\")","v":3.4811500076775949E-2},{"$f":"IFERROR(IF(OR(J29=\"\",'Cost scenario - input'!$G14=\"\"),\"\",J29/'Cost scenario - input'!$G14),\"\")","v":5.1481302376511516E-2},{"$f":"IFERROR(IF(OR(K29=\"\",'Cost scenario - input'!$G14=\"\"),\"\",K29/'Cost scenario - input'!$G14),\"\")","v":7.5155478358029729E-2},{"$f":"IFERROR(IF(OR(L29=\"\",'Cost scenario - input'!$G14=\"\"),\"\",L29/'Cost scenario - input'!$G14),\"\")","v":0.10825699899336889},{"$f":"IFERROR(IF(OR(M29=\"\",'Cost scenario - input'!$G14=\"\"),\"\",M29/'Cost scenario - input'!$G14),\"\")","v":0.15379598987468837},{"$f":"IFERROR(IF(OR(N29=\"\",'Cost scenario - input'!$G14=\"\"),\"\",N29/'Cost scenario - input'!$G14),\"\")","v":0.21540218664792588},{"$f":"IFERROR(IF(OR(O29=\"\",'Cost scenario - input'!$G14=\"\"),\"\",O29/'Cost scenario - input'!$G14),\"\")","v":0.29730949761556419},{"$f":"IFERROR(IF(OR(P29=\"\",'Cost scenario - input'!$G14=\"\"),\"\",P29/'Cost scenario - input'!$G14),\"\")","v":0.40427319514696669},{"$f":"IFERROR(IF(OR(Q29=\"\",'Cost scenario - input'!$G14=\"\"),\"\",Q29/'Cost scenario - input'!$G14),\"\")","v":0.54140146883289153},{"$f":"IFERROR(IF(OR(R29=\"\",'Cost scenario - input'!$G14=\"\"),\"\",R29/'Cost scenario - input'!$G14),\"\")","v":0.71388780796013707},{"$f":"IFERROR(IF(OR(S29=\"\",'Cost scenario - input'!$G14=\"\"),\"\",S29/'Cost scenario - input'!$G14),\"\")","v":0.92663951552552426},{"$f":"IFERROR(IF(OR(T29=\"\",'Cost scenario - input'!$G14=\"\"),\"\",T29/'Cost scenario - input'!$G14),\"\")","v":1.1838105592372441},{"$f":"IFERROR(IF(OR(U29=\"\",'Cost scenario - input'!$G14=\"\"),\"\",U29/'Cost scenario - input'!$G14),\"\")","v":1.4882630690808722},{"$f":"IFERROR(IF(OR(V29=\"\",'Cost scenario - input'!$G14=\"\"),\"\",V29/'Cost scenario - input'!$G14),\"\")","v":1.8409992808894942},{"$f":"IFERROR(IF(OR(W29=\"\",'Cost scenario - input'!$G14=\"\"),\"\",W29/'Cost scenario - input'!$G14),\"\")","v":2.2406219151619711}]
[{"$f":"IFERROR('Cost scenario - input'!A15,\"\")","v":2},{"$f":"IFERROR('Cost scenario - input'!B15,\"\")","v":"POLES"},{"$f":"IFERROR('Cost scenario - input'!C15,\"\")","v":"> 1 kv & < = 11 kv ; concrete"},{"$f":"IFERROR(repcalc('Cost scenario - input'!$CY15:$GK15,'Cost scenario - input'!$J15,'Cost scenario - input'!$H15,'Cost scenario - input'!$I15,20,TRUE,TRUE),\"\")","v":619.2774648162723},620.14580367059273,624.19966142226474,628.93444336400069,633.61862826232857,638.54953374872889,644.55885595546442,652.66546481192302,663.82165387975863,678.72854222409649,697.71252874616334,720.66181018513419,747.02304587813796,775.8555853275767,805.93610952771735,835.90157264219476,864.41416078988482,890.32947622423501,912.8487874242112,931.63804852356964,{"$f":"IFERROR(IF(OR(D30=\"\",'Cost scenario - input'!$G15=\"\"),\"\",D30/'Cost scenario - input'!$G15),\"\")","v":57.511303677606897},{"$f":"IFERROR(IF(OR(E30=\"\",'Cost scenario - input'!$G15=\"\"),\"\",E30/'Cost scenario - input'!$G15),\"\")","v":57.591944912567229},{"$f":"IFERROR(IF(OR(F30=\"\",'Cost scenario - input'!$G15=\"\"),\"\",F30/'Cost scenario - input'!$G15),\"\")","v":57.968420171991369},{"$f":"IFERROR(IF(OR(G30=\"\",'Cost scenario - input'!$G15=\"\"),\"\",G30/'Cost scenario - input'!$G15),\"\")","v":58.408131767470159},{"$f":"IFERROR(IF(OR(H30=\"\",'Cost scenario - input'!$G15=\"\"),\"\",H30/'Cost scenario - input'!$G15),\"\")","v":58.843144496779985},{"$f":"IFERROR(IF(OR(I30=\"\",'Cost scenario - input'!$G15=\"\"),\"\",I30/'Cost scenario - input'!$G15),\"\")","v":59.301069770902593},{"$f":"IFERROR(IF(OR(J30=\"\",'Cost scenario - input'!$G15=\"\"),\"\",J30/'Cost scenario - input'!$G15),\"\")","v":59.859145874044323},{"$f":"IFERROR(IF(OR(K30=\"\",'Cost scenario - input'!$G15=\"\"),\"\",K30/'Cost scenario - input'!$G15),\"\")","v":60.611993620373489},{"$f":"IFERROR(IF(OR(L30=\"\",'Cost scenario - input'!$G15=\"\"),\"\",L30/'Cost scenario - input'!$G15),\"\")","v":61.648050983700031},{"$f":"IFERROR(IF(OR(M30=\"\",'Cost scenario - input'!$G15=\"\"),\"\",M30/'Cost scenario - input'!$G15),\"\")","v":63.032429765695177},{"$f":"IFERROR(IF(OR(N30=\"\",'Cost scenario - input'!$G15=\"\"),\"\",N30/'Cost scenario - input'!$G15),\"\")","v":64.79544210816124},{"$f":"IFERROR(IF(OR(O30=\"\",'Cost scenario - input'!$G15=\"\"),\"\",O30/'Cost scenario - input'!$G15),\"\")","v":66.926705021807052},{"$f":"IFERROR(IF(OR(P30=\"\",'Cost scenario - input'!$G15=\"\"),\"\",P30/'Cost scenario - input'!$G15),\"\")","v":69.374830647865636},{"$f":"IFERROR(IF(OR(Q30=\"\",'Cost scenario - input'!$G15=\"\"),\"\",Q30/'Cost scenario - input'!$G15),\"\")","v":72.052462285188668},{"$f":"IFERROR(IF(OR(R30=\"\",'Cost scenario - input'!$G15=\"\"),\"\",R30/'Cost scenario - input'!$G15),\"\")","v":74.845992262206551},{"$f":"IFERROR(IF(OR(S30=\"\",'Cost scenario - input'!$G15=\"\"),\"\",S30/'Cost scenario - input'!$G15),\"\")","v":77.628836700972172},{"$f":"IFERROR(IF(OR(T30=\"\",'Cost scenario - input'!$G15=\"\"),\"\",T30/'Cost scenario - input'!$G15),\"\")","v":80.276754974702413},{"$f":"IFERROR(IF(OR(U30=\"\",'Cost scenario - input'!$G15=\"\"),\"\",U30/'Cost scenario - input'!$G15),\"\")","v":82.683468702430361},{"$f":"IFERROR(IF(OR(V30=\"\",'Cost scenario - input'!$G15=\"\"),\"\",V30/'Cost scenario - input'!$G15),\"\")","v":84.774800970457591},{"$f":"IFERROR(IF(OR(W30=\"\",'Cost scenario - input'!$G15=\"\"),\"\",W30/'Cost scenario - input'!$G15),\"\")","v":86.519729475620679}]
[{"$f":"IFERROR('Cost scenario - input'!A16,\"\")","v":2},{"$f":"IFERROR('Cost scenario - input'!B16,\"\")","v":"POLES"},{"$f":"IFERROR('Cost scenario - input'!C16,\"\")","v":"> 1 kv & < = 11 kv ; steel"},{"$f":"IFERROR(repcalc('Cost scenario - input'!$CY16:$GK16,'Cost scenario - input'!$J16,'Cost scenario - input'!$H16,'Cost scenario - input'!$I16,20,TRUE,TRUE),\"\")","v":4.189703720552191},3.1566123847278136,2.43538429414737,1.9391909217376035,1.6015103535123496,1.3732127260041029,1.219302642311975,1.1157407738461931,1.046612806221733,1.001783567113042,0.97507421296943397,0.96293104065782498,0.96351242832196171,0.9761005526244968,1.0007414945151392,1.0380260868287479,1.0889399297377333,1.1547306340756394,1.2367604769991443,1.3363309337444165,{"$f":"IFERROR(IF(OR(D31=\"\",'Cost scenario - input'!$G16=\"\"),\"\",D31/'Cost scenario - input'!$G16),\"\")","v":0.45872903957911826},{"$f":"IFERROR(IF(OR(E31=\"\",'Cost scenario - input'!$G16=\"\"),\"\",E31/'Cost scenario - input'!$G16),\"\")","v":0.34561626887041402},{"$f":"IFERROR(IF(OR(F31=\"\",'Cost scenario - input'!$G16=\"\"),\"\",F31/'Cost scenario - input'!$G16),\"\")","v":0.26664928423937589},{"$f":"IFERROR(IF(OR(G31=\"\",'Cost scenario - input'!$G16=\"\"),\"\",G31/'Cost scenario - input'!$G16),\"\")","v":0.21232126384631181},{"$f":"IFERROR(IF(OR(H31=\"\",'Cost scenario - input'!$G16=\"\"),\"\",H31/'Cost scenario - input'!$G16),\"\")","v":0.17534874906283549},{"$f":"IFERROR(IF(OR(I31=\"\",'Cost scenario - input'!$G16=\"\"),\"\",I31/'Cost scenario - input'!$G16),\"\")","v":0.15035253014374528},{"$f":"IFERROR(IF(OR(J31=\"\",'Cost scenario - input'!$G16=\"\"),\"\",J31/'Cost scenario - input'!$G16),\"\")","v":0.1335009746203093},{"$f":"IFERROR(IF(OR(K31=\"\",'Cost scenario - input'!$G16=\"\"),\"\",K31/'Cost scenario - input'!$G16),\"\")","v":0.12216202570483184},{"$f":"IFERROR(IF(OR(L31=\"\",'Cost scenario - input'!$G16=\"\"),\"\",L31/'Cost scenario - input'!$G16),\"\")","v":0.11459323127173872},{"$f":"IFERROR(IF(OR(M31=\"\",'Cost scenario - input'!$G16=\"\"),\"\",M31/'Cost scenario - input'!$G16),\"\")","v":0.10968489522388994},{"$f":"IFERROR(IF(OR(N31=\"\",'Cost scenario - input'!$G16=\"\"),\"\",N31/'Cost scenario - input'!$G16),\"\")","v":0.10676049837120245},{"$f":"IFERROR(IF(OR(O31=\"\",'Cost scenario - input'!$G16=\"\"),\"\",O31/'Cost scenario - input'!$G16),\"\")","v":0.10543094713238264},{"$f":"IFERROR(IF(OR(P31=\"\",'Cost scenario - input'!$G16=\"\"),\"\",P31/'Cost scenario - input'!$G16),\"\")","v":0.10549460304281955},{"$f":"IFERROR(IF(OR(Q31=\"\",'Cost scenario - input'!$G16=\"\"),\"\",Q31/'Cost scenario - input'!$G16),\"\")","v":0.10687287190299646},{"$f":"IFERROR(IF(OR(R31=\"\",'Cost scenario - input'!$G16=\"\"),\"\",R31/'Cost scenario - input'!$G16),\"\")","v":0.10957079909827067},{"$f":"IFERROR(IF(OR(S31=\"\",'Cost scenario - input'!$G16=\"\"),\"\",S31/'Cost scenario - input'!$G16),\"\")","v":0.11365307468716755},{"$f":"IFERROR(IF(OR(T31=\"\",'Cost scenario - input'!$G16=\"\"),\"\",T31/'Cost scenario - input'!$G16),\"\")","v":0.11922761165128558},{"$f":"IFERROR(IF(OR(U31=\"\",'Cost scenario - input'!$G16=\"\"),\"\",U31/'Cost scenario - input'!$G16),\"\")","v":0.12643101041815202},{"$f":"IFERROR(IF(OR(V31=\"\",'Cost scenario - input'!$G16=\"\"),\"\",V31/'Cost scenario - input'!$G16),\"\")","v":0.13541242618665553},{"$f":"IFERROR(IF(OR(W31=\"\",'Cost scenario - input'!$G16=\"\"),\"\",W31/'Cost scenario - input'!$G16),\"\")","v":0.14631435697692938}]
[{"$f":"IFERROR('Cost scenario - input'!A17,\"\")","v":2},{"$f":"IFERROR('Cost scenario - input'!B17,\"\")","v":"POLES"},{"$f":"IFERROR('Cost scenario - input'!C17,\"\")","v":"> 1 kv & < = 11 kv ; wood"},{"$f":"IFERROR(repcalc('Cost scenario - input'!$CY17:$GK17,'Cost scenario - input'!$J17,'Cost scenario - input'!$H17,'Cost scenario - input'!$I17,20,TRUE,TRUE),\"\")","v":10268.725170478814},9913.8324683019218,9788.8975873223135,9834.821222422639,10008.891227145064,10280.035964540652,10625.331541648582,11027.475585756389,11472.97682778944,11950.858013381694,12451.720015437422,12967.061176285375,13488.784217420829,14008.851913057046,14519.072012892437,15011.002535687121,15475.972113761611,15905.208474784862,16290.063414016358,16622.31661682055,{"$f":"IFERROR(IF(OR(D32=\"\",'Cost scenario - input'!$G17=\"\"),\"\",D32/'Cost scenario - input'!$G17),\"\")","v":2427.6997302258142},{"$f":"IFERROR(IF(OR(E32=\"\",'Cost scenario - input'!$G17=\"\"),\"\",E32/'Cost scenario - input'!$G17),\"\")","v":2343.7971130040723},{"$f":"IFERROR(IF(OR(F32=\"\",'Cost scenario - input'!$G17=\"\"),\"\",F32/'Cost scenario - input'!$G17),\"\")","v":2314.2604011129069},{"$f":"IFERROR(IF(OR(G32=\"\",'Cost scenario - input'!$G17=\"\"),\"\",G32/'Cost scenario - input'!$G17),\"\")","v":2325.1175225854499},{"$f":"IFERROR(IF(OR(H32=\"\",'Cost scenario - input'!$G17=\"\"),\"\",H32/'Cost scenario - input'!$G17),\"\")","v":2366.2706060003152},{"$f":"IFERROR(IF(OR(I32=\"\",'Cost scenario - input'!$G17=\"\"),\"\",I32/'Cost scenario - input'!$G17),\"\")","v":2430.3737926081149},{"$f":"IFERROR(IF(OR(J32=\"\",'Cost scenario - input'!$G17=\"\"),\"\",J32/'Cost scenario - input'!$G17),\"\")","v":2512.0074876847943},{"$f":"IFERROR(IF(OR(K32=\"\",'Cost scenario - input'!$G17=\"\"),\"\",K32/'Cost scenario - input'!$G17),\"\")","v":2607.0811186549877},{"$f":"IFERROR(IF(OR(L32=\"\",'Cost scenario - input'!$G17=\"\"),\"\",L32/'Cost scenario - input'!$G17),\"\")","v":2712.4051220870979},{"$f":"IFERROR(IF(OR(M32=\"\",'Cost scenario - input'!$G17=\"\"),\"\",M32/'Cost scenario - input'!$G17),\"\")","v":2825.3842900053887},{"$f":"IFERROR(IF(OR(N32=\"\",'Cost scenario - input'!$G17=\"\"),\"\",N32/'Cost scenario - input'!$G17),\"\")","v":2943.7965103233228},{"$f":"IFERROR(IF(OR(O32=\"\",'Cost scenario - input'!$G17=\"\"),\"\",O32/'Cost scenario - input'!$G17),\"\")","v":3065.6318478549529},{"$f":"IFERROR(IF(OR(P32=\"\",'Cost scenario - input'!$G17=\"\"),\"\",P32/'Cost scenario - input'!$G17),\"\")","v":3188.9759694659197},{"$f":"IFERROR(IF(OR(Q32=\"\",'Cost scenario - input'!$G17=\"\"),\"\",Q32/'Cost scenario - input'!$G17),\"\")","v":3311.9287394967037},{"$f":"IFERROR(IF(OR(R32=\"\",'Cost scenario - input'!$G17=\"\"),\"\",R32/'Cost scenario - input'!$G17),\"\")","v":3432.5533718792267},{"$f":"IFERROR(IF(OR(S32=\"\",'Cost scenario - input'!$G17=\"\"),\"\",S32/'Cost scenario - input'!$G17),\"\")","v":3548.8540399418825},{"$f":"IFERROR(IF(OR(T32=\"\",'Cost scenario - input'!$G17=\"\"),\"\",T32/'Cost scenario - input'!$G17),\"\")","v":3658.7806861919757},{"$f":"IFERROR(IF(OR(U32=\"\",'Cost scenario - input'!$G17=\"\"),\"\",U32/'Cost scenario - input'!$G17),\"\")","v":3760.2593975762311},{"$f":"IFERROR(IF(OR(V32=\"\",'Cost scenario - input'!$G17=\"\"),\"\",V32/'Cost scenario - input'!$G17),\"\")","v":3851.2455927111828},{"$f":"IFERROR(IF(OR(W32=\"\",'Cost scenario - input'!$G17=\"\"),\"\",W32/'Cost scenario - input'!$G17),\"\")","v":3929.7958506471232}]
[{"$f":"IFERROR('Cost scenario - input'!A18,\"\")","v":2},{"$f":"IFERROR('Cost scenario - input'!B18,\"\")","v":"POLES"},{"$f":"IFERROR('Cost scenario - input'!C18,\"\")","v":"> 22 kv & < = 66 kv ; concrete"},{"$f":"IFERROR(repcalc('Cost scenario - input'!$CY18:$GK18,'Cost scenario - input'!$J18,'Cost scenario - input'!$H18,'Cost scenario - input'!$I18,20,TRUE,TRUE),\"\")","v":1.1031089146812532},1.3634264459892143,1.7042054898358652,2.1529598277367938,2.7442854823352749,3.5204837649285818,4.5318145282946158,5.8362293135839867,7.4984392421064259,9.5881972462662759,12.177721467217276,15.338256601365787,19.135859328471277,23.626595388163715,28.851438328692375,34.831249654841507,41.562282346379213,49.012671197268737,57.120344708338862,65.792710942292302,{"$f":"IFERROR(IF(OR(D33=\"\",'Cost scenario - input'!$G18=\"\"),\"\",D33/'Cost scenario - input'!$G18),\"\")","v":0.13196910631231878},{"$f":"IFERROR(IF(OR(E33=\"\",'Cost scenario - input'!$G18=\"\"),\"\",E33/'Cost scenario - input'!$G18),\"\")","v":0.16311188061767135},{"$f":"IFERROR(IF(OR(F33=\"\",'Cost scenario - input'!$G18=\"\"),\"\",F33/'Cost scenario - input'!$G18),\"\")","v":0.20388057105963364},{"$f":"IFERROR(IF(OR(G33=\"\",'Cost scenario - input'!$G18=\"\"),\"\",G33/'Cost scenario - input'!$G18),\"\")","v":0.25756675574945115},{"$f":"IFERROR(IF(OR(H33=\"\",'Cost scenario - input'!$G18=\"\"),\"\",H33/'Cost scenario - input'!$G18),\"\")","v":0.3283092881851149},{"$f":"IFERROR(IF(OR(I33=\"\",'Cost scenario - input'!$G18=\"\"),\"\",I33/'Cost scenario - input'!$G18),\"\")","v":0.42116883479171091},{"$f":"IFERROR(IF(OR(J33=\"\",'Cost scenario - input'!$G18=\"\"),\"\",J33/'Cost scenario - input'!$G18),\"\")","v":0.54215817251829035},{"$f":"IFERROR(IF(OR(K33=\"\",'Cost scenario - input'!$G18=\"\"),\"\",K33/'Cost scenario - input'!$G18),\"\")","v":0.69821026418772858},{"$f":"IFERROR(IF(OR(L33=\"\",'Cost scenario - input'!$G18=\"\"),\"\",L33/'Cost scenario - input'!$G18),\"\")","v":0.89706674685331789},{"$f":"IFERROR(IF(OR(M33=\"\",'Cost scenario - input'!$G18=\"\"),\"\",M33/'Cost scenario - input'!$G18),\"\")","v":1.1470724285657885},{"$f":"IFERROR(IF(OR(N33=\"\",'Cost scenario - input'!$G18=\"\"),\"\",N33/'Cost scenario - input'!$G18),\"\")","v":1.4568670396552592},{"$f":"IFERROR(IF(OR(O33=\"\",'Cost scenario - input'!$G18=\"\"),\"\",O33/'Cost scenario - input'!$G18),\"\")","v":1.834973853562011},{"$f":"IFERROR(IF(OR(P33=\"\",'Cost scenario - input'!$G18=\"\"),\"\",P33/'Cost scenario - input'!$G18),\"\")","v":2.2892954816037441},{"$f":"IFERROR(IF(OR(Q33=\"\",'Cost scenario - input'!$G18=\"\"),\"\",Q33/'Cost scenario - input'!$G18),\"\")","v":2.8265392810098611},{"$f":"IFERROR(IF(OR(R33=\"\",'Cost scenario - input'!$G18=\"\"),\"\",R33/'Cost scenario - input'!$G18),\"\")","v":3.4516070728724926},{"$f":"IFERROR(IF(OR(S33=\"\",'Cost scenario - input'!$G18=\"\"),\"\",S33/'Cost scenario - input'!$G18),\"\")","v":4.1669945981888032},{"$f":"IFERROR(IF(OR(T33=\"\",'Cost scenario - input'!$G18=\"\"),\"\",T33/'Cost scenario - input'!$G18),\"\")","v":4.9722535867066382},{"$f":"IFERROR(IF(OR(U33=\"\",'Cost scenario - input'!$G18=\"\"),\"\",U33/'Cost scenario - input'!$G18),\"\")","v":5.8635718828834564},{"$f":"IFERROR(IF(OR(V33=\"\",'Cost scenario - input'!$G18=\"\"),\"\",V33/'Cost scenario - input'!$G18),\"\")","v":6.8335236376810808},{"$f":"IFERROR(IF(OR(W33=\"\",'Cost scenario - input'!$G18=\"\"),\"\",W33/'Cost scenario - input'!$G18),\"\")","v":7.8710317262080123}]
[{"$f":"IFERROR('Cost scenario - input'!A19,\"\")","v":2},{"$f":"IFERROR('Cost scenario - input'!B19,\"\")","v":"POLES"},{"$f":"IFERROR('Cost scenario - input'!C19,\"\")","v":"> 22 kv & < = 66 kv ; steel"},{"$f":"IFERROR(repcalc('Cost scenario - input'!$CY19:$GK19,'Cost scenario - input'!$J19,'Cost scenario - input'!$H19,'Cost scenario - input'!$I19,20,TRUE,TRUE),\"\")","v":2.2820119454461995E-4},3.7243302698854327E-4,5.9876716523498406E-4,9.4833002829552981E-4,1.4796742912320583E-3,2.2745343724711689E-3,3.444726326317568E-3,5.1400873654241152E-3,7.5571729471322182E-3,1.0948203569757387E-2,1.5629491058112479E-2,2.1988299018208549E-2,3.0486840920379819E-2,4.1661939809730993E-2,5.6118820591819572E-2,7.4517632884359142E-2,9.7551651813210682E-2,0.12591669483288287,0.16027210933242092,0.20119467136884972,{"$f":"IFERROR(IF(OR(D34=\"\",'Cost scenario - input'!$G19=\"\"),\"\",D34/'Cost scenario - input'!$G19),\"\")","v":2.7300575040823653E-5},{"$f":"IFERROR(IF(OR(E34=\"\",'Cost scenario - input'!$G19=\"\"),\"\",E34/'Cost scenario - input'!$G19),\"\")","v":4.4555576587894498E-5},{"$f":"IFERROR(IF(OR(F34=\"\",'Cost scenario - input'!$G19=\"\"),\"\",F34/'Cost scenario - input'!$G19),\"\")","v":7.1632788597356302E-5},{"$f":"IFERROR(IF(OR(G34=\"\",'Cost scenario - input'!$G19=\"\"),\"\",G34/'Cost scenario - input'!$G19),\"\")","v":1.1345232067085562E-4},{"$f":"IFERROR(IF(OR(H34=\"\",'Cost scenario - input'!$G19=\"\"),\"\",H34/'Cost scenario - input'!$G19),\"\")","v":1.7701905156267611E-4},{"$f":"IFERROR(IF(OR(I34=\"\",'Cost scenario - input'!$G19=\"\"),\"\",I34/'Cost scenario - input'!$G19),\"\")","v":2.7211117997211139E-4},{"$f":"IFERROR(IF(OR(J34=\"\",'Cost scenario - input'!$G19=\"\"),\"\",J34/'Cost scenario - input'!$G19),\"\")","v":4.1210568487337791E-4},{"$f":"IFERROR(IF(OR(K34=\"\",'Cost scenario - input'!$G19=\"\"),\"\",K34/'Cost scenario - input'!$G19),\"\")","v":6.1492816072315759E-4},{"$f":"IFERROR(IF(OR(L34=\"\",'Cost scenario - input'!$G19=\"\"),\"\",L34/'Cost scenario - input'!$G19),\"\")","v":9.0409328290928369E-4},{"$f":"IFERROR(IF(OR(M34=\"\",'Cost scenario - input'!$G19=\"\"),\"\",M34/'Cost scenario - input'!$G19),\"\")","v":1.3097751469479395E-3},{"$f":"IFERROR(IF(OR(N34=\"\",'Cost scenario - input'!$G19=\"\"),\"\",N34/'Cost scenario - input'!$G19),\"\")","v":1.8698153370027646E-3},{"$f":"IFERROR(IF(OR(O34=\"\",'Cost scenario - input'!$G19=\"\"),\"\",O34/'Cost scenario - input'!$G19),\"\")","v":2.6305436681195674E-3},{"$f":"IFERROR(IF(OR(P34=\"\",'Cost scenario - input'!$G19=\"\"),\"\",P34/'Cost scenario - input'!$G19),\"\")","v":3.6472564920852859E-3},{"$f":"IFERROR(IF(OR(Q34=\"\",'Cost scenario - input'!$G19=\"\"),\"\",Q34/'Cost scenario - input'!$G19),\"\")","v":4.984175987297234E-3},{"$f":"IFERROR(IF(OR(R34=\"\",'Cost scenario - input'!$G19=\"\"),\"\",R34/'Cost scenario - input'!$G19),\"\")","v":6.713707506337898E-3},{"$f":"IFERROR(IF(OR(S34=\"\",'Cost scenario - input'!$G19=\"\"),\"\",S34/'Cost scenario - input'!$G19),\"\")","v":8.9148272535716985E-3},{"$f":"IFERROR(IF(OR(T34=\"\",'Cost scenario - input'!$G19=\"\"),\"\",T34/'Cost scenario - input'!$G19),\"\")","v":1.1670474363630568E-2},{"$f":"IFERROR(IF(OR(U34=\"\",'Cost scenario - input'!$G19=\"\"),\"\",U34/'Cost scenario - input'!$G19),\"\")","v":1.5063892119571971E-2},{"$f":"IFERROR(IF(OR(V34=\"\",'Cost scenario - input'!$G19=\"\"),\"\",V34/'Cost scenario - input'!$G19),\"\")","v":1.9173960752099872E-2},{"$f":"IFERROR(IF(OR(W34=\"\",'Cost scenario - input'!$G19=\"\"),\"\",W34/'Cost scenario - input'!$G19),\"\")","v":2.4069682170069218E-2}]
[{"$f":"IFERROR('Cost scenario - input'!A20,\"\")","v":2},{"$f":"IFERROR('Cost scenario - input'!B20,\"\")","v":"POLES"},{"$f":"IFERROR('Cost scenario - input'!C20,\"\")","v":"> 22 kv & < = 66 kv ; wood"},{"$f":"IFERROR(repcalc('Cost scenario - input'!$CY20:$GK20,'Cost scenario - input'!$J20,'Cost scenario - input'!$H20,'Cost scenario - input'!$I20,20,TRUE,TRUE),\"\")","v":1346.5769056205656},1307.8733718525996,1297.0109527243512,1311.1556366106129,1347.6231842074226,1403.8425461040813,1477.3121726734898,1565.5552060319453,1666.0792365056793,1776.3457112862254,1893.753192849342,2015.6375016447957,2139.2903881309207,2261.9968299685679,2381.0894265180377,2494.016769723894,2598.4212320746774,2692.2204662113163,2773.6861954766778,2841.5137098250443,{"$f":"IFERROR(IF(OR(D35=\"\",'Cost scenario - input'!$G20=\"\"),\"\",D35/'Cost scenario - input'!$G20),\"\")","v":168.81418344425427},{"$f":"IFERROR(IF(OR(E35=\"\",'Cost scenario - input'!$G20=\"\"),\"\",E35/'Cost scenario - input'!$G20),\"\")","v":163.96209855985231},{"$f":"IFERROR(IF(OR(F35=\"\",'Cost scenario - input'!$G20=\"\"),\"\",F35/'Cost scenario - input'!$G20),\"\")","v":162.60032679047876},{"$f":"IFERROR(IF(OR(G35=\"\",'Cost scenario - input'!$G20=\"\"),\"\",G35/'Cost scenario - input'!$G20),\"\")","v":164.37358106980707},{"$f":"IFERROR(IF(OR(H35=\"\",'Cost scenario - input'!$G20=\"\"),\"\",H35/'Cost scenario - input'!$G20),\"\")","v":168.94535060192513},{"$f":"IFERROR(IF(OR(I35=\"\",'Cost scenario - input'!$G20=\"\"),\"\",I35/'Cost scenario - input'!$G20),\"\")","v":175.99331468977479},{"$f":"IFERROR(IF(OR(J35=\"\",'Cost scenario - input'!$G20=\"\"),\"\",J35/'Cost scenario - input'!$G20),\"\")","v":185.20386550607088},{"$f":"IFERROR(IF(OR(K35=\"\",'Cost scenario - input'!$G20=\"\"),\"\",K35/'Cost scenario - input'!$G20),\"\")","v":196.26649071438504},{"$f":"IFERROR(IF(OR(L35=\"\",'Cost scenario - input'!$G20=\"\"),\"\",L35/'Cost scenario - input'!$G20),\"\")","v":208.8687283215481},{"$f":"IFERROR(IF(OR(M35=\"\",'Cost scenario - input'!$G20=\"\"),\"\",M35/'Cost scenario - input'!$G20),\"\")","v":222.69233158078853},{"$f":"IFERROR(IF(OR(N35=\"\",'Cost scenario - input'!$G20=\"\"),\"\",N35/'Cost scenario - input'!$G20),\"\")","v":237.41117017633823},{"$f":"IFERROR(IF(OR(O35=\"\",'Cost scenario - input'!$G20=\"\"),\"\",O35/'Cost scenario - input'!$G20),\"\")","v":252.69124811179753},{"$f":"IFERROR(IF(OR(P35=\"\",'Cost scenario - input'!$G20=\"\"),\"\",P35/'Cost scenario - input'!$G20),\"\")","v":268.19304453764693},{"$f":"IFERROR(IF(OR(Q35=\"\",'Cost scenario - input'!$G20=\"\"),\"\",Q35/'Cost scenario - input'!$G20),\"\")","v":283.57618952974531},{"$f":"IFERROR(IF(OR(R35=\"\",'Cost scenario - input'!$G20=\"\"),\"\",R35/'Cost scenario - input'!$G20),\"\")","v":298.5062832784493},{"$f":"IFERROR(IF(OR(S35=\"\",'Cost scenario - input'!$G20=\"\"),\"\",S35/'Cost scenario - input'!$G20),\"\")","v":312.66346743351261},{"$f":"IFERROR(IF(OR(T35=\"\",'Cost scenario - input'!$G20=\"\"),\"\",T35/'Cost scenario - input'!$G20),\"\")","v":325.75217702456376},{"$f":"IFERROR(IF(OR(U35=\"\",'Cost scenario - input'!$G20=\"\"),\"\",U35/'Cost scenario - input'!$G20),\"\")","v":337.51135769399292},{"$f":"IFERROR(IF(OR(V35=\"\",'Cost scenario - input'!$G20=\"\"),\"\",V35/'Cost scenario - input'!$G20),\"\")","v":347.72434330752895},{"$f":"IFERROR(IF(OR(W35=\"\",'Cost scenario - input'!$G20=\"\"),\"\",W35/'Cost scenario - input'!$G20),\"\")","v":356.22756833833114}]
[{"$f":"IFERROR('Cost scenario - input'!A21,\"\")","v":2},{"$f":"IFERROR('Cost scenario - input'!B21,\"\")","v":"POLES"},{"$f":"IFERROR('Cost scenario - input'!C21,\"\")","v":"> 66 kv & < = 132 kv ; concrete"},{"$f":"IFERROR(repcalc('Cost scenario - input'!$CY21:$GK21,'Cost scenario - input'!$J21,'Cost scenario - input'!$H21,'Cost scenario - input'!$I21,20,TRUE,TRUE),\"\")","v":284.06293569156213},332.92991136795905,382.5531696553752,431.17673382552425,477.00512058611332,518.37829906420063,553.95030565012416,582.84822284317067,604.78903234760833,620.13621976713648,629.88531801798979,635.57669171033001,639.14338401546536,642.71038313763222,648.36807086472447,657.94611771063114,672.81432202663564,693.733864185833,720.77649868536901,753.32096891342485,{"$f":"IFERROR(IF(OR(D36=\"\",'Cost scenario - input'!$G21=\"\"),\"\",D36/'Cost scenario - input'!$G21),\"\")","v":12.762511467041451},{"$f":"IFERROR(IF(OR(E36=\"\",'Cost scenario - input'!$G21=\"\"),\"\",E36/'Cost scenario - input'!$G21),\"\")","v":14.958029639489094},{"$f":"IFERROR(IF(OR(F36=\"\",'Cost scenario - input'!$G21=\"\"),\"\",F36/'Cost scenario - input'!$G21),\"\")","v":17.187526428231607},{"$f":"IFERROR(IF(OR(G36=\"\",'Cost scenario - input'!$G21=\"\"),\"\",G36/'Cost scenario - input'!$G21),\"\")","v":19.372108495508982},{"$f":"IFERROR(IF(OR(H36=\"\",'Cost scenario - input'!$G21=\"\"),\"\",H36/'Cost scenario - input'!$G21),\"\")","v":21.431107534310375},{"$f":"IFERROR(IF(OR(I36=\"\",'Cost scenario - input'!$G21=\"\"),\"\",I36/'Cost scenario - input'!$G21),\"\")","v":23.289940906812998},{"$f":"IFERROR(IF(OR(J36=\"\",'Cost scenario - input'!$G21=\"\"),\"\",J36/'Cost scenario - input'!$G21),\"\")","v":24.888136535022188},{"$f":"IFERROR(IF(OR(K36=\"\",'Cost scenario - input'!$G21=\"\"),\"\",K36/'Cost scenario - input'!$G21),\"\")","v":26.186475576164561},{"$f":"IFERROR(IF(OR(L36=\"\",'Cost scenario - input'!$G21=\"\"),\"\",L36/'Cost scenario - input'!$G21),\"\")","v":27.17224245284222},{"$f":"IFERROR(IF(OR(M36=\"\",'Cost scenario - input'!$G21=\"\"),\"\",M36/'Cost scenario - input'!$G21),\"\")","v":27.861768015026925},{"$f":"IFERROR(IF(OR(N36=\"\",'Cost scenario - input'!$G21=\"\"),\"\",N36/'Cost scenario - input'!$G21),\"\")","v":28.299780027811757},{"$f":"IFERROR(IF(OR(O36=\"\",'Cost scenario - input'!$G21=\"\"),\"\",O36/'Cost scenario - input'!$G21),\"\")","v":28.555484707603487},{"$f":"IFERROR(IF(OR(P36=\"\",'Cost scenario - input'!$G21=\"\"),\"\",P36/'Cost scenario - input'!$G21),\"\")","v":28.715730715527325},{"$f":"IFERROR(IF(OR(Q36=\"\",'Cost scenario - input'!$G21=\"\"),\"\",Q36/'Cost scenario - input'!$G21),\"\")","v":28.875990508269211},{"$f":"IFERROR(IF(OR(R36=\"\",'Cost scenario - input'!$G21=\"\"),\"\",R36/'Cost scenario - input'!$G21),\"\")","v":29.130181729373664},{"$f":"IFERROR(IF(OR(S36=\"\",'Cost scenario - input'!$G21=\"\"),\"\",S36/'Cost scenario - input'!$G21),\"\")","v":29.560508665216759},{"$f":"IFERROR(IF(OR(T36=\"\",'Cost scenario - input'!$G21=\"\"),\"\",T36/'Cost scenario - input'!$G21),\"\")","v":30.228514252131347},{"$f":"IFERROR(IF(OR(U36=\"\",'Cost scenario - input'!$G21=\"\"),\"\",U36/'Cost scenario - input'!$G21),\"\")","v":31.168397155340898},{"$f":"IFERROR(IF(OR(V36=\"\",'Cost scenario - input'!$G21=\"\"),\"\",V36/'Cost scenario - input'!$G21),\"\")","v":32.383381194209264},{"$f":"IFERROR(IF(OR(W36=\"\",'Cost scenario - input'!$G21=\"\"),\"\",W36/'Cost scenario - input'!$G21),\"\")","v":33.845554263227115}]
[{"$f":"IFERROR('Cost scenario - input'!A22,\"\")","v":2},{"$f":"IFERROR('Cost scenario - input'!B22,\"\")","v":"POLES"},{"$f":"IFERROR('Cost scenario - input'!C22,\"\")","v":"> 66 kv & < = 132 kv ; steel"},{"$f":"IFERROR(repcalc('Cost scenario - input'!$CY22:$GK22,'Cost scenario - input'!$J22,'Cost scenario - input'!$H22,'Cost scenario - input'!$I22,20,TRUE,TRUE),\"\")","v":0.43781106045741147},0.53881135061344931,0.64809372359282602,0.7618890365897435,0.87538988394999251,0.98304309421139902,1.0789818848239288,1.1575575961305,1.2139097126264906,1.2445007983398417,1.2475434881575516,1.223260597800633,1.1739444448728003,1.1038125783110053,1.0186876724082112,0.92555278736791202,0.83204470515376461,0.74594579080993029,0.67472045392100033,0.62512047507552004,{"$f":"IFERROR(IF(OR(D37=\"\",'Cost scenario - input'!$G22=\"\"),\"\",D37/'Cost scenario - input'!$G22),\"\")","v":2.2643064101924092E-2},{"$f":"IFERROR(IF(OR(E37=\"\",'Cost scenario - input'!$G22=\"\"),\"\",E37/'Cost scenario - input'!$G22),\"\")","v":2.7866678237955186E-2},{"$f":"IFERROR(IF(OR(F37=\"\",'Cost scenario - input'!$G22=\"\"),\"\",F37/'Cost scenario - input'!$G22),\"\")","v":3.3518631786129904E-2},{"$f":"IFERROR(IF(OR(G37=\"\",'Cost scenario - input'!$G22=\"\"),\"\",G37/'Cost scenario - input'!$G22),\"\")","v":3.9403989191207085E-2},{"$f":"IFERROR(IF(OR(H37=\"\",'Cost scenario - input'!$G22=\"\"),\"\",H37/'Cost scenario - input'!$G22),\"\")","v":4.5274117185953852E-2},{"$f":"IFERROR(IF(OR(I37=\"\",'Cost scenario - input'!$G22=\"\"),\"\",I37/'Cost scenario - input'!$G22),\"\")","v":5.084181238803534E-2},{"$f":"IFERROR(IF(OR(J37=\"\",'Cost scenario - input'!$G22=\"\"),\"\",J37/'Cost scenario - input'!$G22),\"\")","v":5.5803651824962726E-2},{"$f":"IFERROR(IF(OR(K37=\"\",'Cost scenario - input'!$G22=\"\"),\"\",K37/'Cost scenario - input'!$G22),\"\")","v":5.9867493579234828E-2},{"$f":"IFERROR(IF(OR(L37=\"\",'Cost scenario - input'!$G22=\"\"),\"\",L37/'Cost scenario - input'!$G22),\"\")","v":6.2781957605713964E-2},{"$f":"IFERROR(IF(OR(M37=\"\",'Cost scenario - input'!$G22=\"\"),\"\",M37/'Cost scenario - input'!$G22),\"\")","v":6.43640919493077E-2},{"$f":"IFERROR(IF(OR(N37=\"\",'Cost scenario - input'!$G22=\"\"),\"\",N37/'Cost scenario - input'!$G22),\"\")","v":6.4521456225378512E-2},{"$f":"IFERROR(IF(OR(O37=\"\",'Cost scenario - input'!$G22=\"\"),\"\",O37/'Cost scenario - input'!$G22),\"\")","v":6.3265574196365248E-2},{"$f":"IFERROR(IF(OR(P37=\"\",'Cost scenario - input'!$G22=\"\"),\"\",P37/'Cost scenario - input'!$G22),\"\")","v":6.0715001785429476E-2},{"$f":"IFERROR(IF(OR(Q37=\"\",'Cost scenario - input'!$G22=\"\"),\"\",Q37/'Cost scenario - input'!$G22),\"\")","v":5.708786557629119E-2},{"$f":"IFERROR(IF(OR(R37=\"\",'Cost scenario - input'!$G22=\"\"),\"\",R37/'Cost scenario - input'!$G22),\"\")","v":5.2685307315169502E-2},{"$f":"IFERROR(IF(OR(S37=\"\",'Cost scenario - input'!$G22=\"\"),\"\",S37/'Cost scenario - input'!$G22),\"\")","v":4.786848251889881E-2},{"$f":"IFERROR(IF(OR(T37=\"\",'Cost scenario - input'!$G22=\"\"),\"\",T37/'Cost scenario - input'!$G22),\"\")","v":4.3032356411415756E-2},{"$f":"IFERROR(IF(OR(U37=\"\",'Cost scenario - input'!$G22=\"\"),\"\",U37/'Cost scenario - input'!$G22),\"\")","v":3.8579423599355941E-2},{"$f":"IFERROR(IF(OR(V37=\"\",'Cost scenario - input'!$G22=\"\"),\"\",V37/'Cost scenario - input'!$G22),\"\")","v":3.4895734413495222E-2},{"$f":"IFERROR(IF(OR(W37=\"\",'Cost scenario - input'!$G22=\"\"),\"\",W37/'Cost scenario - input'!$G22),\"\")","v":3.233048286576385E-2}]
[{"$f":"IFERROR('Cost scenario - input'!A23,\"\")","v":2},{"$f":"IFERROR('Cost scenario - input'!B23,\"\")","v":"POLES"},{"$f":"IFERROR('Cost scenario - input'!C23,\"\")","v":"> 66 kv & < = 132 kv ; wood"},{"$f":"IFERROR(repcalc('Cost scenario - input'!$CY23:$GK23,'Cost scenario - input'!$J23,'Cost scenario - input'!$H23,'Cost scenario - input'!$I23,20,TRUE,TRUE),\"\")","v":341.798896256028},311.77640408124,290.88354320043987,276.54646205500939,267.26721223344742,262.24862918380688,261.22655521729695,264.39224844591229,272.33855907071654,285.99492316457588,306.53530703467806,335.25477951903679,373.41776127861795,422.08637691507613,481.94186144363806,553.11586877211971,635.0512838988227,726.41282785987084,825.06543400667726,928.13257190592276,{"$f":"IFERROR(IF(OR(D38=\"\",'Cost scenario - input'!$G23=\"\"),\"\",D38/'Cost scenario - input'!$G23),\"\")","v":17.369201282383361},{"$f":"IFERROR(IF(OR(E38=\"\",'Cost scenario - input'!$G23=\"\"),\"\",E38/'Cost scenario - input'!$G23),\"\")","v":15.843547702764829},{"$f":"IFERROR(IF(OR(F38=\"\",'Cost scenario - input'!$G23=\"\"),\"\",F38/'Cost scenario - input'!$G23),\"\")","v":14.781834777479013},{"$f":"IFERROR(IF(OR(G38=\"\",'Cost scenario - input'!$G23=\"\"),\"\",G38/'Cost scenario - input'!$G23),\"\")","v":14.053267040881314},{"$f":"IFERROR(IF(OR(H38=\"\",'Cost scenario - input'!$G23=\"\"),\"\",H38/'Cost scenario - input'!$G23),\"\")","v":13.581723218868792},{"$f":"IFERROR(IF(OR(I38=\"\",'Cost scenario - input'!$G23=\"\"),\"\",I38/'Cost scenario - input'!$G23),\"\")","v":13.326693784612605},{"$f":"IFERROR(IF(OR(J38=\"\",'Cost scenario - input'!$G23=\"\"),\"\",J38/'Cost scenario - input'!$G23),\"\")","v":13.274755031608272},{"$f":"IFERROR(IF(OR(K38=\"\",'Cost scenario - input'!$G23=\"\"),\"\",K38/'Cost scenario - input'!$G23),\"\")","v":13.435626127122022},{"$f":"IFERROR(IF(OR(L38=\"\",'Cost scenario - input'!$G23=\"\"),\"\",L38/'Cost scenario - input'!$G23),\"\")","v":13.839433951566196},{"$f":"IFERROR(IF(OR(M38=\"\",'Cost scenario - input'!$G23=\"\"),\"\",M38/'Cost scenario - input'!$G23),\"\")","v":14.533409676268592},{"$f":"IFERROR(IF(OR(N38=\"\",'Cost scenario - input'!$G23=\"\"),\"\",N38/'Cost scenario - input'!$G23),\"\")","v":15.577210770318887},{"$f":"IFERROR(IF(OR(O38=\"\",'Cost scenario - input'!$G23=\"\"),\"\",O38/'Cost scenario - input'!$G23),\"\")","v":17.036648772514891},{"$f":"IFERROR(IF(OR(P38=\"\",'Cost scenario - input'!$G23=\"\"),\"\",P38/'Cost scenario - input'!$G23),\"\")","v":18.975977772634213},{"$f":"IFERROR(IF(OR(Q38=\"\",'Cost scenario - input'!$G23=\"\"),\"\",Q38/'Cost scenario - input'!$G23),\"\")","v":21.44917177760076},{"$f":"IFERROR(IF(OR(R38=\"\",'Cost scenario - input'!$G23=\"\"),\"\",R38/'Cost scenario - input'!$G23),\"\")","v":24.490849120679194},{"$f":"IFERROR(IF(OR(S38=\"\",'Cost scenario - input'!$G23=\"\"),\"\",S38/'Cost scenario - input'!$G23),\"\")","v":28.107700061111167},{"$f":"IFERROR(IF(OR(T38=\"\",'Cost scenario - input'!$G23=\"\"),\"\",T38/'Cost scenario - input'!$G23),\"\")","v":32.27141367481844},{"$f":"IFERROR(IF(OR(U38=\"\",'Cost scenario - input'!$G23=\"\"),\"\",U38/'Cost scenario - input'!$G23),\"\")","v":36.914135064240639},{"$f":"IFERROR(IF(OR(V38=\"\",'Cost scenario - input'!$G23=\"\"),\"\",V38/'Cost scenario - input'!$G23),\"\")","v":41.927366505198961},{"$f":"IFERROR(IF(OR(W38=\"\",'Cost scenario - input'!$G23=\"\"),\"\",W38/'Cost scenario - input'!$G23),\"\")","v":47.164931293676787}]
[{"$f":"IFERROR('Cost scenario - input'!A24,\"\")","v":2},{"$f":"IFERROR('Cost scenario - input'!B24,\"\")","v":"POLES"},{"$f":"IFERROR('Cost scenario - input'!C24,\"\")","v":"staking of a wooden pole"},{"$f":"IFERROR(repcalc('Cost scenario - input'!$CY24:$GK24,'Cost scenario - input'!$J24,'Cost scenario - input'!$H24,'Cost scenario - input'!$I24,20,TRUE,TRUE),\"\")","v":6656.6423389679094},7500.5796676827422,8232.917949037399,8824.5728133913944,9257.7788279048964,9525.5485010212524,9630.5182429851593,9583.9527314224779,9405.1098468134369,9120.5934560729256,8763.0797542217388,8369.0099661040003,7975.3444943404447,7615.9642660290128,7318.5153533203847,7102.3378767346467,6977.7192089721202,6946.2914433156966,7002.1485491353833,7133.2563180313891,{"$f":"IFERROR(IF(OR(D39=\"\",'Cost scenario - input'!$G24=\"\"),\"\",D39/'Cost scenario - input'!$G24),\"\")","v":1353.5227220613485},{"$f":"IFERROR(IF(OR(E39=\"\",'Cost scenario - input'!$G24=\"\"),\"\",E39/'Cost scenario - input'!$G24),\"\")","v":1525.1240027437041},{"$f":"IFERROR(IF(OR(F39=\"\",'Cost scenario - input'!$G24=\"\"),\"\",F39/'Cost scenario - input'!$G24),\"\")","v":1674.0333858190418},{"$f":"IFERROR(IF(OR(G39=\"\",'Cost scenario - input'!$G24=\"\"),\"\",G39/'Cost scenario - input'!$G24),\"\")","v":1794.3370256636038},{"$f":"IFERROR(IF(OR(H39=\"\",'Cost scenario - input'!$G24=\"\"),\"\",H39/'Cost scenario - input'!$G24),\"\")","v":1882.4226030642631},{"$f":"IFERROR(IF(OR(I39=\"\",'Cost scenario - input'!$G24=\"\"),\"\",I39/'Cost scenario - input'!$G24),\"\")","v":1936.8693223539944},{"$f":"IFERROR(IF(OR(J39=\"\",'Cost scenario - input'!$G24=\"\"),\"\",J39/'Cost scenario - input'!$G24),\"\")","v":1958.2132557730001},{"$f":"IFERROR(IF(OR(K39=\"\",'Cost scenario - input'!$G24=\"\"),\"\",K39/'Cost scenario - input'!$G24),\"\")","v":1948.7448969886416},{"$f":"IFERROR(IF(OR(L39=\"\",'Cost scenario - input'!$G24=\"\"),\"\",L39/'Cost scenario - input'!$G24),\"\")","v":1912.3800307887152},{"$f":"IFERROR(IF(OR(M39=\"\",'Cost scenario - input'!$G24=\"\"),\"\",M39/'Cost scenario - input'!$G24),\"\")","v":1854.5281318798916},{"$f":"IFERROR(IF(OR(N39=\"\",'Cost scenario - input'!$G24=\"\"),\"\",N39/'Cost scenario - input'!$G24),\"\")","v":1781.8333866520932},{"$f":"IFERROR(IF(OR(O39=\"\",'Cost scenario - input'!$G24=\"\"),\"\",O39/'Cost scenario - input'!$G24),\"\")","v":1701.7055406398708},{"$f":"IFERROR(IF(OR(P39=\"\",'Cost scenario - input'!$G24=\"\"),\"\",P39/'Cost scenario - input'!$G24),\"\")","v":1621.6599059504777},{"$f":"IFERROR(IF(OR(Q39=\"\",'Cost scenario - input'!$G24=\"\"),\"\",Q39/'Cost scenario - input'!$G24),\"\")","v":1548.5856321485692},{"$f":"IFERROR(IF(OR(R39=\"\",'Cost scenario - input'!$G24=\"\"),\"\",R39/'Cost scenario - input'!$G24),\"\")","v":1488.1041098581597},{"$f":"IFERROR(IF(OR(S39=\"\",'Cost scenario - input'!$G24=\"\"),\"\",S39/'Cost scenario - input'!$G24),\"\")","v":1444.1478460757723},{"$f":"IFERROR(IF(OR(T39=\"\",'Cost scenario - input'!$G24=\"\"),\"\",T39/'Cost scenario - input'!$G24),\"\")","v":1418.808615000944},{"$f":"IFERROR(IF(OR(U39=\"\",'Cost scenario - input'!$G24=\"\"),\"\",U39/'Cost scenario - input'!$G24),\"\")","v":1412.4182769365761},{"$f":"IFERROR(IF(OR(V39=\"\",'Cost scenario - input'!$G24=\"\"),\"\",V39/'Cost scenario - input'!$G24),\"\")","v":1423.7759341555839},{"$f":"IFERROR(IF(OR(W39=\"\",'Cost scenario - input'!$G24=\"\"),\"\",W39/'Cost scenario - input'!$G24),\"\")","v":1450.4346211036086}]
[{"$f":"IFERROR('Cost scenario - input'!A25,\"\")","v":3},{"$f":"IFERROR('Cost scenario - input'!B25,\"\")","v":"SERVICE LINES"},{"$f":"IFERROR('Cost scenario - input'!C25,\"\")","v":"˂ = 11 kv ; commercial and industrial ; simple type"},{"$f":"IFERROR(repcalc('Cost scenario - input'!$CY25:$GK25,'Cost scenario - input'!$J25,'Cost scenario - input'!$H25,'Cost scenario - input'!$I25,20,TRUE,TRUE),\"\")","v":530.46860782613055},458.92472026376782,405.27959963678393,364.68065125732846,333.85622578399455,310.73634173615352,294.11242796704408,283.35127072401229,278.1657288379505,278.4377181128965,284.08625971610536,294.97352214177744,310.84326601608228,331.28768876707278,355.73954433880954,383.48625929889505,413.70173437114499,445.4901200793866,477.93475396340511,510.14523292111659,{"$f":"IFERROR(IF(OR(D40=\"\",'Cost scenario - input'!$G25=\"\"),\"\",D40/'Cost scenario - input'!$G25),\"\")","v":1277.8188904909716},{"$f":"IFERROR(IF(OR(E40=\"\",'Cost scenario - input'!$G25=\"\"),\"\",E40/'Cost scenario - input'!$G25),\"\")","v":1105.4804529706244},{"$f":"IFERROR(IF(OR(F40=\"\",'Cost scenario - input'!$G25=\"\"),\"\",F40/'Cost scenario - input'!$G25),\"\")","v":976.2574461639806},{"$f":"IFERROR(IF(OR(G40=\"\",'Cost scenario - input'!$G25=\"\"),\"\",G40/'Cost scenario - input'!$G25),\"\")","v":878.46070115783709},{"$f":"IFERROR(IF(OR(H40=\"\",'Cost scenario - input'!$G25=\"\"),\"\",H40/'Cost scenario - input'!$G25),\"\")","v":804.20930799855103},{"$f":"IFERROR(IF(OR(I40=\"\",'Cost scenario - input'!$G25=\"\"),\"\",I40/'Cost scenario - input'!$G25),\"\")","v":748.51699341775054},{"$f":"IFERROR(IF(OR(J40=\"\",'Cost scenario - input'!$G25=\"\"),\"\",J40/'Cost scenario - input'!$G25),\"\")","v":708.47249175513093},{"$f":"IFERROR(IF(OR(K40=\"\",'Cost scenario - input'!$G25=\"\"),\"\",K40/'Cost scenario - input'!$G25),\"\")","v":682.55048655855421},{"$f":"IFERROR(IF(OR(L40=\"\",'Cost scenario - input'!$G25=\"\"),\"\",L40/'Cost scenario - input'!$G25),\"\")","v":670.05929804770881},{"$f":"IFERROR(IF(OR(M40=\"\",'Cost scenario - input'!$G25=\"\"),\"\",M40/'Cost scenario - input'!$G25),\"\")","v":670.71447919963634},{"$f":"IFERROR(IF(OR(N40=\"\",'Cost scenario - input'!$G25=\"\"),\"\",N40/'Cost scenario - input'!$G25),\"\")","v":684.32096421650317},{"$f":"IFERROR(IF(OR(O40=\"\",'Cost scenario - input'!$G25=\"\"),\"\",O40/'Cost scenario - input'!$G25),\"\")","v":710.54673778351548},{"$f":"IFERROR(IF(OR(P40=\"\",'Cost scenario - input'!$G25=\"\"),\"\",P40/'Cost scenario - input'!$G25),\"\")","v":748.77455788571228},{"$f":"IFERROR(IF(OR(Q40=\"\",'Cost scenario - input'!$G25=\"\"),\"\",Q40/'Cost scenario - input'!$G25),\"\")","v":798.02208961705594},{"$f":"IFERROR(IF(OR(R40=\"\",'Cost scenario - input'!$G25=\"\"),\"\",R40/'Cost scenario - input'!$G25),\"\")","v":856.92292275997238},{"$f":"IFERROR(IF(OR(S40=\"\",'Cost scenario - input'!$G25=\"\"),\"\",S40/'Cost scenario - input'!$G25),\"\")","v":923.76057535992936},{"$f":"IFERROR(IF(OR(T40=\"\",'Cost scenario - input'!$G25=\"\"),\"\",T40/'Cost scenario - input'!$G25),\"\")","v":996.54509882250352},{"$f":"IFERROR(IF(OR(U40=\"\",'Cost scenario - input'!$G25=\"\"),\"\",U40/'Cost scenario - input'!$G25),\"\")","v":1073.1185268386589},{"$f":"IFERROR(IF(OR(V40=\"\",'Cost scenario - input'!$G25=\"\"),\"\",V40/'Cost scenario - input'!$G25),\"\")","v":1151.2727577590508},{"$f":"IFERROR(IF(OR(W40=\"\",'Cost scenario - input'!$G25=\"\"),\"\",W40/'Cost scenario - input'!$G25),\"\")","v":1228.8629447686019}]
[{"$f":"IFERROR('Cost scenario - input'!A26,\"\")","v":3},{"$f":"IFERROR('Cost scenario - input'!B26,\"\")","v":"SERVICE LINES"},{"$f":"IFERROR('Cost scenario - input'!C26,\"\")","v":"˂ = 11 kv ; residential ; simple type"},{"$f":"IFERROR(repcalc('Cost scenario - input'!$CY26:$GK26,'Cost scenario - input'!$J26,'Cost scenario - input'!$H26,'Cost scenario - input'!$I26,20,TRUE,TRUE),\"\")","v":6161.6230378823748},5338.2856111758083,4720.0898077730599,4251.3592671583619,3894.5879134334459,3626.0762570329803,3432.0160095514507,3305.1992208840206,3242.3822149357325,3242.2525705439753,3303.9156205661502,3425.818108878093,3605.0435848762868,3836.9325809429906,4114.9911376784794,4431.0500083830611,4775.6255439727802,5138.4176002668792,5508.8674148649161,5876.6959904830646,{"$f":"IFERROR(IF(OR(D41=\"\",'Cost scenario - input'!$G26=\"\"),\"\",D41/'Cost scenario - input'!$G26),\"\")","v":14843.147332352832},{"$f":"IFERROR(IF(OR(E41=\"\",'Cost scenario - input'!$G26=\"\"),\"\",E41/'Cost scenario - input'!$G26),\"\")","v":12859.754538975149},{"$f":"IFERROR(IF(OR(F41=\"\",'Cost scenario - input'!$G26=\"\"),\"\",F41/'Cost scenario - input'!$G26),\"\")","v":11370.541172020648},{"$f":"IFERROR(IF(OR(G41=\"\",'Cost scenario - input'!$G26=\"\"),\"\",G41/'Cost scenario - input'!$G26),\"\")","v":10241.38470939023},{"$f":"IFERROR(IF(OR(H41=\"\",'Cost scenario - input'!$G26=\"\"),\"\",H41/'Cost scenario - input'!$G26),\"\")","v":9381.9342472727221},{"$f":"IFERROR(IF(OR(I41=\"\",'Cost scenario - input'!$G26=\"\"),\"\",I41/'Cost scenario - input'!$G26),\"\")","v":8735.0984944357606},{"$f":"IFERROR(IF(OR(J41=\"\",'Cost scenario - input'!$G26=\"\"),\"\",J41/'Cost scenario - input'!$G26),\"\")","v":8267.6137380636537},{"$f":"IFERROR(IF(OR(K41=\"\",'Cost scenario - input'!$G26=\"\"),\"\",K41/'Cost scenario - input'!$G26),\"\")","v":7962.1162633181939},{"$f":"IFERROR(IF(OR(L41=\"\",'Cost scenario - input'!$G26=\"\"),\"\",L41/'Cost scenario - input'!$G26),\"\")","v":7810.7921611238189},{"$f":"IFERROR(IF(OR(M41=\"\",'Cost scenario - input'!$G26=\"\"),\"\",M41/'Cost scenario - input'!$G26),\"\")","v":7810.4798520461891},{"$f":"IFERROR(IF(OR(N41=\"\",'Cost scenario - input'!$G26=\"\"),\"\",N41/'Cost scenario - input'!$G26),\"\")","v":7959.0241123513351},{"$f":"IFERROR(IF(OR(O41=\"\",'Cost scenario - input'!$G26=\"\"),\"\",O41/'Cost scenario - input'!$G26),\"\")","v":8252.6831991000836},{"$f":"IFERROR(IF(OR(P41=\"\",'Cost scenario - input'!$G26=\"\"),\"\",P41/'Cost scenario - input'!$G26),\"\")","v":8684.4314786680807},{"$f":"IFERROR(IF(OR(Q41=\"\",'Cost scenario - input'!$G26=\"\"),\"\",Q41/'Cost scenario - input'!$G26),\"\")","v":9243.0444467461166},{"$f":"IFERROR(IF(OR(R41=\"\",'Cost scenario - input'!$G26=\"\"),\"\",R41/'Cost scenario - input'!$G26),\"\")","v":9912.8783686318511},{"$f":"IFERROR(IF(OR(S41=\"\",'Cost scenario - input'!$G26=\"\"),\"\",S41/'Cost scenario - input'!$G26),\"\")","v":10674.253797593094},{"$f":"IFERROR(IF(OR(T41=\"\",'Cost scenario - input'!$G26=\"\"),\"\",T41/'Cost scenario - input'!$G26),\"\")","v":11504.324934765478},{"$f":"IFERROR(IF(OR(U41=\"\",'Cost scenario - input'!$G26=\"\"),\"\",U41/'Cost scenario - input'!$G26),\"\")","v":12378.279071439061},{"$f":"IFERROR(IF(OR(V41=\"\",'Cost scenario - input'!$G26=\"\"),\"\",V41/'Cost scenario - input'!$G26),\"\")","v":13270.680496114859},{"$f":"IFERROR(IF(OR(W41=\"\",'Cost scenario - input'!$G26=\"\"),\"\",W41/'Cost scenario - input'!$G26),\"\")","v":14156.767442262422}]
[{"$f":"IFERROR('Cost scenario - input'!A27,\"\")","v":4},{"$f":"IFERROR('Cost scenario - input'!B27,\"\")","v":"SWITCHGEAR"},{"$f":"IFERROR('Cost scenario - input'!C27,\"\")","v":"˂ = 11 kv ; circuit breaker"},{"$f":"IFERROR(repcalc('Cost scenario - input'!$CY27:$GK27,'Cost scenario - input'!$J27,'Cost scenario - input'!$H27,'Cost scenario - input'!$I27,20,TRUE,TRUE),\"\")","v":6105.8863020899353},6104.2100570153643,6095.0548174024834,6076.677350878118,6046.7155776739955,6002.93296329038,5944.0519342439129,5870.5793614094773,5785.5195322292084,5694.8774056425482,5607.8767949715821,5536.8504370726359,5496.7952871959033,5504.6199688181032,5578.1368172061957,5734.8661292135967,5990.7262490915527,6358.683813783492,6847.4386519155078,7460.2212293514085,{"$f":"IFERROR(IF(OR(D42=\"\",'Cost scenario - input'!$G27=\"\"),\"\",D42/'Cost scenario - input'!$G27),\"\")","v":72.430882718391544},{"$f":"IFERROR(IF(OR(E42=\"\",'Cost scenario - input'!$G27=\"\"),\"\",E42/'Cost scenario - input'!$G27),\"\")","v":72.410998314326889},{"$f":"IFERROR(IF(OR(F42=\"\",'Cost scenario - input'!$G27=\"\"),\"\",F42/'Cost scenario - input'!$G27),\"\")","v":72.302394574615533},{"$f":"IFERROR(IF(OR(G42=\"\",'Cost scenario - input'!$G27=\"\"),\"\",G42/'Cost scenario - input'!$G27),\"\")","v":72.084392460486441},{"$f":"IFERROR(IF(OR(H42=\"\",'Cost scenario - input'!$G27=\"\"),\"\",H42/'Cost scenario - input'!$G27),\"\")","v":71.728971875560049},{"$f":"IFERROR(IF(OR(I42=\"\",'Cost scenario - input'!$G27=\"\"),\"\",I42/'Cost scenario - input'!$G27),\"\")","v":71.20960200022536},{"$f":"IFERROR(IF(OR(J42=\"\",'Cost scenario - input'!$G27=\"\"),\"\",J42/'Cost scenario - input'!$G27),\"\")","v":70.511127659531681},{"$f":"IFERROR(IF(OR(K42=\"\",'Cost scenario - input'!$G27=\"\"),\"\",K42/'Cost scenario - input'!$G27),\"\")","v":69.639561593165851},{"$f":"IFERROR(IF(OR(L42=\"\",'Cost scenario - input'!$G27=\"\"),\"\",L42/'Cost scenario - input'!$G27),\"\")","v":68.630542065682405},{"$f":"IFERROR(IF(OR(M42=\"\",'Cost scenario - input'!$G27=\"\"),\"\",M42/'Cost scenario - input'!$G27),\"\")","v":67.555302712159431},{"$f":"IFERROR(IF(OR(N42=\"\",'Cost scenario - input'!$G27=\"\"),\"\",N42/'Cost scenario - input'!$G27),\"\")","v":66.523260725760125},{"$f":"IFERROR(IF(OR(O42=\"\",'Cost scenario - input'!$G27=\"\"),\"\",O42/'Cost scenario - input'!$G27),\"\")","v":65.68071280652812},{"$f":"IFERROR(IF(OR(P42=\"\",'Cost scenario - input'!$G27=\"\"),\"\",P42/'Cost scenario - input'!$G27),\"\")","v":65.205559860755741},{"$f":"IFERROR(IF(OR(Q42=\"\",'Cost scenario - input'!$G27=\"\"),\"\",Q42/'Cost scenario - input'!$G27),\"\")","v":65.298379898477762},{"$f":"IFERROR(IF(OR(R42=\"\",'Cost scenario - input'!$G27=\"\"),\"\",R42/'Cost scenario - input'!$G27),\"\")","v":66.170471182195428},{"$f":"IFERROR(IF(OR(S42=\"\",'Cost scenario - input'!$G27=\"\"),\"\",S42/'Cost scenario - input'!$G27),\"\")","v":68.029667677986154},{"$f":"IFERROR(IF(OR(T42=\"\",'Cost scenario - input'!$G27=\"\"),\"\",T42/'Cost scenario - input'!$G27),\"\")","v":71.064800239961741},{"$f":"IFERROR(IF(OR(U42=\"\",'Cost scenario - input'!$G27=\"\"),\"\",U42/'Cost scenario - input'!$G27),\"\")","v":75.429685187856123},{"$f":"IFERROR(IF(OR(V42=\"\",'Cost scenario - input'!$G27=\"\"),\"\",V42/'Cost scenario - input'!$G27),\"\")","v":81.227523962985188},{"$f":"IFERROR(IF(OR(W42=\"\",'Cost scenario - input'!$G27=\"\"),\"\",W42/'Cost scenario - input'!$G27),\"\")","v":88.496637864261302}]
[{"$f":"IFERROR('Cost scenario - input'!A28,\"\")","v":4},{"$f":"IFERROR('Cost scenario - input'!B28,\"\")","v":"SWITCHGEAR"},{"$f":"IFERROR('Cost scenario - input'!C28,\"\")","v":"˂ = 11 kv ; switch"},{"$f":"IFERROR(repcalc('Cost scenario - input'!$CY28:$GK28,'Cost scenario - input'!$J28,'Cost scenario - input'!$H28,'Cost scenario - input'!$I28,20,TRUE,TRUE),\"\")","v":14809.899812799167},15065.461063752415,15490.772440579936,16002.923211023663,16537.860041721797,17050.844318560841,17516.499330231607,17928.19897257497,18296.659668756252,18647.69354218759,19019.175876536145,19457.368191635993,20012.808618916868,20736.024357996142,21673.332782781476,22862.980051410752,24331.824896398011,26092.718832901883,28142.671302425148,30461.828309385783,{"$f":"IFERROR(IF(OR(D43=\"\",'Cost scenario - input'!$G28=\"\"),\"\",D43/'Cost scenario - input'!$G28),\"\")","v":2599.0924000834489},{"$f":"IFERROR(IF(OR(E43=\"\",'Cost scenario - input'!$G28=\"\"),\"\",E43/'Cost scenario - input'!$G28),\"\")","v":2643.9426228063844},{"$f":"IFERROR(IF(OR(F43=\"\",'Cost scenario - input'!$G28=\"\"),\"\",F43/'Cost scenario - input'!$G28),\"\")","v":2718.583476637556},{"$f":"IFERROR(IF(OR(G43=\"\",'Cost scenario - input'!$G28=\"\"),\"\",G43/'Cost scenario - input'!$G28),\"\")","v":2808.4643800861245},{"$f":"IFERROR(IF(OR(H43=\"\",'Cost scenario - input'!$G28=\"\"),\"\",H43/'Cost scenario - input'!$G28),\"\")","v":2902.344167847461},{"$f":"IFERROR(IF(OR(I43=\"\",'Cost scenario - input'!$G28=\"\"),\"\",I43/'Cost scenario - input'!$G28),\"\")","v":2992.3713491348317},{"$f":"IFERROR(IF(OR(J43=\"\",'Cost scenario - input'!$G28=\"\"),\"\",J43/'Cost scenario - input'!$G28),\"\")","v":3074.092388250052},{"$f":"IFERROR(IF(OR(K43=\"\",'Cost scenario - input'!$G28=\"\"),\"\",K43/'Cost scenario - input'!$G28),\"\")","v":3146.3444240543013},{"$f":"IFERROR(IF(OR(L43=\"\",'Cost scenario - input'!$G28=\"\"),\"\",L43/'Cost scenario - input'!$G28),\"\")","v":3211.0081562388086},{"$f":"IFERROR(IF(OR(M43=\"\",'Cost scenario - input'!$G28=\"\"),\"\",M43/'Cost scenario - input'!$G28),\"\")","v":3272.6135340023193},{"$f":"IFERROR(IF(OR(N43=\"\",'Cost scenario - input'!$G28=\"\"),\"\",N43/'Cost scenario - input'!$G28),\"\")","v":3337.8075545004299},{"$f":"IFERROR(IF(OR(O43=\"\",'Cost scenario - input'!$G28=\"\"),\"\",O43/'Cost scenario - input'!$G28),\"\")","v":3414.7089738447194},{"$f":"IFERROR(IF(OR(P43=\"\",'Cost scenario - input'!$G28=\"\"),\"\",P43/'Cost scenario - input'!$G28),\"\")","v":3512.1870804823611},{"$f":"IFERROR(IF(OR(Q43=\"\",'Cost scenario - input'!$G28=\"\"),\"\",Q43/'Cost scenario - input'!$G28),\"\")","v":3639.1092443606867},{"$f":"IFERROR(IF(OR(R43=\"\",'Cost scenario - input'!$G28=\"\"),\"\",R43/'Cost scenario - input'!$G28),\"\")","v":3803.6040238114124},{"$f":"IFERROR(IF(OR(S43=\"\",'Cost scenario - input'!$G28=\"\"),\"\",S43/'Cost scenario - input'!$G28),\"\")","v":4012.383503332414},{"$f":"IFERROR(IF(OR(T43=\"\",'Cost scenario - input'!$G28=\"\"),\"\",T43/'Cost scenario - input'!$G28),\"\")","v":4270.1613088384847},{"$f":"IFERROR(IF(OR(U43=\"\",'Cost scenario - input'!$G28=\"\"),\"\",U43/'Cost scenario - input'!$G28),\"\")","v":4579.1928421757257},{"$f":"IFERROR(IF(OR(V43=\"\",'Cost scenario - input'!$G28=\"\"),\"\",V43/'Cost scenario - input'!$G28),\"\")","v":4938.9532694181553},{"$f":"IFERROR(IF(OR(W43=\"\",'Cost scenario - input'!$G28=\"\"),\"\",W43/'Cost scenario - input'!$G28),\"\")","v":5345.9582746905298}]
[{"$f":"IFERROR('Cost scenario - input'!A29,\"\")","v":4},{"$f":"IFERROR('Cost scenario - input'!B29,\"\")","v":"SWITCHGEAR"},{"$f":"IFERROR('Cost scenario - input'!C29,\"\")","v":"> 11 kv & < = 22 kv ; switch"},{"$f":"IFERROR(repcalc('Cost scenario - input'!$CY29:$GK29,'Cost scenario - input'!$J29,'Cost scenario - input'!$H29,'Cost scenario - input'!$I29,20,TRUE,TRUE),\"\")","v":8.9334806393041895E-5},1.7818594681077201E-4,3.4603401142837165E-4,6.5426962769726479E-4,1.2044462121138745E-3,2.1587918949254013E-3,3.7672713766513152E-3,6.4008231658107704E-3,1.058857666009074E-2,1.7054233649981012E-2,2.6743591688665608E-2,4.0831956495583549E-2,6.0697892262222941E-2,8.7849647700801559E-2,0.12379396146658782,0.16984468079158471,0.22688068461578387,0.29507758332641632,0.37365265721760432,0.4606734165528738,{"$f":"IFERROR(IF(OR(D44=\"\",'Cost scenario - input'!$G29=\"\"),\"\",D44/'Cost scenario - input'!$G29),\"\")","v":6.1642178955286151E-6},{"$f":"IFERROR(IF(OR(E44=\"\",'Cost scenario - input'!$G29=\"\"),\"\",E44/'Cost scenario - input'!$G29),\"\")","v":1.2295062209349805E-5},{"$f":"IFERROR(IF(OR(F44=\"\",'Cost scenario - input'!$G29=\"\"),\"\",F44/'Cost scenario - input'!$G29),\"\")","v":2.3876797094334544E-5},{"$f":"IFERROR(IF(OR(G44=\"\",'Cost scenario - input'!$G29=\"\"),\"\",G44/'Cost scenario - input'!$G29),\"\")","v":4.5145455734333472E-5},{"$f":"IFERROR(IF(OR(H44=\"\",'Cost scenario - input'!$G29=\"\"),\"\",H44/'Cost scenario - input'!$G29),\"\")","v":8.3108356022499599E-5},{"$f":"IFERROR(IF(OR(I44=\"\",'Cost scenario - input'!$G29=\"\"),\"\",I44/'Cost scenario - input'!$G29),\"\")","v":1.4895945005884921E-4},{"$f":"IFERROR(IF(OR(J44=\"\",'Cost scenario - input'!$G29=\"\"),\"\",J44/'Cost scenario - input'!$G29),\"\")","v":2.5994662746675514E-4},{"$f":"IFERROR(IF(OR(K44=\"\",'Cost scenario - input'!$G29=\"\"),\"\",K44/'Cost scenario - input'!$G29),\"\")","v":4.4166512804888133E-4},{"$f":"IFERROR(IF(OR(L44=\"\",'Cost scenario - input'!$G29=\"\"),\"\",L44/'Cost scenario - input'!$G29),\"\")","v":7.3062556881963218E-4},{"$f":"IFERROR(IF(OR(M44=\"\",'Cost scenario - input'!$G29=\"\"),\"\",M44/'Cost scenario - input'!$G29),\"\")","v":1.1767643151004499E-3},{"$f":"IFERROR(IF(OR(N44=\"\",'Cost scenario - input'!$G29=\"\"),\"\",N44/'Cost scenario - input'!$G29),\"\")","v":1.8453426288594157E-3},{"$f":"IFERROR(IF(OR(O44=\"\",'Cost scenario - input'!$G29=\"\"),\"\",O44/'Cost scenario - input'!$G29),\"\")","v":2.8174581342029544E-3},{"$f":"IFERROR(IF(OR(P44=\"\",'Cost scenario - input'!$G29=\"\"),\"\",P44/'Cost scenario - input'!$G29),\"\")","v":4.1882335543160102E-3},{"$f":"IFERROR(IF(OR(Q44=\"\",'Cost scenario - input'!$G29=\"\"),\"\",Q44/'Cost scenario - input'!$G29),\"\")","v":6.0617400130767328E-3},{"$f":"IFERROR(IF(OR(R44=\"\",'Cost scenario - input'!$G29=\"\"),\"\",R44/'Cost scenario - input'!$G29),\"\")","v":8.541944438468679E-3},{"$f":"IFERROR(IF(OR(S44=\"\",'Cost scenario - input'!$G29=\"\"),\"\",S44/'Cost scenario - input'!$G29),\"\")","v":1.1719503999253948E-2},{"$f":"IFERROR(IF(OR(T44=\"\",'Cost scenario - input'!$G29=\"\"),\"\",T44/'Cost scenario - input'!$G29),\"\")","v":1.5655062486006888E-2},{"$f":"IFERROR(IF(OR(U44=\"\",'Cost scenario - input'!$G29=\"\"),\"\",U44/'Cost scenario - input'!$G29),\"\")","v":2.0360737243974188E-2},{"$f":"IFERROR(IF(OR(V44=\"\",'Cost scenario - input'!$G29=\"\"),\"\",V44/'Cost scenario - input'!$G29),\"\")","v":2.5782519594870618E-2},{"$f":"IFERROR(IF(OR(W44=\"\",'Cost scenario - input'!$G29=\"\"),\"\",W44/'Cost scenario - input'!$G29),\"\")","v":3.1787065232065141E-2}]
[{"$f":"IFERROR('Cost scenario - input'!A30,\"\")","v":4},{"$f":"IFERROR('Cost scenario - input'!B30,\"\")","v":"SWITCHGEAR"},{"$f":"IFERROR('Cost scenario - input'!C30,\"\")","v":"> 22 kv & < = 33 kv ; circuit breaker"},{"$f":"IFERROR(repcalc('Cost scenario - input'!$CY30:$GK30,'Cost scenario - input'!$J30,'Cost scenario - input'!$H30,'Cost scenario - input'!$I30,20,TRUE,TRUE),\"\")","v":3315.8116232485559},3116.5277190538973,2918.3091855809462,2722.5338965584083,2530.722480110137,2344.6091397862738,2166.1352838123385,1997.3833826477064,1840.475531339574,1697.4626493446895,1570.2270321235249,1460.4146908232215,1369.4064033574273,1298.3292531648162,1248.1047319750678,1219.5256759388958,1213.3522612865595,1230.4164912652702,1271.7244093277543,1338.5451258968137,{"$f":"IFERROR(IF(OR(D45=\"\",'Cost scenario - input'!$G30=\"\"),\"\",D45/'Cost scenario - input'!$G30),\"\")","v":21.698784166522859},{"$f":"IFERROR(IF(OR(E45=\"\",'Cost scenario - input'!$G30=\"\"),\"\",E45/'Cost scenario - input'!$G30),\"\")","v":20.394663511820102},{"$f":"IFERROR(IF(OR(F45=\"\",'Cost scenario - input'!$G30=\"\"),\"\",F45/'Cost scenario - input'!$G30),\"\")","v":19.097514679396266},{"$f":"IFERROR(IF(OR(G45=\"\",'Cost scenario - input'!$G30=\"\"),\"\",G45/'Cost scenario - input'!$G30),\"\")","v":17.816354521848847},{"$f":"IFERROR(IF(OR(H45=\"\",'Cost scenario - input'!$G30=\"\"),\"\",H45/'Cost scenario - input'!$G30),\"\")","v":16.561134081398006},{"$f":"IFERROR(IF(OR(I45=\"\",'Cost scenario - input'!$G30=\"\"),\"\",I45/'Cost scenario - input'!$G30),\"\")","v":15.343202045125812},{"$f":"IFERROR(IF(OR(J45=\"\",'Cost scenario - input'!$G30=\"\"),\"\",J45/'Cost scenario - input'!$G30),\"\")","v":14.175263054565367},{"$f":"IFERROR(IF(OR(K45=\"\",'Cost scenario - input'!$G30=\"\"),\"\",K45/'Cost scenario - input'!$G30),\"\")","v":13.070944867311319},{"$f":"IFERROR(IF(OR(L45=\"\",'Cost scenario - input'!$G30=\"\"),\"\",L45/'Cost scenario - input'!$G30),\"\")","v":12.044134545610239},{"$f":"IFERROR(IF(OR(M45=\"\",'Cost scenario - input'!$G30=\"\"),\"\",M45/'Cost scenario - input'!$G30),\"\")","v":11.108253376221269},{"$f":"IFERROR(IF(OR(N45=\"\",'Cost scenario - input'!$G30=\"\"),\"\",N45/'Cost scenario - input'!$G30),\"\")","v":10.275619164730234},{"$f":"IFERROR(IF(OR(O45=\"\",'Cost scenario - input'!$G30=\"\"),\"\",O45/'Cost scenario - input'!$G30),\"\")","v":9.5570034641310038},{"$f":"IFERROR(IF(OR(P45=\"\",'Cost scenario - input'!$G30=\"\"),\"\",P45/'Cost scenario - input'!$G30),\"\")","v":8.9614421321062316},{"$f":"IFERROR(IF(OR(Q45=\"\",'Cost scenario - input'!$G30=\"\"),\"\",Q45/'Cost scenario - input'!$G30),\"\")","v":8.4963108410559904},{"$f":"IFERROR(IF(OR(R45=\"\",'Cost scenario - input'!$G30=\"\"),\"\",R45/'Cost scenario - input'!$G30),\"\")","v":8.1676398642362642},{"$f":"IFERROR(IF(OR(S45=\"\",'Cost scenario - input'!$G30=\"\"),\"\",S45/'Cost scenario - input'!$G30),\"\")","v":7.9806175484135373},{"$f":"IFERROR(IF(OR(T45=\"\",'Cost scenario - input'!$G30=\"\"),\"\",T45/'Cost scenario - input'!$G30),\"\")","v":7.9402185127227654},{"$f":"IFERROR(IF(OR(U45=\"\",'Cost scenario - input'!$G30=\"\"),\"\",U45/'Cost scenario - input'!$G30),\"\")","v":8.0518874147435593},{"$f":"IFERROR(IF(OR(V45=\"\",'Cost scenario - input'!$G30=\"\"),\"\",V45/'Cost scenario - input'!$G30),\"\")","v":8.3222078370865216},{"$f":"IFERROR(IF(OR(W45=\"\",'Cost scenario - input'!$G30=\"\"),\"\",W45/'Cost scenario - input'!$G30),\"\")","v":8.7594848815719075}]
[{"$f":"IFERROR('Cost scenario - input'!A31,\"\")","v":4},{"$f":"IFERROR('Cost scenario - input'!B31,\"\")","v":"SWITCHGEAR"},{"$f":"IFERROR('Cost scenario - input'!C31,\"\")","v":"> 22 kv & < = 33 kv ; switch"},{"$f":"IFERROR(repcalc('Cost scenario - input'!$CY31:$GK31,'Cost scenario - input'!$J31,'Cost scenario - input'!$H31,'Cost scenario - input'!$I31,20,TRUE,TRUE),\"\")","v":960.07257272355434},920.19253358613958,875.47918338959823,824.69407569240991,768.28541487671964,708.09927319821384,647.01649550650086,588.56017845222846,536.51611167800286,494.59990313065077,466.19174085065794,454.14598404029857,460.67118070595296,487.26889771707312,534.71759555587539,603.08973942794228,691.7943086156846,799.64040752183837,924.91891382441406,1065.4973724645668,{"$f":"IFERROR(IF(OR(D46=\"\",'Cost scenario - input'!$G31=\"\"),\"\",D46/'Cost scenario - input'!$G31),\"\")","v":37.937966389785828},{"$f":"IFERROR(IF(OR(E46=\"\",'Cost scenario - input'!$G31=\"\"),\"\",E46/'Cost scenario - input'!$G31),\"\")","v":36.362077621162257},{"$f":"IFERROR(IF(OR(F46=\"\",'Cost scenario - input'!$G31=\"\"),\"\",F46/'Cost scenario - input'!$G31),\"\")","v":34.595197048666662},{"$f":"IFERROR(IF(OR(G46=\"\",'Cost scenario - input'!$G31=\"\"),\"\",G46/'Cost scenario - input'!$G31),\"\")","v":32.588386559901295},{"$f":"IFERROR(IF(OR(H46=\"\",'Cost scenario - input'!$G31=\"\"),\"\",H46/'Cost scenario - input'!$G31),\"\")","v":30.359357277200711},{"$f":"IFERROR(IF(OR(I46=\"\",'Cost scenario - input'!$G31=\"\"),\"\",I46/'Cost scenario - input'!$G31),\"\")","v":27.981058089200147},{"$f":"IFERROR(IF(OR(J46=\"\",'Cost scenario - input'!$G31=\"\"),\"\",J46/'Cost scenario - input'!$G31),\"\")","v":25.567327676624107},{"$f":"IFERROR(IF(OR(K46=\"\",'Cost scenario - input'!$G31=\"\"),\"\",K46/'Cost scenario - input'!$G31),\"\")","v":23.257383767504411},{"$f":"IFERROR(IF(OR(L46=\"\",'Cost scenario - input'!$G31=\"\"),\"\",L46/'Cost scenario - input'!$G31),\"\")","v":21.200824594621064},{"$f":"IFERROR(IF(OR(M46=\"\",'Cost scenario - input'!$G31=\"\"),\"\",M46/'Cost scenario - input'!$G31),\"\")","v":19.54447510997165},{"$f":"IFERROR(IF(OR(N46=\"\",'Cost scenario - input'!$G31=\"\"),\"\",N46/'Cost scenario - input'!$G31),\"\")","v":18.421905903857812},{"$f":"IFERROR(IF(OR(O46=\"\",'Cost scenario - input'!$G31=\"\"),\"\",O46/'Cost scenario - input'!$G31),\"\")","v":17.945909057375108},{"$f":"IFERROR(IF(OR(P46=\"\",'Cost scenario - input'!$G31=\"\"),\"\",P46/'Cost scenario - input'!$G31),\"\")","v":18.203756952233803},{"$f":"IFERROR(IF(OR(Q46=\"\",'Cost scenario - input'!$G31=\"\"),\"\",Q46/'Cost scenario - input'!$G31),\"\")","v":19.254785096023369},{"$f":"IFERROR(IF(OR(R46=\"\",'Cost scenario - input'!$G31=\"\"),\"\",R46/'Cost scenario - input'!$G31),\"\")","v":21.129754921211692},{"$f":"IFERROR(IF(OR(S46=\"\",'Cost scenario - input'!$G31=\"\"),\"\",S46/'Cost scenario - input'!$G31),\"\")","v":23.831529943132839},{"$f":"IFERROR(IF(OR(T46=\"\",'Cost scenario - input'!$G31=\"\"),\"\",T46/'Cost scenario - input'!$G31),\"\")","v":27.336755548024694},{"$f":"IFERROR(IF(OR(U46=\"\",'Cost scenario - input'!$G31=\"\"),\"\",U46/'Cost scenario - input'!$G31),\"\")","v":31.598372629704709},{"$f":"IFERROR(IF(OR(V46=\"\",'Cost scenario - input'!$G31=\"\"),\"\",V46/'Cost scenario - input'!$G31),\"\")","v":36.548843975830984},{"$f":"IFERROR(IF(OR(W46=\"\",'Cost scenario - input'!$G31=\"\"),\"\",W46/'Cost scenario - input'!$G31),\"\")","v":42.103904072890629}]
[{"$f":"IFERROR('Cost scenario - input'!A32,\"\")","v":4},{"$f":"IFERROR('Cost scenario - input'!B32,\"\")","v":"SWITCHGEAR"},{"$f":"IFERROR('Cost scenario - input'!C32,\"\")","v":"> 33 kv & < = 66 kv ; circuit breaker"},{"$f":"IFERROR(repcalc('Cost scenario - input'!$CY32:$GK32,'Cost scenario - input'!$J32,'Cost scenario - input'!$H32,'Cost scenario - input'!$I32,20,TRUE,TRUE),\"\")","v":1.9423133357114909E-5},3.8266721190125844E-5,7.4023991424063918E-5,1.4059602631558111E-4,2.6219409617323446E-4,4.8008937953092584E-4,8.6311890696212971E-4,1.5235914101143768E-3,2.6406799449453767E-3,4.4937861052179564E-3,7.508590452160185E-3,1.2318386822876705E-2,1.9842604239532324E-2,3.1382889349083377E-2,4.8734511036681701E-2,7.430700252195431E-2,0.11124290550650627,0.16351754743103655,0.23599666970895222,0.33442355641534921,{"$f":"IFERROR(IF(OR(D47=\"\",'Cost scenario - input'!$G32=\"\"),\"\",D47/'Cost scenario - input'!$G32),\"\")","v":1.3476105138536208E-7},{"$f":"IFERROR(IF(OR(E47=\"\",'Cost scenario - input'!$G32=\"\"),\"\",E47/'Cost scenario - input'!$G32),\"\")","v":2.6550111590326165E-7},{"$f":"IFERROR(IF(OR(F47=\"\",'Cost scenario - input'!$G32=\"\"),\"\",F47/'Cost scenario - input'!$G32),\"\")","v":5.1359122797731941E-7},{"$f":"IFERROR(IF(OR(G47=\"\",'Cost scenario - input'!$G32=\"\"),\"\",G47/'Cost scenario - input'!$G32),\"\")","v":9.7547949543121967E-7},{"$f":"IFERROR(IF(OR(H47=\"\",'Cost scenario - input'!$G32=\"\"),\"\",H47/'Cost scenario - input'!$G32),\"\")","v":1.8191478901830607E-6},{"$f":"IFERROR(IF(OR(I47=\"\",'Cost scenario - input'!$G32=\"\"),\"\",I47/'Cost scenario - input'!$G32),\"\")","v":3.3309429717133841E-6},{"$f":"IFERROR(IF(OR(J47=\"\",'Cost scenario - input'!$G32=\"\"),\"\",J47/'Cost scenario - input'!$G32),\"\")","v":5.9884679384232157E-6},{"$f":"IFERROR(IF(OR(K47=\"\",'Cost scenario - input'!$G32=\"\"),\"\",K47/'Cost scenario - input'!$G32),\"\")","v":1.0570940153356283E-5},{"$f":"IFERROR(IF(OR(L47=\"\",'Cost scenario - input'!$G32=\"\"),\"\",L47/'Cost scenario - input'!$G32),\"\")","v":1.8321493201441838E-5},{"$f":"IFERROR(IF(OR(M47=\"\",'Cost scenario - input'!$G32=\"\"),\"\",M47/'Cost scenario - input'!$G32),\"\")","v":3.1178663560906348E-5},{"$f":"IFERROR(IF(OR(N47=\"\",'Cost scenario - input'!$G32=\"\"),\"\",N47/'Cost scenario - input'!$G32),\"\")","v":5.2095896431897803E-5},{"$f":"IFERROR(IF(OR(O47=\"\",'Cost scenario - input'!$G32=\"\"),\"\",O47/'Cost scenario - input'!$G32),\"\")","v":8.5467093753663809E-5},{"$f":"IFERROR(IF(OR(P47=\"\",'Cost scenario - input'!$G32=\"\"),\"\",P47/'Cost scenario - input'!$G32),\"\")","v":1.3767141276222044E-4},{"$f":"IFERROR(IF(OR(Q47=\"\",'Cost scenario - input'!$G32=\"\"),\"\",Q47/'Cost scenario - input'!$G32),\"\")","v":2.177399025396568E-4},{"$f":"IFERROR(IF(OR(R47=\"\",'Cost scenario - input'!$G32=\"\"),\"\",R47/'Cost scenario - input'!$G32),\"\")","v":3.3812844844876715E-4},{"$f":"IFERROR(IF(OR(S47=\"\",'Cost scenario - input'!$G32=\"\"),\"\",S47/'Cost scenario - input'!$G32),\"\")","v":5.1555480781813139E-4},{"$f":"IFERROR(IF(OR(T47=\"\",'Cost scenario - input'!$G32=\"\"),\"\",T47/'Cost scenario - input'!$G32),\"\")","v":7.7182247733102358E-4},{"$f":"IFERROR(IF(OR(U47=\"\",'Cost scenario - input'!$G32=\"\"),\"\",U47/'Cost scenario - input'!$G32),\"\")","v":1.1345129648554022E-3},{"$f":"IFERROR(IF(OR(V47=\"\",'Cost scenario - input'!$G32=\"\"),\"\",V47/'Cost scenario - input'!$G32),\"\")","v":1.6373856240745309E-3},{"$f":"IFERROR(IF(OR(W47=\"\",'Cost scenario - input'!$G32=\"\"),\"\",W47/'Cost scenario - input'!$G32),\"\")","v":2.3202883511097231E-3}]
[{"$f":"IFERROR('Cost scenario - input'!A33,\"\")","v":4},{"$f":"IFERROR('Cost scenario - input'!B33,\"\")","v":"SWITCHGEAR"},{"$f":"IFERROR('Cost scenario - input'!C33,\"\")","v":"> 33 kv & < = 66 kv ; switch"},{"$f":"IFERROR(repcalc('Cost scenario - input'!$CY33:$GK33,'Cost scenario - input'!$J33,'Cost scenario - input'!$H33,'Cost scenario - input'!$I33,20,TRUE,TRUE),\"\")","v":2.832948499653826E-4},5.3495630481227715E-4,9.8683505211320669E-4,1.778350975607352E-3,3.1306683895472999E-3,5.3839790930491167E-3,9.0451628829929902E-3,1.4844862294038265E-2,2.3800316449192518E-2,3.7276582374006675E-2,5.7034319456102656E-2,8.5247819299976282E-2,0.12447357125354024,0.17754886355995772,0.2474033270212728,0.33677518424606923,0.44783863013347014,0.58176817724460828,0.73828717547969047,0.91526669104763825,{"$f":"IFERROR(IF(OR(D48=\"\",'Cost scenario - input'!$G33=\"\"),\"\",D48/'Cost scenario - input'!$G33),\"\")","v":7.8074992895900275E-6},{"$f":"IFERROR(IF(OR(E48=\"\",'Cost scenario - input'!$G33=\"\"),\"\",E48/'Cost scenario - input'!$G33),\"\")","v":1.4743194132522816E-5},{"$f":"IFERROR(IF(OR(F48=\"\",'Cost scenario - input'!$G33=\"\"),\"\",F48/'Cost scenario - input'!$G33),\"\")","v":2.7196802092441431E-5},{"$f":"IFERROR(IF(OR(G48=\"\",'Cost scenario - input'!$G33=\"\"),\"\",G48/'Cost scenario - input'!$G33),\"\")","v":4.9010682617042827E-5},{"$f":"IFERROR(IF(OR(H48=\"\",'Cost scenario - input'!$G33=\"\"),\"\",H48/'Cost scenario - input'!$G33),\"\")","v":8.6280040849028106E-5},{"$f":"IFERROR(IF(OR(I48=\"\",'Cost scenario - input'!$G33=\"\"),\"\",I48/'Cost scenario - input'!$G33),\"\")","v":1.4838043455179324E-4},{"$f":"IFERROR(IF(OR(J48=\"\",'Cost scenario - input'!$G33=\"\"),\"\",J48/'Cost scenario - input'!$G33),\"\")","v":2.4928127988144974E-4},{"$f":"IFERROR(IF(OR(K48=\"\",'Cost scenario - input'!$G33=\"\"),\"\",K48/'Cost scenario - input'!$G33),\"\")","v":4.0911880970984175E-4},{"$f":"IFERROR(IF(OR(L48=\"\",'Cost scenario - input'!$G33=\"\"),\"\",L48/'Cost scenario - input'!$G33),\"\")","v":6.5592775086379068E-4},{"$f":"IFERROR(IF(OR(M48=\"\",'Cost scenario - input'!$G33=\"\"),\"\",M48/'Cost scenario - input'!$G33),\"\")","v":1.0273285604696476E-3},{"$f":"IFERROR(IF(OR(N48=\"\",'Cost scenario - input'!$G33=\"\"),\"\",N48/'Cost scenario - input'!$G33),\"\")","v":1.5718443476476376E-3},{"$f":"IFERROR(IF(OR(O48=\"\",'Cost scenario - input'!$G33=\"\"),\"\",O48/'Cost scenario - input'!$G33),\"\")","v":2.3493977695146734E-3},{"$f":"IFERROR(IF(OR(P48=\"\",'Cost scenario - input'!$G33=\"\"),\"\",P48/'Cost scenario - input'!$G33),\"\")","v":3.4304447089437105E-3},{"$f":"IFERROR(IF(OR(Q48=\"\",'Cost scenario - input'!$G33=\"\"),\"\",Q48/'Cost scenario - input'!$G33),\"\")","v":4.8931797605260945E-3},{"$f":"IFERROR(IF(OR(R48=\"\",'Cost scenario - input'!$G33=\"\"),\"\",R48/'Cost scenario - input'!$G33),\"\")","v":6.8183424449714848E-3},{"$f":"IFERROR(IF(OR(S48=\"\",'Cost scenario - input'!$G33=\"\"),\"\",S48/'Cost scenario - input'!$G33),\"\")","v":9.2813971453206221E-3},{"$f":"IFERROR(IF(OR(T48=\"\",'Cost scenario - input'!$G33=\"\"),\"\",T48/'Cost scenario - input'!$G33),\"\")","v":1.2342263853526799E-2},{"$f":"IFERROR(IF(OR(U48=\"\",'Cost scenario - input'!$G33=\"\"),\"\",U48/'Cost scenario - input'!$G33),\"\")","v":1.6033311693094302E-2},{"$f":"IFERROR(IF(OR(V48=\"\",'Cost scenario - input'!$G33=\"\"),\"\",V48/'Cost scenario - input'!$G33),\"\")","v":2.0346916291543841E-2},{"$f":"IFERROR(IF(OR(W48=\"\",'Cost scenario - input'!$G33=\"\"),\"\",W48/'Cost scenario - input'!$G33),\"\")","v":2.522440503600067E-2}]
[{"$f":"IFERROR('Cost scenario - input'!A34,\"\")","v":4},{"$f":"IFERROR('Cost scenario - input'!B34,\"\")","v":"SWITCHGEAR"},{"$f":"IFERROR('Cost scenario - input'!C34,\"\")","v":"> 66 kv & < = 132 kv ; circuit breaker"},{"$f":"IFERROR(repcalc('Cost scenario - input'!$CY34:$GK34,'Cost scenario - input'!$J34,'Cost scenario - input'!$H34,'Cost scenario - input'!$I34,20,TRUE,TRUE),\"\")","v":104.16219034436891},118.55430492671822,133.37787187739073,148.44384013530325,163.58056700796104,178.6457607705394,193.53478297671467,208.18442998239573,222.57211946153447,236.71133217835137,250.64506131084494,264.43975034659263,278.18261787830318,291.98526932496389,305.99602758110092,320.42248173339328,335.56442003977986,351.85569830759857,369.91185609750664,390.57861321329636,{"$f":"IFERROR(IF(OR(D49=\"\",'Cost scenario - input'!$G34=\"\"),\"\",D49/'Cost scenario - input'!$G34),\"\")","v":0.39193829386124179},{"$f":"IFERROR(IF(OR(E49=\"\",'Cost scenario - input'!$G34=\"\"),\"\",E49/'Cost scenario - input'!$G34),\"\")","v":0.44609250102424847},{"$f":"IFERROR(IF(OR(F49=\"\",'Cost scenario - input'!$G34=\"\"),\"\",F49/'Cost scenario - input'!$G34),\"\")","v":0.50187016392070238},{"$f":"IFERROR(IF(OR(G49=\"\",'Cost scenario - input'!$G34=\"\"),\"\",G49/'Cost scenario - input'!$G34),\"\")","v":0.55855992701853729},{"$f":"IFERROR(IF(OR(H49=\"\",'Cost scenario - input'!$G34=\"\"),\"\",H49/'Cost scenario - input'!$G34),\"\")","v":0.6155159384608776},{"$f":"IFERROR(IF(OR(I49=\"\",'Cost scenario - input'!$G34=\"\"),\"\",I49/'Cost scenario - input'!$G34),\"\")","v":0.67220278731143268},{"$f":"IFERROR(IF(OR(J49=\"\",'Cost scenario - input'!$G34=\"\"),\"\",J49/'Cost scenario - input'!$G34),\"\")","v":0.72822674323495507},{"$f":"IFERROR(IF(OR(K49=\"\",'Cost scenario - input'!$G34=\"\"),\"\",K49/'Cost scenario - input'!$G34),\"\")","v":0.78334998549871082},{"$f":"IFERROR(IF(OR(L49=\"\",'Cost scenario - input'!$G34=\"\"),\"\",L49/'Cost scenario - input'!$G34),\"\")","v":0.83748754201913045},{"$f":"IFERROR(IF(OR(M49=\"\",'Cost scenario - input'!$G34=\"\"),\"\",M49/'Cost scenario - input'!$G34),\"\")","v":0.89069013780219786},{"$f":"IFERROR(IF(OR(N49=\"\",'Cost scenario - input'!$G34=\"\"),\"\",N49/'Cost scenario - input'!$G34),\"\")","v":0.94311954625894356},{"$f":"IFERROR(IF(OR(O49=\"\",'Cost scenario - input'!$G34=\"\"),\"\",O49/'Cost scenario - input'!$G34),\"\")","v":0.99502577890576516},{"$f":"IFERROR(IF(OR(P49=\"\",'Cost scenario - input'!$G34=\"\"),\"\",P49/'Cost scenario - input'!$G34),\"\")","v":1.0467370191872141},{"$f":"IFERROR(IF(OR(Q49=\"\",'Cost scenario - input'!$G34=\"\"),\"\",Q49/'Cost scenario - input'!$G34),\"\")","v":1.0986732125495118},{"$f":"IFERROR(IF(OR(R49=\"\",'Cost scenario - input'!$G34=\"\"),\"\",R49/'Cost scenario - input'!$G34),\"\")","v":1.1513924638292496},{"$f":"IFERROR(IF(OR(S49=\"\",'Cost scenario - input'!$G34=\"\"),\"\",S49/'Cost scenario - input'!$G34),\"\")","v":1.2056758828724108},{"$f":"IFERROR(IF(OR(T49=\"\",'Cost scenario - input'!$G34=\"\"),\"\",T49/'Cost scenario - input'!$G34),\"\")","v":1.2626515037376855},{"$f":"IFERROR(IF(OR(U49=\"\",'Cost scenario - input'!$G34=\"\"),\"\",U49/'Cost scenario - input'!$G34),\"\")","v":1.3239518257451017},{"$f":"IFERROR(IF(OR(V49=\"\",'Cost scenario - input'!$G34=\"\"),\"\",V49/'Cost scenario - input'!$G34),\"\")","v":1.3918929822671477},{"$f":"IFERROR(IF(OR(W49=\"\",'Cost scenario - input'!$G34=\"\"),\"\",W49/'Cost scenario - input'!$G34),\"\")","v":1.4696572218326536}]
[{"$f":"IFERROR('Cost scenario - input'!A35,\"\")","v":4},{"$f":"IFERROR('Cost scenario - input'!B35,\"\")","v":"SWITCHGEAR"},{"$f":"IFERROR('Cost scenario - input'!C35,\"\")","v":"> 66 kv & < = 132 kv ; switch"},{"$f":"IFERROR(repcalc('Cost scenario - input'!$CY35:$GK35,'Cost scenario - input'!$J35,'Cost scenario - input'!$H35,'Cost scenario - input'!$I35,20,TRUE,TRUE),\"\")","v":184.07375265562163},193.23436855557932,202.42248240454919,212.04678047856711,222.76173482800132,235.52246454128388,251.62968089339773,272.75468120341748,300.93257113000129,338.51173158124033,388.05002954611666,452.15405641429078,533.26666090706783,633.4191132909192,753.97527008936913,895.40330335559156,1057.1130812543151,1237.3920979346706,1433.4595002590875,1641.6378833541251,{"$f":"IFERROR(IF(OR(D50=\"\",'Cost scenario - input'!$G35=\"\"),\"\",D50/'Cost scenario - input'!$G35),\"\")","v":3.4618513653971292},{"$f":"IFERROR(IF(OR(E50=\"\",'Cost scenario - input'!$G35=\"\"),\"\",E50/'Cost scenario - input'!$G35),\"\")","v":3.6341338891335662},{"$f":"IFERROR(IF(OR(F50=\"\",'Cost scenario - input'!$G35=\"\"),\"\",F50/'Cost scenario - input'!$G35),\"\")","v":3.80693356325652},{"$f":"IFERROR(IF(OR(G50=\"\",'Cost scenario - input'!$G35=\"\"),\"\",G50/'Cost scenario - input'!$G35),\"\")","v":3.9879364979381497},{"$f":"IFERROR(IF(OR(H50=\"\",'Cost scenario - input'!$G35=\"\"),\"\",H50/'Cost scenario - input'!$G35),\"\")","v":4.1894512647618258},{"$f":"IFERROR(IF(OR(I50=\"\",'Cost scenario - input'!$G35=\"\"),\"\",I50/'Cost scenario - input'!$G35),\"\")","v":4.4294406654453562},{"$f":"IFERROR(IF(OR(J50=\"\",'Cost scenario - input'!$G35=\"\"),\"\",J50/'Cost scenario - input'!$G35),\"\")","v":4.7323670094615702},{"$f":"IFERROR(IF(OR(K50=\"\",'Cost scenario - input'!$G35=\"\"),\"\",K50/'Cost scenario - input'!$G35),\"\")","v":5.1296621702989569},{"$f":"IFERROR(IF(OR(L50=\"\",'Cost scenario - input'!$G35=\"\"),\"\",L50/'Cost scenario - input'!$G35),\"\")","v":5.6596001180456597},{"$f":"IFERROR(IF(OR(M50=\"\",'Cost scenario - input'!$G35=\"\"),\"\",M50/'Cost scenario - input'!$G35),\"\")","v":6.3663465500695002},{"$f":"IFERROR(IF(OR(N50=\"\",'Cost scenario - input'!$G35=\"\"),\"\",N50/'Cost scenario - input'!$G35),\"\")","v":7.2980069414888069},{"$f":"IFERROR(IF(OR(O50=\"\",'Cost scenario - input'!$G35=\"\"),\"\",O50/'Cost scenario - input'!$G35),\"\")","v":8.5036031209518512},{"$f":"IFERROR(IF(OR(P50=\"\",'Cost scenario - input'!$G35=\"\"),\"\",P50/'Cost scenario - input'!$G35),\"\")","v":10.029077429826174},{"$f":"IFERROR(IF(OR(Q50=\"\",'Cost scenario - input'!$G35=\"\"),\"\",Q50/'Cost scenario - input'!$G35),\"\")","v":11.912631706472895},{"$f":"IFERROR(IF(OR(R50=\"\",'Cost scenario - input'!$G35=\"\"),\"\",R50/'Cost scenario - input'!$G35),\"\")","v":14.179915824923764},{"$f":"IFERROR(IF(OR(S50=\"\",'Cost scenario - input'!$G35=\"\"),\"\",S50/'Cost scenario - input'!$G35),\"\")","v":16.83973463670236},{"$f":"IFERROR(IF(OR(T50=\"\",'Cost scenario - input'!$G35=\"\"),\"\",T50/'Cost scenario - input'!$G35),\"\")","v":19.880989608366381},{"$f":"IFERROR(IF(OR(U50=\"\",'Cost scenario - input'!$G35=\"\"),\"\",U50/'Cost scenario - input'!$G35),\"\")","v":23.271473862875766},{"$f":"IFERROR(IF(OR(V50=\"\",'Cost scenario - input'!$G35=\"\"),\"\",V50/'Cost scenario - input'!$G35),\"\")","v":26.958888253326734},{"$f":"IFERROR(IF(OR(W50=\"\",'Cost scenario - input'!$G35=\"\"),\"\",W50/'Cost scenario - input'!$G35),\"\")","v":30.874072299756357}]
[{"$f":"IFERROR('Cost scenario - input'!A36,\"\")","v":5},{"$f":"IFERROR('Cost scenario - input'!B36,\"\")","v":"TRANSFORMERS"},{"$f":"IFERROR('Cost scenario - input'!C36,\"\")","v":"ground outdoor / indoor chamber mounted ; ˂ 22 kv ; < = 60 kva ; multiple phase"},{"$f":"IFERROR(repcalc('Cost scenario - input'!$CY36:$GK36,'Cost scenario - input'!$J36,'Cost scenario - input'!$H36,'Cost scenario - input'!$I36,20,TRUE,TRUE),\"\")","v":0.4758998538562505},0.61679362738714649,0.78842609576330824,0.99398289492549463,1.2359293386046462,1.5156718508200167,1.8332155927496643,2.1868485969429803,2.5728869730731025,2.985516798841807,3.416765326451725,3.8566267152994271,4.2933558183908156,4.7139284309422633,5.1046493127727546,5.4518721730413455,5.7427808602052162,5.966170371886923,6.1131617254967034,6.177787240034081,{"$f":"IFERROR(IF(OR(D51=\"\",'Cost scenario - input'!$G36=\"\"),\"\",D51/'Cost scenario - input'!$G36),\"\")","v":3.6481434467868132E-3},{"$f":"IFERROR(IF(OR(E51=\"\",'Cost scenario - input'!$G36=\"\"),\"\",E51/'Cost scenario - input'!$G36),\"\")","v":4.7282040781041366E-3},{"$f":"IFERROR(IF(OR(F51=\"\",'Cost scenario - input'!$G36=\"\"),\"\",F51/'Cost scenario - input'!$G36),\"\")","v":6.0439007728786426E-3},{"$f":"IFERROR(IF(OR(G51=\"\",'Cost scenario - input'!$G36=\"\"),\"\",G51/'Cost scenario - input'!$G36),\"\")","v":7.6196539144892245E-3},{"$f":"IFERROR(IF(OR(H51=\"\",'Cost scenario - input'!$G36=\"\"),\"\",H51/'Cost scenario - input'!$G36),\"\")","v":9.4743620549293875E-3},{"$f":"IFERROR(IF(OR(I51=\"\",'Cost scenario - input'!$G36=\"\"),\"\",I51/'Cost scenario - input'!$G36),\"\")","v":1.1618806530918756E-2},{"$f":"IFERROR(IF(OR(J51=\"\",'Cost scenario - input'!$G36=\"\"),\"\",J51/'Cost scenario - input'!$G36),\"\")","v":1.40530269069114E-2},{"$f":"IFERROR(IF(OR(K51=\"\",'Cost scenario - input'!$G36=\"\"),\"\",K51/'Cost scenario - input'!$G36),\"\")","v":1.6763899617549101E-2},{"$f":"IFERROR(IF(OR(L51=\"\",'Cost scenario - input'!$G36=\"\"),\"\",L51/'Cost scenario - input'!$G36),\"\")","v":1.9723184771086307E-2},{"$f":"IFERROR(IF(OR(M51=\"\",'Cost scenario - input'!$G36=\"\"),\"\",M51/'Cost scenario - input'!$G36),\"\")","v":2.2886314119895862E-2},{"$f":"IFERROR(IF(OR(N51=\"\",'Cost scenario - input'!$G36=\"\"),\"\",N51/'Cost scenario - input'!$G36),\"\")","v":2.6192170335627755E-2},{"$f":"IFERROR(IF(OR(O51=\"\",'Cost scenario - input'!$G36=\"\"),\"\",O51/'Cost scenario - input'!$G36),\"\")","v":2.9564050848337464E-2},{"$f":"IFERROR(IF(OR(P51=\"\",'Cost scenario - input'!$G36=\"\"),\"\",P51/'Cost scenario - input'!$G36),\"\")","v":3.2911919948430082E-2},{"$f":"IFERROR(IF(OR(Q51=\"\",'Cost scenario - input'!$G36=\"\"),\"\",Q51/'Cost scenario - input'!$G36),\"\")","v":3.6135936951051439E-2},{"$f":"IFERROR(IF(OR(R51=\"\",'Cost scenario - input'!$G36=\"\"),\"\",R51/'Cost scenario - input'!$G36),\"\")","v":3.9131117161809031E-2},{"$f":"IFERROR(IF(OR(S51=\"\",'Cost scenario - input'!$G36=\"\"),\"\",S51/'Cost scenario - input'!$G36),\"\")","v":4.1792851121168595E-2},{"$f":"IFERROR(IF(OR(T51=\"\",'Cost scenario - input'!$G36=\"\"),\"\",T51/'Cost scenario - input'!$G36),\"\")","v":4.4022893034589304E-2},{"$f":"IFERROR(IF(OR(U51=\"\",'Cost scenario - input'!$G36=\"\"),\"\",U51/'Cost scenario - input'!$G36),\"\")","v":4.5735347822122588E-2},{"$f":"IFERROR(IF(OR(V51=\"\",'Cost scenario - input'!$G36=\"\"),\"\",V51/'Cost scenario - input'!$G36),\"\")","v":4.6862151159128486E-2},{"$f":"IFERROR(IF(OR(W51=\"\",'Cost scenario - input'!$G36=\"\"),\"\",W51/'Cost scenario - input'!$G36),\"\")","v":4.7357556117638887E-2}]
[{"$f":"IFERROR('Cost scenario - input'!A37,\"\")","v":5},{"$f":"IFERROR('Cost scenario - input'!B37,\"\")","v":"TRANSFORMERS"},{"$f":"IFERROR('Cost scenario - input'!C37,\"\")","v":"ground outdoor / indoor chamber mounted ; ˂ 22 kv ; > 60 kva and < = 600 kva ; multiple phase"},{"$f":"IFERROR(repcalc('Cost scenario - input'!$CY37:$GK37,'Cost scenario - input'!$J37,'Cost scenario - input'!$H37,'Cost scenario - input'!$I37,20,TRUE,TRUE),\"\")","v":611.07190530610865},613.975405825238,616.90133769009469,620.40047309624947,624.99724706813322,631.16294193033059,639.28930974539935,649.66488424795659,662.45649591738754,677.69843494470433,695.29125569225971,715.01139100159776,736.53161727305951,759.45111107953187,783.33253623617225,807.74248577166281,832.29085535702859,856.66448494250483,880.65075363972335,904.14775188129636,{"$f":"IFERROR(IF(OR(D52=\"\",'Cost scenario - input'!$G37=\"\"),\"\",D52/'Cost scenario - input'!$G37),\"\")","v":5.834665041920247},{"$f":"IFERROR(IF(OR(E52=\"\",'Cost scenario - input'!$G37=\"\"),\"\",E52/'Cost scenario - input'!$G37),\"\")","v":5.8623883799285208},{"$f":"IFERROR(IF(OR(F52=\"\",'Cost scenario - input'!$G37=\"\"),\"\",F52/'Cost scenario - input'!$G37),\"\")","v":5.8903258979500182},{"$f":"IFERROR(IF(OR(G52=\"\",'Cost scenario - input'!$G37=\"\"),\"\",G52/'Cost scenario - input'!$G37),\"\")","v":5.9237365045479589},{"$f":"IFERROR(IF(OR(H52=\"\",'Cost scenario - input'!$G37=\"\"),\"\",H52/'Cost scenario - input'!$G37),\"\")","v":5.967627634489407},{"$f":"IFERROR(IF(OR(I52=\"\",'Cost scenario - input'!$G37=\"\"),\"\",I52/'Cost scenario - input'!$G37),\"\")","v":6.0264992074732602},{"$f":"IFERROR(IF(OR(J52=\"\",'Cost scenario - input'!$G37=\"\"),\"\",J52/'Cost scenario - input'!$G37),\"\")","v":6.1040917686704823},{"$f":"IFERROR(IF(OR(K52=\"\",'Cost scenario - input'!$G37=\"\"),\"\",K52/'Cost scenario - input'!$G37),\"\")","v":6.2031603092370524},{"$f":"IFERROR(IF(OR(L52=\"\",'Cost scenario - input'!$G37=\"\"),\"\",L52/'Cost scenario - input'!$G37),\"\")","v":6.3252977676758606},{"$f":"IFERROR(IF(OR(M52=\"\",'Cost scenario - input'!$G37=\"\"),\"\",M52/'Cost scenario - input'!$G37),\"\")","v":6.4708315551754119},{"$f":"IFERROR(IF(OR(N52=\"\",'Cost scenario - input'!$G37=\"\"),\"\",N52/'Cost scenario - input'!$G37),\"\")","v":6.638812140296749},{"$f":"IFERROR(IF(OR(O52=\"\",'Cost scenario - input'!$G37=\"\"),\"\",O52/'Cost scenario - input'!$G37),\"\")","v":6.8271048487525468},{"$f":"IFERROR(IF(OR(P52=\"\",'Cost scenario - input'!$G37=\"\"),\"\",P52/'Cost scenario - input'!$G37),\"\")","v":7.032585269027166},{"$f":"IFERROR(IF(OR(Q52=\"\",'Cost scenario - input'!$G37=\"\"),\"\",Q52/'Cost scenario - input'!$G37),\"\")","v":7.2514262403268406},{"$f":"IFERROR(IF(OR(R52=\"\",'Cost scenario - input'!$G37=\"\"),\"\",R52/'Cost scenario - input'!$G37),\"\")","v":7.4794519690549253},{"$f":"IFERROR(IF(OR(S52=\"\",'Cost scenario - input'!$G37=\"\"),\"\",S52/'Cost scenario - input'!$G37),\"\")","v":7.7125241787131626},{"$f":"IFERROR(IF(OR(T52=\"\",'Cost scenario - input'!$G37=\"\"),\"\",T52/'Cost scenario - input'!$G37),\"\")","v":7.9469180570966271},{"$f":"IFERROR(IF(OR(U52=\"\",'Cost scenario - input'!$G37=\"\"),\"\",U52/'Cost scenario - input'!$G37),\"\")","v":8.1796434749275324},{"$f":"IFERROR(IF(OR(V52=\"\",'Cost scenario - input'!$G37=\"\"),\"\",V52/'Cost scenario - input'!$G37),\"\")","v":8.4086702756011125},{"$f":"IFERROR(IF(OR(W52=\"\",'Cost scenario - input'!$G37=\"\"),\"\",W52/'Cost scenario - input'!$G37),\"\")","v":8.6330254014704497}]
[{"$f":"IFERROR('Cost scenario - input'!A38,\"\")","v":5},{"$f":"IFERROR('Cost scenario - input'!B38,\"\")","v":"TRANSFORMERS"},{"$f":"IFERROR('Cost scenario - input'!C38,\"\")","v":"ground outdoor / indoor chamber mounted ; ˂ 22 kv ; > 600 kva ; multiple phase"},{"$f":"IFERROR(repcalc('Cost scenario - input'!$CY38:$GK38,'Cost scenario - input'!$J38,'Cost scenario - input'!$H38,'Cost scenario - input'!$I38,20,TRUE,TRUE),\"\")","v":718.85148525186833},739.95914026049707,778.21293353328326,833.69653206065345,906.53024147123574,996.74393508868434,1104.1300712473665,1228.0935484941485,1367.5168861587113,1520.6594337224362,1685.1077340568636,1857.790652372478,2035.0674877994313,2212.8903043498849,2387.0337135234154,2553.3771157808574,2708.2169359775557,2848.5806890036442,2972.5116962063121,3079.2935749117805,{"$f":"IFERROR(IF(OR(D53=\"\",'Cost scenario - input'!$G38=\"\"),\"\",D53/'Cost scenario - input'!$G38),\"\")","v":11.59293618738854},{"$f":"IFERROR(IF(OR(E53=\"\",'Cost scenario - input'!$G38=\"\"),\"\",E53/'Cost scenario - input'!$G38),\"\")","v":11.93333987660775},{"$f":"IFERROR(IF(OR(F53=\"\",'Cost scenario - input'!$G38=\"\"),\"\",F53/'Cost scenario - input'!$G38),\"\")","v":12.550259773742805},{"$f":"IFERROR(IF(OR(G53=\"\",'Cost scenario - input'!$G38=\"\"),\"\",G53/'Cost scenario - input'!$G38),\"\")","v":13.445045178476468},{"$f":"IFERROR(IF(OR(H53=\"\",'Cost scenario - input'!$G38=\"\"),\"\",H53/'Cost scenario - input'!$G38),\"\")","v":14.619636262741722},{"$f":"IFERROR(IF(OR(I53=\"\",'Cost scenario - input'!$G38=\"\"),\"\",I53/'Cost scenario - input'!$G38),\"\")","v":16.074514794389},{"$f":"IFERROR(IF(OR(J53=\"\",'Cost scenario - input'!$G38=\"\"),\"\",J53/'Cost scenario - input'!$G38),\"\")","v":17.8063337436976},{"$f":"IFERROR(IF(OR(K53=\"\",'Cost scenario - input'!$G38=\"\"),\"\",K53/'Cost scenario - input'!$G38),\"\")","v":19.805495894395822},{"$f":"IFERROR(IF(OR(L53=\"\",'Cost scenario - input'!$G38=\"\"),\"\",L53/'Cost scenario - input'!$G38),\"\")","v":22.053979607289147},{"$f":"IFERROR(IF(OR(M53=\"\",'Cost scenario - input'!$G38=\"\"),\"\",M53/'Cost scenario - input'!$G38),\"\")","v":24.523713367188563},{"$f":"IFERROR(IF(OR(N53=\"\",'Cost scenario - input'!$G38=\"\"),\"\",N53/'Cost scenario - input'!$G38),\"\")","v":27.175775289594625},{"$f":"IFERROR(IF(OR(O53=\"\",'Cost scenario - input'!$G38=\"\"),\"\",O53/'Cost scenario - input'!$G38),\"\")","v":29.960637105639321},{"$f":"IFERROR(IF(OR(P53=\"\",'Cost scenario - input'!$G38=\"\"),\"\",P53/'Cost scenario - input'!$G38),\"\")","v":32.819585139789616},{"$f":"IFERROR(IF(OR(Q53=\"\",'Cost scenario - input'!$G38=\"\"),\"\",Q53/'Cost scenario - input'!$G38),\"\")","v":35.687338225406201},{"$f":"IFERROR(IF(OR(R53=\"\",'Cost scenario - input'!$G38=\"\"),\"\",R53/'Cost scenario - input'!$G38),\"\")","v":38.495753414665607},{"$f":"IFERROR(IF(OR(S53=\"\",'Cost scenario - input'!$G38=\"\"),\"\",S53/'Cost scenario - input'!$G38),\"\")","v":41.178377693988004},{"$f":"IFERROR(IF(OR(T53=\"\",'Cost scenario - input'!$G38=\"\"),\"\",T53/'Cost scenario - input'!$G38),\"\")","v":43.675483412811268},{"$f":"IFERROR(IF(OR(U53=\"\",'Cost scenario - input'!$G38=\"\"),\"\",U53/'Cost scenario - input'!$G38),\"\")","v":45.939133228160358},{"$f":"IFERROR(IF(OR(V53=\"\",'Cost scenario - input'!$G38=\"\"),\"\",V53/'Cost scenario - input'!$G38),\"\")","v":47.937771733631237},{"$f":"IFERROR(IF(OR(W53=\"\",'Cost scenario - input'!$G38=\"\"),\"\",W53/'Cost scenario - input'!$G38),\"\")","v":49.659845807621949}]
[{"$f":"IFERROR('Cost scenario - input'!A39,\"\")","v":5},{"$f":"IFERROR('Cost scenario - input'!B39,\"\")","v":"TRANSFORMERS"},{"$f":"IFERROR('Cost scenario - input'!C39,\"\")","v":"ground outdoor / indoor chamber mounted ; > = 22 kv & < = 33 kv ; < = 15 mva"},{"$f":"IFERROR(repcalc('Cost scenario - input'!$CY39:$GK39,'Cost scenario - input'!$J39,'Cost scenario - input'!$H39,'Cost scenario - input'!$I39,20,TRUE,TRUE),\"\")","v":87.408642485860597},96.754587095114161,106.34438436806462,116.16163396109437,126.22215609070022,136.57955261302712,147.32820316027994,158.60305096857877,170.57575374917968,183.44705920260421,197.43558757573629,212.76353419029016,229.64011000678244,248.24378658028766,268.70457724242135,291.0876516246426,315.37953888390302,341.47803046262356,369.18666037139019,398.21434233043033,{"$f":"IFERROR(IF(OR(D54=\"\",'Cost scenario - input'!$G39=\"\"),\"\",D54/'Cost scenario - input'!$G39),\"\")","v":0.33625318052637909},{"$f":"IFERROR(IF(OR(E54=\"\",'Cost scenario - input'!$G39=\"\"),\"\",E54/'Cost scenario - input'!$G39),\"\")","v":0.37220618826692642},{"$f":"IFERROR(IF(OR(F54=\"\",'Cost scenario - input'!$G39=\"\"),\"\",F54/'Cost scenario - input'!$G39),\"\")","v":0.40909727525703049},{"$f":"IFERROR(IF(OR(G54=\"\",'Cost scenario - input'!$G39=\"\"),\"\",G54/'Cost scenario - input'!$G39),\"\")","v":0.44686335085088885},{"$f":"IFERROR(IF(OR(H54=\"\",'Cost scenario - input'!$G39=\"\"),\"\",H54/'Cost scenario - input'!$G39),\"\")","v":0.485565273997484},{"$f":"IFERROR(IF(OR(I54=\"\",'Cost scenario - input'!$G39=\"\"),\"\",I54/'Cost scenario - input'!$G39),\"\")","v":0.52540924621303065},{"$f":"IFERROR(IF(OR(J54=\"\",'Cost scenario - input'!$G39=\"\"),\"\",J54/'Cost scenario - input'!$G39),\"\")","v":0.56675833744808801},{"$f":"IFERROR(IF(OR(K54=\"\",'Cost scenario - input'!$G39=\"\"),\"\",K54/'Cost scenario - input'!$G39),\"\")","v":0.61013166218659576},{"$f":"IFERROR(IF(OR(L54=\"\",'Cost scenario - input'!$G39=\"\"),\"\",L54/'Cost scenario - input'!$G39),\"\")","v":0.6561895721938964},{"$f":"IFERROR(IF(OR(M54=\"\",'Cost scenario - input'!$G39=\"\"),\"\",M54/'Cost scenario - input'!$G39),\"\")","v":0.70570432580582476},{"$f":"IFERROR(IF(OR(N54=\"\",'Cost scenario - input'!$G39=\"\"),\"\",N54/'Cost scenario - input'!$G39),\"\")","v":0.75951693543547372},{"$f":"IFERROR(IF(OR(O54=\"\",'Cost scenario - input'!$G39=\"\"),\"\",O54/'Cost scenario - input'!$G39),\"\")","v":0.8184821664870372},{"$f":"IFERROR(IF(OR(P54=\"\",'Cost scenario - input'!$G39=\"\"),\"\",P54/'Cost scenario - input'!$G39),\"\")","v":0.8834048346958252},{"$f":"IFERROR(IF(OR(Q54=\"\",'Cost scenario - input'!$G39=\"\"),\"\",Q54/'Cost scenario - input'!$G39),\"\")","v":0.95497150407107756},{"$f":"IFERROR(IF(OR(R54=\"\",'Cost scenario - input'!$G39=\"\"),\"\",R54/'Cost scenario - input'!$G39),\"\")","v":1.0336823241978152},{"$f":"IFERROR(IF(OR(S54=\"\",'Cost scenario - input'!$G39=\"\"),\"\",S54/'Cost scenario - input'!$G39),\"\")","v":1.1197879967827418},{"$f":"IFERROR(IF(OR(T54=\"\",'Cost scenario - input'!$G39=\"\"),\"\",T54/'Cost scenario - input'!$G39),\"\")","v":1.2132367007050782},{"$f":"IFERROR(IF(OR(U54=\"\",'Cost scenario - input'!$G39=\"\"),\"\",U54/'Cost scenario - input'!$G39),\"\")","v":1.3136352488429843},{"$f":"IFERROR(IF(OR(V54=\"\",'Cost scenario - input'!$G39=\"\"),\"\",V54/'Cost scenario - input'!$G39),\"\")","v":1.4202278542178852},{"$f":"IFERROR(IF(OR(W54=\"\",'Cost scenario - input'!$G39=\"\"),\"\",W54/'Cost scenario - input'!$G39),\"\")","v":1.5318947341103895}]
[{"$f":"IFERROR('Cost scenario - input'!A40,\"\")","v":5},{"$f":"IFERROR('Cost scenario - input'!B40,\"\")","v":"TRANSFORMERS"},{"$f":"IFERROR('Cost scenario - input'!C40,\"\")","v":"ground outdoor / indoor chamber mounted ; > = 22 kv & < = 33 kv ; > 15 mva and < = 40 mva"},{"$f":"IFERROR(repcalc('Cost scenario - input'!$CY40:$GK40,'Cost scenario - input'!$J40,'Cost scenario - input'!$H40,'Cost scenario - input'!$I40,20,TRUE,TRUE),\"\")","v":3892.4739470110944},3669.6618992267909,3420.0025831938215,3161.0736170604691,2910.20221191052,2683.7806468437711,2496.9345144254853,2363.5152090297543,2296.3336834870934,2307.5149028125029,2408.833183626065,2611.8871855272832,2927.9889821713423,3367.6744023627075,3939.7920024105506,4650.1945219956369,5500.1348957074852,6484.5493246647366,7590.4783438436807,8795.9166361620955,{"$f":"IFERROR(IF(OR(D55=\"\",'Cost scenario - input'!$G40=\"\"),\"\",D55/'Cost scenario - input'!$G40),\"\")","v":2.6193583035012353},{"$f":"IFERROR(IF(OR(E55=\"\",'Cost scenario - input'!$G40=\"\"),\"\",E55/'Cost scenario - input'!$G40),\"\")","v":2.4694216320092974},{"$f":"IFERROR(IF(OR(F55=\"\",'Cost scenario - input'!$G40=\"\"),\"\",F55/'Cost scenario - input'!$G40),\"\")","v":2.3014186571918187},{"$f":"IFERROR(IF(OR(G55=\"\",'Cost scenario - input'!$G40=\"\"),\"\",G55/'Cost scenario - input'!$G40),\"\")","v":2.1271778667096686},{"$f":"IFERROR(IF(OR(H55=\"\",'Cost scenario - input'!$G40=\"\"),\"\",H55/'Cost scenario - input'!$G40),\"\")","v":1.9583592420673317},{"$f":"IFERROR(IF(OR(I55=\"\",'Cost scenario - input'!$G40=\"\"),\"\",I55/'Cost scenario - input'!$G40),\"\")","v":1.8059936219956187},{"$f":"IFERROR(IF(OR(J55=\"\",'Cost scenario - input'!$G40=\"\"),\"\",J55/'Cost scenario - input'!$G40),\"\")","v":1.6802594552190535},{"$f":"IFERROR(IF(OR(K55=\"\",'Cost scenario - input'!$G40=\"\"),\"\",K55/'Cost scenario - input'!$G40),\"\")","v":1.5904777456448571},{"$f":"IFERROR(IF(OR(L55=\"\",'Cost scenario - input'!$G40=\"\"),\"\",L55/'Cost scenario - input'!$G40),\"\")","v":1.5452693539722109},{"$f":"IFERROR(IF(OR(M55=\"\",'Cost scenario - input'!$G40=\"\"),\"\",M55/'Cost scenario - input'!$G40),\"\")","v":1.552793519857963},{"$f":"IFERROR(IF(OR(N55=\"\",'Cost scenario - input'!$G40=\"\"),\"\",N55/'Cost scenario - input'!$G40),\"\")","v":1.62097352151199},{"$f":"IFERROR(IF(OR(O55=\"\",'Cost scenario - input'!$G40=\"\"),\"\",O55/'Cost scenario - input'!$G40),\"\")","v":1.757614432454379},{"$f":"IFERROR(IF(OR(P55=\"\",'Cost scenario - input'!$G40=\"\"),\"\",P55/'Cost scenario - input'!$G40),\"\")","v":1.9703284742341722},{"$f":"IFERROR(IF(OR(Q55=\"\",'Cost scenario - input'!$G40=\"\"),\"\",Q55/'Cost scenario - input'!$G40),\"\")","v":2.2662055107885291},{"$f":"IFERROR(IF(OR(R55=\"\",'Cost scenario - input'!$G40=\"\"),\"\",R55/'Cost scenario - input'!$G40),\"\")","v":2.6511999915904436},{"$f":"IFERROR(IF(OR(S55=\"\",'Cost scenario - input'!$G40=\"\"),\"\",S55/'Cost scenario - input'!$G40),\"\")","v":3.1292503944537029},{"$f":"IFERROR(IF(OR(T55=\"\",'Cost scenario - input'!$G40=\"\"),\"\",T55/'Cost scenario - input'!$G40),\"\")","v":3.7011998553030367},{"$f":"IFERROR(IF(OR(U55=\"\",'Cost scenario - input'!$G40=\"\"),\"\",U55/'Cost scenario - input'!$G40),\"\")","v":4.3636407974076272},{"$f":"IFERROR(IF(OR(V55=\"\",'Cost scenario - input'!$G40=\"\"),\"\",V55/'Cost scenario - input'!$G40),\"\")","v":5.1078524219179782},{"$f":"IFERROR(IF(OR(W55=\"\",'Cost scenario - input'!$G40=\"\"),\"\",W55/'Cost scenario - input'!$G40),\"\")","v":5.9190267144953532}]
[{"$f":"IFERROR('Cost scenario - input'!A41,\"\")","v":5},{"$f":"IFERROR('Cost scenario - input'!B41,\"\")","v":"TRANSFORMERS"},{"$f":"IFERROR('Cost scenario - input'!C41,\"\")","v":"ground outdoor / indoor chamber mounted ; > 132 kv ; < = 100 mva"},{"$f":"IFERROR(repcalc('Cost scenario - input'!$CY41:$GK41,'Cost scenario - input'!$J41,'Cost scenario - input'!$H41,'Cost scenario - input'!$I41,20,TRUE,TRUE),\"\")","v":1.7081362265001672},2.5566265708524698,3.7843573336080913,5.5402475546667196,8.0225336872609923,11.491411080751181,16.283567096772977,22.828417819718481,31.665656995527009,43.463478942786708,59.03655403601325,79.362529436351551,105.59551925279563,139.07476422986784,181.32641443082949,234.05625688416785,299.1312137496775,378.54761437977805,474.38463118044541,588.74188984622151,{"$f":"IFERROR(IF(OR(D56=\"\",'Cost scenario - input'!$G41=\"\"),\"\",D56/'Cost scenario - input'!$G41),\"\")","v":3.6599712245980544E-4},{"$f":"IFERROR(IF(OR(E56=\"\",'Cost scenario - input'!$G41=\"\"),\"\",E56/'Cost scenario - input'!$G41),\"\")","v":5.478005522156123E-4},{"$f":"IFERROR(IF(OR(F56=\"\",'Cost scenario - input'!$G41=\"\"),\"\",F56/'Cost scenario - input'!$G41),\"\")","v":8.10862665970212E-4},{"$f":"IFERROR(IF(OR(G56=\"\",'Cost scenario - input'!$G41=\"\"),\"\",G56/'Cost scenario - input'!$G41),\"\")","v":1.1870918907197561E-3},{"$f":"IFERROR(IF(OR(H56=\"\",'Cost scenario - input'!$G41=\"\"),\"\",H56/'Cost scenario - input'!$G41),\"\")","v":1.718963744706979E-3},{"$f":"IFERROR(IF(OR(I56=\"\",'Cost scenario - input'!$G41=\"\"),\"\",I56/'Cost scenario - input'!$G41),\"\")","v":2.4622294892574503E-3},{"$f":"IFERROR(IF(OR(J56=\"\",'Cost scenario - input'!$G41=\"\"),\"\",J56/'Cost scenario - input'!$G41),\"\")","v":3.4890300951061146E-3},{"$f":"IFERROR(IF(OR(K56=\"\",'Cost scenario - input'!$G41=\"\"),\"\",K56/'Cost scenario - input'!$G41),\"\")","v":4.8913752326687114E-3},{"$f":"IFERROR(IF(OR(L56=\"\",'Cost scenario - input'!$G41=\"\"),\"\",L56/'Cost scenario - input'!$G41),\"\")","v":6.7849034294578028E-3},{"$f":"IFERROR(IF(OR(M56=\"\",'Cost scenario - input'!$G41=\"\"),\"\",M56/'Cost scenario - input'!$G41),\"\")","v":9.3127866374835208E-3},{"$f":"IFERROR(IF(OR(N56=\"\",'Cost scenario - input'!$G41=\"\"),\"\",N56/'Cost scenario - input'!$G41),\"\")","v":1.2649581785051819E-2},{"$f":"IFERROR(IF(OR(O56=\"\",'Cost scenario - input'!$G41=\"\"),\"\",O56/'Cost scenario - input'!$G41),\"\")","v":1.7004766337840697E-2},{"$f":"IFERROR(IF(OR(P56=\"\",'Cost scenario - input'!$G41=\"\"),\"\",P56/'Cost scenario - input'!$G41),\"\")","v":2.262562879446571E-2},{"$f":"IFERROR(IF(OR(Q56=\"\",'Cost scenario - input'!$G41=\"\"),\"\",Q56/'Cost scenario - input'!$G41),\"\")","v":2.9799124171260898E-2},{"$f":"IFERROR(IF(OR(R56=\"\",'Cost scenario - input'!$G41=\"\"),\"\",R56/'Cost scenario - input'!$G41),\"\")","v":3.88522559723554E-2},{"$f":"IFERROR(IF(OR(S56=\"\",'Cost scenario - input'!$G41=\"\"),\"\",S56/'Cost scenario - input'!$G41),\"\")","v":5.0150517964739204E-2},{"$f":"IFERROR(IF(OR(T56=\"\",'Cost scenario - input'!$G41=\"\"),\"\",T56/'Cost scenario - input'!$G41),\"\")","v":6.4093929846923858E-2},{"$f":"IFERROR(IF(OR(U56=\"\",'Cost scenario - input'!$G41=\"\"),\"\",U56/'Cost scenario - input'!$G41),\"\")","v":8.1110239000606599E-2},{"$f":"IFERROR(IF(OR(V56=\"\",'Cost scenario - input'!$G41=\"\"),\"\",V56/'Cost scenario - input'!$G41),\"\")","v":0.10164494333507547},{"$f":"IFERROR(IF(OR(W56=\"\",'Cost scenario - input'!$G41=\"\"),\"\",W56/'Cost scenario - input'!$G41),\"\")","v":0.12614792322317375}]
[{"$f":"IFERROR('Cost scenario - input'!A42,\"\")","v":5},{"$f":"IFERROR('Cost scenario - input'!B42,\"\")","v":"TRANSFORMERS"},{"$f":"IFERROR('Cost scenario - input'!C42,\"\")","v":"ground outdoor / indoor chamber mounted ; > 132 kv ; > 100 mva"},{"$f":"IFERROR(repcalc('Cost scenario - input'!$CY42:$GK42,'Cost scenario - input'!$J42,'Cost scenario - input'!$H42,'Cost scenario - input'!$I42,20,TRUE,TRUE),\"\")","v":1.3006181527872967E-7},2.7113529684314789E-7,5.5824461615970358E-7,1.1351872399989122E-6,2.2799080738572413E-6,4.5224798627113445E-6,8.8602955644652533E-6,1.7144903788170592E-5,3.2767282247542483E-5,6.1854005758728991E-5,1.1532436520104327E-4,2.1237542092877464E-4,3.8629742217854355E-4,6.9403049093655085E-4,1.2316283569189252E-3,2.158891592413835E-3,3.7379899460570111E-3,6.3930512731812592E-3,1.0800607829949915E-2,1.8024613168333189E-2,{"$f":"IFERROR(IF(OR(D57=\"\",'Cost scenario - input'!$G42=\"\"),\"\",D57/'Cost scenario - input'!$G42),\"\")","v":2.7867947178573092E-11},{"$f":"IFERROR(IF(OR(E57=\"\",'Cost scenario - input'!$G42=\"\"),\"\",E57/'Cost scenario - input'!$G42),\"\")","v":5.8095330397155291E-11},{"$f":"IFERROR(IF(OR(F57=\"\",'Cost scenario - input'!$G42=\"\"),\"\",F57/'Cost scenario - input'!$G42),\"\")","v":1.1961336571015587E-10},{"$f":"IFERROR(IF(OR(G57=\"\",'Cost scenario - input'!$G42=\"\"),\"\",G57/'Cost scenario - input'!$G42),\"\")","v":2.4323309631103932E-10},{"$f":"IFERROR(IF(OR(H57=\"\",'Cost scenario - input'!$G42=\"\"),\"\",H57/'Cost scenario - input'!$G42),\"\")","v":4.8850892660612178E-10},{"$f":"IFERROR(IF(OR(I57=\"\",'Cost scenario - input'!$G42=\"\"),\"\",I57/'Cost scenario - input'!$G42),\"\")","v":9.6901792167136978E-10},{"$f":"IFERROR(IF(OR(J57=\"\",'Cost scenario - input'!$G42=\"\"),\"\",J57/'Cost scenario - input'!$G42),\"\")","v":1.8984684186354282E-9},{"$f":"IFERROR(IF(OR(K57=\"\",'Cost scenario - input'!$G42=\"\"),\"\",K57/'Cost scenario - input'!$G42),\"\")","v":3.6735860723342842E-9},{"$f":"IFERROR(IF(OR(L57=\"\",'Cost scenario - input'!$G42=\"\"),\"\",L57/'Cost scenario - input'!$G42),\"\")","v":7.0209453013012614E-9},{"$f":"IFERROR(IF(OR(M57=\"\",'Cost scenario - input'!$G42=\"\"),\"\",M57/'Cost scenario - input'!$G42),\"\")","v":1.3253268544448162E-8},{"$f":"IFERROR(IF(OR(N57=\"\",'Cost scenario - input'!$G42=\"\"),\"\",N57/'Cost scenario - input'!$G42),\"\")","v":2.4710198846123136E-8},{"$f":"IFERROR(IF(OR(O57=\"\",'Cost scenario - input'!$G42=\"\"),\"\",O57/'Cost scenario - input'!$G42),\"\")","v":4.5505031586609143E-8},{"$f":"IFERROR(IF(OR(P57=\"\",'Cost scenario - input'!$G42=\"\"),\"\",P57/'Cost scenario - input'!$G42),\"\")","v":8.2770766603710179E-8},{"$f":"IFERROR(IF(OR(Q57=\"\",'Cost scenario - input'!$G42=\"\"),\"\",Q57/'Cost scenario - input'!$G42),\"\")","v":1.4870778960211862E-7},{"$f":"IFERROR(IF(OR(R57=\"\",'Cost scenario - input'!$G42=\"\"),\"\",R57/'Cost scenario - input'!$G42),\"\")","v":2.6389723932957095E-7},{"$f":"IFERROR(IF(OR(S57=\"\",'Cost scenario - input'!$G42=\"\"),\"\",S57/'Cost scenario - input'!$G42),\"\")","v":4.6257909543027506E-7},{"$f":"IFERROR(IF(OR(T57=\"\",'Cost scenario - input'!$G42=\"\"),\"\",T57/'Cost scenario - input'!$G42),\"\")","v":8.0092766772101215E-7},{"$f":"IFERROR(IF(OR(U57=\"\",'Cost scenario - input'!$G42=\"\"),\"\",U57/'Cost scenario - input'!$G42),\"\")","v":1.3698195339586444E-6},{"$f":"IFERROR(IF(OR(V57=\"\",'Cost scenario - input'!$G42=\"\"),\"\",V57/'Cost scenario - input'!$G42),\"\")","v":2.3142131905239619E-6},{"$f":"IFERROR(IF(OR(W57=\"\",'Cost scenario - input'!$G42=\"\"),\"\",W57/'Cost scenario - input'!$G42),\"\")","v":3.8620787093648226E-6}]
[{"$f":"IFERROR('Cost scenario - input'!A43,\"\")","v":5},{"$f":"IFERROR('Cost scenario - input'!B43,\"\")","v":"TRANSFORMERS"},{"$f":"IFERROR('Cost scenario - input'!C43,\"\")","v":"ground outdoor / indoor chamber mounted ; > 33 kv & < = 66 kv ; > 15 mva and < = 40 mva"},{"$f":"IFERROR(repcalc('Cost scenario - input'!$CY43:$GK43,'Cost scenario - input'!$J43,'Cost scenario - input'!$H43,'Cost scenario - input'!$I43,20,TRUE,TRUE),\"\")","v":5.6296690440556858E-2},9.8870661722515546E-2,0.16938010712386328,0.28305301219292062,0.4614063871692663,0.73368542811874959,1.1380115787985972,1.7218447403128898,2.5412760237488103,3.6586448585868432,5.1380610118981451,7.0386418146814087,9.4056561780294388,12.260268416290002,15.589117246098839,19.33542654832258,23.393581059896771,27.608983305005903,31.784466848480118,35.693599483993339,{"$f":"IFERROR(IF(OR(D58=\"\",'Cost scenario - input'!$G43=\"\"),\"\",D58/'Cost scenario - input'!$G43),\"\")","v":7.9925985007976664E-5},{"$f":"IFERROR(IF(OR(E58=\"\",'Cost scenario - input'!$G43=\"\"),\"\",E58/'Cost scenario - input'!$G43),\"\")","v":1.4036944205284162E-4},{"$f":"IFERROR(IF(OR(F58=\"\",'Cost scenario - input'!$G43=\"\"),\"\",F58/'Cost scenario - input'!$G43),\"\")","v":2.4047367254964816E-4},{"$f":"IFERROR(IF(OR(G58=\"\",'Cost scenario - input'!$G43=\"\"),\"\",G58/'Cost scenario - input'!$G43),\"\")","v":4.0185827322978651E-4},{"$f":"IFERROR(IF(OR(H58=\"\",'Cost scenario - input'!$G43=\"\"),\"\",H58/'Cost scenario - input'!$G43),\"\")","v":6.550715449679047E-4},{"$f":"IFERROR(IF(OR(I58=\"\",'Cost scenario - input'!$G43=\"\"),\"\",I58/'Cost scenario - input'!$G43),\"\")","v":1.0416337100723194E-3},{"$f":"IFERROR(IF(OR(J58=\"\",'Cost scenario - input'!$G43=\"\"),\"\",J58/'Cost scenario - input'!$G43),\"\")","v":1.6156668478052158E-3},{"$f":"IFERROR(IF(OR(K58=\"\",'Cost scenario - input'!$G43=\"\"),\"\",K58/'Cost scenario - input'!$G43),\"\")","v":2.4445511063500847E-3},{"$f":"IFERROR(IF(OR(L58=\"\",'Cost scenario - input'!$G43=\"\"),\"\",L58/'Cost scenario - input'!$G43),\"\")","v":3.6079206039606199E-3},{"$f":"IFERROR(IF(OR(M58=\"\",'Cost scenario - input'!$G43=\"\"),\"\",M58/'Cost scenario - input'!$G43),\"\")","v":5.1942803711647534E-3},{"$f":"IFERROR(IF(OR(N58=\"\",'Cost scenario - input'!$G43=\"\"),\"\",N58/'Cost scenario - input'!$G43),\"\")","v":7.2946488362518819E-3},{"$f":"IFERROR(IF(OR(O58=\"\",'Cost scenario - input'!$G43=\"\"),\"\",O58/'Cost scenario - input'!$G43),\"\")","v":9.9929565264721305E-3},{"$f":"IFERROR(IF(OR(P58=\"\",'Cost scenario - input'!$G43=\"\"),\"\",P58/'Cost scenario - input'!$G43),\"\")","v":1.3353472980248037E-2},{"$f":"IFERROR(IF(OR(Q58=\"\",'Cost scenario - input'!$G43=\"\"),\"\",Q58/'Cost scenario - input'!$G43),\"\")","v":1.7406245766238185E-2},{"$f":"IFERROR(IF(OR(R58=\"\",'Cost scenario - input'!$G43=\"\"),\"\",R58/'Cost scenario - input'!$G43),\"\")","v":2.2132305496979435E-2},{"$f":"IFERROR(IF(OR(S58=\"\",'Cost scenario - input'!$G43=\"\"),\"\",S58/'Cost scenario - input'!$G43),\"\")","v":2.7451045529147771E-2},{"$f":"IFERROR(IF(OR(T58=\"\",'Cost scenario - input'!$G43=\"\"),\"\",T58/'Cost scenario - input'!$G43),\"\")","v":3.3212520921641966E-2},{"$f":"IFERROR(IF(OR(U58=\"\",'Cost scenario - input'!$G43=\"\"),\"\",U58/'Cost scenario - input'!$G43),\"\")","v":3.9197245316780871E-2},{"$f":"IFERROR(IF(OR(V58=\"\",'Cost scenario - input'!$G43=\"\"),\"\",V58/'Cost scenario - input'!$G43),\"\")","v":4.5125296015412174E-2},{"$f":"IFERROR(IF(OR(W58=\"\",'Cost scenario - input'!$G43=\"\"),\"\",W58/'Cost scenario - input'!$G43),\"\")","v":5.0675200885044354E-2}]
[{"$f":"IFERROR('Cost scenario - input'!A44,\"\")","v":5},{"$f":"IFERROR('Cost scenario - input'!B44,\"\")","v":"TRANSFORMERS"},{"$f":"IFERROR('Cost scenario - input'!C44,\"\")","v":"ground outdoor / indoor chamber mounted ; > 33 kv & < = 66 kv ; > 40 mva"},{"$f":"IFERROR(repcalc('Cost scenario - input'!$CY44:$GK44,'Cost scenario - input'!$J44,'Cost scenario - input'!$H44,'Cost scenario - input'!$I44,20,TRUE,TRUE),\"\")","v":5681.4681875151264},5356.2509661503782,4991.84738090679,4613.9137829073916,4247.741028273771,3917.2553432297113,3644.5340940329479,3449.7948229356361,3351.736440180769,3368.0565858669643,3515.9410925052148,3812.3194030229383,4273.7026585303083,4915.4689905181303,5750.5337818149974,6787.4397111282769,8028.0155660383834,9464.8702085071109,11079.087959390126,12838.549783168937,{"$f":"IFERROR(IF(OR(D59=\"\",'Cost scenario - input'!$G44=\"\"),\"\",D59/'Cost scenario - input'!$G44),\"\")","v":2.6193583035012353},{"$f":"IFERROR(IF(OR(E59=\"\",'Cost scenario - input'!$G44=\"\"),\"\",E59/'Cost scenario - input'!$G44),\"\")","v":2.469421632009297},{"$f":"IFERROR(IF(OR(F59=\"\",'Cost scenario - input'!$G44=\"\"),\"\",F59/'Cost scenario - input'!$G44),\"\")","v":2.3014186571918178},{"$f":"IFERROR(IF(OR(G59=\"\",'Cost scenario - input'!$G44=\"\"),\"\",G59/'Cost scenario - input'!$G44),\"\")","v":2.1271778667096681},{"$f":"IFERROR(IF(OR(H59=\"\",'Cost scenario - input'!$G44=\"\"),\"\",H59/'Cost scenario - input'!$G44),\"\")","v":1.9583592420673313},{"$f":"IFERROR(IF(OR(I59=\"\",'Cost scenario - input'!$G44=\"\"),\"\",I59/'Cost scenario - input'!$G44),\"\")","v":1.8059936219956185},{"$f":"IFERROR(IF(OR(J59=\"\",'Cost scenario - input'!$G44=\"\"),\"\",J59/'Cost scenario - input'!$G44),\"\")","v":1.6802594552190542},{"$f":"IFERROR(IF(OR(K59=\"\",'Cost scenario - input'!$G44=\"\"),\"\",K59/'Cost scenario - input'!$G44),\"\")","v":1.5904777456448573},{"$f":"IFERROR(IF(OR(L59=\"\",'Cost scenario - input'!$G44=\"\"),\"\",L59/'Cost scenario - input'!$G44),\"\")","v":1.5452693539722111},{"$f":"IFERROR(IF(OR(M59=\"\",'Cost scenario - input'!$G44=\"\"),\"\",M59/'Cost scenario - input'!$G44),\"\")","v":1.552793519857963},{"$f":"IFERROR(IF(OR(N59=\"\",'Cost scenario - input'!$G44=\"\"),\"\",N59/'Cost scenario - input'!$G44),\"\")","v":1.6209735215119903},{"$f":"IFERROR(IF(OR(O59=\"\",'Cost scenario - input'!$G44=\"\"),\"\",O59/'Cost scenario - input'!$G44),\"\")","v":1.7576144324543785},{"$f":"IFERROR(IF(OR(P59=\"\",'Cost scenario - input'!$G44=\"\"),\"\",P59/'Cost scenario - input'!$G44),\"\")","v":1.9703284742341722},{"$f":"IFERROR(IF(OR(Q59=\"\",'Cost scenario - input'!$G44=\"\"),\"\",Q59/'Cost scenario - input'!$G44),\"\")","v":2.2662055107885295},{"$f":"IFERROR(IF(OR(R59=\"\",'Cost scenario - input'!$G44=\"\"),\"\",R59/'Cost scenario - input'!$G44),\"\")","v":2.6511999915904432},{"$f":"IFERROR(IF(OR(S59=\"\",'Cost scenario - input'!$G44=\"\"),\"\",S59/'Cost scenario - input'!$G44),\"\")","v":3.1292503944537033},{"$f":"IFERROR(IF(OR(T59=\"\",'Cost scenario - input'!$G44=\"\"),\"\",T59/'Cost scenario - input'!$G44),\"\")","v":3.7011998553030394},{"$f":"IFERROR(IF(OR(U59=\"\",'Cost scenario - input'!$G44=\"\"),\"\",U59/'Cost scenario - input'!$G44),\"\")","v":4.3636407974076263},{"$f":"IFERROR(IF(OR(V59=\"\",'Cost scenario - input'!$G44=\"\"),\"\",V59/'Cost scenario - input'!$G44),\"\")","v":5.1078524219179782},{"$f":"IFERROR(IF(OR(W59=\"\",'Cost scenario - input'!$G44=\"\"),\"\",W59/'Cost scenario - input'!$G44),\"\")","v":5.919026714495355}]
[{"$f":"IFERROR('Cost scenario - input'!A45,\"\")","v":5},{"$f":"IFERROR('Cost scenario - input'!B45,\"\")","v":"TRANSFORMERS"},{"$f":"IFERROR('Cost scenario - input'!C45,\"\")","v":"ground outdoor / indoor chamber mounted ; > 66 kv & < = 132 kv ; < = 100 mva"},{"$f":"IFERROR(repcalc('Cost scenario - input'!$CY45:$GK45,'Cost scenario - input'!$J45,'Cost scenario - input'!$H45,'Cost scenario - input'!$I45,20,TRUE,TRUE),\"\")","v":4.7011466386309209E-10},1.0251880108504065E-9,2.2078040794691156E-9,4.6954242833626504E-9,9.8615789144766176E-9,2.0453864506436151E-8,4.1894943360197959E-8,8.4743258266695963E-8,1.6928014829571778E-7,3.3393676120404996E-7,6.5054862365705663E-7,1.2515627546292906E-6,2.3778411550714305E-6,4.4613920985430236E-6,8.2663787091387236E-6,1.5125772212903043E-5,2.7332362502600422E-5,4.8774648750492574E-5,8.5954475647477945E-5,1.4958918993869427E-4,{"$f":"IFERROR(IF(OR(D60=\"\",'Cost scenario - input'!$G45=\"\"),\"\",D60/'Cost scenario - input'!$G45),\"\")","v":8.8585236552124211E-13},{"$f":"IFERROR(IF(OR(E60=\"\",'Cost scenario - input'!$G45=\"\"),\"\",E60/'Cost scenario - input'!$G45),\"\")","v":1.9317951434510612E-12},{"$f":"IFERROR(IF(OR(F60=\"\",'Cost scenario - input'!$G45=\"\"),\"\",F60/'Cost scenario - input'!$G45),\"\")","v":4.1602371011654591E-12},{"$f":"IFERROR(IF(OR(G60=\"\",'Cost scenario - input'!$G45=\"\"),\"\",G60/'Cost scenario - input'!$G45),\"\")","v":8.84774083489132E-12},{"$f":"IFERROR(IF(OR(H60=\"\",'Cost scenario - input'!$G45=\"\"),\"\",H60/'Cost scenario - input'!$G45),\"\")","v":1.8582494188497818E-11},{"$f":"IFERROR(IF(OR(I60=\"\",'Cost scenario - input'!$G45=\"\"),\"\",I60/'Cost scenario - input'!$G45),\"\")","v":3.8541882757254568E-11},{"$f":"IFERROR(IF(OR(J60=\"\",'Cost scenario - input'!$G45=\"\"),\"\",J60/'Cost scenario - input'!$G45),\"\")","v":7.8944005647562342E-11},{"$f":"IFERROR(IF(OR(K60=\"\",'Cost scenario - input'!$G45=\"\"),\"\",K60/'Cost scenario - input'!$G45),\"\")","v":1.5968448033646583E-10},{"$f":"IFERROR(IF(OR(L60=\"\",'Cost scenario - input'!$G45=\"\"),\"\",L60/'Cost scenario - input'!$G45),\"\")","v":3.1898009428444279E-10},{"$f":"IFERROR(IF(OR(M60=\"\",'Cost scenario - input'!$G45=\"\"),\"\",M60/'Cost scenario - input'!$G45),\"\")","v":6.292479103209995E-10},{"$f":"IFERROR(IF(OR(N60=\"\",'Cost scenario - input'!$G45=\"\"),\"\",N60/'Cost scenario - input'!$G45),\"\")","v":1.2258499499199209E-9},{"$f":"IFERROR(IF(OR(O60=\"\",'Cost scenario - input'!$G45=\"\"),\"\",O60/'Cost scenario - input'!$G45),\"\")","v":2.3583604426972677E-9},{"$f":"IFERROR(IF(OR(P60=\"\",'Cost scenario - input'!$G45=\"\"),\"\",P60/'Cost scenario - input'!$G45),\"\")","v":4.4806434982152034E-9},{"$f":"IFERROR(IF(OR(Q60=\"\",'Cost scenario - input'!$G45=\"\"),\"\",Q60/'Cost scenario - input'!$G45),\"\")","v":8.4067463702069634E-9},{"$f":"IFERROR(IF(OR(R60=\"\",'Cost scenario - input'!$G45=\"\"),\"\",R60/'Cost scenario - input'!$G45),\"\")","v":1.5576606510443866E-8},{"$f":"IFERROR(IF(OR(S60=\"\",'Cost scenario - input'!$G45=\"\"),\"\",S60/'Cost scenario - input'!$G45),\"\")","v":2.8501984994532695E-8},{"$f":"IFERROR(IF(OR(T60=\"\",'Cost scenario - input'!$G45=\"\"),\"\",T60/'Cost scenario - input'!$G45),\"\")","v":5.1503260458312109E-8},{"$f":"IFERROR(IF(OR(U60=\"\",'Cost scenario - input'!$G45=\"\"),\"\",U60/'Cost scenario - input'!$G45),\"\")","v":9.1907658480685952E-8},{"$f":"IFERROR(IF(OR(V60=\"\",'Cost scenario - input'!$G45=\"\"),\"\",V60/'Cost scenario - input'!$G45),\"\")","v":1.6196681667779431E-7},{"$f":"IFERROR(IF(OR(W60=\"\",'Cost scenario - input'!$G45=\"\"),\"\",W60/'Cost scenario - input'!$G45),\"\")","v":2.818757804206459E-7}]
[{"$f":"IFERROR('Cost scenario - input'!A46,\"\")","v":5},{"$f":"IFERROR('Cost scenario - input'!B46,\"\")","v":"TRANSFORMERS"},{"$f":"IFERROR('Cost scenario - input'!C46,\"\")","v":"kiosk mounted ; < = 22 kv ; > 60 kva and < = 600 kva ; multiple phase"},{"$f":"IFERROR(repcalc('Cost scenario - input'!$CY46:$GK46,'Cost scenario - input'!$J46,'Cost scenario - input'!$H46,'Cost scenario - input'!$I46,20,TRUE,TRUE),\"\")","v":6022.8232257099889},6097.2728646183659,6165.3899001238797,6229.8579239046048,6295.2094666635885,6368.0839782178073,6457.3556589996488,6574.138350823976,6731.657917752038,6944.9583071376874,7230.3858528853025,7604.7877176180073,8084.3731439464982,8683.2250685095678,9411.5138150989842,10273.546444378626,11265.870301245826,12375.717176719667,13580.103104025764,14845.869542607868,{"$f":"IFERROR(IF(OR(D61=\"\",'Cost scenario - input'!$G46=\"\"),\"\",D61/'Cost scenario - input'!$G46),\"\")","v":110.5933904073853},{"$f":"IFERROR(IF(OR(E61=\"\",'Cost scenario - input'!$G46=\"\"),\"\",E61/'Cost scenario - input'!$G46),\"\")","v":111.96046323567879},{"$f":"IFERROR(IF(OR(F61=\"\",'Cost scenario - input'!$G46=\"\"),\"\",F61/'Cost scenario - input'!$G46),\"\")","v":113.21125437112124},{"$f":"IFERROR(IF(OR(G61=\"\",'Cost scenario - input'!$G46=\"\"),\"\",G61/'Cost scenario - input'!$G46),\"\")","v":114.39504095352319},{"$f":"IFERROR(IF(OR(H61=\"\",'Cost scenario - input'!$G46=\"\"),\"\",H61/'Cost scenario - input'!$G46),\"\")","v":115.59505105031916},{"$f":"IFERROR(IF(OR(I61=\"\",'Cost scenario - input'!$G46=\"\"),\"\",I61/'Cost scenario - input'!$G46),\"\")","v":116.93320078592146},{"$f":"IFERROR(IF(OR(J61=\"\",'Cost scenario - input'!$G46=\"\"),\"\",J61/'Cost scenario - input'!$G46),\"\")","v":118.57244163278624},{"$f":"IFERROR(IF(OR(K61=\"\",'Cost scenario - input'!$G46=\"\"),\"\",K61/'Cost scenario - input'!$G46),\"\")","v":120.71685021755432},{"$f":"IFERROR(IF(OR(L61=\"\",'Cost scenario - input'!$G46=\"\"),\"\",L61/'Cost scenario - input'!$G46),\"\")","v":123.60928492952013},{"$f":"IFERROR(IF(OR(M61=\"\",'Cost scenario - input'!$G46=\"\"),\"\",M61/'Cost scenario - input'!$G46),\"\")","v":127.5259885008081},{"$f":"IFERROR(IF(OR(N61=\"\",'Cost scenario - input'!$G46=\"\"),\"\",N61/'Cost scenario - input'!$G46),\"\")","v":132.76711858497501},{"$f":"IFERROR(IF(OR(O61=\"\",'Cost scenario - input'!$G46=\"\"),\"\",O61/'Cost scenario - input'!$G46),\"\")","v":139.64202924462765},{"$f":"IFERROR(IF(OR(P61=\"\",'Cost scenario - input'!$G46=\"\"),\"\",P61/'Cost scenario - input'!$G46),\"\")","v":148.4483608104004},{"$f":"IFERROR(IF(OR(Q61=\"\",'Cost scenario - input'!$G46=\"\"),\"\",Q61/'Cost scenario - input'!$G46),\"\")","v":159.44470956702696},{"$f":"IFERROR(IF(OR(R61=\"\",'Cost scenario - input'!$G46=\"\"),\"\",R61/'Cost scenario - input'!$G46),\"\")","v":172.81782690127744},{"$f":"IFERROR(IF(OR(S61=\"\",'Cost scenario - input'!$G46=\"\"),\"\",S61/'Cost scenario - input'!$G46),\"\")","v":188.6468007132375},{"$f":"IFERROR(IF(OR(T61=\"\",'Cost scenario - input'!$G46=\"\"),\"\",T61/'Cost scenario - input'!$G46),\"\")","v":206.86823202548385},{"$f":"IFERROR(IF(OR(U61=\"\",'Cost scenario - input'!$G46=\"\"),\"\",U61/'Cost scenario - input'!$G46),\"\")","v":227.24766608686227},{"$f":"IFERROR(IF(OR(V61=\"\",'Cost scenario - input'!$G46=\"\"),\"\",V61/'Cost scenario - input'!$G46),\"\")","v":249.36306248288091},{"$f":"IFERROR(IF(OR(W61=\"\",'Cost scenario - input'!$G46=\"\"),\"\",W61/'Cost scenario - input'!$G46),\"\")","v":272.60555137232933}]
[{"$f":"IFERROR('Cost scenario - input'!A47,\"\")","v":5},{"$f":"IFERROR('Cost scenario - input'!B47,\"\")","v":"TRANSFORMERS"},{"$f":"IFERROR('Cost scenario - input'!C47,\"\")","v":"kiosk mounted ; < = 22 kv ; > 600 kva ; multiple phase"},{"$f":"IFERROR(repcalc('Cost scenario - input'!$CY47:$GK47,'Cost scenario - input'!$J47,'Cost scenario - input'!$H47,'Cost scenario - input'!$I47,20,TRUE,TRUE),\"\")","v":739.37963876721017},929.10316010566191,1157.2948267442459,1431.4377683340531,1759.7187020670885,2149.966757729484,2608.0723024746158,3136.0631725625958,3730.1727463702146,4379.3418902110798,5064.6074007609823,5759.7155739465197,6433.0681995314326,7050.8070724296485,7580.551160475291,7995.1065186382684,8275.4413265388939,8412.3784935581098,8406.7678829195611,8268.2697886596579,{"$f":"IFERROR(IF(OR(D62=\"\",'Cost scenario - input'!$G47=\"\"),\"\",D62/'Cost scenario - input'!$G47),\"\")","v":14.013338577838317},{"$f":"IFERROR(IF(OR(E62=\"\",'Cost scenario - input'!$G47=\"\"),\"\",E62/'Cost scenario - input'!$G47),\"\")","v":17.60913673252962},{"$f":"IFERROR(IF(OR(F62=\"\",'Cost scenario - input'!$G47=\"\"),\"\",F62/'Cost scenario - input'!$G47),\"\")","v":21.934015208462981},{"$f":"IFERROR(IF(OR(G62=\"\",'Cost scenario - input'!$G47=\"\"),\"\",G62/'Cost scenario - input'!$G47),\"\")","v":27.129800509810789},{"$f":"IFERROR(IF(OR(H62=\"\",'Cost scenario - input'!$G47=\"\"),\"\",H62/'Cost scenario - input'!$G47),\"\")","v":33.351654117681527},{"$f":"IFERROR(IF(OR(I62=\"\",'Cost scenario - input'!$G47=\"\"),\"\",I62/'Cost scenario - input'!$G47),\"\")","v":40.747960218913001},{"$f":"IFERROR(IF(OR(J62=\"\",'Cost scenario - input'!$G47=\"\"),\"\",J62/'Cost scenario - input'!$G47),\"\")","v":49.430357956565288},{"$f":"IFERROR(IF(OR(K62=\"\",'Cost scenario - input'!$G47=\"\"),\"\",K62/'Cost scenario - input'!$G47),\"\")","v":59.437280571971286},{"$f":"IFERROR(IF(OR(L62=\"\",'Cost scenario - input'!$G47=\"\"),\"\",L62/'Cost scenario - input'!$G47),\"\")","v":70.697339915751257},{"$f":"IFERROR(IF(OR(M62=\"\",'Cost scenario - input'!$G47=\"\"),\"\",M62/'Cost scenario - input'!$G47),\"\")","v":83.000934077601883},{"$f":"IFERROR(IF(OR(N62=\"\",'Cost scenario - input'!$G47=\"\"),\"\",N62/'Cost scenario - input'!$G47),\"\")","v":95.988656637912229},{"$f":"IFERROR(IF(OR(O62=\"\",'Cost scenario - input'!$G47=\"\"),\"\",O62/'Cost scenario - input'!$G47),\"\")","v":109.16292553624533},{"$f":"IFERROR(IF(OR(P62=\"\",'Cost scenario - input'!$G47=\"\"),\"\",P62/'Cost scenario - input'!$G47),\"\")","v":121.9248651811219},{"$f":"IFERROR(IF(OR(Q62=\"\",'Cost scenario - input'!$G47=\"\"),\"\",Q62/'Cost scenario - input'!$G47),\"\")","v":133.63276667682484},{"$f":"IFERROR(IF(OR(R62=\"\",'Cost scenario - input'!$G47=\"\"),\"\",R62/'Cost scenario - input'!$G47),\"\")","v":143.67291773882755},{"$f":"IFERROR(IF(OR(S62=\"\",'Cost scenario - input'!$G47=\"\"),\"\",S62/'Cost scenario - input'!$G47),\"\")","v":151.52991607716544},{"$f":"IFERROR(IF(OR(T62=\"\",'Cost scenario - input'!$G47=\"\"),\"\",T62/'Cost scenario - input'!$G47),\"\")","v":156.84305478465637},{"$f":"IFERROR(IF(OR(U62=\"\",'Cost scenario - input'!$G47=\"\"),\"\",U62/'Cost scenario - input'!$G47),\"\")","v":159.43840199834187},{"$f":"IFERROR(IF(OR(V62=\"\",'Cost scenario - input'!$G47=\"\"),\"\",V62/'Cost scenario - input'!$G47),\"\")","v":159.33206503369743},{"$f":"IFERROR(IF(OR(W62=\"\",'Cost scenario - input'!$G47=\"\"),\"\",W62/'Cost scenario - input'!$G47),\"\")","v":156.70713382719927}]
[{"$f":"IFERROR('Cost scenario - input'!A48,\"\")","v":5},{"$f":"IFERROR('Cost scenario - input'!B48,\"\")","v":"TRANSFORMERS"},{"$f":"IFERROR('Cost scenario - input'!C48,\"\")","v":"pole mounted ; < = 22 kv ; < = 60 kva ; multiple phase"},{"$f":"IFERROR(repcalc('Cost scenario - input'!$CY48:$GK48,'Cost scenario - input'!$J48,'Cost scenario - input'!$H48,'Cost scenario - input'!$I48,20,TRUE,TRUE),\"\")","v":742.41122128911513},696.0193017360391,667.32247575227086,651.2315092126338,644.53399825149938,645.21942969957297,652.00157971018791,663.98724746622486,680.45342240784589,700.70551730611805,723.99703822944491,749.49626095870428,776.28865275996054,803.40552735514291,829.8703448210191,854.75467282146258,877.23647808946237,896.65432269607231,912.55224748136607,924.71155735066998,{"$f":"IFERROR(IF(OR(D63=\"\",'Cost scenario - input'!$G48=\"\"),\"\",D63/'Cost scenario - input'!$G48),\"\")","v":83.487994810824972},{"$f":"IFERROR(IF(OR(E63=\"\",'Cost scenario - input'!$G48=\"\"),\"\",E63/'Cost scenario - input'!$G48),\"\")","v":78.270982691603365},{"$f":"IFERROR(IF(OR(F63=\"\",'Cost scenario - input'!$G48=\"\"),\"\",F63/'Cost scenario - input'!$G48),\"\")","v":75.043875678511782},{"$f":"IFERROR(IF(OR(G63=\"\",'Cost scenario - input'!$G48=\"\"),\"\",G63/'Cost scenario - input'!$G48),\"\")","v":73.234362981990699},{"$f":"IFERROR(IF(OR(H63=\"\",'Cost scenario - input'!$G48=\"\"),\"\",H63/'Cost scenario - input'!$G48),\"\")","v":72.481193115568544},{"$f":"IFERROR(IF(OR(I63=\"\",'Cost scenario - input'!$G48=\"\"),\"\",I63/'Cost scenario - input'!$G48),\"\")","v":72.558273439166811},{"$f":"IFERROR(IF(OR(J63=\"\",'Cost scenario - input'!$G48=\"\"),\"\",J63/'Cost scenario - input'!$G48),\"\")","v":73.320961405964056},{"$f":"IFERROR(IF(OR(K63=\"\",'Cost scenario - input'!$G48=\"\"),\"\",K63/'Cost scenario - input'!$G48),\"\")","v":74.668811948528258},{"$f":"IFERROR(IF(OR(L63=\"\",'Cost scenario - input'!$G48=\"\"),\"\",L63/'Cost scenario - input'!$G48),\"\")","v":76.520518777114617},{"$f":"IFERROR(IF(OR(M63=\"\",'Cost scenario - input'!$G48=\"\"),\"\",M63/'Cost scenario - input'!$G48),\"\")","v":78.797971953050421},{"$f":"IFERROR(IF(OR(N63=\"\",'Cost scenario - input'!$G48=\"\"),\"\",N63/'Cost scenario - input'!$G48),\"\")","v":81.417224359562297},{"$f":"IFERROR(IF(OR(O63=\"\",'Cost scenario - input'!$G48=\"\"),\"\",O63/'Cost scenario - input'!$G48),\"\")","v":84.284744291715143},{"$f":"IFERROR(IF(OR(P63=\"\",'Cost scenario - input'!$G48=\"\"),\"\",P63/'Cost scenario - input'!$G48),\"\")","v":87.29768779732224},{"$f":"IFERROR(IF(OR(Q63=\"\",'Cost scenario - input'!$G48=\"\"),\"\",Q63/'Cost scenario - input'!$G48),\"\")","v":90.347121077111993},{"$f":"IFERROR(IF(OR(R63=\"\",'Cost scenario - input'!$G48=\"\"),\"\",R63/'Cost scenario - input'!$G48),\"\")","v":93.323227148655405},{"$f":"IFERROR(IF(OR(S63=\"\",'Cost scenario - input'!$G48=\"\"),\"\",S63/'Cost scenario - input'!$G48),\"\")","v":96.12159897736305},{"$f":"IFERROR(IF(OR(T63=\"\",'Cost scenario - input'!$G48=\"\"),\"\",T63/'Cost scenario - input'!$G48),\"\")","v":98.649794656158974},{"$f":"IFERROR(IF(OR(U63=\"\",'Cost scenario - input'!$G48=\"\"),\"\",U63/'Cost scenario - input'!$G48),\"\")","v":100.83343205719272},{"$f":"IFERROR(IF(OR(V63=\"\",'Cost scenario - input'!$G48=\"\"),\"\",V63/'Cost scenario - input'!$G48),\"\")","v":102.62123620658691},{"$f":"IFERROR(IF(OR(W63=\"\",'Cost scenario - input'!$G48=\"\"),\"\",W63/'Cost scenario - input'!$G48),\"\")","v":103.98861370595841}]
[{"$f":"IFERROR('Cost scenario - input'!A49,\"\")","v":5},{"$f":"IFERROR('Cost scenario - input'!B49,\"\")","v":"TRANSFORMERS"},{"$f":"IFERROR('Cost scenario - input'!C49,\"\")","v":"pole mounted ; < = 22 kv ; < = 60 kva ; single phase"},{"$f":"IFERROR(repcalc('Cost scenario - input'!$CY49:$GK49,'Cost scenario - input'!$J49,'Cost scenario - input'!$H49,'Cost scenario - input'!$I49,20,TRUE,TRUE),\"\")","v":706.6408228974758},726.65246607377844,749.11268013053609,771.86336594802128,793.18892322404986,811.78921460798972,826.77138738708015,837.63984045783172,844.27202603819796,846.87564156715484,845.92900419585817,842.11043126670938,836.22416910187326,829.13010444575866,821.68272352306303,814.68226379857936,808.83844655994369,804.74517036170664,802.86345008086255,803.50980245707126,{"$f":"IFERROR(IF(OR(D64=\"\",'Cost scenario - input'!$G49=\"\"),\"\",D64/'Cost scenario - input'!$G49),\"\")","v":107.94371284105972},{"$f":"IFERROR(IF(OR(E64=\"\",'Cost scenario - input'!$G49=\"\"),\"\",E64/'Cost scenario - input'!$G49),\"\")","v":111.00061387834097},{"$f":"IFERROR(IF(OR(F64=\"\",'Cost scenario - input'!$G49=\"\"),\"\",F64/'Cost scenario - input'!$G49),\"\")","v":114.43154911153387},{"$f":"IFERROR(IF(OR(G64=\"\",'Cost scenario - input'!$G49=\"\"),\"\",G64/'Cost scenario - input'!$G49),\"\")","v":117.90685568489342},{"$f":"IFERROR(IF(OR(H64=\"\",'Cost scenario - input'!$G49=\"\"),\"\",H64/'Cost scenario - input'!$G49),\"\")","v":121.16446514671357},{"$f":"IFERROR(IF(OR(I64=\"\",'Cost scenario - input'!$G49=\"\"),\"\",I64/'Cost scenario - input'!$G49),\"\")","v":124.00577355524199},{"$f":"IFERROR(IF(OR(J64=\"\",'Cost scenario - input'!$G49=\"\"),\"\",J64/'Cost scenario - input'!$G49),\"\")","v":126.29439219118503},{"$f":"IFERROR(IF(OR(K64=\"\",'Cost scenario - input'!$G49=\"\"),\"\",K64/'Cost scenario - input'!$G49),\"\")","v":127.95461495115137},{"$f":"IFERROR(IF(OR(L64=\"\",'Cost scenario - input'!$G49=\"\"),\"\",L64/'Cost scenario - input'!$G49),\"\")","v":128.96772191100717},{"$f":"IFERROR(IF(OR(M64=\"\",'Cost scenario - input'!$G49=\"\"),\"\",M64/'Cost scenario - input'!$G49),\"\")","v":129.36544012639965},{"$f":"IFERROR(IF(OR(N64=\"\",'Cost scenario - input'!$G49=\"\"),\"\",N64/'Cost scenario - input'!$G49),\"\")","v":129.2208354711621},{"$f":"IFERROR(IF(OR(O64=\"\",'Cost scenario - input'!$G49=\"\"),\"\",O64/'Cost scenario - input'!$G49),\"\")","v":128.63752507304989},{"$f":"IFERROR(IF(OR(P64=\"\",'Cost scenario - input'!$G49=\"\"),\"\",P64/'Cost scenario - input'!$G49),\"\")","v":127.7383624826083},{"$f":"IFERROR(IF(OR(Q64=\"\",'Cost scenario - input'!$G49=\"\"),\"\",Q64/'Cost scenario - input'!$G49),\"\")","v":126.65470066559683},{"$f":"IFERROR(IF(OR(R64=\"\",'Cost scenario - input'!$G49=\"\"),\"\",R64/'Cost scenario - input'!$G49),\"\")","v":125.51706762531879},{"$f":"IFERROR(IF(OR(S64=\"\",'Cost scenario - input'!$G49=\"\"),\"\",S64/'Cost scenario - input'!$G49),\"\")","v":124.44770453480751},{"$f":"IFERROR(IF(OR(T64=\"\",'Cost scenario - input'!$G49=\"\"),\"\",T64/'Cost scenario - input'!$G49),\"\")","v":123.55502566675626},{"$f":"IFERROR(IF(OR(U64=\"\",'Cost scenario - input'!$G49=\"\"),\"\",U64/'Cost scenario - input'!$G49),\"\")","v":122.92975266213429},{"$f":"IFERROR(IF(OR(V64=\"\",'Cost scenario - input'!$G49=\"\"),\"\",V64/'Cost scenario - input'!$G49),\"\")","v":122.64230836644562},{"$f":"IFERROR(IF(OR(W64=\"\",'Cost scenario - input'!$G49=\"\"),\"\",W64/'Cost scenario - input'!$G49),\"\")","v":122.74104264987625}]
[{"$f":"IFERROR('Cost scenario - input'!A50,\"\")","v":5},{"$f":"IFERROR('Cost scenario - input'!B50,\"\")","v":"TRANSFORMERS"},{"$f":"IFERROR('Cost scenario - input'!C50,\"\")","v":"pole mounted ; < = 22 kv ; > 60 kva and < = 600 kva ; multiple phase"},{"$f":"IFERROR(repcalc('Cost scenario - input'!$CY50:$GK50,'Cost scenario - input'!$J50,'Cost scenario - input'!$H50,'Cost scenario - input'!$I50,20,TRUE,TRUE),\"\")","v":6459.5211505501193},5944.1034670290428,5636.8072064699663,5452.1416252919462,5349.4519299478234,5309.7198042705477,5324.712307453934,5393.1733112264747,5517.5354615358301,5702.7470023770193,5954.8673004286939,6280.1260909498096,6684.0024434094694,7170.3523821933386,7740.5545587973465,8392.6859068579724,9120.7817595187862,9914.2691645825835,10757.681888580879,11630.762722938685,{"$f":"IFERROR(IF(OR(D65=\"\",'Cost scenario - input'!$G50=\"\"),\"\",D65/'Cost scenario - input'!$G50),\"\")","v":343.51954003565459},{"$f":"IFERROR(IF(OR(E65=\"\",'Cost scenario - input'!$G50=\"\"),\"\",E65/'Cost scenario - input'!$G50),\"\")","v":316.10945166488983},{"$f":"IFERROR(IF(OR(F65=\"\",'Cost scenario - input'!$G50=\"\"),\"\",F65/'Cost scenario - input'!$G50),\"\")","v":299.76733161889535},{"$f":"IFERROR(IF(OR(G65=\"\",'Cost scenario - input'!$G50=\"\"),\"\",G65/'Cost scenario - input'!$G50),\"\")","v":289.94675296790854},{"$f":"IFERROR(IF(OR(H65=\"\",'Cost scenario - input'!$G50=\"\"),\"\",H65/'Cost scenario - input'!$G50),\"\")","v":284.48567991174082},{"$f":"IFERROR(IF(OR(I65=\"\",'Cost scenario - input'!$G50=\"\"),\"\",I65/'Cost scenario - input'!$G50),\"\")","v":282.37271190386701},{"$f":"IFERROR(IF(OR(J65=\"\",'Cost scenario - input'!$G50=\"\"),\"\",J65/'Cost scenario - input'!$G50),\"\")","v":283.17001834152785},{"$f":"IFERROR(IF(OR(K65=\"\",'Cost scenario - input'!$G50=\"\"),\"\",K65/'Cost scenario - input'!$G50),\"\")","v":286.81079789440844},{"$f":"IFERROR(IF(OR(L65=\"\",'Cost scenario - input'!$G50=\"\"),\"\",L65/'Cost scenario - input'!$G50),\"\")","v":293.42441950449887},{"$f":"IFERROR(IF(OR(M65=\"\",'Cost scenario - input'!$G50=\"\"),\"\",M65/'Cost scenario - input'!$G50),\"\")","v":303.27403247676102},{"$f":"IFERROR(IF(OR(N65=\"\",'Cost scenario - input'!$G50=\"\"),\"\",N65/'Cost scenario - input'!$G50),\"\")","v":316.68187599980416},{"$f":"IFERROR(IF(OR(O65=\"\",'Cost scenario - input'!$G50=\"\"),\"\",O65/'Cost scenario - input'!$G50),\"\")","v":333.97924952150106},{"$f":"IFERROR(IF(OR(P65=\"\",'Cost scenario - input'!$G50=\"\"),\"\",P65/'Cost scenario - input'!$G50),\"\")","v":355.45753182674667},{"$f":"IFERROR(IF(OR(Q65=\"\",'Cost scenario - input'!$G50=\"\"),\"\",Q65/'Cost scenario - input'!$G50),\"\")","v":381.32178760879873},{"$f":"IFERROR(IF(OR(R65=\"\",'Cost scenario - input'!$G50=\"\"),\"\",R65/'Cost scenario - input'!$G50),\"\")","v":411.64533402487575},{"$f":"IFERROR(IF(OR(S65=\"\",'Cost scenario - input'!$G50=\"\"),\"\",S65/'Cost scenario - input'!$G50),\"\")","v":446.32590174924019},{"$f":"IFERROR(IF(OR(T65=\"\",'Cost scenario - input'!$G50=\"\"),\"\",T65/'Cost scenario - input'!$G50),\"\")","v":485.04628776215844},{"$f":"IFERROR(IF(OR(U65=\"\",'Cost scenario - input'!$G50=\"\"),\"\",U65/'Cost scenario - input'!$G50),\"\")","v":527.24421885622826},{"$f":"IFERROR(IF(OR(V65=\"\",'Cost scenario - input'!$G50=\"\"),\"\",V65/'Cost scenario - input'!$G50),\"\")","v":572.09719545549808},{"$f":"IFERROR(IF(OR(W65=\"\",'Cost scenario - input'!$G50=\"\"),\"\",W65/'Cost scenario - input'!$G50),\"\")","v":618.52793229223664}]
[{"$f":"IFERROR('Cost scenario - input'!A51,\"\")","v":5},{"$f":"IFERROR('Cost scenario - input'!B51,\"\")","v":"TRANSFORMERS"},{"$f":"IFERROR('Cost scenario - input'!C51,\"\")","v":"pole mounted ; < = 22 kv ; > 60 kva and < = 600 kva ; single phase"},{"$f":"IFERROR(repcalc('Cost scenario - input'!$CY51:$GK51,'Cost scenario - input'!$J51,'Cost scenario - input'!$H51,'Cost scenario - input'!$I51,20,TRUE,TRUE),\"\")","v":0.34898522863133286},0.43279788791340368,0.52322538279052744,0.61669080344238469,0.70876784535449178,0.79457938143951479,0.86935998552264226,0.9291338318683231,0.97143600463045188,0.99599287444817475,1.005278000263077,1.0048724122979702,1.0035772876154836,1.013246659541662,1.0483227955841361,1.1250657635942944,1.2604749045520931,1.4709110278599331,1.770453056585704,2.169067584021712,{"$f":"IFERROR(IF(OR(D66=\"\",'Cost scenario - input'!$G51=\"\"),\"\",D66/'Cost scenario - input'!$G51),\"\")","v":2.4914937057546927E-2},{"$f":"IFERROR(IF(OR(E66=\"\",'Cost scenario - input'!$G51=\"\"),\"\",E66/'Cost scenario - input'!$G51),\"\")","v":3.0898534526207635E-2},{"$f":"IFERROR(IF(OR(F66=\"\",'Cost scenario - input'!$G51=\"\"),\"\",F66/'Cost scenario - input'!$G51),\"\")","v":3.735438181800016E-2},{"$f":"IFERROR(IF(OR(G66=\"\",'Cost scenario - input'!$G51=\"\"),\"\",G66/'Cost scenario - input'!$G51),\"\")","v":4.4027114305076817E-2},{"$f":"IFERROR(IF(OR(H66=\"\",'Cost scenario - input'!$G51=\"\"),\"\",H66/'Cost scenario - input'!$G51),\"\")","v":5.0600726926683604E-2},{"$f":"IFERROR(IF(OR(I66=\"\",'Cost scenario - input'!$G51=\"\"),\"\",I66/'Cost scenario - input'!$G51),\"\")","v":5.6727029259749776E-2},{"$f":"IFERROR(IF(OR(J66=\"\",'Cost scenario - input'!$G51=\"\"),\"\",J66/'Cost scenario - input'!$G51),\"\")","v":6.2065805491521721E-2},{"$f":"IFERROR(IF(OR(K66=\"\",'Cost scenario - input'!$G51=\"\"),\"\",K66/'Cost scenario - input'!$G51),\"\")","v":6.6333211379245902E-2},{"$f":"IFERROR(IF(OR(L66=\"\",'Cost scenario - input'!$G51=\"\"),\"\",L66/'Cost scenario - input'!$G51),\"\")","v":6.9353270353946256E-2},{"$f":"IFERROR(IF(OR(M66=\"\",'Cost scenario - input'!$G51=\"\"),\"\",M66/'Cost scenario - input'!$G51),\"\")","v":7.1106447324325361E-2},{"$f":"IFERROR(IF(OR(N66=\"\",'Cost scenario - input'!$G51=\"\"),\"\",N66/'Cost scenario - input'!$G51),\"\")","v":7.1769335911779253E-2},{"$f":"IFERROR(IF(OR(O66=\"\",'Cost scenario - input'!$G51=\"\"),\"\",O66/'Cost scenario - input'!$G51),\"\")","v":7.1740379962378281E-2},{"$f":"IFERROR(IF(OR(P66=\"\",'Cost scenario - input'!$G51=\"\"),\"\",P66/'Cost scenario - input'!$G51),\"\")","v":7.1647917739629252E-2},{"$f":"IFERROR(IF(OR(Q66=\"\",'Cost scenario - input'!$G51=\"\"),\"\",Q66/'Cost scenario - input'!$G51),\"\")","v":7.233823862762663E-2},{"$f":"IFERROR(IF(OR(R66=\"\",'Cost scenario - input'!$G51=\"\"),\"\",R66/'Cost scenario - input'!$G51),\"\")","v":7.4842412586930224E-2},{"$f":"IFERROR(IF(OR(S66=\"\",'Cost scenario - input'!$G51=\"\"),\"\",S66/'Cost scenario - input'!$G51),\"\")","v":8.0321286936658964E-2},{"$f":"IFERROR(IF(OR(T66=\"\",'Cost scenario - input'!$G51=\"\"),\"\",T66/'Cost scenario - input'!$G51),\"\")","v":8.9988487572087675E-2},{"$f":"IFERROR(IF(OR(U66=\"\",'Cost scenario - input'!$G51=\"\"),\"\",U66/'Cost scenario - input'!$G51),\"\")","v":0.10501205400614931},{"$f":"IFERROR(IF(OR(V66=\"\",'Cost scenario - input'!$G51=\"\"),\"\",V66/'Cost scenario - input'!$G51),\"\")","v":0.12639711612199164},{"$f":"IFERROR(IF(OR(W66=\"\",'Cost scenario - input'!$G51=\"\"),\"\",W66/'Cost scenario - input'!$G51),\"\")","v":0.15485521419176274}]
[{"$f":"IFERROR('Cost scenario - input'!A52,\"\")","v":5},{"$f":"IFERROR('Cost scenario - input'!B52,\"\")","v":"TRANSFORMERS"},{"$f":"IFERROR('Cost scenario - input'!C52,\"\")","v":"pole mounted ; < = 22 kv ; > 600 kva ; multiple phase"},{"$f":"IFERROR(repcalc('Cost scenario - input'!$CY52:$GK52,'Cost scenario - input'!$J52,'Cost scenario - input'!$H52,'Cost scenario - input'!$I52,20,TRUE,TRUE),\"\")","v":1.9548119732770055},2.5390467944019406,3.2692058689792765,4.1804947155445324,5.3175834012628549,6.7362685906415196,8.50472447111561,10.704125727940379,13.4284849833886,16.783609305640461,20.885107692487018,25.855342854612296,31.819110765248841,38.897684808334716,47.20075407085104,56.815818906285813,67.794874781620393,80.1387606027521,93.780326137601961,108.56843925314502,{"$f":"IFERROR(IF(OR(D67=\"\",'Cost scenario - input'!$G52=\"\"),\"\",D67/'Cost scenario - input'!$G52),\"\")","v":0.10395756810226067},{"$f":"IFERROR(IF(OR(E67=\"\",'Cost scenario - input'!$G52=\"\"),\"\",E67/'Cost scenario - input'!$G52),\"\")","v":0.13502737534463785},{"$f":"IFERROR(IF(OR(F67=\"\",'Cost scenario - input'!$G52=\"\"),\"\",F67/'Cost scenario - input'!$G52),\"\")","v":0.17385748420345076},{"$f":"IFERROR(IF(OR(G67=\"\",'Cost scenario - input'!$G52=\"\"),\"\",G67/'Cost scenario - input'!$G52),\"\")","v":0.22232013617341276},{"$f":"IFERROR(IF(OR(H67=\"\",'Cost scenario - input'!$G52=\"\"),\"\",H67/'Cost scenario - input'!$G52),\"\")","v":0.28279090067651202},{"$f":"IFERROR(IF(OR(I67=\"\",'Cost scenario - input'!$G52=\"\"),\"\",I67/'Cost scenario - input'!$G52),\"\")","v":0.35823706337995798},{"$f":"IFERROR(IF(OR(J67=\"\",'Cost scenario - input'!$G52=\"\"),\"\",J67/'Cost scenario - input'!$G52),\"\")","v":0.45228415084588736},{"$f":"IFERROR(IF(OR(K67=\"\",'Cost scenario - input'!$G52=\"\"),\"\",K67/'Cost scenario - input'!$G52),\"\")","v":0.56924906054882107},{"$f":"IFERROR(IF(OR(L67=\"\",'Cost scenario - input'!$G52=\"\"),\"\",L67/'Cost scenario - input'!$G52),\"\")","v":0.71413141583668149},{"$f":"IFERROR(IF(OR(M67=\"\",'Cost scenario - input'!$G52=\"\"),\"\",M67/'Cost scenario - input'!$G52),\"\")","v":0.89255807271731435},{"$f":"IFERROR(IF(OR(N67=\"\",'Cost scenario - input'!$G52=\"\"),\"\",N67/'Cost scenario - input'!$G52),\"\")","v":1.1106771571616028},{"$f":"IFERROR(IF(OR(O67=\"\",'Cost scenario - input'!$G52=\"\"),\"\",O67/'Cost scenario - input'!$G52),\"\")","v":1.374995959897763},{"$f":"IFERROR(IF(OR(P67=\"\",'Cost scenario - input'!$G52=\"\"),\"\",P67/'Cost scenario - input'!$G52),\"\")","v":1.6921511733870462},{"$f":"IFERROR(IF(OR(Q67=\"\",'Cost scenario - input'!$G52=\"\"),\"\",Q67/'Cost scenario - input'!$G52),\"\")","v":2.0685921575894275},{"$f":"IFERROR(IF(OR(R67=\"\",'Cost scenario - input'!$G52=\"\"),\"\",R67/'Cost scenario - input'!$G52),\"\")","v":2.5101522155978881},{"$f":"IFERROR(IF(OR(S67=\"\",'Cost scenario - input'!$G52=\"\"),\"\",S67/'Cost scenario - input'!$G52),\"\")","v":3.0214846460831191},{"$f":"IFERROR(IF(OR(T67=\"\",'Cost scenario - input'!$G52=\"\"),\"\",T67/'Cost scenario - input'!$G52),\"\")","v":3.6053545857301916},{"$f":"IFERROR(IF(OR(U67=\"\",'Cost scenario - input'!$G52=\"\"),\"\",U67/'Cost scenario - input'!$G52),\"\")","v":4.261806647841123},{"$f":"IFERROR(IF(OR(V67=\"\",'Cost scenario - input'!$G52=\"\"),\"\",V67/'Cost scenario - input'!$G52),\"\")","v":4.9872697601491884},{"$f":"IFERROR(IF(OR(W67=\"\",'Cost scenario - input'!$G52=\"\"),\"\",W67/'Cost scenario - input'!$G52),\"\")","v":5.7737066642243375}]
[{"$f":"IFERROR('Cost scenario - input'!A53,\"\")","v":6},{"$f":"IFERROR('Cost scenario - input'!B53,\"\")","v":"UNDERGROUND CABLES"},{"$f":"IFERROR('Cost scenario - input'!C53,\"\")","v":"˂ = 1 kv"},{"$f":"IFERROR(repcalc('Cost scenario - input'!$CY53:$GK53,'Cost scenario - input'!$J53,'Cost scenario - input'!$H53,'Cost scenario - input'!$I53,20,TRUE,TRUE),\"\")","v":4678.3229427404904},5550.8925311574476,6530.0982666073769,7625.2556317507451,8848.3873776069504,10214.717300294509,11742.781495772586,13453.989370490754,15371.501732569426,17518.360225834011,19914.898704093797,22575.58450260451,25505.561661888125,28697.279930060246,32127.671351140834,35756.360034794809,39525.345007928248,43360.474629826371,47174.839678566575,50873.969837329423,{"$f":"IFERROR(IF(OR(D68=\"\",'Cost scenario - input'!$G53=\"\"),\"\",D68/'Cost scenario - input'!$G53),\"\")","v":22.719989067914486},{"$f":"IFERROR(IF(OR(E68=\"\",'Cost scenario - input'!$G53=\"\"),\"\",E68/'Cost scenario - input'!$G53),\"\")","v":26.957569874641536},{"$f":"IFERROR(IF(OR(F68=\"\",'Cost scenario - input'!$G53=\"\"),\"\",F68/'Cost scenario - input'!$G53),\"\")","v":31.713022603526749},{"$f":"IFERROR(IF(OR(G68=\"\",'Cost scenario - input'!$G53=\"\"),\"\",G68/'Cost scenario - input'!$G53),\"\")","v":37.031587326022773},{"$f":"IFERROR(IF(OR(H68=\"\",'Cost scenario - input'!$G53=\"\"),\"\",H68/'Cost scenario - input'!$G53),\"\")","v":42.971651796688292},{"$f":"IFERROR(IF(OR(I68=\"\",'Cost scenario - input'!$G53=\"\"),\"\",I68/'Cost scenario - input'!$G53),\"\")","v":49.607149449708643},{"$f":"IFERROR(IF(OR(J68=\"\",'Cost scenario - input'!$G53=\"\"),\"\",J68/'Cost scenario - input'!$G53),\"\")","v":57.028099700739496},{"$f":"IFERROR(IF(OR(K68=\"\",'Cost scenario - input'!$G53=\"\"),\"\",K68/'Cost scenario - input'!$G53),\"\")","v":65.338476021992648},{"$f":"IFERROR(IF(OR(L68=\"\",'Cost scenario - input'!$G53=\"\"),\"\",L68/'Cost scenario - input'!$G53),\"\")","v":74.650757460712256},{"$f":"IFERROR(IF(OR(M68=\"\",'Cost scenario - input'!$G53=\"\"),\"\",M68/'Cost scenario - input'!$G53),\"\")","v":85.076844350036339},{"$f":"IFERROR(IF(OR(N68=\"\",'Cost scenario - input'!$G53=\"\"),\"\",N68/'Cost scenario - input'!$G53),\"\")","v":96.715486806600737},{"$f":"IFERROR(IF(OR(O68=\"\",'Cost scenario - input'!$G53=\"\"),\"\",O68/'Cost scenario - input'!$G53),\"\")","v":109.63694455870444},{"$f":"IFERROR(IF(OR(P68=\"\",'Cost scenario - input'!$G53=\"\"),\"\",P68/'Cost scenario - input'!$G53),\"\")","v":123.86619932433798},{"$f":"IFERROR(IF(OR(Q68=\"\",'Cost scenario - input'!$G53=\"\"),\"\",Q68/'Cost scenario - input'!$G53),\"\")","v":139.36658376728431},{"$f":"IFERROR(IF(OR(R68=\"\",'Cost scenario - input'!$G53=\"\"),\"\",R68/'Cost scenario - input'!$G53),\"\")","v":156.02606977103665},{"$f":"IFERROR(IF(OR(S68=\"\",'Cost scenario - input'!$G53=\"\"),\"\",S68/'Cost scenario - input'!$G53),\"\")","v":173.64857429510207},{"$f":"IFERROR(IF(OR(T68=\"\",'Cost scenario - input'!$G53=\"\"),\"\",T68/'Cost scenario - input'!$G53),\"\")","v":191.95241916318724},{"$f":"IFERROR(IF(OR(U68=\"\",'Cost scenario - input'!$G53=\"\"),\"\",U68/'Cost scenario - input'!$G53),\"\")","v":210.57749147008499},{"$f":"IFERROR(IF(OR(V68=\"\",'Cost scenario - input'!$G53=\"\"),\"\",V68/'Cost scenario - input'!$G53),\"\")","v":229.10172189818945},{"$f":"IFERROR(IF(OR(W68=\"\",'Cost scenario - input'!$G53=\"\"),\"\",W68/'Cost scenario - input'!$G53),\"\")","v":247.06632113525129}]
[{"$f":"IFERROR('Cost scenario - input'!A54,\"\")","v":6},{"$f":"IFERROR('Cost scenario - input'!B54,\"\")","v":"UNDERGROUND CABLES"},{"$f":"IFERROR('Cost scenario - input'!C54,\"\")","v":"> 1 kv & < = 11 kv"},{"$f":"IFERROR(repcalc('Cost scenario - input'!$CY54:$GK54,'Cost scenario - input'!$J54,'Cost scenario - input'!$H54,'Cost scenario - input'!$I54,20,TRUE,TRUE),\"\")","v":4856.6817324265849},5807.6487382026398,6905.2492905911877,8154.9438291786391,9558.9005687565059,11115.656731641538,12819.892193044658,14662.318804580078,16629.685013066046,18704.89524141599,20867.247154557761,23092.79679367405,25354.87000076237,27624.74600855746,29872.542355117239,32068.326137832566,34183.4624112979,36192.184983314997,38073.338689773613,39812.198497796933,{"$f":"IFERROR(IF(OR(D69=\"\",'Cost scenario - input'!$G54=\"\"),\"\",D69/'Cost scenario - input'!$G54),\"\")","v":11.447311028176161},{"$f":"IFERROR(IF(OR(E69=\"\",'Cost scenario - input'!$G54=\"\"),\"\",E69/'Cost scenario - input'!$G54),\"\")","v":13.688762227246771},{"$f":"IFERROR(IF(OR(F69=\"\",'Cost scenario - input'!$G54=\"\"),\"\",F69/'Cost scenario - input'!$G54),\"\")","v":16.275832082782049},{"$f":"IFERROR(IF(OR(G69=\"\",'Cost scenario - input'!$G54=\"\"),\"\",G69/'Cost scenario - input'!$G54),\"\")","v":19.22139097701826},{"$f":"IFERROR(IF(OR(H69=\"\",'Cost scenario - input'!$G54=\"\"),\"\",H69/'Cost scenario - input'!$G54),\"\")","v":22.530549442302746},{"$f":"IFERROR(IF(OR(I69=\"\",'Cost scenario - input'!$G54=\"\"),\"\",I69/'Cost scenario - input'!$G54),\"\")","v":26.199859677847282},{"$f":"IFERROR(IF(OR(J69=\"\",'Cost scenario - input'!$G54=\"\"),\"\",J69/'Cost scenario - input'!$G54),\"\")","v":30.216782026634057},{"$f":"IFERROR(IF(OR(K69=\"\",'Cost scenario - input'!$G54=\"\"),\"\",K69/'Cost scenario - input'!$G54),\"\")","v":34.559424108370152},{"$f":"IFERROR(IF(OR(L69=\"\",'Cost scenario - input'!$G54=\"\"),\"\",L69/'Cost scenario - input'!$G54),\"\")","v":39.196551706107577},{"$f":"IFERROR(IF(OR(M69=\"\",'Cost scenario - input'!$G54=\"\"),\"\",M69/'Cost scenario - input'!$G54),\"\")","v":44.087870149761308},{"$f":"IFERROR(IF(OR(N69=\"\",'Cost scenario - input'!$G54=\"\"),\"\",N69/'Cost scenario - input'!$G54),\"\")","v":49.18458355736152},{"$f":"IFERROR(IF(OR(O69=\"\",'Cost scenario - input'!$G54=\"\"),\"\",O69/'Cost scenario - input'!$G54),\"\")","v":54.430255464892568},{"$f":"IFERROR(IF(OR(P69=\"\",'Cost scenario - input'!$G54=\"\"),\"\",P69/'Cost scenario - input'!$G54),\"\")","v":59.762014265794271},{"$f":"IFERROR(IF(OR(Q69=\"\",'Cost scenario - input'!$G54=\"\"),\"\",Q69/'Cost scenario - input'!$G54),\"\")","v":65.11216444819928},{"$f":"IFERROR(IF(OR(R69=\"\",'Cost scenario - input'!$G54=\"\"),\"\",R69/'Cost scenario - input'!$G54),\"\")","v":70.410272359052968},{"$f":"IFERROR(IF(OR(S69=\"\",'Cost scenario - input'!$G54=\"\"),\"\",S69/'Cost scenario - input'!$G54),\"\")","v":75.585785455483247},{"$f":"IFERROR(IF(OR(T69=\"\",'Cost scenario - input'!$G54=\"\"),\"\",T69/'Cost scenario - input'!$G54),\"\")","v":80.571210509728587},{"$f":"IFERROR(IF(OR(U69=\"\",'Cost scenario - input'!$G54=\"\"),\"\",U69/'Cost scenario - input'!$G54),\"\")","v":85.305816011602559},{"$f":"IFERROR(IF(OR(V69=\"\",'Cost scenario - input'!$G54=\"\"),\"\",V69/'Cost scenario - input'!$G54),\"\")","v":89.739738750632625},{"$f":"IFERROR(IF(OR(W69=\"\",'Cost scenario - input'!$G54=\"\"),\"\",W69/'Cost scenario - input'!$G54),\"\")","v":93.838271484193527}]
[{"$f":"IFERROR('Cost scenario - input'!A55,\"\")","v":6},{"$f":"IFERROR('Cost scenario - input'!B55,\"\")","v":"UNDERGROUND CABLES"},{"$f":"IFERROR('Cost scenario - input'!C55,\"\")","v":"> 22 kv & < = 33 kv"},{"$f":"IFERROR(repcalc('Cost scenario - input'!$CY55:$GK55,'Cost scenario - input'!$J55,'Cost scenario - input'!$H55,'Cost scenario - input'!$I55,20,TRUE,TRUE),\"\")","v":3832.3464673450403},4184.1539566046567,4545.0117261178775,4907.5066690696003,5262.5877322804054,5599.9445798265751,5908.5532830720967,6177.3511592794939,6395.9856462918569,6555.5707003755097,6649.380434078178,6673.4143332228487,6626.7809841634044,6511.8662347820373,6334.2746141370953,6102.5566055773506,5827.7558719348199,5522.8270008507416,5201.9837624859956,4880.0392618774658,{"$f":"IFERROR(IF(OR(D70=\"\",'Cost scenario - input'!$G55=\"\"),\"\",D70/'Cost scenario - input'!$G55),\"\")","v":7.3239829456339649},{"$f":"IFERROR(IF(OR(E70=\"\",'Cost scenario - input'!$G55=\"\"),\"\",E70/'Cost scenario - input'!$G55),\"\")","v":7.996320917536794},{"$f":"IFERROR(IF(OR(F70=\"\",'Cost scenario - input'!$G55=\"\"),\"\",F70/'Cost scenario - input'!$G55),\"\")","v":8.6859548460540381},{"$f":"IFERROR(IF(OR(G70=\"\",'Cost scenario - input'!$G55=\"\"),\"\",G70/'Cost scenario - input'!$G55),\"\")","v":9.3787175705830208},{"$f":"IFERROR(IF(OR(H70=\"\",'Cost scenario - input'!$G55=\"\"),\"\",H70/'Cost scenario - input'!$G55),\"\")","v":10.057311657373706},{"$f":"IFERROR(IF(OR(I70=\"\",'Cost scenario - input'!$G55=\"\"),\"\",I70/'Cost scenario - input'!$G55),\"\")","v":10.702033062151258},{"$f":"IFERROR(IF(OR(J70=\"\",'Cost scenario - input'!$G55=\"\"),\"\",J70/'Cost scenario - input'!$G55),\"\")","v":11.291813996287482},{"$f":"IFERROR(IF(OR(K70=\"\",'Cost scenario - input'!$G55=\"\"),\"\",K70/'Cost scenario - input'!$G55),\"\")","v":11.80551260833637},{"$f":"IFERROR(IF(OR(L70=\"\",'Cost scenario - input'!$G55=\"\"),\"\",L70/'Cost scenario - input'!$G55),\"\")","v":12.22334415562737},{"$f":"IFERROR(IF(OR(M70=\"\",'Cost scenario - input'!$G55=\"\"),\"\",M70/'Cost scenario - input'!$G55),\"\")","v":12.528326553342694},{"$f":"IFERROR(IF(OR(N70=\"\",'Cost scenario - input'!$G55=\"\"),\"\",N70/'Cost scenario - input'!$G55),\"\")","v":12.707605983223884},{"$f":"IFERROR(IF(OR(O70=\"\",'Cost scenario - input'!$G55=\"\"),\"\",O70/'Cost scenario - input'!$G55),\"\")","v":12.753537077646723},{"$f":"IFERROR(IF(OR(P70=\"\",'Cost scenario - input'!$G55=\"\"),\"\",P70/'Cost scenario - input'!$G55),\"\")","v":12.664416259338825},{"$f":"IFERROR(IF(OR(Q70=\"\",'Cost scenario - input'!$G55=\"\"),\"\",Q70/'Cost scenario - input'!$G55),\"\")","v":12.444803113230458},{"$f":"IFERROR(IF(OR(R70=\"\",'Cost scenario - input'!$G55=\"\"),\"\",R70/'Cost scenario - input'!$G55),\"\")","v":12.10540843376346},{"$f":"IFERROR(IF(OR(S70=\"\",'Cost scenario - input'!$G55=\"\"),\"\",S70/'Cost scenario - input'!$G55),\"\")","v":11.662573017563853},{"$f":"IFERROR(IF(OR(T70=\"\",'Cost scenario - input'!$G55=\"\"),\"\",T70/'Cost scenario - input'!$G55),\"\")","v":11.137402367207727},{"$f":"IFERROR(IF(OR(U70=\"\",'Cost scenario - input'!$G55=\"\"),\"\",U70/'Cost scenario - input'!$G55),\"\")","v":10.554653946499727},{"$f":"IFERROR(IF(OR(V70=\"\",'Cost scenario - input'!$G55=\"\"),\"\",V70/'Cost scenario - input'!$G55),\"\")","v":9.9414916382303247},{"$f":"IFERROR(IF(OR(W70=\"\",'Cost scenario - input'!$G55=\"\"),\"\",W70/'Cost scenario - input'!$G55),\"\")","v":9.326224711821391}]
[{"$f":"IFERROR('Cost scenario - input'!A56,\"\")","v":6},{"$f":"IFERROR('Cost scenario - input'!B56,\"\")","v":"UNDERGROUND CABLES"},{"$f":"IFERROR('Cost scenario - input'!C56,\"\")","v":"> 66 kv & < = 132 kv"},{"$f":"IFERROR(repcalc('Cost scenario - input'!$CY56:$GK56,'Cost scenario - input'!$J56,'Cost scenario - input'!$H56,'Cost scenario - input'!$I56,20,TRUE,TRUE),\"\")","v":6.1860676690355517E-3},1.1915897059012127E-2,2.2577501430162464E-2,4.2079454421059342E-2,7.7146841072862141E-2,0.13913280626254138,0.24683951239856888,0.43080912339087235,0.73969479945464767,1.249485534365157,2.0765179316739437,3.3953308357858565,5.4624585041770279,8.6471536723707132,13.469711841099542,20.64745917238351,31.147508211565459,46.244050779396076,67.576274342169185,97.201063954301873,{"$f":"IFERROR(IF(OR(D71=\"\",'Cost scenario - input'!$G56=\"\"),\"\",D71/'Cost scenario - input'!$G56),\"\")","v":6.1667418333071479E-6},{"$f":"IFERROR(IF(OR(E71=\"\",'Cost scenario - input'!$G56=\"\"),\"\",E71/'Cost scenario - input'!$G56),\"\")","v":1.1878670717264892E-5},{"$f":"IFERROR(IF(OR(F71=\"\",'Cost scenario - input'!$G56=\"\"),\"\",F71/'Cost scenario - input'!$G56),\"\")","v":2.2506967270637963E-5},{"$f":"IFERROR(IF(OR(G71=\"\",'Cost scenario - input'!$G56=\"\"),\"\",G71/'Cost scenario - input'!$G56),\"\")","v":4.1947994393915954E-5},{"$f":"IFERROR(IF(OR(H71=\"\",'Cost scenario - input'!$G56=\"\"),\"\",H71/'Cost scenario - input'!$G56),\"\")","v":7.690582735343546E-5},{"$f":"IFERROR(IF(OR(I71=\"\",'Cost scenario - input'!$G56=\"\"),\"\",I71/'Cost scenario - input'!$G56),\"\")","v":1.3869814277321023E-4},{"$f":"IFERROR(IF(OR(J71=\"\",'Cost scenario - input'!$G56=\"\"),\"\",J71/'Cost scenario - input'!$G56),\"\")","v":2.4606836340325926E-4},{"$f":"IFERROR(IF(OR(K71=\"\",'Cost scenario - input'!$G56=\"\"),\"\",K71/'Cost scenario - input'!$G56),\"\")","v":4.2946323666696466E-4},{"$f":"IFERROR(IF(OR(L71=\"\",'Cost scenario - input'!$G56=\"\"),\"\",L71/'Cost scenario - input'!$G56),\"\")","v":7.3738392590003555E-4},{"$f":"IFERROR(IF(OR(M71=\"\",'Cost scenario - input'!$G56=\"\"),\"\",M71/'Cost scenario - input'!$G56),\"\")","v":1.2455820283781424E-3},{"$f":"IFERROR(IF(OR(N71=\"\",'Cost scenario - input'!$G56=\"\"),\"\",N71/'Cost scenario - input'!$G56),\"\")","v":2.0700307015656329E-3},{"$f":"IFERROR(IF(OR(O71=\"\",'Cost scenario - input'!$G56=\"\"),\"\",O71/'Cost scenario - input'!$G56),\"\")","v":3.3847235147078103E-3},{"$f":"IFERROR(IF(OR(P71=\"\",'Cost scenario - input'!$G56=\"\"),\"\",P71/'Cost scenario - input'!$G56),\"\")","v":5.4453932890237309E-3},{"$f":"IFERROR(IF(OR(Q71=\"\",'Cost scenario - input'!$G56=\"\"),\"\",Q71/'Cost scenario - input'!$G56),\"\")","v":8.620139181044182E-3},{"$f":"IFERROR(IF(OR(R71=\"\",'Cost scenario - input'!$G56=\"\"),\"\",R71/'Cost scenario - input'!$G56),\"\")","v":1.3427631241229447E-2},{"$f":"IFERROR(IF(OR(S71=\"\",'Cost scenario - input'!$G56=\"\"),\"\",S71/'Cost scenario - input'!$G56),\"\")","v":2.0582954639694392E-2},{"$f":"IFERROR(IF(OR(T71=\"\",'Cost scenario - input'!$G56=\"\"),\"\",T71/'Cost scenario - input'!$G56),\"\")","v":3.1050200574589727E-2},{"$f":"IFERROR(IF(OR(U71=\"\",'Cost scenario - input'!$G56=\"\"),\"\",U71/'Cost scenario - input'!$G56),\"\")","v":4.6099580176002582E-2},{"$f":"IFERROR(IF(OR(V71=\"\",'Cost scenario - input'!$G56=\"\"),\"\",V71/'Cost scenario - input'!$G56),\"\")","v":6.7365159940105446E-2},{"$f":"IFERROR(IF(OR(W71=\"\",'Cost scenario - input'!$G56=\"\"),\"\",W71/'Cost scenario - input'!$G56),\"\")","v":9.6897399026093969E-2}]
[{"$f":"IFERROR('Cost scenario - input'!A57,\"\")","v":""},{"$f":"IFERROR('Cost scenario - input'!B57,\"\")","v":""},{"$f":"IFERROR('Cost scenario - input'!C57,\"\")","v":""},{"$f":"IFERROR(repcalc('Cost scenario - input'!$CY57:$GK57,'Cost scenario - input'!$J57,'Cost scenario - input'!$H57,'Cost scenario - input'!$I57,20,TRUE,TRUE),\"\")","v":""},"","","","","","","","","","","","","","","","","","","",{"$f":"IFERROR(IF(OR(D72=\"\",'Cost scenario - input'!$G57=\"\"),\"\",D72/'Cost scenario - input'!$G57),\"\")","v":""},{"$f":"IFERROR(IF(OR(E72=\"\",'Cost scenario - input'!$G57=\"\"),\"\",E72/'Cost scenario - input'!$G57),\"\")","v":""},{"$f":"IFERROR(IF(OR(F72=\"\",'Cost scenario - input'!$G57=\"\"),\"\",F72/'Cost scenario - input'!$G57),\"\")","v":""},{"$f":"IFERROR(IF(OR(G72=\"\",'Cost scenario - input'!$G57=\"\"),\"\",G72/'Cost scenario - input'!$G57),\"\")","v":""},{"$f":"IFERROR(IF(OR(H72=\"\",'Cost scenario - input'!$G57=\"\"),\"\",H72/'Cost scenario - input'!$G57),\"\")","v":""},{"$f":"IFERROR(IF(OR(I72=\"\",'Cost scenario - input'!$G57=\"\"),\"\",I72/'Cost scenario - input'!$G57),\"\")","v":""},{"$f":"IFERROR(IF(OR(J72=\"\",'Cost scenario - input'!$G57=\"\"),\"\",J72/'Cost scenario - input'!$G57),\"\")","v":""},{"$f":"IFERROR(IF(OR(K72=\"\",'Cost scenario - input'!$G57=\"\"),\"\",K72/'Cost scenario - input'!$G57),\"\")","v":""},{"$f":"IFERROR(IF(OR(L72=\"\",'Cost scenario - input'!$G57=\"\"),\"\",L72/'Cost scenario - input'!$G57),\"\")","v":""},{"$f":"IFERROR(IF(OR(M72=\"\",'Cost scenario - input'!$G57=\"\"),\"\",M72/'Cost scenario - input'!$G57),\"\")","v":""},{"$f":"IFERROR(IF(OR(N72=\"\",'Cost scenario - input'!$G57=\"\"),\"\",N72/'Cost scenario - input'!$G57),\"\")","v":""},{"$f":"IFERROR(IF(OR(O72=\"\",'Cost scenario - input'!$G57=\"\"),\"\",O72/'Cost scenario - input'!$G57),\"\")","v":""},{"$f":"IFERROR(IF(OR(P72=\"\",'Cost scenario - input'!$G57=\"\"),\"\",P72/'Cost scenario - input'!$G57),\"\")","v":""},{"$f":"IFERROR(IF(OR(Q72=\"\",'Cost scenario - input'!$G57=\"\"),\"\",Q72/'Cost scenario - input'!$G57),\"\")","v":""},{"$f":"IFERROR(IF(OR(R72=\"\",'Cost scenario - input'!$G57=\"\"),\"\",R72/'Cost scenario - input'!$G57),\"\")","v":""},{"$f":"IFERROR(IF(OR(S72=\"\",'Cost scenario - input'!$G57=\"\"),\"\",S72/'Cost scenario - input'!$G57),\"\")","v":""},{"$f":"IFERROR(IF(OR(T72=\"\",'Cost scenario - input'!$G57=\"\"),\"\",T72/'Cost scenario - input'!$G57),\"\")","v":""},{"$f":"IFERROR(IF(OR(U72=\"\",'Cost scenario - input'!$G57=\"\"),\"\",U72/'Cost scenario - input'!$G57),\"\")","v":""},{"$f":"IFERROR(IF(OR(V72=\"\",'Cost scenario - input'!$G57=\"\"),\"\",V72/'Cost scenario - input'!$G57),\"\")","v":""},{"$f":"IFERROR(IF(OR(W72=\"\",'Cost scenario - input'!$G57=\"\"),\"\",W72/'Cost scenario - input'!$G57),\"\")","v":""}]
[{"$f":"IFERROR('Cost scenario - input'!A58,\"\")","v":""},{"$f":"IFERROR('Cost scenario - input'!B58,\"\")","v":""},{"$f":"IFERROR('Cost scenario - input'!C58,\"\")","v":""},{"$f":"IFERROR(repcalc('Cost scenario - input'!$CY58:$GK58,'Cost scenario - input'!$J58,'Cost scenario - input'!$H58,'Cost scenario - input'!$I58,20,TRUE,TRUE),\"\")","v":""},"","","","","","","","","","","","","","","","","","","",{"$f":"IFERROR(IF(OR(D73=\"\",'Cost scenario - input'!$G58=\"\"),\"\",D73/'Cost scenario - input'!$G58),\"\")","v":""},{"$f":"IFERROR(IF(OR(E73=\"\",'Cost scenario - input'!$G58=\"\"),\"\",E73/'Cost scenario - input'!$G58),\"\")","v":""},{"$f":"IFERROR(IF(OR(F73=\"\",'Cost scenario - input'!$G58=\"\"),\"\",F73/'Cost scenario - input'!$G58),\"\")","v":""},{"$f":"IFERROR(IF(OR(G73=\"\",'Cost scenario - input'!$G58=\"\"),\"\",G73/'Cost scenario - input'!$G58),\"\")","v":""},{"$f":"IFERROR(IF(OR(H73=\"\",'Cost scenario - input'!$G58=\"\"),\"\",H73/'Cost scenario - input'!$G58),\"\")","v":""},{"$f":"IFERROR(IF(OR(I73=\"\",'Cost scenario - input'!$G58=\"\"),\"\",I73/'Cost scenario - input'!$G58),\"\")","v":""},{"$f":"IFERROR(IF(OR(J73=\"\",'Cost scenario - input'!$G58=\"\"),\"\",J73/'Cost scenario - input'!$G58),\"\")","v":""},{"$f":"IFERROR(IF(OR(K73=\"\",'Cost scenario - input'!$G58=\"\"),\"\",K73/'Cost scenario - input'!$G58),\"\")","v":""},{"$f":"IFERROR(IF(OR(L73=\"\",'Cost scenario - input'!$G58=\"\"),\"\",L73/'Cost scenario - input'!$G58),\"\")","v":""},{"$f":"IFERROR(IF(OR(M73=\"\",'Cost scenario - input'!$G58=\"\"),\"\",M73/'Cost scenario - input'!$G58),\"\")","v":""},{"$f":"IFERROR(IF(OR(N73=\"\",'Cost scenario - input'!$G58=\"\"),\"\",N73/'Cost scenario - input'!$G58),\"\")","v":""},{"$f":"IFERROR(IF(OR(O73=\"\",'Cost scenario - input'!$G58=\"\"),\"\",O73/'Cost scenario - input'!$G58),\"\")","v":""},{"$f":"IFERROR(IF(OR(P73=\"\",'Cost scenario - input'!$G58=\"\"),\"\",P73/'Cost scenario - input'!$G58),\"\")","v":""},{"$f":"IFERROR(IF(OR(Q73=\"\",'Cost scenario - input'!$G58=\"\"),\"\",Q73/'Cost scenario - input'!$G58),\"\")","v":""},{"$f":"IFERROR(IF(OR(R73=\"\",'Cost scenario - input'!$G58=\"\"),\"\",R73/'Cost scenario - input'!$G58),\"\")","v":""},{"$f":"IFERROR(IF(OR(S73=\"\",'Cost scenario - input'!$G58=\"\"),\"\",S73/'Cost scenario - input'!$G58),\"\")","v":""},{"$f":"IFERROR(IF(OR(T73=\"\",'Cost scenario - input'!$G58=\"\"),\"\",T73/'Cost scenario - input'!$G58),\"\")","v":""},{"$f":"IFERROR(IF(OR(U73=\"\",'Cost scenario - input'!$G58=\"\"),\"\",U73/'Cost scenario - input'!$G58),\"\")","v":""},{"$f":"IFERROR(IF(OR(V73=\"\",'Cost scenario - input'!$G58=\"\"),\"\",V73/'Cost scenario - input'!$G58),\"\")","v":""},{"$f":"IFERROR(IF(OR(W73=\"\",'Cost scenario - input'!$G58=\"\"),\"\",W73/'Cost scenario - input'!$G58),\"\")","v":""}]
[{"$f":"IFERROR('Cost scenario - input'!A59,\"\")","v":""},{"$f":"IFERROR('Cost scenario - input'!B59,\"\")","v":""},{"$f":"IFERROR('Cost scenario - input'!C59,\"\")","v":""},{"$f":"IFERROR(repcalc('Cost scenario - input'!$CY59:$GK59,'Cost scenario - input'!$J59,'Cost scenario - input'!$H59,'Cost scenario - input'!$I59,20,TRUE,TRUE),\"\")","v":""},"","","","","","","","","","","","","","","","","","","",{"$f":"IFERROR(IF(OR(D74=\"\",'Cost scenario - input'!$G59=\"\"),\"\",D74/'Cost scenario - input'!$G59),\"\")","v":""},{"$f":"IFERROR(IF(OR(E74=\"\",'Cost scenario - input'!$G59=\"\"),\"\",E74/'Cost scenario - input'!$G59),\"\")","v":""},{"$f":"IFERROR(IF(OR(F74=\"\",'Cost scenario - input'!$G59=\"\"),\"\",F74/'Cost scenario - input'!$G59),\"\")","v":""},{"$f":"IFERROR(IF(OR(G74=\"\",'Cost scenario - input'!$G59=\"\"),\"\",G74/'Cost scenario - input'!$G59),\"\")","v":""},{"$f":"IFERROR(IF(OR(H74=\"\",'Cost scenario - input'!$G59=\"\"),\"\",H74/'Cost scenario - input'!$G59),\"\")","v":""},{"$f":"IFERROR(IF(OR(I74=\"\",'Cost scenario - input'!$G59=\"\"),\"\",I74/'Cost scenario - input'!$G59),\"\")","v":""},{"$f":"IFERROR(IF(OR(J74=\"\",'Cost scenario - input'!$G59=\"\"),\"\",J74/'Cost scenario - input'!$G59),\"\")","v":""},{"$f":"IFERROR(IF(OR(K74=\"\",'Cost scenario - input'!$G59=\"\"),\"\",K74/'Cost scenario - input'!$G59),\"\")","v":""},{"$f":"IFERROR(IF(OR(L74=\"\",'Cost scenario - input'!$G59=\"\"),\"\",L74/'Cost scenario - input'!$G59),\"\")","v":""},{"$f":"IFERROR(IF(OR(M74=\"\",'Cost scenario - input'!$G59=\"\"),\"\",M74/'Cost scenario - input'!$G59),\"\")","v":""},{"$f":"IFERROR(IF(OR(N74=\"\",'Cost scenario - input'!$G59=\"\"),\"\",N74/'Cost scenario - input'!$G59),\"\")","v":""},{"$f":"IFERROR(IF(OR(O74=\"\",'Cost scenario - input'!$G59=\"\"),\"\",O74/'Cost scenario - input'!$G59),\"\")","v":""},{"$f":"IFERROR(IF(OR(P74=\"\",'Cost scenario - input'!$G59=\"\"),\"\",P74/'Cost scenario - input'!$G59),\"\")","v":""},{"$f":"IFERROR(IF(OR(Q74=\"\",'Cost scenario - input'!$G59=\"\"),\"\",Q74/'Cost scenario - input'!$G59),\"\")","v":""},{"$f":"IFERROR(IF(OR(R74=\"\",'Cost scenario - input'!$G59=\"\"),\"\",R74/'Cost scenario - input'!$G59),\"\")","v":""},{"$f":"IFERROR(IF(OR(S74=\"\",'Cost scenario - input'!$G59=\"\"),\"\",S74/'Cost scenario - input'!$G59),\"\")","v":""},{"$f":"IFERROR(IF(OR(T74=\"\",'Cost scenario - input'!$G59=\"\"),\"\",T74/'Cost scenario - input'!$G59),\"\")","v":""},{"$f":"IFERROR(IF(OR(U74=\"\",'Cost scenario - input'!$G59=\"\"),\"\",U74/'Cost scenario - input'!$G59),\"\")","v":""},{"$f":"IFERROR(IF(OR(V74=\"\",'Cost scenario - input'!$G59=\"\"),\"\",V74/'Cost scenario - input'!$G59),\"\")","v":""},{"$f":"IFERROR(IF(OR(W74=\"\",'Cost scenario - input'!$G59=\"\"),\"\",W74/'Cost scenario - input'!$G59),\"\")","v":""}]
[{"$f":"IFERROR('Cost scenario - input'!A60,\"\")","v":""},{"$f":"IFERROR('Cost scenario - input'!B60,\"\")","v":""},{"$f":"IFERROR('Cost scenario - input'!C60,\"\")","v":""},{"$f":"IFERROR(repcalc('Cost scenario - input'!$CY60:$GK60,'Cost scenario - input'!$J60,'Cost scenario - input'!$H60,'Cost scenario - input'!$I60,20,TRUE,TRUE),\"\")","v":""},"","","","","","","","","","","","","","","","","","","",{"$f":"IFERROR(IF(OR(D75=\"\",'Cost scenario - input'!$G60=\"\"),\"\",D75/'Cost scenario - input'!$G60),\"\")","v":""},{"$f":"IFERROR(IF(OR(E75=\"\",'Cost scenario - input'!$G60=\"\"),\"\",E75/'Cost scenario - input'!$G60),\"\")","v":""},{"$f":"IFERROR(IF(OR(F75=\"\",'Cost scenario - input'!$G60=\"\"),\"\",F75/'Cost scenario - input'!$G60),\"\")","v":""},{"$f":"IFERROR(IF(OR(G75=\"\",'Cost scenario - input'!$G60=\"\"),\"\",G75/'Cost scenario - input'!$G60),\"\")","v":""},{"$f":"IFERROR(IF(OR(H75=\"\",'Cost scenario - input'!$G60=\"\"),\"\",H75/'Cost scenario - input'!$G60),\"\")","v":""},{"$f":"IFERROR(IF(OR(I75=\"\",'Cost scenario - input'!$G60=\"\"),\"\",I75/'Cost scenario - input'!$G60),\"\")","v":""},{"$f":"IFERROR(IF(OR(J75=\"\",'Cost scenario - input'!$G60=\"\"),\"\",J75/'Cost scenario - input'!$G60),\"\")","v":""},{"$f":"IFERROR(IF(OR(K75=\"\",'Cost scenario - input'!$G60=\"\"),\"\",K75/'Cost scenario - input'!$G60),\"\")","v":""},{"$f":"IFERROR(IF(OR(L75=\"\",'Cost scenario - input'!$G60=\"\"),\"\",L75/'Cost scenario - input'!$G60),\"\")","v":""},{"$f":"IFERROR(IF(OR(M75=\"\",'Cost scenario - input'!$G60=\"\"),\"\",M75/'Cost scenario - input'!$G60),\"\")","v":""},{"$f":"IFERROR(IF(OR(N75=\"\",'Cost scenario - input'!$G60=\"\"),\"\",N75/'Cost scenario - input'!$G60),\"\")","v":""},{"$f":"IFERROR(IF(OR(O75=\"\",'Cost scenario - input'!$G60=\"\"),\"\",O75/'Cost scenario - input'!$G60),\"\")","v":""},{"$f":"IFERROR(IF(OR(P75=\"\",'Cost scenario - input'!$G60=\"\"),\"\",P75/'Cost scenario - input'!$G60),\"\")","v":""},{"$f":"IFERROR(IF(OR(Q75=\"\",'Cost scenario - input'!$G60=\"\"),\"\",Q75/'Cost scenario - input'!$G60),\"\")","v":""},{"$f":"IFERROR(IF(OR(R75=\"\",'Cost scenario - input'!$G60=\"\"),\"\",R75/'Cost scenario - input'!$G60),\"\")","v":""},{"$f":"IFERROR(IF(OR(S75=\"\",'Cost scenario - input'!$G60=\"\"),\"\",S75/'Cost scenario - input'!$G60),\"\")","v":""},{"$f":"IFERROR(IF(OR(T75=\"\",'Cost scenario - input'!$G60=\"\"),\"\",T75/'Cost scenario - input'!$G60),\"\")","v":""},{"$f":"IFERROR(IF(OR(U75=\"\",'Cost scenario - input'!$G60=\"\"),\"\",U75/'Cost scenario - input'!$G60),\"\")","v":""},{"$f":"IFERROR(IF(OR(V75=\"\",'Cost scenario - input'!$G60=\"\"),\"\",V75/'Cost scenario - input'!$G60),\"\")","v":""},{"$f":"IFERROR(IF(OR(W75=\"\",'Cost scenario - input'!$G60=\"\"),\"\",W75/'Cost scenario - input'!$G60),\"\")","v":""}]
[{"$f":"IFERROR('Cost scenario - input'!A61,\"\")","v":""},{"$f":"IFERROR('Cost scenario - input'!B61,\"\")","v":""},{"$f":"IFERROR('Cost scenario - input'!C61,\"\")","v":""},{"$f":"IFERROR(repcalc('Cost scenario - input'!$CY61:$GK61,'Cost scenario - input'!$J61,'Cost scenario - input'!$H61,'Cost scenario - input'!$I61,20,TRUE,TRUE),\"\")","v":""},"","","","","","","","","","","","","","","","","","","",{"$f":"IFERROR(IF(OR(D76=\"\",'Cost scenario - input'!$G61=\"\"),\"\",D76/'Cost scenario - input'!$G61),\"\")","v":""},{"$f":"IFERROR(IF(OR(E76=\"\",'Cost scenario - input'!$G61=\"\"),\"\",E76/'Cost scenario - input'!$G61),\"\")","v":""},{"$f":"IFERROR(IF(OR(F76=\"\",'Cost scenario - input'!$G61=\"\"),\"\",F76/'Cost scenario - input'!$G61),\"\")","v":""},{"$f":"IFERROR(IF(OR(G76=\"\",'Cost scenario - input'!$G61=\"\"),\"\",G76/'Cost scenario - input'!$G61),\"\")","v":""},{"$f":"IFERROR(IF(OR(H76=\"\",'Cost scenario - input'!$G61=\"\"),\"\",H76/'Cost scenario - input'!$G61),\"\")","v":""},{"$f":"IFERROR(IF(OR(I76=\"\",'Cost scenario - input'!$G61=\"\"),\"\",I76/'Cost scenario - input'!$G61),\"\")","v":""},{"$f":"IFERROR(IF(OR(J76=\"\",'Cost scenario - input'!$G61=\"\"),\"\",J76/'Cost scenario - input'!$G61),\"\")","v":""},{"$f":"IFERROR(IF(OR(K76=\"\",'Cost scenario - input'!$G61=\"\"),\"\",K76/'Cost scenario - input'!$G61),\"\")","v":""},{"$f":"IFERROR(IF(OR(L76=\"\",'Cost scenario - input'!$G61=\"\"),\"\",L76/'Cost scenario - input'!$G61),\"\")","v":""},{"$f":"IFERROR(IF(OR(M76=\"\",'Cost scenario - input'!$G61=\"\"),\"\",M76/'Cost scenario - input'!$G61),\"\")","v":""},{"$f":"IFERROR(IF(OR(N76=\"\",'Cost scenario - input'!$G61=\"\"),\"\",N76/'Cost scenario - input'!$G61),\"\")","v":""},{"$f":"IFERROR(IF(OR(O76=\"\",'Cost scenario - input'!$G61=\"\"),\"\",O76/'Cost scenario - input'!$G61),\"\")","v":""},{"$f":"IFERROR(IF(OR(P76=\"\",'Cost scenario - input'!$G61=\"\"),\"\",P76/'Cost scenario - input'!$G61),\"\")","v":""},{"$f":"IFERROR(IF(OR(Q76=\"\",'Cost scenario - input'!$G61=\"\"),\"\",Q76/'Cost scenario - input'!$G61),\"\")","v":""},{"$f":"IFERROR(IF(OR(R76=\"\",'Cost scenario - input'!$G61=\"\"),\"\",R76/'Cost scenario - input'!$G61),\"\")","v":""},{"$f":"IFERROR(IF(OR(S76=\"\",'Cost scenario - input'!$G61=\"\"),\"\",S76/'Cost scenario - input'!$G61),\"\")","v":""},{"$f":"IFERROR(IF(OR(T76=\"\",'Cost scenario - input'!$G61=\"\"),\"\",T76/'Cost scenario - input'!$G61),\"\")","v":""},{"$f":"IFERROR(IF(OR(U76=\"\",'Cost scenario - input'!$G61=\"\"),\"\",U76/'Cost scenario - input'!$G61),\"\")","v":""},{"$f":"IFERROR(IF(OR(V76=\"\",'Cost scenario - input'!$G61=\"\"),\"\",V76/'Cost scenario - input'!$G61),\"\")","v":""},{"$f":"IFERROR(IF(OR(W76=\"\",'Cost scenario - input'!$G61=\"\"),\"\",W76/'Cost scenario - input'!$G61),\"\")","v":""}]
[{"$f":"IFERROR('Cost scenario - input'!A62,\"\")","v":""},{"$f":"IFERROR('Cost scenario - input'!B62,\"\")","v":""},{"$f":"IFERROR('Cost scenario - input'!C62,\"\")","v":""},{"$f":"IFERROR(repcalc('Cost scenario - input'!$CY62:$GK62,'Cost scenario - input'!$J62,'Cost scenario - input'!$H62,'Cost scenario - input'!$I62,20,TRUE,TRUE),\"\")","v":""},"","","","","","","","","","","","","","","","","","","",{"$f":"IFERROR(IF(OR(D77=\"\",'Cost scenario - input'!$G62=\"\"),\"\",D77/'Cost scenario - input'!$G62),\"\")","v":""},{"$f":"IFERROR(IF(OR(E77=\"\",'Cost scenario - input'!$G62=\"\"),\"\",E77/'Cost scenario - input'!$G62),\"\")","v":""},{"$f":"IFERROR(IF(OR(F77=\"\",'Cost scenario - input'!$G62=\"\"),\"\",F77/'Cost scenario - input'!$G62),\"\")","v":""},{"$f":"IFERROR(IF(OR(G77=\"\",'Cost scenario - input'!$G62=\"\"),\"\",G77/'Cost scenario - input'!$G62),\"\")","v":""},{"$f":"IFERROR(IF(OR(H77=\"\",'Cost scenario - input'!$G62=\"\"),\"\",H77/'Cost scenario - input'!$G62),\"\")","v":""},{"$f":"IFERROR(IF(OR(I77=\"\",'Cost scenario - input'!$G62=\"\"),\"\",I77/'Cost scenario - input'!$G62),\"\")","v":""},{"$f":"IFERROR(IF(OR(J77=\"\",'Cost scenario - input'!$G62=\"\"),\"\",J77/'Cost scenario - input'!$G62),\"\")","v":""},{"$f":"IFERROR(IF(OR(K77=\"\",'Cost scenario - input'!$G62=\"\"),\"\",K77/'Cost scenario - input'!$G62),\"\")","v":""},{"$f":"IFERROR(IF(OR(L77=\"\",'Cost scenario - input'!$G62=\"\"),\"\",L77/'Cost scenario - input'!$G62),\"\")","v":""},{"$f":"IFERROR(IF(OR(M77=\"\",'Cost scenario - input'!$G62=\"\"),\"\",M77/'Cost scenario - input'!$G62),\"\")","v":""},{"$f":"IFERROR(IF(OR(N77=\"\",'Cost scenario - input'!$G62=\"\"),\"\",N77/'Cost scenario - input'!$G62),\"\")","v":""},{"$f":"IFERROR(IF(OR(O77=\"\",'Cost scenario - input'!$G62=\"\"),\"\",O77/'Cost scenario - input'!$G62),\"\")","v":""},{"$f":"IFERROR(IF(OR(P77=\"\",'Cost scenario - input'!$G62=\"\"),\"\",P77/'Cost scenario - input'!$G62),\"\")","v":""},{"$f":"IFERROR(IF(OR(Q77=\"\",'Cost scenario - input'!$G62=\"\"),\"\",Q77/'Cost scenario - input'!$G62),\"\")","v":""},{"$f":"IFERROR(IF(OR(R77=\"\",'Cost scenario - input'!$G62=\"\"),\"\",R77/'Cost scenario - input'!$G62),\"\")","v":""},{"$f":"IFERROR(IF(OR(S77=\"\",'Cost scenario - input'!$G62=\"\"),\"\",S77/'Cost scenario - input'!$G62),\"\")","v":""},{"$f":"IFERROR(IF(OR(T77=\"\",'Cost scenario - input'!$G62=\"\"),\"\",T77/'Cost scenario - input'!$G62),\"\")","v":""},{"$f":"IFERROR(IF(OR(U77=\"\",'Cost scenario - input'!$G62=\"\"),\"\",U77/'Cost scenario - input'!$G62),\"\")","v":""},{"$f":"IFERROR(IF(OR(V77=\"\",'Cost scenario - input'!$G62=\"\"),\"\",V77/'Cost scenario - input'!$G62),\"\")","v":""},{"$f":"IFERROR(IF(OR(W77=\"\",'Cost scenario - input'!$G62=\"\"),\"\",W77/'Cost scenario - input'!$G62),\"\")","v":""}]
[{"$f":"IFERROR('Cost scenario - input'!A63,\"\")","v":""},{"$f":"IFERROR('Cost scenario - input'!B63,\"\")","v":""},{"$f":"IFERROR('Cost scenario - input'!C63,\"\")","v":""},{"$f":"IFERROR(repcalc('Cost scenario - input'!$CY63:$GK63,'Cost scenario - input'!$J63,'Cost scenario - input'!$H63,'Cost scenario - input'!$I63,20,TRUE,TRUE),\"\")","v":""},"","","","","","","","","","","","","","","","","","","",{"$f":"IFERROR(IF(OR(D78=\"\",'Cost scenario - input'!$G63=\"\"),\"\",D78/'Cost scenario - input'!$G63),\"\")","v":""},{"$f":"IFERROR(IF(OR(E78=\"\",'Cost scenario - input'!$G63=\"\"),\"\",E78/'Cost scenario - input'!$G63),\"\")","v":""},{"$f":"IFERROR(IF(OR(F78=\"\",'Cost scenario - input'!$G63=\"\"),\"\",F78/'Cost scenario - input'!$G63),\"\")","v":""},{"$f":"IFERROR(IF(OR(G78=\"\",'Cost scenario - input'!$G63=\"\"),\"\",G78/'Cost scenario - input'!$G63),\"\")","v":""},{"$f":"IFERROR(IF(OR(H78=\"\",'Cost scenario - input'!$G63=\"\"),\"\",H78/'Cost scenario - input'!$G63),\"\")","v":""},{"$f":"IFERROR(IF(OR(I78=\"\",'Cost scenario - input'!$G63=\"\"),\"\",I78/'Cost scenario - input'!$G63),\"\")","v":""},{"$f":"IFERROR(IF(OR(J78=\"\",'Cost scenario - input'!$G63=\"\"),\"\",J78/'Cost scenario - input'!$G63),\"\")","v":""},{"$f":"IFERROR(IF(OR(K78=\"\",'Cost scenario - input'!$G63=\"\"),\"\",K78/'Cost scenario - input'!$G63),\"\")","v":""},{"$f":"IFERROR(IF(OR(L78=\"\",'Cost scenario - input'!$G63=\"\"),\"\",L78/'Cost scenario - input'!$G63),\"\")","v":""},{"$f":"IFERROR(IF(OR(M78=\"\",'Cost scenario - input'!$G63=\"\"),\"\",M78/'Cost scenario - input'!$G63),\"\")","v":""},{"$f":"IFERROR(IF(OR(N78=\"\",'Cost scenario - input'!$G63=\"\"),\"\",N78/'Cost scenario - input'!$G63),\"\")","v":""},{"$f":"IFERROR(IF(OR(O78=\"\",'Cost scenario - input'!$G63=\"\"),\"\",O78/'Cost scenario - input'!$G63),\"\")","v":""},{"$f":"IFERROR(IF(OR(P78=\"\",'Cost scenario - input'!$G63=\"\"),\"\",P78/'Cost scenario - input'!$G63),\"\")","v":""},{"$f":"IFERROR(IF(OR(Q78=\"\",'Cost scenario - input'!$G63=\"\"),\"\",Q78/'Cost scenario - input'!$G63),\"\")","v":""},{"$f":"IFERROR(IF(OR(R78=\"\",'Cost scenario - input'!$G63=\"\"),\"\",R78/'Cost scenario - input'!$G63),\"\")","v":""},{"$f":"IFERROR(IF(OR(S78=\"\",'Cost scenario - input'!$G63=\"\"),\"\",S78/'Cost scenario - input'!$G63),\"\")","v":""},{"$f":"IFERROR(IF(OR(T78=\"\",'Cost scenario - input'!$G63=\"\"),\"\",T78/'Cost scenario - input'!$G63),\"\")","v":""},{"$f":"IFERROR(IF(OR(U78=\"\",'Cost scenario - input'!$G63=\"\"),\"\",U78/'Cost scenario - input'!$G63),\"\")","v":""},{"$f":"IFERROR(IF(OR(V78=\"\",'Cost scenario - input'!$G63=\"\"),\"\",V78/'Cost scenario - input'!$G63),\"\")","v":""},{"$f":"IFERROR(IF(OR(W78=\"\",'Cost scenario - input'!$G63=\"\"),\"\",W78/'Cost scenario - input'!$G63),\"\")","v":""}]
[{"$f":"IFERROR('Cost scenario - input'!A64,\"\")","v":""},{"$f":"IFERROR('Cost scenario - input'!B64,\"\")","v":""},{"$f":"IFERROR('Cost scenario - input'!C64,\"\")","v":""},{"$f":"IFERROR(repcalc('Cost scenario - input'!$CY64:$GK64,'Cost scenario - input'!$J64,'Cost scenario - input'!$H64,'Cost scenario - input'!$I64,20,TRUE,TRUE),\"\")","v":""},"","","","","","","","","","","","","","","","","","","",{"$f":"IFERROR(IF(OR(D79=\"\",'Cost scenario - input'!$G64=\"\"),\"\",D79/'Cost scenario - input'!$G64),\"\")","v":""},{"$f":"IFERROR(IF(OR(E79=\"\",'Cost scenario - input'!$G64=\"\"),\"\",E79/'Cost scenario - input'!$G64),\"\")","v":""},{"$f":"IFERROR(IF(OR(F79=\"\",'Cost scenario - input'!$G64=\"\"),\"\",F79/'Cost scenario - input'!$G64),\"\")","v":""},{"$f":"IFERROR(IF(OR(G79=\"\",'Cost scenario - input'!$G64=\"\"),\"\",G79/'Cost scenario - input'!$G64),\"\")","v":""},{"$f":"IFERROR(IF(OR(H79=\"\",'Cost scenario - input'!$G64=\"\"),\"\",H79/'Cost scenario - input'!$G64),\"\")","v":""},{"$f":"IFERROR(IF(OR(I79=\"\",'Cost scenario - input'!$G64=\"\"),\"\",I79/'Cost scenario - input'!$G64),\"\")","v":""},{"$f":"IFERROR(IF(OR(J79=\"\",'Cost scenario - input'!$G64=\"\"),\"\",J79/'Cost scenario - input'!$G64),\"\")","v":""},{"$f":"IFERROR(IF(OR(K79=\"\",'Cost scenario - input'!$G64=\"\"),\"\",K79/'Cost scenario - input'!$G64),\"\")","v":""},{"$f":"IFERROR(IF(OR(L79=\"\",'Cost scenario - input'!$G64=\"\"),\"\",L79/'Cost scenario - input'!$G64),\"\")","v":""},{"$f":"IFERROR(IF(OR(M79=\"\",'Cost scenario - input'!$G64=\"\"),\"\",M79/'Cost scenario - input'!$G64),\"\")","v":""},{"$f":"IFERROR(IF(OR(N79=\"\",'Cost scenario - input'!$G64=\"\"),\"\",N79/'Cost scenario - input'!$G64),\"\")","v":""},{"$f":"IFERROR(IF(OR(O79=\"\",'Cost scenario - input'!$G64=\"\"),\"\",O79/'Cost scenario - input'!$G64),\"\")","v":""},{"$f":"IFERROR(IF(OR(P79=\"\",'Cost scenario - input'!$G64=\"\"),\"\",P79/'Cost scenario - input'!$G64),\"\")","v":""},{"$f":"IFERROR(IF(OR(Q79=\"\",'Cost scenario - input'!$G64=\"\"),\"\",Q79/'Cost scenario - input'!$G64),\"\")","v":""},{"$f":"IFERROR(IF(OR(R79=\"\",'Cost scenario - input'!$G64=\"\"),\"\",R79/'Cost scenario - input'!$G64),\"\")","v":""},{"$f":"IFERROR(IF(OR(S79=\"\",'Cost scenario - input'!$G64=\"\"),\"\",S79/'Cost scenario - input'!$G64),\"\")","v":""},{"$f":"IFERROR(IF(OR(T79=\"\",'Cost scenario - input'!$G64=\"\"),\"\",T79/'Cost scenario - input'!$G64),\"\")","v":""},{"$f":"IFERROR(IF(OR(U79=\"\",'Cost scenario - input'!$G64=\"\"),\"\",U79/'Cost scenario - input'!$G64),\"\")","v":""},{"$f":"IFERROR(IF(OR(V79=\"\",'Cost scenario - input'!$G64=\"\"),\"\",V79/'Cost scenario - input'!$G64),\"\")","v":""},{"$f":"IFERROR(IF(OR(W79=\"\",'Cost scenario - input'!$G64=\"\"),\"\",W79/'Cost scenario - input'!$G64),\"\")","v":""}]
[{"$f":"IFERROR('Cost scenario - input'!A65,\"\")","v":""},{"$f":"IFERROR('Cost scenario - input'!B65,\"\")","v":""},{"$f":"IFERROR('Cost scenario - input'!C65,\"\")","v":""},{"$f":"IFERROR(repcalc('Cost scenario - input'!$CY65:$GK65,'Cost scenario - input'!$J65,'Cost scenario - input'!$H65,'Cost scenario - input'!$I65,20,TRUE,TRUE),\"\")","v":""},"","","","","","","","","","","","","","","","","","","",{"$f":"IFERROR(IF(OR(D80=\"\",'Cost scenario - input'!$G65=\"\"),\"\",D80/'Cost scenario - input'!$G65),\"\")","v":""},{"$f":"IFERROR(IF(OR(E80=\"\",'Cost scenario - input'!$G65=\"\"),\"\",E80/'Cost scenario - input'!$G65),\"\")","v":""},{"$f":"IFERROR(IF(OR(F80=\"\",'Cost scenario - input'!$G65=\"\"),\"\",F80/'Cost scenario - input'!$G65),\"\")","v":""},{"$f":"IFERROR(IF(OR(G80=\"\",'Cost scenario - input'!$G65=\"\"),\"\",G80/'Cost scenario - input'!$G65),\"\")","v":""},{"$f":"IFERROR(IF(OR(H80=\"\",'Cost scenario - input'!$G65=\"\"),\"\",H80/'Cost scenario - input'!$G65),\"\")","v":""},{"$f":"IFERROR(IF(OR(I80=\"\",'Cost scenario - input'!$G65=\"\"),\"\",I80/'Cost scenario - input'!$G65),\"\")","v":""},{"$f":"IFERROR(IF(OR(J80=\"\",'Cost scenario - input'!$G65=\"\"),\"\",J80/'Cost scenario - input'!$G65),\"\")","v":""},{"$f":"IFERROR(IF(OR(K80=\"\",'Cost scenario - input'!$G65=\"\"),\"\",K80/'Cost scenario - input'!$G65),\"\")","v":""},{"$f":"IFERROR(IF(OR(L80=\"\",'Cost scenario - input'!$G65=\"\"),\"\",L80/'Cost scenario - input'!$G65),\"\")","v":""},{"$f":"IFERROR(IF(OR(M80=\"\",'Cost scenario - input'!$G65=\"\"),\"\",M80/'Cost scenario - input'!$G65),\"\")","v":""},{"$f":"IFERROR(IF(OR(N80=\"\",'Cost scenario - input'!$G65=\"\"),\"\",N80/'Cost scenario - input'!$G65),\"\")","v":""},{"$f":"IFERROR(IF(OR(O80=\"\",'Cost scenario - input'!$G65=\"\"),\"\",O80/'Cost scenario - input'!$G65),\"\")","v":""},{"$f":"IFERROR(IF(OR(P80=\"\",'Cost scenario - input'!$G65=\"\"),\"\",P80/'Cost scenario - input'!$G65),\"\")","v":""},{"$f":"IFERROR(IF(OR(Q80=\"\",'Cost scenario - input'!$G65=\"\"),\"\",Q80/'Cost scenario - input'!$G65),\"\")","v":""},{"$f":"IFERROR(IF(OR(R80=\"\",'Cost scenario - input'!$G65=\"\"),\"\",R80/'Cost scenario - input'!$G65),\"\")","v":""},{"$f":"IFERROR(IF(OR(S80=\"\",'Cost scenario - input'!$G65=\"\"),\"\",S80/'Cost scenario - input'!$G65),\"\")","v":""},{"$f":"IFERROR(IF(OR(T80=\"\",'Cost scenario - input'!$G65=\"\"),\"\",T80/'Cost scenario - input'!$G65),\"\")","v":""},{"$f":"IFERROR(IF(OR(U80=\"\",'Cost scenario - input'!$G65=\"\"),\"\",U80/'Cost scenario - input'!$G65),\"\")","v":""},{"$f":"IFERROR(IF(OR(V80=\"\",'Cost scenario - input'!$G65=\"\"),\"\",V80/'Cost scenario - input'!$G65),\"\")","v":""},{"$f":"IFERROR(IF(OR(W80=\"\",'Cost scenario - input'!$G65=\"\"),\"\",W80/'Cost scenario - input'!$G65),\"\")","v":""}]
[{"$f":"IFERROR('Cost scenario - input'!A66,\"\")","v":""},{"$f":"IFERROR('Cost scenario - input'!B66,\"\")","v":""},{"$f":"IFERROR('Cost scenario - input'!C66,\"\")","v":""},{"$f":"IFERROR(repcalc('Cost scenario - input'!$CY66:$GK66,'Cost scenario - input'!$J66,'Cost scenario - input'!$H66,'Cost scenario - input'!$I66,20,TRUE,TRUE),\"\")","v":""},"","","","","","","","","","","","","","","","","","","",{"$f":"IFERROR(IF(OR(D81=\"\",'Cost scenario - input'!$G66=\"\"),\"\",D81/'Cost scenario - input'!$G66),\"\")","v":""},{"$f":"IFERROR(IF(OR(E81=\"\",'Cost scenario - input'!$G66=\"\"),\"\",E81/'Cost scenario - input'!$G66),\"\")","v":""},{"$f":"IFERROR(IF(OR(F81=\"\",'Cost scenario - input'!$G66=\"\"),\"\",F81/'Cost scenario - input'!$G66),\"\")","v":""},{"$f":"IFERROR(IF(OR(G81=\"\",'Cost scenario - input'!$G66=\"\"),\"\",G81/'Cost scenario - input'!$G66),\"\")","v":""},{"$f":"IFERROR(IF(OR(H81=\"\",'Cost scenario - input'!$G66=\"\"),\"\",H81/'Cost scenario - input'!$G66),\"\")","v":""},{"$f":"IFERROR(IF(OR(I81=\"\",'Cost scenario - input'!$G66=\"\"),\"\",I81/'Cost scenario - input'!$G66),\"\")","v":""},{"$f":"IFERROR(IF(OR(J81=\"\",'Cost scenario - input'!$G66=\"\"),\"\",J81/'Cost scenario - input'!$G66),\"\")","v":""},{"$f":"IFERROR(IF(OR(K81=\"\",'Cost scenario - input'!$G66=\"\"),\"\",K81/'Cost scenario - input'!$G66),\"\")","v":""},{"$f":"IFERROR(IF(OR(L81=\"\",'Cost scenario - input'!$G66=\"\"),\"\",L81/'Cost scenario - input'!$G66),\"\")","v":""},{"$f":"IFERROR(IF(OR(M81=\"\",'Cost scenario - input'!$G66=\"\"),\"\",M81/'Cost scenario - input'!$G66),\"\")","v":""},{"$f":"IFERROR(IF(OR(N81=\"\",'Cost scenario - input'!$G66=\"\"),\"\",N81/'Cost scenario - input'!$G66),\"\")","v":""},{"$f":"IFERROR(IF(OR(O81=\"\",'Cost scenario - input'!$G66=\"\"),\"\",O81/'Cost scenario - input'!$G66),\"\")","v":""},{"$f":"IFERROR(IF(OR(P81=\"\",'Cost scenario - input'!$G66=\"\"),\"\",P81/'Cost scenario - input'!$G66),\"\")","v":""},{"$f":"IFERROR(IF(OR(Q81=\"\",'Cost scenario - input'!$G66=\"\"),\"\",Q81/'Cost scenario - input'!$G66),\"\")","v":""},{"$f":"IFERROR(IF(OR(R81=\"\",'Cost scenario - input'!$G66=\"\"),\"\",R81/'Cost scenario - input'!$G66),\"\")","v":""},{"$f":"IFERROR(IF(OR(S81=\"\",'Cost scenario - input'!$G66=\"\"),\"\",S81/'Cost scenario - input'!$G66),\"\")","v":""},{"$f":"IFERROR(IF(OR(T81=\"\",'Cost scenario - input'!$G66=\"\"),\"\",T81/'Cost scenario - input'!$G66),\"\")","v":""},{"$f":"IFERROR(IF(OR(U81=\"\",'Cost scenario - input'!$G66=\"\"),\"\",U81/'Cost scenario - input'!$G66),\"\")","v":""},{"$f":"IFERROR(IF(OR(V81=\"\",'Cost scenario - input'!$G66=\"\"),\"\",V81/'Cost scenario - input'!$G66),\"\")","v":""},{"$f":"IFERROR(IF(OR(W81=\"\",'Cost scenario - input'!$G66=\"\"),\"\",W81/'Cost scenario - input'!$G66),\"\")","v":""}]
[{"$f":"IFERROR('Cost scenario - input'!A67,\"\")","v":""},{"$f":"IFERROR('Cost scenario - input'!B67,\"\")","v":""},{"$f":"IFERROR('Cost scenario - input'!C67,\"\")","v":""},{"$f":"IFERROR(repcalc('Cost scenario - input'!$CY67:$GK67,'Cost scenario - input'!$J67,'Cost scenario - input'!$H67,'Cost scenario - input'!$I67,20,TRUE,TRUE),\"\")","v":""},"","","","","","","","","","","","","","","","","","","",{"$f":"IFERROR(IF(OR(D82=\"\",'Cost scenario - input'!$G67=\"\"),\"\",D82/'Cost scenario - input'!$G67),\"\")","v":""},{"$f":"IFERROR(IF(OR(E82=\"\",'Cost scenario - input'!$G67=\"\"),\"\",E82/'Cost scenario - input'!$G67),\"\")","v":""},{"$f":"IFERROR(IF(OR(F82=\"\",'Cost scenario - input'!$G67=\"\"),\"\",F82/'Cost scenario - input'!$G67),\"\")","v":""},{"$f":"IFERROR(IF(OR(G82=\"\",'Cost scenario - input'!$G67=\"\"),\"\",G82/'Cost scenario - input'!$G67),\"\")","v":""},{"$f":"IFERROR(IF(OR(H82=\"\",'Cost scenario - input'!$G67=\"\"),\"\",H82/'Cost scenario - input'!$G67),\"\")","v":""},{"$f":"IFERROR(IF(OR(I82=\"\",'Cost scenario - input'!$G67=\"\"),\"\",I82/'Cost scenario - input'!$G67),\"\")","v":""},{"$f":"IFERROR(IF(OR(J82=\"\",'Cost scenario - input'!$G67=\"\"),\"\",J82/'Cost scenario - input'!$G67),\"\")","v":""},{"$f":"IFERROR(IF(OR(K82=\"\",'Cost scenario - input'!$G67=\"\"),\"\",K82/'Cost scenario - input'!$G67),\"\")","v":""},{"$f":"IFERROR(IF(OR(L82=\"\",'Cost scenario - input'!$G67=\"\"),\"\",L82/'Cost scenario - input'!$G67),\"\")","v":""},{"$f":"IFERROR(IF(OR(M82=\"\",'Cost scenario - input'!$G67=\"\"),\"\",M82/'Cost scenario - input'!$G67),\"\")","v":""},{"$f":"IFERROR(IF(OR(N82=\"\",'Cost scenario - input'!$G67=\"\"),\"\",N82/'Cost scenario - input'!$G67),\"\")","v":""},{"$f":"IFERROR(IF(OR(O82=\"\",'Cost scenario - input'!$G67=\"\"),\"\",O82/'Cost scenario - input'!$G67),\"\")","v":""},{"$f":"IFERROR(IF(OR(P82=\"\",'Cost scenario - input'!$G67=\"\"),\"\",P82/'Cost scenario - input'!$G67),\"\")","v":""},{"$f":"IFERROR(IF(OR(Q82=\"\",'Cost scenario - input'!$G67=\"\"),\"\",Q82/'Cost scenario - input'!$G67),\"\")","v":""},{"$f":"IFERROR(IF(OR(R82=\"\",'Cost scenario - input'!$G67=\"\"),\"\",R82/'Cost scenario - input'!$G67),\"\")","v":""},{"$f":"IFERROR(IF(OR(S82=\"\",'Cost scenario - input'!$G67=\"\"),\"\",S82/'Cost scenario - input'!$G67),\"\")","v":""},{"$f":"IFERROR(IF(OR(T82=\"\",'Cost scenario - input'!$G67=\"\"),\"\",T82/'Cost scenario - input'!$G67),\"\")","v":""},{"$f":"IFERROR(IF(OR(U82=\"\",'Cost scenario - input'!$G67=\"\"),\"\",U82/'Cost scenario - input'!$G67),\"\")","v":""},{"$f":"IFERROR(IF(OR(V82=\"\",'Cost scenario - input'!$G67=\"\"),\"\",V82/'Cost scenario - input'!$G67),\"\")","v":""},{"$f":"IFERROR(IF(OR(W82=\"\",'Cost scenario - input'!$G67=\"\"),\"\",W82/'Cost scenario - input'!$G67),\"\")","v":""}]
[{"$f":"IFERROR('Cost scenario - input'!A68,\"\")","v":""},{"$f":"IFERROR('Cost scenario - input'!B68,\"\")","v":""},{"$f":"IFERROR('Cost scenario - input'!C68,\"\")","v":""},{"$f":"IFERROR(repcalc('Cost scenario - input'!$CY68:$GK68,'Cost scenario - input'!$J68,'Cost scenario - input'!$H68,'Cost scenario - input'!$I68,20,TRUE,TRUE),\"\")","v":""},"","","","","","","","","","","","","","","","","","","",{"$f":"IFERROR(IF(OR(D83=\"\",'Cost scenario - input'!$G68=\"\"),\"\",D83/'Cost scenario - input'!$G68),\"\")","v":""},{"$f":"IFERROR(IF(OR(E83=\"\",'Cost scenario - input'!$G68=\"\"),\"\",E83/'Cost scenario - input'!$G68),\"\")","v":""},{"$f":"IFERROR(IF(OR(F83=\"\",'Cost scenario - input'!$G68=\"\"),\"\",F83/'Cost scenario - input'!$G68),\"\")","v":""},{"$f":"IFERROR(IF(OR(G83=\"\",'Cost scenario - input'!$G68=\"\"),\"\",G83/'Cost scenario - input'!$G68),\"\")","v":""},{"$f":"IFERROR(IF(OR(H83=\"\",'Cost scenario - input'!$G68=\"\"),\"\",H83/'Cost scenario - input'!$G68),\"\")","v":""},{"$f":"IFERROR(IF(OR(I83=\"\",'Cost scenario - input'!$G68=\"\"),\"\",I83/'Cost scenario - input'!$G68),\"\")","v":""},{"$f":"IFERROR(IF(OR(J83=\"\",'Cost scenario - input'!$G68=\"\"),\"\",J83/'Cost scenario - input'!$G68),\"\")","v":""},{"$f":"IFERROR(IF(OR(K83=\"\",'Cost scenario - input'!$G68=\"\"),\"\",K83/'Cost scenario - input'!$G68),\"\")","v":""},{"$f":"IFERROR(IF(OR(L83=\"\",'Cost scenario - input'!$G68=\"\"),\"\",L83/'Cost scenario - input'!$G68),\"\")","v":""},{"$f":"IFERROR(IF(OR(M83=\"\",'Cost scenario - input'!$G68=\"\"),\"\",M83/'Cost scenario - input'!$G68),\"\")","v":""},{"$f":"IFERROR(IF(OR(N83=\"\",'Cost scenario - input'!$G68=\"\"),\"\",N83/'Cost scenario - input'!$G68),\"\")","v":""},{"$f":"IFERROR(IF(OR(O83=\"\",'Cost scenario - input'!$G68=\"\"),\"\",O83/'Cost scenario - input'!$G68),\"\")","v":""},{"$f":"IFERROR(IF(OR(P83=\"\",'Cost scenario - input'!$G68=\"\"),\"\",P83/'Cost scenario - input'!$G68),\"\")","v":""},{"$f":"IFERROR(IF(OR(Q83=\"\",'Cost scenario - input'!$G68=\"\"),\"\",Q83/'Cost scenario - input'!$G68),\"\")","v":""},{"$f":"IFERROR(IF(OR(R83=\"\",'Cost scenario - input'!$G68=\"\"),\"\",R83/'Cost scenario - input'!$G68),\"\")","v":""},{"$f":"IFERROR(IF(OR(S83=\"\",'Cost scenario - input'!$G68=\"\"),\"\",S83/'Cost scenario - input'!$G68),\"\")","v":""},{"$f":"IFERROR(IF(OR(T83=\"\",'Cost scenario - input'!$G68=\"\"),\"\",T83/'Cost scenario - input'!$G68),\"\")","v":""},{"$f":"IFERROR(IF(OR(U83=\"\",'Cost scenario - input'!$G68=\"\"),\"\",U83/'Cost scenario - input'!$G68),\"\")","v":""},{"$f":"IFERROR(IF(OR(V83=\"\",'Cost scenario - input'!$G68=\"\"),\"\",V83/'Cost scenario - input'!$G68),\"\")","v":""},{"$f":"IFERROR(IF(OR(W83=\"\",'Cost scenario - input'!$G68=\"\"),\"\",W83/'Cost scenario - input'!$G68),\"\")","v":""}]
[{"$f":"IFERROR('Cost scenario - input'!A69,\"\")","v":""},{"$f":"IFERROR('Cost scenario - input'!B69,\"\")","v":""},{"$f":"IFERROR('Cost scenario - input'!C69,\"\")","v":""},{"$f":"IFERROR(repcalc('Cost scenario - input'!$CY69:$GK69,'Cost scenario - input'!$J69,'Cost scenario - input'!$H69,'Cost scenario - input'!$I69,20,TRUE,TRUE),\"\")","v":""},"","","","","","","","","","","","","","","","","","","",{"$f":"IFERROR(IF(OR(D84=\"\",'Cost scenario - input'!$G69=\"\"),\"\",D84/'Cost scenario - input'!$G69),\"\")","v":""},{"$f":"IFERROR(IF(OR(E84=\"\",'Cost scenario - input'!$G69=\"\"),\"\",E84/'Cost scenario - input'!$G69),\"\")","v":""},{"$f":"IFERROR(IF(OR(F84=\"\",'Cost scenario - input'!$G69=\"\"),\"\",F84/'Cost scenario - input'!$G69),\"\")","v":""},{"$f":"IFERROR(IF(OR(G84=\"\",'Cost scenario - input'!$G69=\"\"),\"\",G84/'Cost scenario - input'!$G69),\"\")","v":""},{"$f":"IFERROR(IF(OR(H84=\"\",'Cost scenario - input'!$G69=\"\"),\"\",H84/'Cost scenario - input'!$G69),\"\")","v":""},{"$f":"IFERROR(IF(OR(I84=\"\",'Cost scenario - input'!$G69=\"\"),\"\",I84/'Cost scenario - input'!$G69),\"\")","v":""},{"$f":"IFERROR(IF(OR(J84=\"\",'Cost scenario - input'!$G69=\"\"),\"\",J84/'Cost scenario - input'!$G69),\"\")","v":""},{"$f":"IFERROR(IF(OR(K84=\"\",'Cost scenario - input'!$G69=\"\"),\"\",K84/'Cost scenario - input'!$G69),\"\")","v":""},{"$f":"IFERROR(IF(OR(L84=\"\",'Cost scenario - input'!$G69=\"\"),\"\",L84/'Cost scenario - input'!$G69),\"\")","v":""},{"$f":"IFERROR(IF(OR(M84=\"\",'Cost scenario - input'!$G69=\"\"),\"\",M84/'Cost scenario - input'!$G69),\"\")","v":""},{"$f":"IFERROR(IF(OR(N84=\"\",'Cost scenario - input'!$G69=\"\"),\"\",N84/'Cost scenario - input'!$G69),\"\")","v":""},{"$f":"IFERROR(IF(OR(O84=\"\",'Cost scenario - input'!$G69=\"\"),\"\",O84/'Cost scenario - input'!$G69),\"\")","v":""},{"$f":"IFERROR(IF(OR(P84=\"\",'Cost scenario - input'!$G69=\"\"),\"\",P84/'Cost scenario - input'!$G69),\"\")","v":""},{"$f":"IFERROR(IF(OR(Q84=\"\",'Cost scenario - input'!$G69=\"\"),\"\",Q84/'Cost scenario - input'!$G69),\"\")","v":""},{"$f":"IFERROR(IF(OR(R84=\"\",'Cost scenario - input'!$G69=\"\"),\"\",R84/'Cost scenario - input'!$G69),\"\")","v":""},{"$f":"IFERROR(IF(OR(S84=\"\",'Cost scenario - input'!$G69=\"\"),\"\",S84/'Cost scenario - input'!$G69),\"\")","v":""},{"$f":"IFERROR(IF(OR(T84=\"\",'Cost scenario - input'!$G69=\"\"),\"\",T84/'Cost scenario - input'!$G69),\"\")","v":""},{"$f":"IFERROR(IF(OR(U84=\"\",'Cost scenario - input'!$G69=\"\"),\"\",U84/'Cost scenario - input'!$G69),\"\")","v":""},{"$f":"IFERROR(IF(OR(V84=\"\",'Cost scenario - input'!$G69=\"\"),\"\",V84/'Cost scenario - input'!$G69),\"\")","v":""},{"$f":"IFERROR(IF(OR(W84=\"\",'Cost scenario - input'!$G69=\"\"),\"\",W84/'Cost scenario - input'!$G69),\"\")","v":""}]
[{"$f":"IFERROR('Cost scenario - input'!A70,\"\")","v":""},{"$f":"IFERROR('Cost scenario - input'!B70,\"\")","v":""},{"$f":"IFERROR('Cost scenario - input'!C70,\"\")","v":""},{"$f":"IFERROR(repcalc('Cost scenario - input'!$CY70:$GK70,'Cost scenario - input'!$J70,'Cost scenario - input'!$H70,'Cost scenario - input'!$I70,20,TRUE,TRUE),\"\")","v":""},"","","","","","","","","","","","","","","","","","","",{"$f":"IFERROR(IF(OR(D85=\"\",'Cost scenario - input'!$G70=\"\"),\"\",D85/'Cost scenario - input'!$G70),\"\")","v":""},{"$f":"IFERROR(IF(OR(E85=\"\",'Cost scenario - input'!$G70=\"\"),\"\",E85/'Cost scenario - input'!$G70),\"\")","v":""},{"$f":"IFERROR(IF(OR(F85=\"\",'Cost scenario - input'!$G70=\"\"),\"\",F85/'Cost scenario - input'!$G70),\"\")","v":""},{"$f":"IFERROR(IF(OR(G85=\"\",'Cost scenario - input'!$G70=\"\"),\"\",G85/'Cost scenario - input'!$G70),\"\")","v":""},{"$f":"IFERROR(IF(OR(H85=\"\",'Cost scenario - input'!$G70=\"\"),\"\",H85/'Cost scenario - input'!$G70),\"\")","v":""},{"$f":"IFERROR(IF(OR(I85=\"\",'Cost scenario - input'!$G70=\"\"),\"\",I85/'Cost scenario - input'!$G70),\"\")","v":""},{"$f":"IFERROR(IF(OR(J85=\"\",'Cost scenario - input'!$G70=\"\"),\"\",J85/'Cost scenario - input'!$G70),\"\")","v":""},{"$f":"IFERROR(IF(OR(K85=\"\",'Cost scenario - input'!$G70=\"\"),\"\",K85/'Cost scenario - input'!$G70),\"\")","v":""},{"$f":"IFERROR(IF(OR(L85=\"\",'Cost scenario - input'!$G70=\"\"),\"\",L85/'Cost scenario - input'!$G70),\"\")","v":""},{"$f":"IFERROR(IF(OR(M85=\"\",'Cost scenario - input'!$G70=\"\"),\"\",M85/'Cost scenario - input'!$G70),\"\")","v":""},{"$f":"IFERROR(IF(OR(N85=\"\",'Cost scenario - input'!$G70=\"\"),\"\",N85/'Cost scenario - input'!$G70),\"\")","v":""},{"$f":"IFERROR(IF(OR(O85=\"\",'Cost scenario - input'!$G70=\"\"),\"\",O85/'Cost scenario - input'!$G70),\"\")","v":""},{"$f":"IFERROR(IF(OR(P85=\"\",'Cost scenario - input'!$G70=\"\"),\"\",P85/'Cost scenario - input'!$G70),\"\")","v":""},{"$f":"IFERROR(IF(OR(Q85=\"\",'Cost scenario - input'!$G70=\"\"),\"\",Q85/'Cost scenario - input'!$G70),\"\")","v":""},{"$f":"IFERROR(IF(OR(R85=\"\",'Cost scenario - input'!$G70=\"\"),\"\",R85/'Cost scenario - input'!$G70),\"\")","v":""},{"$f":"IFERROR(IF(OR(S85=\"\",'Cost scenario - input'!$G70=\"\"),\"\",S85/'Cost scenario - input'!$G70),\"\")","v":""},{"$f":"IFERROR(IF(OR(T85=\"\",'Cost scenario - input'!$G70=\"\"),\"\",T85/'Cost scenario - input'!$G70),\"\")","v":""},{"$f":"IFERROR(IF(OR(U85=\"\",'Cost scenario - input'!$G70=\"\"),\"\",U85/'Cost scenario - input'!$G70),\"\")","v":""},{"$f":"IFERROR(IF(OR(V85=\"\",'Cost scenario - input'!$G70=\"\"),\"\",V85/'Cost scenario - input'!$G70),\"\")","v":""},{"$f":"IFERROR(IF(OR(W85=\"\",'Cost scenario - input'!$G70=\"\"),\"\",W85/'Cost scenario - input'!$G70),\"\")","v":""}]
[{"$f":"IFERROR('Cost scenario - input'!A71,\"\")","v":""},{"$f":"IFERROR('Cost scenario - input'!B71,\"\")","v":""},{"$f":"IFERROR('Cost scenario - input'!C71,\"\")","v":""},{"$f":"IFERROR(repcalc('Cost scenario - input'!$CY71:$GK71,'Cost scenario - input'!$J71,'Cost scenario - input'!$H71,'Cost scenario - input'!$I71,20,TRUE,TRUE),\"\")","v":""},"","","","","","","","","","","","","","","","","","","",{"$f":"IFERROR(IF(OR(D86=\"\",'Cost scenario - input'!$G71=\"\"),\"\",D86/'Cost scenario - input'!$G71),\"\")","v":""},{"$f":"IFERROR(IF(OR(E86=\"\",'Cost scenario - input'!$G71=\"\"),\"\",E86/'Cost scenario - input'!$G71),\"\")","v":""},{"$f":"IFERROR(IF(OR(F86=\"\",'Cost scenario - input'!$G71=\"\"),\"\",F86/'Cost scenario - input'!$G71),\"\")","v":""},{"$f":"IFERROR(IF(OR(G86=\"\",'Cost scenario - input'!$G71=\"\"),\"\",G86/'Cost scenario - input'!$G71),\"\")","v":""},{"$f":"IFERROR(IF(OR(H86=\"\",'Cost scenario - input'!$G71=\"\"),\"\",H86/'Cost scenario - input'!$G71),\"\")","v":""},{"$f":"IFERROR(IF(OR(I86=\"\",'Cost scenario - input'!$G71=\"\"),\"\",I86/'Cost scenario - input'!$G71),\"\")","v":""},{"$f":"IFERROR(IF(OR(J86=\"\",'Cost scenario - input'!$G71=\"\"),\"\",J86/'Cost scenario - input'!$G71),\"\")","v":""},{"$f":"IFERROR(IF(OR(K86=\"\",'Cost scenario - input'!$G71=\"\"),\"\",K86/'Cost scenario - input'!$G71),\"\")","v":""},{"$f":"IFERROR(IF(OR(L86=\"\",'Cost scenario - input'!$G71=\"\"),\"\",L86/'Cost scenario - input'!$G71),\"\")","v":""},{"$f":"IFERROR(IF(OR(M86=\"\",'Cost scenario - input'!$G71=\"\"),\"\",M86/'Cost scenario - input'!$G71),\"\")","v":""},{"$f":"IFERROR(IF(OR(N86=\"\",'Cost scenario - input'!$G71=\"\"),\"\",N86/'Cost scenario - input'!$G71),\"\")","v":""},{"$f":"IFERROR(IF(OR(O86=\"\",'Cost scenario - input'!$G71=\"\"),\"\",O86/'Cost scenario - input'!$G71),\"\")","v":""},{"$f":"IFERROR(IF(OR(P86=\"\",'Cost scenario - input'!$G71=\"\"),\"\",P86/'Cost scenario - input'!$G71),\"\")","v":""},{"$f":"IFERROR(IF(OR(Q86=\"\",'Cost scenario - input'!$G71=\"\"),\"\",Q86/'Cost scenario - input'!$G71),\"\")","v":""},{"$f":"IFERROR(IF(OR(R86=\"\",'Cost scenario - input'!$G71=\"\"),\"\",R86/'Cost scenario - input'!$G71),\"\")","v":""},{"$f":"IFERROR(IF(OR(S86=\"\",'Cost scenario - input'!$G71=\"\"),\"\",S86/'Cost scenario - input'!$G71),\"\")","v":""},{"$f":"IFERROR(IF(OR(T86=\"\",'Cost scenario - input'!$G71=\"\"),\"\",T86/'Cost scenario - input'!$G71),\"\")","v":""},{"$f":"IFERROR(IF(OR(U86=\"\",'Cost scenario - input'!$G71=\"\"),\"\",U86/'Cost scenario - input'!$G71),\"\")","v":""},{"$f":"IFERROR(IF(OR(V86=\"\",'Cost scenario - input'!$G71=\"\"),\"\",V86/'Cost scenario - input'!$G71),\"\")","v":""},{"$f":"IFERROR(IF(OR(W86=\"\",'Cost scenario - input'!$G71=\"\"),\"\",W86/'Cost scenario - input'!$G71),\"\")","v":""}]
[{"$f":"IFERROR('Cost scenario - input'!A72,\"\")","v":""},{"$f":"IFERROR('Cost scenario - input'!B72,\"\")","v":""},{"$f":"IFERROR('Cost scenario - input'!C72,\"\")","v":""},{"$f":"IFERROR(repcalc('Cost scenario - input'!$CY72:$GK72,'Cost scenario - input'!$J72,'Cost scenario - input'!$H72,'Cost scenario - input'!$I72,20,TRUE,TRUE),\"\")","v":""},"","","","","","","","","","","","","","","","","","","",{"$f":"IFERROR(IF(OR(D87=\"\",'Cost scenario - input'!$G72=\"\"),\"\",D87/'Cost scenario - input'!$G72),\"\")","v":""},{"$f":"IFERROR(IF(OR(E87=\"\",'Cost scenario - input'!$G72=\"\"),\"\",E87/'Cost scenario - input'!$G72),\"\")","v":""},{"$f":"IFERROR(IF(OR(F87=\"\",'Cost scenario - input'!$G72=\"\"),\"\",F87/'Cost scenario - input'!$G72),\"\")","v":""},{"$f":"IFERROR(IF(OR(G87=\"\",'Cost scenario - input'!$G72=\"\"),\"\",G87/'Cost scenario - input'!$G72),\"\")","v":""},{"$f":"IFERROR(IF(OR(H87=\"\",'Cost scenario - input'!$G72=\"\"),\"\",H87/'Cost scenario - input'!$G72),\"\")","v":""},{"$f":"IFERROR(IF(OR(I87=\"\",'Cost scenario - input'!$G72=\"\"),\"\",I87/'Cost scenario - input'!$G72),\"\")","v":""},{"$f":"IFERROR(IF(OR(J87=\"\",'Cost scenario - input'!$G72=\"\"),\"\",J87/'Cost scenario - input'!$G72),\"\")","v":""},{"$f":"IFERROR(IF(OR(K87=\"\",'Cost scenario - input'!$G72=\"\"),\"\",K87/'Cost scenario - input'!$G72),\"\")","v":""},{"$f":"IFERROR(IF(OR(L87=\"\",'Cost scenario - input'!$G72=\"\"),\"\",L87/'Cost scenario - input'!$G72),\"\")","v":""},{"$f":"IFERROR(IF(OR(M87=\"\",'Cost scenario - input'!$G72=\"\"),\"\",M87/'Cost scenario - input'!$G72),\"\")","v":""},{"$f":"IFERROR(IF(OR(N87=\"\",'Cost scenario - input'!$G72=\"\"),\"\",N87/'Cost scenario - input'!$G72),\"\")","v":""},{"$f":"IFERROR(IF(OR(O87=\"\",'Cost scenario - input'!$G72=\"\"),\"\",O87/'Cost scenario - input'!$G72),\"\")","v":""},{"$f":"IFERROR(IF(OR(P87=\"\",'Cost scenario - input'!$G72=\"\"),\"\",P87/'Cost scenario - input'!$G72),\"\")","v":""},{"$f":"IFERROR(IF(OR(Q87=\"\",'Cost scenario - input'!$G72=\"\"),\"\",Q87/'Cost scenario - input'!$G72),\"\")","v":""},{"$f":"IFERROR(IF(OR(R87=\"\",'Cost scenario - input'!$G72=\"\"),\"\",R87/'Cost scenario - input'!$G72),\"\")","v":""},{"$f":"IFERROR(IF(OR(S87=\"\",'Cost scenario - input'!$G72=\"\"),\"\",S87/'Cost scenario - input'!$G72),\"\")","v":""},{"$f":"IFERROR(IF(OR(T87=\"\",'Cost scenario - input'!$G72=\"\"),\"\",T87/'Cost scenario - input'!$G72),\"\")","v":""},{"$f":"IFERROR(IF(OR(U87=\"\",'Cost scenario - input'!$G72=\"\"),\"\",U87/'Cost scenario - input'!$G72),\"\")","v":""},{"$f":"IFERROR(IF(OR(V87=\"\",'Cost scenario - input'!$G72=\"\"),\"\",V87/'Cost scenario - input'!$G72),\"\")","v":""},{"$f":"IFERROR(IF(OR(W87=\"\",'Cost scenario - input'!$G72=\"\"),\"\",W87/'Cost scenario - input'!$G72),\"\")","v":""}]
[{"$f":"IFERROR('Cost scenario - input'!A73,\"\")","v":""},{"$f":"IFERROR('Cost scenario - input'!B73,\"\")","v":""},{"$f":"IFERROR('Cost scenario - input'!C73,\"\")","v":""},{"$f":"IFERROR(repcalc('Cost scenario - input'!$CY73:$GK73,'Cost scenario - input'!$J73,'Cost scenario - input'!$H73,'Cost scenario - input'!$I73,20,TRUE,TRUE),\"\")","v":""},"","","","","","","","","","","","","","","","","","","",{"$f":"IFERROR(IF(OR(D88=\"\",'Cost scenario - input'!$G73=\"\"),\"\",D88/'Cost scenario - input'!$G73),\"\")","v":""},{"$f":"IFERROR(IF(OR(E88=\"\",'Cost scenario - input'!$G73=\"\"),\"\",E88/'Cost scenario - input'!$G73),\"\")","v":""},{"$f":"IFERROR(IF(OR(F88=\"\",'Cost scenario - input'!$G73=\"\"),\"\",F88/'Cost scenario - input'!$G73),\"\")","v":""},{"$f":"IFERROR(IF(OR(G88=\"\",'Cost scenario - input'!$G73=\"\"),\"\",G88/'Cost scenario - input'!$G73),\"\")","v":""},{"$f":"IFERROR(IF(OR(H88=\"\",'Cost scenario - input'!$G73=\"\"),\"\",H88/'Cost scenario - input'!$G73),\"\")","v":""},{"$f":"IFERROR(IF(OR(I88=\"\",'Cost scenario - input'!$G73=\"\"),\"\",I88/'Cost scenario - input'!$G73),\"\")","v":""},{"$f":"IFERROR(IF(OR(J88=\"\",'Cost scenario - input'!$G73=\"\"),\"\",J88/'Cost scenario - input'!$G73),\"\")","v":""},{"$f":"IFERROR(IF(OR(K88=\"\",'Cost scenario - input'!$G73=\"\"),\"\",K88/'Cost scenario - input'!$G73),\"\")","v":""},{"$f":"IFERROR(IF(OR(L88=\"\",'Cost scenario - input'!$G73=\"\"),\"\",L88/'Cost scenario - input'!$G73),\"\")","v":""},{"$f":"IFERROR(IF(OR(M88=\"\",'Cost scenario - input'!$G73=\"\"),\"\",M88/'Cost scenario - input'!$G73),\"\")","v":""},{"$f":"IFERROR(IF(OR(N88=\"\",'Cost scenario - input'!$G73=\"\"),\"\",N88/'Cost scenario - input'!$G73),\"\")","v":""},{"$f":"IFERROR(IF(OR(O88=\"\",'Cost scenario - input'!$G73=\"\"),\"\",O88/'Cost scenario - input'!$G73),\"\")","v":""},{"$f":"IFERROR(IF(OR(P88=\"\",'Cost scenario - input'!$G73=\"\"),\"\",P88/'Cost scenario - input'!$G73),\"\")","v":""},{"$f":"IFERROR(IF(OR(Q88=\"\",'Cost scenario - input'!$G73=\"\"),\"\",Q88/'Cost scenario - input'!$G73),\"\")","v":""},{"$f":"IFERROR(IF(OR(R88=\"\",'Cost scenario - input'!$G73=\"\"),\"\",R88/'Cost scenario - input'!$G73),\"\")","v":""},{"$f":"IFERROR(IF(OR(S88=\"\",'Cost scenario - input'!$G73=\"\"),\"\",S88/'Cost scenario - input'!$G73),\"\")","v":""},{"$f":"IFERROR(IF(OR(T88=\"\",'Cost scenario - input'!$G73=\"\"),\"\",T88/'Cost scenario - input'!$G73),\"\")","v":""},{"$f":"IFERROR(IF(OR(U88=\"\",'Cost scenario - input'!$G73=\"\"),\"\",U88/'Cost scenario - input'!$G73),\"\")","v":""},{"$f":"IFERROR(IF(OR(V88=\"\",'Cost scenario - input'!$G73=\"\"),\"\",V88/'Cost scenario - input'!$G73),\"\")","v":""},{"$f":"IFERROR(IF(OR(W88=\"\",'Cost scenario - input'!$G73=\"\"),\"\",W88/'Cost scenario - input'!$G73),\"\")","v":""}]
[{"$f":"IFERROR('Cost scenario - input'!A74,\"\")","v":""},{"$f":"IFERROR('Cost scenario - input'!B74,\"\")","v":""},{"$f":"IFERROR('Cost scenario - input'!C74,\"\")","v":""},{"$f":"IFERROR(repcalc('Cost scenario - input'!$CY74:$GK74,'Cost scenario - input'!$J74,'Cost scenario - input'!$H74,'Cost scenario - input'!$I74,20,TRUE,TRUE),\"\")","v":""},"","","","","","","","","","","","","","","","","","","",{"$f":"IFERROR(IF(OR(D89=\"\",'Cost scenario - input'!$G74=\"\"),\"\",D89/'Cost scenario - input'!$G74),\"\")","v":""},{"$f":"IFERROR(IF(OR(E89=\"\",'Cost scenario - input'!$G74=\"\"),\"\",E89/'Cost scenario - input'!$G74),\"\")","v":""},{"$f":"IFERROR(IF(OR(F89=\"\",'Cost scenario - input'!$G74=\"\"),\"\",F89/'Cost scenario - input'!$G74),\"\")","v":""},{"$f":"IFERROR(IF(OR(G89=\"\",'Cost scenario - input'!$G74=\"\"),\"\",G89/'Cost scenario - input'!$G74),\"\")","v":""},{"$f":"IFERROR(IF(OR(H89=\"\",'Cost scenario - input'!$G74=\"\"),\"\",H89/'Cost scenario - input'!$G74),\"\")","v":""},{"$f":"IFERROR(IF(OR(I89=\"\",'Cost scenario - input'!$G74=\"\"),\"\",I89/'Cost scenario - input'!$G74),\"\")","v":""},{"$f":"IFERROR(IF(OR(J89=\"\",'Cost scenario - input'!$G74=\"\"),\"\",J89/'Cost scenario - input'!$G74),\"\")","v":""},{"$f":"IFERROR(IF(OR(K89=\"\",'Cost scenario - input'!$G74=\"\"),\"\",K89/'Cost scenario - input'!$G74),\"\")","v":""},{"$f":"IFERROR(IF(OR(L89=\"\",'Cost scenario - input'!$G74=\"\"),\"\",L89/'Cost scenario - input'!$G74),\"\")","v":""},{"$f":"IFERROR(IF(OR(M89=\"\",'Cost scenario - input'!$G74=\"\"),\"\",M89/'Cost scenario - input'!$G74),\"\")","v":""},{"$f":"IFERROR(IF(OR(N89=\"\",'Cost scenario - input'!$G74=\"\"),\"\",N89/'Cost scenario - input'!$G74),\"\")","v":""},{"$f":"IFERROR(IF(OR(O89=\"\",'Cost scenario - input'!$G74=\"\"),\"\",O89/'Cost scenario - input'!$G74),\"\")","v":""},{"$f":"IFERROR(IF(OR(P89=\"\",'Cost scenario - input'!$G74=\"\"),\"\",P89/'Cost scenario - input'!$G74),\"\")","v":""},{"$f":"IFERROR(IF(OR(Q89=\"\",'Cost scenario - input'!$G74=\"\"),\"\",Q89/'Cost scenario - input'!$G74),\"\")","v":""},{"$f":"IFERROR(IF(OR(R89=\"\",'Cost scenario - input'!$G74=\"\"),\"\",R89/'Cost scenario - input'!$G74),\"\")","v":""},{"$f":"IFERROR(IF(OR(S89=\"\",'Cost scenario - input'!$G74=\"\"),\"\",S89/'Cost scenario - input'!$G74),\"\")","v":""},{"$f":"IFERROR(IF(OR(T89=\"\",'Cost scenario - input'!$G74=\"\"),\"\",T89/'Cost scenario - input'!$G74),\"\")","v":""},{"$f":"IFERROR(IF(OR(U89=\"\",'Cost scenario - input'!$G74=\"\"),\"\",U89/'Cost scenario - input'!$G74),\"\")","v":""},{"$f":"IFERROR(IF(OR(V89=\"\",'Cost scenario - input'!$G74=\"\"),\"\",V89/'Cost scenario - input'!$G74),\"\")","v":""},{"$f":"IFERROR(IF(OR(W89=\"\",'Cost scenario - input'!$G74=\"\"),\"\",W89/'Cost scenario - input'!$G74),\"\")","v":""}]
[{"$f":"IFERROR('Cost scenario - input'!A75,\"\")","v":""},{"$f":"IFERROR('Cost scenario - input'!B75,\"\")","v":""},{"$f":"IFERROR('Cost scenario - input'!C75,\"\")","v":""},{"$f":"IFERROR(repcalc('Cost scenario - input'!$CY75:$GK75,'Cost scenario - input'!$J75,'Cost scenario - input'!$H75,'Cost scenario - input'!$I75,20,TRUE,TRUE),\"\")","v":""},"","","","","","","","","","","","","","","","","","","",{"$f":"IFERROR(IF(OR(D90=\"\",'Cost scenario - input'!$G75=\"\"),\"\",D90/'Cost scenario - input'!$G75),\"\")","v":""},{"$f":"IFERROR(IF(OR(E90=\"\",'Cost scenario - input'!$G75=\"\"),\"\",E90/'Cost scenario - input'!$G75),\"\")","v":""},{"$f":"IFERROR(IF(OR(F90=\"\",'Cost scenario - input'!$G75=\"\"),\"\",F90/'Cost scenario - input'!$G75),\"\")","v":""},{"$f":"IFERROR(IF(OR(G90=\"\",'Cost scenario - input'!$G75=\"\"),\"\",G90/'Cost scenario - input'!$G75),\"\")","v":""},{"$f":"IFERROR(IF(OR(H90=\"\",'Cost scenario - input'!$G75=\"\"),\"\",H90/'Cost scenario - input'!$G75),\"\")","v":""},{"$f":"IFERROR(IF(OR(I90=\"\",'Cost scenario - input'!$G75=\"\"),\"\",I90/'Cost scenario - input'!$G75),\"\")","v":""},{"$f":"IFERROR(IF(OR(J90=\"\",'Cost scenario - input'!$G75=\"\"),\"\",J90/'Cost scenario - input'!$G75),\"\")","v":""},{"$f":"IFERROR(IF(OR(K90=\"\",'Cost scenario - input'!$G75=\"\"),\"\",K90/'Cost scenario - input'!$G75),\"\")","v":""},{"$f":"IFERROR(IF(OR(L90=\"\",'Cost scenario - input'!$G75=\"\"),\"\",L90/'Cost scenario - input'!$G75),\"\")","v":""},{"$f":"IFERROR(IF(OR(M90=\"\",'Cost scenario - input'!$G75=\"\"),\"\",M90/'Cost scenario - input'!$G75),\"\")","v":""},{"$f":"IFERROR(IF(OR(N90=\"\",'Cost scenario - input'!$G75=\"\"),\"\",N90/'Cost scenario - input'!$G75),\"\")","v":""},{"$f":"IFERROR(IF(OR(O90=\"\",'Cost scenario - input'!$G75=\"\"),\"\",O90/'Cost scenario - input'!$G75),\"\")","v":""},{"$f":"IFERROR(IF(OR(P90=\"\",'Cost scenario - input'!$G75=\"\"),\"\",P90/'Cost scenario - input'!$G75),\"\")","v":""},{"$f":"IFERROR(IF(OR(Q90=\"\",'Cost scenario - input'!$G75=\"\"),\"\",Q90/'Cost scenario - input'!$G75),\"\")","v":""},{"$f":"IFERROR(IF(OR(R90=\"\",'Cost scenario - input'!$G75=\"\"),\"\",R90/'Cost scenario - input'!$G75),\"\")","v":""},{"$f":"IFERROR(IF(OR(S90=\"\",'Cost scenario - input'!$G75=\"\"),\"\",S90/'Cost scenario - input'!$G75),\"\")","v":""},{"$f":"IFERROR(IF(OR(T90=\"\",'Cost scenario - input'!$G75=\"\"),\"\",T90/'Cost scenario - input'!$G75),\"\")","v":""},{"$f":"IFERROR(IF(OR(U90=\"\",'Cost scenario - input'!$G75=\"\"),\"\",U90/'Cost scenario - input'!$G75),\"\")","v":""},{"$f":"IFERROR(IF(OR(V90=\"\",'Cost scenario - input'!$G75=\"\"),\"\",V90/'Cost scenario - input'!$G75),\"\")","v":""},{"$f":"IFERROR(IF(OR(W90=\"\",'Cost scenario - input'!$G75=\"\"),\"\",W90/'Cost scenario - input'!$G75),\"\")","v":""}]
[{"$f":"IFERROR('Cost scenario - input'!A76,\"\")","v":""},{"$f":"IFERROR('Cost scenario - input'!B76,\"\")","v":""},{"$f":"IFERROR('Cost scenario - input'!C76,\"\")","v":""},{"$f":"IFERROR(repcalc('Cost scenario - input'!$CY76:$GK76,'Cost scenario - input'!$J76,'Cost scenario - input'!$H76,'Cost scenario - input'!$I76,20,TRUE,TRUE),\"\")","v":""},"","","","","","","","","","","","","","","","","","","",{"$f":"IFERROR(IF(OR(D91=\"\",'Cost scenario - input'!$G76=\"\"),\"\",D91/'Cost scenario - input'!$G76),\"\")","v":""},{"$f":"IFERROR(IF(OR(E91=\"\",'Cost scenario - input'!$G76=\"\"),\"\",E91/'Cost scenario - input'!$G76),\"\")","v":""},{"$f":"IFERROR(IF(OR(F91=\"\",'Cost scenario - input'!$G76=\"\"),\"\",F91/'Cost scenario - input'!$G76),\"\")","v":""},{"$f":"IFERROR(IF(OR(G91=\"\",'Cost scenario - input'!$G76=\"\"),\"\",G91/'Cost scenario - input'!$G76),\"\")","v":""},{"$f":"IFERROR(IF(OR(H91=\"\",'Cost scenario - input'!$G76=\"\"),\"\",H91/'Cost scenario - input'!$G76),\"\")","v":""},{"$f":"IFERROR(IF(OR(I91=\"\",'Cost scenario - input'!$G76=\"\"),\"\",I91/'Cost scenario - input'!$G76),\"\")","v":""},{"$f":"IFERROR(IF(OR(J91=\"\",'Cost scenario - input'!$G76=\"\"),\"\",J91/'Cost scenario - input'!$G76),\"\")","v":""},{"$f":"IFERROR(IF(OR(K91=\"\",'Cost scenario - input'!$G76=\"\"),\"\",K91/'Cost scenario - input'!$G76),\"\")","v":""},{"$f":"IFERROR(IF(OR(L91=\"\",'Cost scenario - input'!$G76=\"\"),\"\",L91/'Cost scenario - input'!$G76),\"\")","v":""},{"$f":"IFERROR(IF(OR(M91=\"\",'Cost scenario - input'!$G76=\"\"),\"\",M91/'Cost scenario - input'!$G76),\"\")","v":""},{"$f":"IFERROR(IF(OR(N91=\"\",'Cost scenario - input'!$G76=\"\"),\"\",N91/'Cost scenario - input'!$G76),\"\")","v":""},{"$f":"IFERROR(IF(OR(O91=\"\",'Cost scenario - input'!$G76=\"\"),\"\",O91/'Cost scenario - input'!$G76),\"\")","v":""},{"$f":"IFERROR(IF(OR(P91=\"\",'Cost scenario - input'!$G76=\"\"),\"\",P91/'Cost scenario - input'!$G76),\"\")","v":""},{"$f":"IFERROR(IF(OR(Q91=\"\",'Cost scenario - input'!$G76=\"\"),\"\",Q91/'Cost scenario - input'!$G76),\"\")","v":""},{"$f":"IFERROR(IF(OR(R91=\"\",'Cost scenario - input'!$G76=\"\"),\"\",R91/'Cost scenario - input'!$G76),\"\")","v":""},{"$f":"IFERROR(IF(OR(S91=\"\",'Cost scenario - input'!$G76=\"\"),\"\",S91/'Cost scenario - input'!$G76),\"\")","v":""},{"$f":"IFERROR(IF(OR(T91=\"\",'Cost scenario - input'!$G76=\"\"),\"\",T91/'Cost scenario - input'!$G76),\"\")","v":""},{"$f":"IFERROR(IF(OR(U91=\"\",'Cost scenario - input'!$G76=\"\"),\"\",U91/'Cost scenario - input'!$G76),\"\")","v":""},{"$f":"IFERROR(IF(OR(V91=\"\",'Cost scenario - input'!$G76=\"\"),\"\",V91/'Cost scenario - input'!$G76),\"\")","v":""},{"$f":"IFERROR(IF(OR(W91=\"\",'Cost scenario - input'!$G76=\"\"),\"\",W91/'Cost scenario - input'!$G76),\"\")","v":""}]
[{"$f":"IFERROR('Cost scenario - input'!A77,\"\")","v":""},{"$f":"IFERROR('Cost scenario - input'!B77,\"\")","v":""},{"$f":"IFERROR('Cost scenario - input'!C77,\"\")","v":""},{"$f":"IFERROR(repcalc('Cost scenario - input'!$CY77:$GK77,'Cost scenario - input'!$J77,'Cost scenario - input'!$H77,'Cost scenario - input'!$I77,20,TRUE,TRUE),\"\")","v":""},"","","","","","","","","","","","","","","","","","","",{"$f":"IFERROR(IF(OR(D92=\"\",'Cost scenario - input'!$G77=\"\"),\"\",D92/'Cost scenario - input'!$G77),\"\")","v":""},{"$f":"IFERROR(IF(OR(E92=\"\",'Cost scenario - input'!$G77=\"\"),\"\",E92/'Cost scenario - input'!$G77),\"\")","v":""},{"$f":"IFERROR(IF(OR(F92=\"\",'Cost scenario - input'!$G77=\"\"),\"\",F92/'Cost scenario - input'!$G77),\"\")","v":""},{"$f":"IFERROR(IF(OR(G92=\"\",'Cost scenario - input'!$G77=\"\"),\"\",G92/'Cost scenario - input'!$G77),\"\")","v":""},{"$f":"IFERROR(IF(OR(H92=\"\",'Cost scenario - input'!$G77=\"\"),\"\",H92/'Cost scenario - input'!$G77),\"\")","v":""},{"$f":"IFERROR(IF(OR(I92=\"\",'Cost scenario - input'!$G77=\"\"),\"\",I92/'Cost scenario - input'!$G77),\"\")","v":""},{"$f":"IFERROR(IF(OR(J92=\"\",'Cost scenario - input'!$G77=\"\"),\"\",J92/'Cost scenario - input'!$G77),\"\")","v":""},{"$f":"IFERROR(IF(OR(K92=\"\",'Cost scenario - input'!$G77=\"\"),\"\",K92/'Cost scenario - input'!$G77),\"\")","v":""},{"$f":"IFERROR(IF(OR(L92=\"\",'Cost scenario - input'!$G77=\"\"),\"\",L92/'Cost scenario - input'!$G77),\"\")","v":""},{"$f":"IFERROR(IF(OR(M92=\"\",'Cost scenario - input'!$G77=\"\"),\"\",M92/'Cost scenario - input'!$G77),\"\")","v":""},{"$f":"IFERROR(IF(OR(N92=\"\",'Cost scenario - input'!$G77=\"\"),\"\",N92/'Cost scenario - input'!$G77),\"\")","v":""},{"$f":"IFERROR(IF(OR(O92=\"\",'Cost scenario - input'!$G77=\"\"),\"\",O92/'Cost scenario - input'!$G77),\"\")","v":""},{"$f":"IFERROR(IF(OR(P92=\"\",'Cost scenario - input'!$G77=\"\"),\"\",P92/'Cost scenario - input'!$G77),\"\")","v":""},{"$f":"IFERROR(IF(OR(Q92=\"\",'Cost scenario - input'!$G77=\"\"),\"\",Q92/'Cost scenario - input'!$G77),\"\")","v":""},{"$f":"IFERROR(IF(OR(R92=\"\",'Cost scenario - input'!$G77=\"\"),\"\",R92/'Cost scenario - input'!$G77),\"\")","v":""},{"$f":"IFERROR(IF(OR(S92=\"\",'Cost scenario - input'!$G77=\"\"),\"\",S92/'Cost scenario - input'!$G77),\"\")","v":""},{"$f":"IFERROR(IF(OR(T92=\"\",'Cost scenario - input'!$G77=\"\"),\"\",T92/'Cost scenario - input'!$G77),\"\")","v":""},{"$f":"IFERROR(IF(OR(U92=\"\",'Cost scenario - input'!$G77=\"\"),\"\",U92/'Cost scenario - input'!$G77),\"\")","v":""},{"$f":"IFERROR(IF(OR(V92=\"\",'Cost scenario - input'!$G77=\"\"),\"\",V92/'Cost scenario - input'!$G77),\"\")","v":""},{"$f":"IFERROR(IF(OR(W92=\"\",'Cost scenario - input'!$G77=\"\"),\"\",W92/'Cost scenario - input'!$G77),\"\")","v":""}]
[{"$f":"IFERROR('Cost scenario - input'!A78,\"\")","v":""},{"$f":"IFERROR('Cost scenario - input'!B78,\"\")","v":""},{"$f":"IFERROR('Cost scenario - input'!C78,\"\")","v":""},{"$f":"IFERROR(repcalc('Cost scenario - input'!$CY78:$GK78,'Cost scenario - input'!$J78,'Cost scenario - input'!$H78,'Cost scenario - input'!$I78,20,TRUE,TRUE),\"\")","v":""},"","","","","","","","","","","","","","","","","","","",{"$f":"IFERROR(IF(OR(D93=\"\",'Cost scenario - input'!$G78=\"\"),\"\",D93/'Cost scenario - input'!$G78),\"\")","v":""},{"$f":"IFERROR(IF(OR(E93=\"\",'Cost scenario - input'!$G78=\"\"),\"\",E93/'Cost scenario - input'!$G78),\"\")","v":""},{"$f":"IFERROR(IF(OR(F93=\"\",'Cost scenario - input'!$G78=\"\"),\"\",F93/'Cost scenario - input'!$G78),\"\")","v":""},{"$f":"IFERROR(IF(OR(G93=\"\",'Cost scenario - input'!$G78=\"\"),\"\",G93/'Cost scenario - input'!$G78),\"\")","v":""},{"$f":"IFERROR(IF(OR(H93=\"\",'Cost scenario - input'!$G78=\"\"),\"\",H93/'Cost scenario - input'!$G78),\"\")","v":""},{"$f":"IFERROR(IF(OR(I93=\"\",'Cost scenario - input'!$G78=\"\"),\"\",I93/'Cost scenario - input'!$G78),\"\")","v":""},{"$f":"IFERROR(IF(OR(J93=\"\",'Cost scenario - input'!$G78=\"\"),\"\",J93/'Cost scenario - input'!$G78),\"\")","v":""},{"$f":"IFERROR(IF(OR(K93=\"\",'Cost scenario - input'!$G78=\"\"),\"\",K93/'Cost scenario - input'!$G78),\"\")","v":""},{"$f":"IFERROR(IF(OR(L93=\"\",'Cost scenario - input'!$G78=\"\"),\"\",L93/'Cost scenario - input'!$G78),\"\")","v":""},{"$f":"IFERROR(IF(OR(M93=\"\",'Cost scenario - input'!$G78=\"\"),\"\",M93/'Cost scenario - input'!$G78),\"\")","v":""},{"$f":"IFERROR(IF(OR(N93=\"\",'Cost scenario - input'!$G78=\"\"),\"\",N93/'Cost scenario - input'!$G78),\"\")","v":""},{"$f":"IFERROR(IF(OR(O93=\"\",'Cost scenario - input'!$G78=\"\"),\"\",O93/'Cost scenario - input'!$G78),\"\")","v":""},{"$f":"IFERROR(IF(OR(P93=\"\",'Cost scenario - input'!$G78=\"\"),\"\",P93/'Cost scenario - input'!$G78),\"\")","v":""},{"$f":"IFERROR(IF(OR(Q93=\"\",'Cost scenario - input'!$G78=\"\"),\"\",Q93/'Cost scenario - input'!$G78),\"\")","v":""},{"$f":"IFERROR(IF(OR(R93=\"\",'Cost scenario - input'!$G78=\"\"),\"\",R93/'Cost scenario - input'!$G78),\"\")","v":""},{"$f":"IFERROR(IF(OR(S93=\"\",'Cost scenario - input'!$G78=\"\"),\"\",S93/'Cost scenario - input'!$G78),\"\")","v":""},{"$f":"IFERROR(IF(OR(T93=\"\",'Cost scenario - input'!$G78=\"\"),\"\",T93/'Cost scenario - input'!$G78),\"\")","v":""},{"$f":"IFERROR(IF(OR(U93=\"\",'Cost scenario - input'!$G78=\"\"),\"\",U93/'Cost scenario - input'!$G78),\"\")","v":""},{"$f":"IFERROR(IF(OR(V93=\"\",'Cost scenario - input'!$G78=\"\"),\"\",V93/'Cost scenario - input'!$G78),\"\")","v":""},{"$f":"IFERROR(IF(OR(W93=\"\",'Cost scenario - input'!$G78=\"\"),\"\",W93/'Cost scenario - input'!$G78),\"\")","v":""}]
[{"$f":"IFERROR('Cost scenario - input'!A79,\"\")","v":""},{"$f":"IFERROR('Cost scenario - input'!B79,\"\")","v":""},{"$f":"IFERROR('Cost scenario - input'!C79,\"\")","v":""},{"$f":"IFERROR(repcalc('Cost scenario - input'!$CY79:$GK79,'Cost scenario - input'!$J79,'Cost scenario - input'!$H79,'Cost scenario - input'!$I79,20,TRUE,TRUE),\"\")","v":""},"","","","","","","","","","","","","","","","","","","",{"$f":"IFERROR(IF(OR(D94=\"\",'Cost scenario - input'!$G79=\"\"),\"\",D94/'Cost scenario - input'!$G79),\"\")","v":""},{"$f":"IFERROR(IF(OR(E94=\"\",'Cost scenario - input'!$G79=\"\"),\"\",E94/'Cost scenario - input'!$G79),\"\")","v":""},{"$f":"IFERROR(IF(OR(F94=\"\",'Cost scenario - input'!$G79=\"\"),\"\",F94/'Cost scenario - input'!$G79),\"\")","v":""},{"$f":"IFERROR(IF(OR(G94=\"\",'Cost scenario - input'!$G79=\"\"),\"\",G94/'Cost scenario - input'!$G79),\"\")","v":""},{"$f":"IFERROR(IF(OR(H94=\"\",'Cost scenario - input'!$G79=\"\"),\"\",H94/'Cost scenario - input'!$G79),\"\")","v":""},{"$f":"IFERROR(IF(OR(I94=\"\",'Cost scenario - input'!$G79=\"\"),\"\",I94/'Cost scenario - input'!$G79),\"\")","v":""},{"$f":"IFERROR(IF(OR(J94=\"\",'Cost scenario - input'!$G79=\"\"),\"\",J94/'Cost scenario - input'!$G79),\"\")","v":""},{"$f":"IFERROR(IF(OR(K94=\"\",'Cost scenario - input'!$G79=\"\"),\"\",K94/'Cost scenario - input'!$G79),\"\")","v":""},{"$f":"IFERROR(IF(OR(L94=\"\",'Cost scenario - input'!$G79=\"\"),\"\",L94/'Cost scenario - input'!$G79),\"\")","v":""},{"$f":"IFERROR(IF(OR(M94=\"\",'Cost scenario - input'!$G79=\"\"),\"\",M94/'Cost scenario - input'!$G79),\"\")","v":""},{"$f":"IFERROR(IF(OR(N94=\"\",'Cost scenario - input'!$G79=\"\"),\"\",N94/'Cost scenario - input'!$G79),\"\")","v":""},{"$f":"IFERROR(IF(OR(O94=\"\",'Cost scenario - input'!$G79=\"\"),\"\",O94/'Cost scenario - input'!$G79),\"\")","v":""},{"$f":"IFERROR(IF(OR(P94=\"\",'Cost scenario - input'!$G79=\"\"),\"\",P94/'Cost scenario - input'!$G79),\"\")","v":""},{"$f":"IFERROR(IF(OR(Q94=\"\",'Cost scenario - input'!$G79=\"\"),\"\",Q94/'Cost scenario - input'!$G79),\"\")","v":""},{"$f":"IFERROR(IF(OR(R94=\"\",'Cost scenario - input'!$G79=\"\"),\"\",R94/'Cost scenario - input'!$G79),\"\")","v":""},{"$f":"IFERROR(IF(OR(S94=\"\",'Cost scenario - input'!$G79=\"\"),\"\",S94/'Cost scenario - input'!$G79),\"\")","v":""},{"$f":"IFERROR(IF(OR(T94=\"\",'Cost scenario - input'!$G79=\"\"),\"\",T94/'Cost scenario - input'!$G79),\"\")","v":""},{"$f":"IFERROR(IF(OR(U94=\"\",'Cost scenario - input'!$G79=\"\"),\"\",U94/'Cost scenario - input'!$G79),\"\")","v":""},{"$f":"IFERROR(IF(OR(V94=\"\",'Cost scenario - input'!$G79=\"\"),\"\",V94/'Cost scenario - input'!$G79),\"\")","v":""},{"$f":"IFERROR(IF(OR(W94=\"\",'Cost scenario - input'!$G79=\"\"),\"\",W94/'Cost scenario - input'!$G79),\"\")","v":""}]
[{"$f":"IFERROR('Cost scenario - input'!A80,\"\")","v":""},{"$f":"IFERROR('Cost scenario - input'!B80,\"\")","v":""},{"$f":"IFERROR('Cost scenario - input'!C80,\"\")","v":""},{"$f":"IFERROR(repcalc('Cost scenario - input'!$CY80:$GK80,'Cost scenario - input'!$J80,'Cost scenario - input'!$H80,'Cost scenario - input'!$I80,20,TRUE,TRUE),\"\")","v":""},"","","","","","","","","","","","","","","","","","","",{"$f":"IFERROR(IF(OR(D95=\"\",'Cost scenario - input'!$G80=\"\"),\"\",D95/'Cost scenario - input'!$G80),\"\")","v":""},{"$f":"IFERROR(IF(OR(E95=\"\",'Cost scenario - input'!$G80=\"\"),\"\",E95/'Cost scenario - input'!$G80),\"\")","v":""},{"$f":"IFERROR(IF(OR(F95=\"\",'Cost scenario - input'!$G80=\"\"),\"\",F95/'Cost scenario - input'!$G80),\"\")","v":""},{"$f":"IFERROR(IF(OR(G95=\"\",'Cost scenario - input'!$G80=\"\"),\"\",G95/'Cost scenario - input'!$G80),\"\")","v":""},{"$f":"IFERROR(IF(OR(H95=\"\",'Cost scenario - input'!$G80=\"\"),\"\",H95/'Cost scenario - input'!$G80),\"\")","v":""},{"$f":"IFERROR(IF(OR(I95=\"\",'Cost scenario - input'!$G80=\"\"),\"\",I95/'Cost scenario - input'!$G80),\"\")","v":""},{"$f":"IFERROR(IF(OR(J95=\"\",'Cost scenario - input'!$G80=\"\"),\"\",J95/'Cost scenario - input'!$G80),\"\")","v":""},{"$f":"IFERROR(IF(OR(K95=\"\",'Cost scenario - input'!$G80=\"\"),\"\",K95/'Cost scenario - input'!$G80),\"\")","v":""},{"$f":"IFERROR(IF(OR(L95=\"\",'Cost scenario - input'!$G80=\"\"),\"\",L95/'Cost scenario - input'!$G80),\"\")","v":""},{"$f":"IFERROR(IF(OR(M95=\"\",'Cost scenario - input'!$G80=\"\"),\"\",M95/'Cost scenario - input'!$G80),\"\")","v":""},{"$f":"IFERROR(IF(OR(N95=\"\",'Cost scenario - input'!$G80=\"\"),\"\",N95/'Cost scenario - input'!$G80),\"\")","v":""},{"$f":"IFERROR(IF(OR(O95=\"\",'Cost scenario - input'!$G80=\"\"),\"\",O95/'Cost scenario - input'!$G80),\"\")","v":""},{"$f":"IFERROR(IF(OR(P95=\"\",'Cost scenario - input'!$G80=\"\"),\"\",P95/'Cost scenario - input'!$G80),\"\")","v":""},{"$f":"IFERROR(IF(OR(Q95=\"\",'Cost scenario - input'!$G80=\"\"),\"\",Q95/'Cost scenario - input'!$G80),\"\")","v":""},{"$f":"IFERROR(IF(OR(R95=\"\",'Cost scenario - input'!$G80=\"\"),\"\",R95/'Cost scenario - input'!$G80),\"\")","v":""},{"$f":"IFERROR(IF(OR(S95=\"\",'Cost scenario - input'!$G80=\"\"),\"\",S95/'Cost scenario - input'!$G80),\"\")","v":""},{"$f":"IFERROR(IF(OR(T95=\"\",'Cost scenario - input'!$G80=\"\"),\"\",T95/'Cost scenario - input'!$G80),\"\")","v":""},{"$f":"IFERROR(IF(OR(U95=\"\",'Cost scenario - input'!$G80=\"\"),\"\",U95/'Cost scenario - input'!$G80),\"\")","v":""},{"$f":"IFERROR(IF(OR(V95=\"\",'Cost scenario - input'!$G80=\"\"),\"\",V95/'Cost scenario - input'!$G80),\"\")","v":""},{"$f":"IFERROR(IF(OR(W95=\"\",'Cost scenario - input'!$G80=\"\"),\"\",W95/'Cost scenario - input'!$G80),\"\")","v":""}]
[{"$f":"IFERROR('Cost scenario - input'!A81,\"\")","v":""},{"$f":"IFERROR('Cost scenario - input'!B81,\"\")","v":""},{"$f":"IFERROR('Cost scenario - input'!C81,\"\")","v":""},{"$f":"IFERROR(repcalc('Cost scenario - input'!$CY81:$GK81,'Cost scenario - input'!$J81,'Cost scenario - input'!$H81,'Cost scenario - input'!$I81,20,TRUE,TRUE),\"\")","v":""},"","","","","","","","","","","","","","","","","","","",{"$f":"IFERROR(IF(OR(D96=\"\",'Cost scenario - input'!$G81=\"\"),\"\",D96/'Cost scenario - input'!$G81),\"\")","v":""},{"$f":"IFERROR(IF(OR(E96=\"\",'Cost scenario - input'!$G81=\"\"),\"\",E96/'Cost scenario - input'!$G81),\"\")","v":""},{"$f":"IFERROR(IF(OR(F96=\"\",'Cost scenario - input'!$G81=\"\"),\"\",F96/'Cost scenario - input'!$G81),\"\")","v":""},{"$f":"IFERROR(IF(OR(G96=\"\",'Cost scenario - input'!$G81=\"\"),\"\",G96/'Cost scenario - input'!$G81),\"\")","v":""},{"$f":"IFERROR(IF(OR(H96=\"\",'Cost scenario - input'!$G81=\"\"),\"\",H96/'Cost scenario - input'!$G81),\"\")","v":""},{"$f":"IFERROR(IF(OR(I96=\"\",'Cost scenario - input'!$G81=\"\"),\"\",I96/'Cost scenario - input'!$G81),\"\")","v":""},{"$f":"IFERROR(IF(OR(J96=\"\",'Cost scenario - input'!$G81=\"\"),\"\",J96/'Cost scenario - input'!$G81),\"\")","v":""},{"$f":"IFERROR(IF(OR(K96=\"\",'Cost scenario - input'!$G81=\"\"),\"\",K96/'Cost scenario - input'!$G81),\"\")","v":""},{"$f":"IFERROR(IF(OR(L96=\"\",'Cost scenario - input'!$G81=\"\"),\"\",L96/'Cost scenario - input'!$G81),\"\")","v":""},{"$f":"IFERROR(IF(OR(M96=\"\",'Cost scenario - input'!$G81=\"\"),\"\",M96/'Cost scenario - input'!$G81),\"\")","v":""},{"$f":"IFERROR(IF(OR(N96=\"\",'Cost scenario - input'!$G81=\"\"),\"\",N96/'Cost scenario - input'!$G81),\"\")","v":""},{"$f":"IFERROR(IF(OR(O96=\"\",'Cost scenario - input'!$G81=\"\"),\"\",O96/'Cost scenario - input'!$G81),\"\")","v":""},{"$f":"IFERROR(IF(OR(P96=\"\",'Cost scenario - input'!$G81=\"\"),\"\",P96/'Cost scenario - input'!$G81),\"\")","v":""},{"$f":"IFERROR(IF(OR(Q96=\"\",'Cost scenario - input'!$G81=\"\"),\"\",Q96/'Cost scenario - input'!$G81),\"\")","v":""},{"$f":"IFERROR(IF(OR(R96=\"\",'Cost scenario - input'!$G81=\"\"),\"\",R96/'Cost scenario - input'!$G81),\"\")","v":""},{"$f":"IFERROR(IF(OR(S96=\"\",'Cost scenario - input'!$G81=\"\"),\"\",S96/'Cost scenario - input'!$G81),\"\")","v":""},{"$f":"IFERROR(IF(OR(T96=\"\",'Cost scenario - input'!$G81=\"\"),\"\",T96/'Cost scenario - input'!$G81),\"\")","v":""},{"$f":"IFERROR(IF(OR(U96=\"\",'Cost scenario - input'!$G81=\"\"),\"\",U96/'Cost scenario - input'!$G81),\"\")","v":""},{"$f":"IFERROR(IF(OR(V96=\"\",'Cost scenario - input'!$G81=\"\"),\"\",V96/'Cost scenario - input'!$G81),\"\")","v":""},{"$f":"IFERROR(IF(OR(W96=\"\",'Cost scenario - input'!$G81=\"\"),\"\",W96/'Cost scenario - input'!$G81),\"\")","v":""}]
[{"$f":"IFERROR('Cost scenario - input'!A82,\"\")","v":""},{"$f":"IFERROR('Cost scenario - input'!B82,\"\")","v":""},{"$f":"IFERROR('Cost scenario - input'!C82,\"\")","v":""},{"$f":"IFERROR(repcalc('Cost scenario - input'!$CY82:$GK82,'Cost scenario - input'!$J82,'Cost scenario - input'!$H82,'Cost scenario - input'!$I82,20,TRUE,TRUE),\"\")","v":""},"","","","","","","","","","","","","","","","","","","",{"$f":"IFERROR(IF(OR(D97=\"\",'Cost scenario - input'!$G82=\"\"),\"\",D97/'Cost scenario - input'!$G82),\"\")","v":""},{"$f":"IFERROR(IF(OR(E97=\"\",'Cost scenario - input'!$G82=\"\"),\"\",E97/'Cost scenario - input'!$G82),\"\")","v":""},{"$f":"IFERROR(IF(OR(F97=\"\",'Cost scenario - input'!$G82=\"\"),\"\",F97/'Cost scenario - input'!$G82),\"\")","v":""},{"$f":"IFERROR(IF(OR(G97=\"\",'Cost scenario - input'!$G82=\"\"),\"\",G97/'Cost scenario - input'!$G82),\"\")","v":""},{"$f":"IFERROR(IF(OR(H97=\"\",'Cost scenario - input'!$G82=\"\"),\"\",H97/'Cost scenario - input'!$G82),\"\")","v":""},{"$f":"IFERROR(IF(OR(I97=\"\",'Cost scenario - input'!$G82=\"\"),\"\",I97/'Cost scenario - input'!$G82),\"\")","v":""},{"$f":"IFERROR(IF(OR(J97=\"\",'Cost scenario - input'!$G82=\"\"),\"\",J97/'Cost scenario - input'!$G82),\"\")","v":""},{"$f":"IFERROR(IF(OR(K97=\"\",'Cost scenario - input'!$G82=\"\"),\"\",K97/'Cost scenario - input'!$G82),\"\")","v":""},{"$f":"IFERROR(IF(OR(L97=\"\",'Cost scenario - input'!$G82=\"\"),\"\",L97/'Cost scenario - input'!$G82),\"\")","v":""},{"$f":"IFERROR(IF(OR(M97=\"\",'Cost scenario - input'!$G82=\"\"),\"\",M97/'Cost scenario - input'!$G82),\"\")","v":""},{"$f":"IFERROR(IF(OR(N97=\"\",'Cost scenario - input'!$G82=\"\"),\"\",N97/'Cost scenario - input'!$G82),\"\")","v":""},{"$f":"IFERROR(IF(OR(O97=\"\",'Cost scenario - input'!$G82=\"\"),\"\",O97/'Cost scenario - input'!$G82),\"\")","v":""},{"$f":"IFERROR(IF(OR(P97=\"\",'Cost scenario - input'!$G82=\"\"),\"\",P97/'Cost scenario - input'!$G82),\"\")","v":""},{"$f":"IFERROR(IF(OR(Q97=\"\",'Cost scenario - input'!$G82=\"\"),\"\",Q97/'Cost scenario - input'!$G82),\"\")","v":""},{"$f":"IFERROR(IF(OR(R97=\"\",'Cost scenario - input'!$G82=\"\"),\"\",R97/'Cost scenario - input'!$G82),\"\")","v":""},{"$f":"IFERROR(IF(OR(S97=\"\",'Cost scenario - input'!$G82=\"\"),\"\",S97/'Cost scenario - input'!$G82),\"\")","v":""},{"$f":"IFERROR(IF(OR(T97=\"\",'Cost scenario - input'!$G82=\"\"),\"\",T97/'Cost scenario - input'!$G82),\"\")","v":""},{"$f":"IFERROR(IF(OR(U97=\"\",'Cost scenario - input'!$G82=\"\"),\"\",U97/'Cost scenario - input'!$G82),\"\")","v":""},{"$f":"IFERROR(IF(OR(V97=\"\",'Cost scenario - input'!$G82=\"\"),\"\",V97/'Cost scenario - input'!$G82),\"\")","v":""},{"$f":"IFERROR(IF(OR(W97=\"\",'Cost scenario - input'!$G82=\"\"),\"\",W97/'Cost scenario - input'!$G82),\"\")","v":""}]
[{"$f":"IFERROR('Cost scenario - input'!A83,\"\")","v":""},{"$f":"IFERROR('Cost scenario - input'!B83,\"\")","v":""},{"$f":"IFERROR('Cost scenario - input'!C83,\"\")","v":""},{"$f":"IFERROR(repcalc('Cost scenario - input'!$CY83:$GK83,'Cost scenario - input'!$J83,'Cost scenario - input'!$H83,'Cost scenario - input'!$I83,20,TRUE,TRUE),\"\")","v":""},"","","","","","","","","","","","","","","","","","","",{"$f":"IFERROR(IF(OR(D98=\"\",'Cost scenario - input'!$G83=\"\"),\"\",D98/'Cost scenario - input'!$G83),\"\")","v":""},{"$f":"IFERROR(IF(OR(E98=\"\",'Cost scenario - input'!$G83=\"\"),\"\",E98/'Cost scenario - input'!$G83),\"\")","v":""},{"$f":"IFERROR(IF(OR(F98=\"\",'Cost scenario - input'!$G83=\"\"),\"\",F98/'Cost scenario - input'!$G83),\"\")","v":""},{"$f":"IFERROR(IF(OR(G98=\"\",'Cost scenario - input'!$G83=\"\"),\"\",G98/'Cost scenario - input'!$G83),\"\")","v":""},{"$f":"IFERROR(IF(OR(H98=\"\",'Cost scenario - input'!$G83=\"\"),\"\",H98/'Cost scenario - input'!$G83),\"\")","v":""},{"$f":"IFERROR(IF(OR(I98=\"\",'Cost scenario - input'!$G83=\"\"),\"\",I98/'Cost scenario - input'!$G83),\"\")","v":""},{"$f":"IFERROR(IF(OR(J98=\"\",'Cost scenario - input'!$G83=\"\"),\"\",J98/'Cost scenario - input'!$G83),\"\")","v":""},{"$f":"IFERROR(IF(OR(K98=\"\",'Cost scenario - input'!$G83=\"\"),\"\",K98/'Cost scenario - input'!$G83),\"\")","v":""},{"$f":"IFERROR(IF(OR(L98=\"\",'Cost scenario - input'!$G83=\"\"),\"\",L98/'Cost scenario - input'!$G83),\"\")","v":""},{"$f":"IFERROR(IF(OR(M98=\"\",'Cost scenario - input'!$G83=\"\"),\"\",M98/'Cost scenario - input'!$G83),\"\")","v":""},{"$f":"IFERROR(IF(OR(N98=\"\",'Cost scenario - input'!$G83=\"\"),\"\",N98/'Cost scenario - input'!$G83),\"\")","v":""},{"$f":"IFERROR(IF(OR(O98=\"\",'Cost scenario - input'!$G83=\"\"),\"\",O98/'Cost scenario - input'!$G83),\"\")","v":""},{"$f":"IFERROR(IF(OR(P98=\"\",'Cost scenario - input'!$G83=\"\"),\"\",P98/'Cost scenario - input'!$G83),\"\")","v":""},{"$f":"IFERROR(IF(OR(Q98=\"\",'Cost scenario - input'!$G83=\"\"),\"\",Q98/'Cost scenario - input'!$G83),\"\")","v":""},{"$f":"IFERROR(IF(OR(R98=\"\",'Cost scenario - input'!$G83=\"\"),\"\",R98/'Cost scenario - input'!$G83),\"\")","v":""},{"$f":"IFERROR(IF(OR(S98=\"\",'Cost scenario - input'!$G83=\"\"),\"\",S98/'Cost scenario - input'!$G83),\"\")","v":""},{"$f":"IFERROR(IF(OR(T98=\"\",'Cost scenario - input'!$G83=\"\"),\"\",T98/'Cost scenario - input'!$G83),\"\")","v":""},{"$f":"IFERROR(IF(OR(U98=\"\",'Cost scenario - input'!$G83=\"\"),\"\",U98/'Cost scenario - input'!$G83),\"\")","v":""},{"$f":"IFERROR(IF(OR(V98=\"\",'Cost scenario - input'!$G83=\"\"),\"\",V98/'Cost scenario - input'!$G83),\"\")","v":""},{"$f":"IFERROR(IF(OR(W98=\"\",'Cost scenario - input'!$G83=\"\"),\"\",W98/'Cost scenario - input'!$G83),\"\")","v":""}]
[{"$f":"IFERROR('Cost scenario - input'!A84,\"\")","v":""},{"$f":"IFERROR('Cost scenario - input'!B84,\"\")","v":""},{"$f":"IFERROR('Cost scenario - input'!C84,\"\")","v":""},{"$f":"IFERROR(repcalc('Cost scenario - input'!$CY84:$GK84,'Cost scenario - input'!$J84,'Cost scenario - input'!$H84,'Cost scenario - input'!$I84,20,TRUE,TRUE),\"\")","v":""},"","","","","","","","","","","","","","","","","","","",{"$f":"IFERROR(IF(OR(D99=\"\",'Cost scenario - input'!$G84=\"\"),\"\",D99/'Cost scenario - input'!$G84),\"\")","v":""},{"$f":"IFERROR(IF(OR(E99=\"\",'Cost scenario - input'!$G84=\"\"),\"\",E99/'Cost scenario - input'!$G84),\"\")","v":""},{"$f":"IFERROR(IF(OR(F99=\"\",'Cost scenario - input'!$G84=\"\"),\"\",F99/'Cost scenario - input'!$G84),\"\")","v":""},{"$f":"IFERROR(IF(OR(G99=\"\",'Cost scenario - input'!$G84=\"\"),\"\",G99/'Cost scenario - input'!$G84),\"\")","v":""},{"$f":"IFERROR(IF(OR(H99=\"\",'Cost scenario - input'!$G84=\"\"),\"\",H99/'Cost scenario - input'!$G84),\"\")","v":""},{"$f":"IFERROR(IF(OR(I99=\"\",'Cost scenario - input'!$G84=\"\"),\"\",I99/'Cost scenario - input'!$G84),\"\")","v":""},{"$f":"IFERROR(IF(OR(J99=\"\",'Cost scenario - input'!$G84=\"\"),\"\",J99/'Cost scenario - input'!$G84),\"\")","v":""},{"$f":"IFERROR(IF(OR(K99=\"\",'Cost scenario - input'!$G84=\"\"),\"\",K99/'Cost scenario - input'!$G84),\"\")","v":""},{"$f":"IFERROR(IF(OR(L99=\"\",'Cost scenario - input'!$G84=\"\"),\"\",L99/'Cost scenario - input'!$G84),\"\")","v":""},{"$f":"IFERROR(IF(OR(M99=\"\",'Cost scenario - input'!$G84=\"\"),\"\",M99/'Cost scenario - input'!$G84),\"\")","v":""},{"$f":"IFERROR(IF(OR(N99=\"\",'Cost scenario - input'!$G84=\"\"),\"\",N99/'Cost scenario - input'!$G84),\"\")","v":""},{"$f":"IFERROR(IF(OR(O99=\"\",'Cost scenario - input'!$G84=\"\"),\"\",O99/'Cost scenario - input'!$G84),\"\")","v":""},{"$f":"IFERROR(IF(OR(P99=\"\",'Cost scenario - input'!$G84=\"\"),\"\",P99/'Cost scenario - input'!$G84),\"\")","v":""},{"$f":"IFERROR(IF(OR(Q99=\"\",'Cost scenario - input'!$G84=\"\"),\"\",Q99/'Cost scenario - input'!$G84),\"\")","v":""},{"$f":"IFERROR(IF(OR(R99=\"\",'Cost scenario - input'!$G84=\"\"),\"\",R99/'Cost scenario - input'!$G84),\"\")","v":""},{"$f":"IFERROR(IF(OR(S99=\"\",'Cost scenario - input'!$G84=\"\"),\"\",S99/'Cost scenario - input'!$G84),\"\")","v":""},{"$f":"IFERROR(IF(OR(T99=\"\",'Cost scenario - input'!$G84=\"\"),\"\",T99/'Cost scenario - input'!$G84),\"\")","v":""},{"$f":"IFERROR(IF(OR(U99=\"\",'Cost scenario - input'!$G84=\"\"),\"\",U99/'Cost scenario - input'!$G84),\"\")","v":""},{"$f":"IFERROR(IF(OR(V99=\"\",'Cost scenario - input'!$G84=\"\"),\"\",V99/'Cost scenario - input'!$G84),\"\")","v":""},{"$f":"IFERROR(IF(OR(W99=\"\",'Cost scenario - input'!$G84=\"\"),\"\",W99/'Cost scenario - input'!$G84),\"\")","v":""}]
[{"$f":"IFERROR('Cost scenario - input'!A85,\"\")","v":""},{"$f":"IFERROR('Cost scenario - input'!B85,\"\")","v":""},{"$f":"IFERROR('Cost scenario - input'!C85,\"\")","v":""},{"$f":"IFERROR(repcalc('Cost scenario - input'!$CY85:$GK85,'Cost scenario - input'!$J85,'Cost scenario - input'!$H85,'Cost scenario - input'!$I85,20,TRUE,TRUE),\"\")","v":""},"","","","","","","","","","","","","","","","","","","",{"$f":"IFERROR(IF(OR(D100=\"\",'Cost scenario - input'!$G85=\"\"),\"\",D100/'Cost scenario - input'!$G85),\"\")","v":""},{"$f":"IFERROR(IF(OR(E100=\"\",'Cost scenario - input'!$G85=\"\"),\"\",E100/'Cost scenario - input'!$G85),\"\")","v":""},{"$f":"IFERROR(IF(OR(F100=\"\",'Cost scenario - input'!$G85=\"\"),\"\",F100/'Cost scenario - input'!$G85),\"\")","v":""},{"$f":"IFERROR(IF(OR(G100=\"\",'Cost scenario - input'!$G85=\"\"),\"\",G100/'Cost scenario - input'!$G85),\"\")","v":""},{"$f":"IFERROR(IF(OR(H100=\"\",'Cost scenario - input'!$G85=\"\"),\"\",H100/'Cost scenario - input'!$G85),\"\")","v":""},{"$f":"IFERROR(IF(OR(I100=\"\",'Cost scenario - input'!$G85=\"\"),\"\",I100/'Cost scenario - input'!$G85),\"\")","v":""},{"$f":"IFERROR(IF(OR(J100=\"\",'Cost scenario - input'!$G85=\"\"),\"\",J100/'Cost scenario - input'!$G85),\"\")","v":""},{"$f":"IFERROR(IF(OR(K100=\"\",'Cost scenario - input'!$G85=\"\"),\"\",K100/'Cost scenario - input'!$G85),\"\")","v":""},{"$f":"IFERROR(IF(OR(L100=\"\",'Cost scenario - input'!$G85=\"\"),\"\",L100/'Cost scenario - input'!$G85),\"\")","v":""},{"$f":"IFERROR(IF(OR(M100=\"\",'Cost scenario - input'!$G85=\"\"),\"\",M100/'Cost scenario - input'!$G85),\"\")","v":""},{"$f":"IFERROR(IF(OR(N100=\"\",'Cost scenario - input'!$G85=\"\"),\"\",N100/'Cost scenario - input'!$G85),\"\")","v":""},{"$f":"IFERROR(IF(OR(O100=\"\",'Cost scenario - input'!$G85=\"\"),\"\",O100/'Cost scenario - input'!$G85),\"\")","v":""},{"$f":"IFERROR(IF(OR(P100=\"\",'Cost scenario - input'!$G85=\"\"),\"\",P100/'Cost scenario - input'!$G85),\"\")","v":""},{"$f":"IFERROR(IF(OR(Q100=\"\",'Cost scenario - input'!$G85=\"\"),\"\",Q100/'Cost scenario - input'!$G85),\"\")","v":""},{"$f":"IFERROR(IF(OR(R100=\"\",'Cost scenario - input'!$G85=\"\"),\"\",R100/'Cost scenario - input'!$G85),\"\")","v":""},{"$f":"IFERROR(IF(OR(S100=\"\",'Cost scenario - input'!$G85=\"\"),\"\",S100/'Cost scenario - input'!$G85),\"\")","v":""},{"$f":"IFERROR(IF(OR(T100=\"\",'Cost scenario - input'!$G85=\"\"),\"\",T100/'Cost scenario - input'!$G85),\"\")","v":""},{"$f":"IFERROR(IF(OR(U100=\"\",'Cost scenario - input'!$G85=\"\"),\"\",U100/'Cost scenario - input'!$G85),\"\")","v":""},{"$f":"IFERROR(IF(OR(V100=\"\",'Cost scenario - input'!$G85=\"\"),\"\",V100/'Cost scenario - input'!$G85),\"\")","v":""},{"$f":"IFERROR(IF(OR(W100=\"\",'Cost scenario - input'!$G85=\"\"),\"\",W100/'Cost scenario - input'!$G85),\"\")","v":""}]
[{"$f":"IFERROR('Cost scenario - input'!A86,\"\")","v":""},{"$f":"IFERROR('Cost scenario - input'!B86,\"\")","v":""},{"$f":"IFERROR('Cost scenario - input'!C86,\"\")","v":""},{"$f":"IFERROR(repcalc('Cost scenario - input'!$CY86:$GK86,'Cost scenario - input'!$J86,'Cost scenario - input'!$H86,'Cost scenario - input'!$I86,20,TRUE,TRUE),\"\")","v":""},"","","","","","","","","","","","","","","","","","","",{"$f":"IFERROR(IF(OR(D101=\"\",'Cost scenario - input'!$G86=\"\"),\"\",D101/'Cost scenario - input'!$G86),\"\")","v":""},{"$f":"IFERROR(IF(OR(E101=\"\",'Cost scenario - input'!$G86=\"\"),\"\",E101/'Cost scenario - input'!$G86),\"\")","v":""},{"$f":"IFERROR(IF(OR(F101=\"\",'Cost scenario - input'!$G86=\"\"),\"\",F101/'Cost scenario - input'!$G86),\"\")","v":""},{"$f":"IFERROR(IF(OR(G101=\"\",'Cost scenario - input'!$G86=\"\"),\"\",G101/'Cost scenario - input'!$G86),\"\")","v":""},{"$f":"IFERROR(IF(OR(H101=\"\",'Cost scenario - input'!$G86=\"\"),\"\",H101/'Cost scenario - input'!$G86),\"\")","v":""},{"$f":"IFERROR(IF(OR(I101=\"\",'Cost scenario - input'!$G86=\"\"),\"\",I101/'Cost scenario - input'!$G86),\"\")","v":""},{"$f":"IFERROR(IF(OR(J101=\"\",'Cost scenario - input'!$G86=\"\"),\"\",J101/'Cost scenario - input'!$G86),\"\")","v":""},{"$f":"IFERROR(IF(OR(K101=\"\",'Cost scenario - input'!$G86=\"\"),\"\",K101/'Cost scenario - input'!$G86),\"\")","v":""},{"$f":"IFERROR(IF(OR(L101=\"\",'Cost scenario - input'!$G86=\"\"),\"\",L101/'Cost scenario - input'!$G86),\"\")","v":""},{"$f":"IFERROR(IF(OR(M101=\"\",'Cost scenario - input'!$G86=\"\"),\"\",M101/'Cost scenario - input'!$G86),\"\")","v":""},{"$f":"IFERROR(IF(OR(N101=\"\",'Cost scenario - input'!$G86=\"\"),\"\",N101/'Cost scenario - input'!$G86),\"\")","v":""},{"$f":"IFERROR(IF(OR(O101=\"\",'Cost scenario - input'!$G86=\"\"),\"\",O101/'Cost scenario - input'!$G86),\"\")","v":""},{"$f":"IFERROR(IF(OR(P101=\"\",'Cost scenario - input'!$G86=\"\"),\"\",P101/'Cost scenario - input'!$G86),\"\")","v":""},{"$f":"IFERROR(IF(OR(Q101=\"\",'Cost scenario - input'!$G86=\"\"),\"\",Q101/'Cost scenario - input'!$G86),\"\")","v":""},{"$f":"IFERROR(IF(OR(R101=\"\",'Cost scenario - input'!$G86=\"\"),\"\",R101/'Cost scenario - input'!$G86),\"\")","v":""},{"$f":"IFERROR(IF(OR(S101=\"\",'Cost scenario - input'!$G86=\"\"),\"\",S101/'Cost scenario - input'!$G86),\"\")","v":""},{"$f":"IFERROR(IF(OR(T101=\"\",'Cost scenario - input'!$G86=\"\"),\"\",T101/'Cost scenario - input'!$G86),\"\")","v":""},{"$f":"IFERROR(IF(OR(U101=\"\",'Cost scenario - input'!$G86=\"\"),\"\",U101/'Cost scenario - input'!$G86),\"\")","v":""},{"$f":"IFERROR(IF(OR(V101=\"\",'Cost scenario - input'!$G86=\"\"),\"\",V101/'Cost scenario - input'!$G86),\"\")","v":""},{"$f":"IFERROR(IF(OR(W101=\"\",'Cost scenario - input'!$G86=\"\"),\"\",W101/'Cost scenario - input'!$G86),\"\")","v":""}]
[{"$f":"IFERROR('Cost scenario - input'!A87,\"\")","v":""},{"$f":"IFERROR('Cost scenario - input'!B87,\"\")","v":""},{"$f":"IFERROR('Cost scenario - input'!C87,\"\")","v":""},{"$f":"IFERROR(repcalc('Cost scenario - input'!$CY87:$GK87,'Cost scenario - input'!$J87,'Cost scenario - input'!$H87,'Cost scenario - input'!$I87,20,TRUE,TRUE),\"\")","v":""},"","","","","","","","","","","","","","","","","","","",{"$f":"IFERROR(IF(OR(D102=\"\",'Cost scenario - input'!$G87=\"\"),\"\",D102/'Cost scenario - input'!$G87),\"\")","v":""},{"$f":"IFERROR(IF(OR(E102=\"\",'Cost scenario - input'!$G87=\"\"),\"\",E102/'Cost scenario - input'!$G87),\"\")","v":""},{"$f":"IFERROR(IF(OR(F102=\"\",'Cost scenario - input'!$G87=\"\"),\"\",F102/'Cost scenario - input'!$G87),\"\")","v":""},{"$f":"IFERROR(IF(OR(G102=\"\",'Cost scenario - input'!$G87=\"\"),\"\",G102/'Cost scenario - input'!$G87),\"\")","v":""},{"$f":"IFERROR(IF(OR(H102=\"\",'Cost scenario - input'!$G87=\"\"),\"\",H102/'Cost scenario - input'!$G87),\"\")","v":""},{"$f":"IFERROR(IF(OR(I102=\"\",'Cost scenario - input'!$G87=\"\"),\"\",I102/'Cost scenario - input'!$G87),\"\")","v":""},{"$f":"IFERROR(IF(OR(J102=\"\",'Cost scenario - input'!$G87=\"\"),\"\",J102/'Cost scenario - input'!$G87),\"\")","v":""},{"$f":"IFERROR(IF(OR(K102=\"\",'Cost scenario - input'!$G87=\"\"),\"\",K102/'Cost scenario - input'!$G87),\"\")","v":""},{"$f":"IFERROR(IF(OR(L102=\"\",'Cost scenario - input'!$G87=\"\"),\"\",L102/'Cost scenario - input'!$G87),\"\")","v":""},{"$f":"IFERROR(IF(OR(M102=\"\",'Cost scenario - input'!$G87=\"\"),\"\",M102/'Cost scenario - input'!$G87),\"\")","v":""},{"$f":"IFERROR(IF(OR(N102=\"\",'Cost scenario - input'!$G87=\"\"),\"\",N102/'Cost scenario - input'!$G87),\"\")","v":""},{"$f":"IFERROR(IF(OR(O102=\"\",'Cost scenario - input'!$G87=\"\"),\"\",O102/'Cost scenario - input'!$G87),\"\")","v":""},{"$f":"IFERROR(IF(OR(P102=\"\",'Cost scenario - input'!$G87=\"\"),\"\",P102/'Cost scenario - input'!$G87),\"\")","v":""},{"$f":"IFERROR(IF(OR(Q102=\"\",'Cost scenario - input'!$G87=\"\"),\"\",Q102/'Cost scenario - input'!$G87),\"\")","v":""},{"$f":"IFERROR(IF(OR(R102=\"\",'Cost scenario - input'!$G87=\"\"),\"\",R102/'Cost scenario - input'!$G87),\"\")","v":""},{"$f":"IFERROR(IF(OR(S102=\"\",'Cost scenario - input'!$G87=\"\"),\"\",S102/'Cost scenario - input'!$G87),\"\")","v":""},{"$f":"IFERROR(IF(OR(T102=\"\",'Cost scenario - input'!$G87=\"\"),\"\",T102/'Cost scenario - input'!$G87),\"\")","v":""},{"$f":"IFERROR(IF(OR(U102=\"\",'Cost scenario - input'!$G87=\"\"),\"\",U102/'Cost scenario - input'!$G87),\"\")","v":""},{"$f":"IFERROR(IF(OR(V102=\"\",'Cost scenario - input'!$G87=\"\"),\"\",V102/'Cost scenario - input'!$G87),\"\")","v":""},{"$f":"IFERROR(IF(OR(W102=\"\",'Cost scenario - input'!$G87=\"\"),\"\",W102/'Cost scenario - input'!$G87),\"\")","v":""}]
[{"$f":"IFERROR('Cost scenario - input'!A88,\"\")","v":""},{"$f":"IFERROR('Cost scenario - input'!B88,\"\")","v":""},{"$f":"IFERROR('Cost scenario - input'!C88,\"\")","v":""},{"$f":"IFERROR(repcalc('Cost scenario - input'!$CY88:$GK88,'Cost scenario - input'!$J88,'Cost scenario - input'!$H88,'Cost scenario - input'!$I88,20,TRUE,TRUE),\"\")","v":""},"","","","","","","","","","","","","","","","","","","",{"$f":"IFERROR(IF(OR(D103=\"\",'Cost scenario - input'!$G88=\"\"),\"\",D103/'Cost scenario - input'!$G88),\"\")","v":""},{"$f":"IFERROR(IF(OR(E103=\"\",'Cost scenario - input'!$G88=\"\"),\"\",E103/'Cost scenario - input'!$G88),\"\")","v":""},{"$f":"IFERROR(IF(OR(F103=\"\",'Cost scenario - input'!$G88=\"\"),\"\",F103/'Cost scenario - input'!$G88),\"\")","v":""},{"$f":"IFERROR(IF(OR(G103=\"\",'Cost scenario - input'!$G88=\"\"),\"\",G103/'Cost scenario - input'!$G88),\"\")","v":""},{"$f":"IFERROR(IF(OR(H103=\"\",'Cost scenario - input'!$G88=\"\"),\"\",H103/'Cost scenario - input'!$G88),\"\")","v":""},{"$f":"IFERROR(IF(OR(I103=\"\",'Cost scenario - input'!$G88=\"\"),\"\",I103/'Cost scenario - input'!$G88),\"\")","v":""},{"$f":"IFERROR(IF(OR(J103=\"\",'Cost scenario - input'!$G88=\"\"),\"\",J103/'Cost scenario - input'!$G88),\"\")","v":""},{"$f":"IFERROR(IF(OR(K103=\"\",'Cost scenario - input'!$G88=\"\"),\"\",K103/'Cost scenario - input'!$G88),\"\")","v":""},{"$f":"IFERROR(IF(OR(L103=\"\",'Cost scenario - input'!$G88=\"\"),\"\",L103/'Cost scenario - input'!$G88),\"\")","v":""},{"$f":"IFERROR(IF(OR(M103=\"\",'Cost scenario - input'!$G88=\"\"),\"\",M103/'Cost scenario - input'!$G88),\"\")","v":""},{"$f":"IFERROR(IF(OR(N103=\"\",'Cost scenario - input'!$G88=\"\"),\"\",N103/'Cost scenario - input'!$G88),\"\")","v":""},{"$f":"IFERROR(IF(OR(O103=\"\",'Cost scenario - input'!$G88=\"\"),\"\",O103/'Cost scenario - input'!$G88),\"\")","v":""},{"$f":"IFERROR(IF(OR(P103=\"\",'Cost scenario - input'!$G88=\"\"),\"\",P103/'Cost scenario - input'!$G88),\"\")","v":""},{"$f":"IFERROR(IF(OR(Q103=\"\",'Cost scenario - input'!$G88=\"\"),\"\",Q103/'Cost scenario - input'!$G88),\"\")","v":""},{"$f":"IFERROR(IF(OR(R103=\"\",'Cost scenario - input'!$G88=\"\"),\"\",R103/'Cost scenario - input'!$G88),\"\")","v":""},{"$f":"IFERROR(IF(OR(S103=\"\",'Cost scenario - input'!$G88=\"\"),\"\",S103/'Cost scenario - input'!$G88),\"\")","v":""},{"$f":"IFERROR(IF(OR(T103=\"\",'Cost scenario - input'!$G88=\"\"),\"\",T103/'Cost scenario - input'!$G88),\"\")","v":""},{"$f":"IFERROR(IF(OR(U103=\"\",'Cost scenario - input'!$G88=\"\"),\"\",U103/'Cost scenario - input'!$G88),\"\")","v":""},{"$f":"IFERROR(IF(OR(V103=\"\",'Cost scenario - input'!$G88=\"\"),\"\",V103/'Cost scenario - input'!$G88),\"\")","v":""},{"$f":"IFERROR(IF(OR(W103=\"\",'Cost scenario - input'!$G88=\"\"),\"\",W103/'Cost scenario - input'!$G88),\"\")","v":""}]
[{"$f":"IFERROR('Cost scenario - input'!A89,\"\")","v":""},{"$f":"IFERROR('Cost scenario - input'!B89,\"\")","v":""},{"$f":"IFERROR('Cost scenario - input'!C89,\"\")","v":""},{"$f":"IFERROR(repcalc('Cost scenario - input'!$CY89:$GK89,'Cost scenario - input'!$J89,'Cost scenario - input'!$H89,'Cost scenario - input'!$I89,20,TRUE,TRUE),\"\")","v":""},"","","","","","","","","","","","","","","","","","","",{"$f":"IFERROR(IF(OR(D104=\"\",'Cost scenario - input'!$G89=\"\"),\"\",D104/'Cost scenario - input'!$G89),\"\")","v":""},{"$f":"IFERROR(IF(OR(E104=\"\",'Cost scenario - input'!$G89=\"\"),\"\",E104/'Cost scenario - input'!$G89),\"\")","v":""},{"$f":"IFERROR(IF(OR(F104=\"\",'Cost scenario - input'!$G89=\"\"),\"\",F104/'Cost scenario - input'!$G89),\"\")","v":""},{"$f":"IFERROR(IF(OR(G104=\"\",'Cost scenario - input'!$G89=\"\"),\"\",G104/'Cost scenario - input'!$G89),\"\")","v":""},{"$f":"IFERROR(IF(OR(H104=\"\",'Cost scenario - input'!$G89=\"\"),\"\",H104/'Cost scenario - input'!$G89),\"\")","v":""},{"$f":"IFERROR(IF(OR(I104=\"\",'Cost scenario - input'!$G89=\"\"),\"\",I104/'Cost scenario - input'!$G89),\"\")","v":""},{"$f":"IFERROR(IF(OR(J104=\"\",'Cost scenario - input'!$G89=\"\"),\"\",J104/'Cost scenario - input'!$G89),\"\")","v":""},{"$f":"IFERROR(IF(OR(K104=\"\",'Cost scenario - input'!$G89=\"\"),\"\",K104/'Cost scenario - input'!$G89),\"\")","v":""},{"$f":"IFERROR(IF(OR(L104=\"\",'Cost scenario - input'!$G89=\"\"),\"\",L104/'Cost scenario - input'!$G89),\"\")","v":""},{"$f":"IFERROR(IF(OR(M104=\"\",'Cost scenario - input'!$G89=\"\"),\"\",M104/'Cost scenario - input'!$G89),\"\")","v":""},{"$f":"IFERROR(IF(OR(N104=\"\",'Cost scenario - input'!$G89=\"\"),\"\",N104/'Cost scenario - input'!$G89),\"\")","v":""},{"$f":"IFERROR(IF(OR(O104=\"\",'Cost scenario - input'!$G89=\"\"),\"\",O104/'Cost scenario - input'!$G89),\"\")","v":""},{"$f":"IFERROR(IF(OR(P104=\"\",'Cost scenario - input'!$G89=\"\"),\"\",P104/'Cost scenario - input'!$G89),\"\")","v":""},{"$f":"IFERROR(IF(OR(Q104=\"\",'Cost scenario - input'!$G89=\"\"),\"\",Q104/'Cost scenario - input'!$G89),\"\")","v":""},{"$f":"IFERROR(IF(OR(R104=\"\",'Cost scenario - input'!$G89=\"\"),\"\",R104/'Cost scenario - input'!$G89),\"\")","v":""},{"$f":"IFERROR(IF(OR(S104=\"\",'Cost scenario - input'!$G89=\"\"),\"\",S104/'Cost scenario - input'!$G89),\"\")","v":""},{"$f":"IFERROR(IF(OR(T104=\"\",'Cost scenario - input'!$G89=\"\"),\"\",T104/'Cost scenario - input'!$G89),\"\")","v":""},{"$f":"IFERROR(IF(OR(U104=\"\",'Cost scenario - input'!$G89=\"\"),\"\",U104/'Cost scenario - input'!$G89),\"\")","v":""},{"$f":"IFERROR(IF(OR(V104=\"\",'Cost scenario - input'!$G89=\"\"),\"\",V104/'Cost scenario - input'!$G89),\"\")","v":""},{"$f":"IFERROR(IF(OR(W104=\"\",'Cost scenario - input'!$G89=\"\"),\"\",W104/'Cost scenario - input'!$G89),\"\")","v":""}]
[{"$f":"IFERROR('Cost scenario - input'!A90,\"\")","v":""},{"$f":"IFERROR('Cost scenario - input'!B90,\"\")","v":""},{"$f":"IFERROR('Cost scenario - input'!C90,\"\")","v":""},{"$f":"IFERROR(repcalc('Cost scenario - input'!$CY90:$GK90,'Cost scenario - input'!$J90,'Cost scenario - input'!$H90,'Cost scenario - input'!$I90,20,TRUE,TRUE),\"\")","v":""},"","","","","","","","","","","","","","","","","","","",{"$f":"IFERROR(IF(OR(D105=\"\",'Cost scenario - input'!$G90=\"\"),\"\",D105/'Cost scenario - input'!$G90),\"\")","v":""},{"$f":"IFERROR(IF(OR(E105=\"\",'Cost scenario - input'!$G90=\"\"),\"\",E105/'Cost scenario - input'!$G90),\"\")","v":""},{"$f":"IFERROR(IF(OR(F105=\"\",'Cost scenario - input'!$G90=\"\"),\"\",F105/'Cost scenario - input'!$G90),\"\")","v":""},{"$f":"IFERROR(IF(OR(G105=\"\",'Cost scenario - input'!$G90=\"\"),\"\",G105/'Cost scenario - input'!$G90),\"\")","v":""},{"$f":"IFERROR(IF(OR(H105=\"\",'Cost scenario - input'!$G90=\"\"),\"\",H105/'Cost scenario - input'!$G90),\"\")","v":""},{"$f":"IFERROR(IF(OR(I105=\"\",'Cost scenario - input'!$G90=\"\"),\"\",I105/'Cost scenario - input'!$G90),\"\")","v":""},{"$f":"IFERROR(IF(OR(J105=\"\",'Cost scenario - input'!$G90=\"\"),\"\",J105/'Cost scenario - input'!$G90),\"\")","v":""},{"$f":"IFERROR(IF(OR(K105=\"\",'Cost scenario - input'!$G90=\"\"),\"\",K105/'Cost scenario - input'!$G90),\"\")","v":""},{"$f":"IFERROR(IF(OR(L105=\"\",'Cost scenario - input'!$G90=\"\"),\"\",L105/'Cost scenario - input'!$G90),\"\")","v":""},{"$f":"IFERROR(IF(OR(M105=\"\",'Cost scenario - input'!$G90=\"\"),\"\",M105/'Cost scenario - input'!$G90),\"\")","v":""},{"$f":"IFERROR(IF(OR(N105=\"\",'Cost scenario - input'!$G90=\"\"),\"\",N105/'Cost scenario - input'!$G90),\"\")","v":""},{"$f":"IFERROR(IF(OR(O105=\"\",'Cost scenario - input'!$G90=\"\"),\"\",O105/'Cost scenario - input'!$G90),\"\")","v":""},{"$f":"IFERROR(IF(OR(P105=\"\",'Cost scenario - input'!$G90=\"\"),\"\",P105/'Cost scenario - input'!$G90),\"\")","v":""},{"$f":"IFERROR(IF(OR(Q105=\"\",'Cost scenario - input'!$G90=\"\"),\"\",Q105/'Cost scenario - input'!$G90),\"\")","v":""},{"$f":"IFERROR(IF(OR(R105=\"\",'Cost scenario - input'!$G90=\"\"),\"\",R105/'Cost scenario - input'!$G90),\"\")","v":""},{"$f":"IFERROR(IF(OR(S105=\"\",'Cost scenario - input'!$G90=\"\"),\"\",S105/'Cost scenario - input'!$G90),\"\")","v":""},{"$f":"IFERROR(IF(OR(T105=\"\",'Cost scenario - input'!$G90=\"\"),\"\",T105/'Cost scenario - input'!$G90),\"\")","v":""},{"$f":"IFERROR(IF(OR(U105=\"\",'Cost scenario - input'!$G90=\"\"),\"\",U105/'Cost scenario - input'!$G90),\"\")","v":""},{"$f":"IFERROR(IF(OR(V105=\"\",'Cost scenario - input'!$G90=\"\"),\"\",V105/'Cost scenario - input'!$G90),\"\")","v":""},{"$f":"IFERROR(IF(OR(W105=\"\",'Cost scenario - input'!$G90=\"\"),\"\",W105/'Cost scenario - input'!$G90),\"\")","v":""}]
[{"$f":"IFERROR('Cost scenario - input'!A91,\"\")","v":""},{"$f":"IFERROR('Cost scenario - input'!B91,\"\")","v":""},{"$f":"IFERROR('Cost scenario - input'!C91,\"\")","v":""},{"$f":"IFERROR(repcalc('Cost scenario - input'!$CY91:$GK91,'Cost scenario - input'!$J91,'Cost scenario - input'!$H91,'Cost scenario - input'!$I91,20,TRUE,TRUE),\"\")","v":""},"","","","","","","","","","","","","","","","","","","",{"$f":"IFERROR(IF(OR(D106=\"\",'Cost scenario - input'!$G91=\"\"),\"\",D106/'Cost scenario - input'!$G91),\"\")","v":""},{"$f":"IFERROR(IF(OR(E106=\"\",'Cost scenario - input'!$G91=\"\"),\"\",E106/'Cost scenario - input'!$G91),\"\")","v":""},{"$f":"IFERROR(IF(OR(F106=\"\",'Cost scenario - input'!$G91=\"\"),\"\",F106/'Cost scenario - input'!$G91),\"\")","v":""},{"$f":"IFERROR(IF(OR(G106=\"\",'Cost scenario - input'!$G91=\"\"),\"\",G106/'Cost scenario - input'!$G91),\"\")","v":""},{"$f":"IFERROR(IF(OR(H106=\"\",'Cost scenario - input'!$G91=\"\"),\"\",H106/'Cost scenario - input'!$G91),\"\")","v":""},{"$f":"IFERROR(IF(OR(I106=\"\",'Cost scenario - input'!$G91=\"\"),\"\",I106/'Cost scenario - input'!$G91),\"\")","v":""},{"$f":"IFERROR(IF(OR(J106=\"\",'Cost scenario - input'!$G91=\"\"),\"\",J106/'Cost scenario - input'!$G91),\"\")","v":""},{"$f":"IFERROR(IF(OR(K106=\"\",'Cost scenario - input'!$G91=\"\"),\"\",K106/'Cost scenario - input'!$G91),\"\")","v":""},{"$f":"IFERROR(IF(OR(L106=\"\",'Cost scenario - input'!$G91=\"\"),\"\",L106/'Cost scenario - input'!$G91),\"\")","v":""},{"$f":"IFERROR(IF(OR(M106=\"\",'Cost scenario - input'!$G91=\"\"),\"\",M106/'Cost scenario - input'!$G91),\"\")","v":""},{"$f":"IFERROR(IF(OR(N106=\"\",'Cost scenario - input'!$G91=\"\"),\"\",N106/'Cost scenario - input'!$G91),\"\")","v":""},{"$f":"IFERROR(IF(OR(O106=\"\",'Cost scenario - input'!$G91=\"\"),\"\",O106/'Cost scenario - input'!$G91),\"\")","v":""},{"$f":"IFERROR(IF(OR(P106=\"\",'Cost scenario - input'!$G91=\"\"),\"\",P106/'Cost scenario - input'!$G91),\"\")","v":""},{"$f":"IFERROR(IF(OR(Q106=\"\",'Cost scenario - input'!$G91=\"\"),\"\",Q106/'Cost scenario - input'!$G91),\"\")","v":""},{"$f":"IFERROR(IF(OR(R106=\"\",'Cost scenario - input'!$G91=\"\"),\"\",R106/'Cost scenario - input'!$G91),\"\")","v":""},{"$f":"IFERROR(IF(OR(S106=\"\",'Cost scenario - input'!$G91=\"\"),\"\",S106/'Cost scenario - input'!$G91),\"\")","v":""},{"$f":"IFERROR(IF(OR(T106=\"\",'Cost scenario - input'!$G91=\"\"),\"\",T106/'Cost scenario - input'!$G91),\"\")","v":""},{"$f":"IFERROR(IF(OR(U106=\"\",'Cost scenario - input'!$G91=\"\"),\"\",U106/'Cost scenario - input'!$G91),\"\")","v":""},{"$f":"IFERROR(IF(OR(V106=\"\",'Cost scenario - input'!$G91=\"\"),\"\",V106/'Cost scenario - input'!$G91),\"\")","v":""},{"$f":"IFERROR(IF(OR(W106=\"\",'Cost scenario - input'!$G91=\"\"),\"\",W106/'Cost scenario - input'!$G91),\"\")","v":""}]
[{"$f":"IFERROR('Cost scenario - input'!A92,\"\")","v":""},{"$f":"IFERROR('Cost scenario - input'!B92,\"\")","v":""},{"$f":"IFERROR('Cost scenario - input'!C92,\"\")","v":""},{"$f":"IFERROR(repcalc('Cost scenario - input'!$CY92:$GK92,'Cost scenario - input'!$J92,'Cost scenario - input'!$H92,'Cost scenario - input'!$I92,20,TRUE,TRUE),\"\")","v":""},"","","","","","","","","","","","","","","","","","","",{"$f":"IFERROR(IF(OR(D107=\"\",'Cost scenario - input'!$G92=\"\"),\"\",D107/'Cost scenario - input'!$G92),\"\")","v":""},{"$f":"IFERROR(IF(OR(E107=\"\",'Cost scenario - input'!$G92=\"\"),\"\",E107/'Cost scenario - input'!$G92),\"\")","v":""},{"$f":"IFERROR(IF(OR(F107=\"\",'Cost scenario - input'!$G92=\"\"),\"\",F107/'Cost scenario - input'!$G92),\"\")","v":""},{"$f":"IFERROR(IF(OR(G107=\"\",'Cost scenario - input'!$G92=\"\"),\"\",G107/'Cost scenario - input'!$G92),\"\")","v":""},{"$f":"IFERROR(IF(OR(H107=\"\",'Cost scenario - input'!$G92=\"\"),\"\",H107/'Cost scenario - input'!$G92),\"\")","v":""},{"$f":"IFERROR(IF(OR(I107=\"\",'Cost scenario - input'!$G92=\"\"),\"\",I107/'Cost scenario - input'!$G92),\"\")","v":""},{"$f":"IFERROR(IF(OR(J107=\"\",'Cost scenario - input'!$G92=\"\"),\"\",J107/'Cost scenario - input'!$G92),\"\")","v":""},{"$f":"IFERROR(IF(OR(K107=\"\",'Cost scenario - input'!$G92=\"\"),\"\",K107/'Cost scenario - input'!$G92),\"\")","v":""},{"$f":"IFERROR(IF(OR(L107=\"\",'Cost scenario - input'!$G92=\"\"),\"\",L107/'Cost scenario - input'!$G92),\"\")","v":""},{"$f":"IFERROR(IF(OR(M107=\"\",'Cost scenario - input'!$G92=\"\"),\"\",M107/'Cost scenario - input'!$G92),\"\")","v":""},{"$f":"IFERROR(IF(OR(N107=\"\",'Cost scenario - input'!$G92=\"\"),\"\",N107/'Cost scenario - input'!$G92),\"\")","v":""},{"$f":"IFERROR(IF(OR(O107=\"\",'Cost scenario - input'!$G92=\"\"),\"\",O107/'Cost scenario - input'!$G92),\"\")","v":""},{"$f":"IFERROR(IF(OR(P107=\"\",'Cost scenario - input'!$G92=\"\"),\"\",P107/'Cost scenario - input'!$G92),\"\")","v":""},{"$f":"IFERROR(IF(OR(Q107=\"\",'Cost scenario - input'!$G92=\"\"),\"\",Q107/'Cost scenario - input'!$G92),\"\")","v":""},{"$f":"IFERROR(IF(OR(R107=\"\",'Cost scenario - input'!$G92=\"\"),\"\",R107/'Cost scenario - input'!$G92),\"\")","v":""},{"$f":"IFERROR(IF(OR(S107=\"\",'Cost scenario - input'!$G92=\"\"),\"\",S107/'Cost scenario - input'!$G92),\"\")","v":""},{"$f":"IFERROR(IF(OR(T107=\"\",'Cost scenario - input'!$G92=\"\"),\"\",T107/'Cost scenario - input'!$G92),\"\")","v":""},{"$f":"IFERROR(IF(OR(U107=\"\",'Cost scenario - input'!$G92=\"\"),\"\",U107/'Cost scenario - input'!$G92),\"\")","v":""},{"$f":"IFERROR(IF(OR(V107=\"\",'Cost scenario - input'!$G92=\"\"),\"\",V107/'Cost scenario - input'!$G92),\"\")","v":""},{"$f":"IFERROR(IF(OR(W107=\"\",'Cost scenario - input'!$G92=\"\"),\"\",W107/'Cost scenario - input'!$G92),\"\")","v":""}]
[{"$f":"IFERROR('Cost scenario - input'!A93,\"\")","v":""},{"$f":"IFERROR('Cost scenario - input'!B93,\"\")","v":""},{"$f":"IFERROR('Cost scenario - input'!C93,\"\")","v":""},{"$f":"IFERROR(repcalc('Cost scenario - input'!$CY93:$GK93,'Cost scenario - input'!$J93,'Cost scenario - input'!$H93,'Cost scenario - input'!$I93,20,TRUE,TRUE),\"\")","v":""},"","","","","","","","","","","","","","","","","","","",{"$f":"IFERROR(IF(OR(D108=\"\",'Cost scenario - input'!$G93=\"\"),\"\",D108/'Cost scenario - input'!$G93),\"\")","v":""},{"$f":"IFERROR(IF(OR(E108=\"\",'Cost scenario - input'!$G93=\"\"),\"\",E108/'Cost scenario - input'!$G93),\"\")","v":""},{"$f":"IFERROR(IF(OR(F108=\"\",'Cost scenario - input'!$G93=\"\"),\"\",F108/'Cost scenario - input'!$G93),\"\")","v":""},{"$f":"IFERROR(IF(OR(G108=\"\",'Cost scenario - input'!$G93=\"\"),\"\",G108/'Cost scenario - input'!$G93),\"\")","v":""},{"$f":"IFERROR(IF(OR(H108=\"\",'Cost scenario - input'!$G93=\"\"),\"\",H108/'Cost scenario - input'!$G93),\"\")","v":""},{"$f":"IFERROR(IF(OR(I108=\"\",'Cost scenario - input'!$G93=\"\"),\"\",I108/'Cost scenario - input'!$G93),\"\")","v":""},{"$f":"IFERROR(IF(OR(J108=\"\",'Cost scenario - input'!$G93=\"\"),\"\",J108/'Cost scenario - input'!$G93),\"\")","v":""},{"$f":"IFERROR(IF(OR(K108=\"\",'Cost scenario - input'!$G93=\"\"),\"\",K108/'Cost scenario - input'!$G93),\"\")","v":""},{"$f":"IFERROR(IF(OR(L108=\"\",'Cost scenario - input'!$G93=\"\"),\"\",L108/'Cost scenario - input'!$G93),\"\")","v":""},{"$f":"IFERROR(IF(OR(M108=\"\",'Cost scenario - input'!$G93=\"\"),\"\",M108/'Cost scenario - input'!$G93),\"\")","v":""},{"$f":"IFERROR(IF(OR(N108=\"\",'Cost scenario - input'!$G93=\"\"),\"\",N108/'Cost scenario - input'!$G93),\"\")","v":""},{"$f":"IFERROR(IF(OR(O108=\"\",'Cost scenario - input'!$G93=\"\"),\"\",O108/'Cost scenario - input'!$G93),\"\")","v":""},{"$f":"IFERROR(IF(OR(P108=\"\",'Cost scenario - input'!$G93=\"\"),\"\",P108/'Cost scenario - input'!$G93),\"\")","v":""},{"$f":"IFERROR(IF(OR(Q108=\"\",'Cost scenario - input'!$G93=\"\"),\"\",Q108/'Cost scenario - input'!$G93),\"\")","v":""},{"$f":"IFERROR(IF(OR(R108=\"\",'Cost scenario - input'!$G93=\"\"),\"\",R108/'Cost scenario - input'!$G93),\"\")","v":""},{"$f":"IFERROR(IF(OR(S108=\"\",'Cost scenario - input'!$G93=\"\"),\"\",S108/'Cost scenario - input'!$G93),\"\")","v":""},{"$f":"IFERROR(IF(OR(T108=\"\",'Cost scenario - input'!$G93=\"\"),\"\",T108/'Cost scenario - input'!$G93),\"\")","v":""},{"$f":"IFERROR(IF(OR(U108=\"\",'Cost scenario - input'!$G93=\"\"),\"\",U108/'Cost scenario - input'!$G93),\"\")","v":""},{"$f":"IFERROR(IF(OR(V108=\"\",'Cost scenario - input'!$G93=\"\"),\"\",V108/'Cost scenario - input'!$G93),\"\")","v":""},{"$f":"IFERROR(IF(OR(W108=\"\",'Cost scenario - input'!$G93=\"\"),\"\",W108/'Cost scenario - input'!$G93),\"\")","v":""}]
[{"$f":"IFERROR('Cost scenario - input'!A94,\"\")","v":""},{"$f":"IFERROR('Cost scenario - input'!B94,\"\")","v":""},{"$f":"IFERROR('Cost scenario - input'!C94,\"\")","v":""},{"$f":"IFERROR(repcalc('Cost scenario - input'!$CY94:$GK94,'Cost scenario - input'!$J94,'Cost scenario - input'!$H94,'Cost scenario - input'!$I94,20,TRUE,TRUE),\"\")","v":""},"","","","","","","","","","","","","","","","","","","",{"$f":"IFERROR(IF(OR(D109=\"\",'Cost scenario - input'!$G94=\"\"),\"\",D109/'Cost scenario - input'!$G94),\"\")","v":""},{"$f":"IFERROR(IF(OR(E109=\"\",'Cost scenario - input'!$G94=\"\"),\"\",E109/'Cost scenario - input'!$G94),\"\")","v":""},{"$f":"IFERROR(IF(OR(F109=\"\",'Cost scenario - input'!$G94=\"\"),\"\",F109/'Cost scenario - input'!$G94),\"\")","v":""},{"$f":"IFERROR(IF(OR(G109=\"\",'Cost scenario - input'!$G94=\"\"),\"\",G109/'Cost scenario - input'!$G94),\"\")","v":""},{"$f":"IFERROR(IF(OR(H109=\"\",'Cost scenario - input'!$G94=\"\"),\"\",H109/'Cost scenario - input'!$G94),\"\")","v":""},{"$f":"IFERROR(IF(OR(I109=\"\",'Cost scenario - input'!$G94=\"\"),\"\",I109/'Cost scenario - input'!$G94),\"\")","v":""},{"$f":"IFERROR(IF(OR(J109=\"\",'Cost scenario - input'!$G94=\"\"),\"\",J109/'Cost scenario - input'!$G94),\"\")","v":""},{"$f":"IFERROR(IF(OR(K109=\"\",'Cost scenario - input'!$G94=\"\"),\"\",K109/'Cost scenario - input'!$G94),\"\")","v":""},{"$f":"IFERROR(IF(OR(L109=\"\",'Cost scenario - input'!$G94=\"\"),\"\",L109/'Cost scenario - input'!$G94),\"\")","v":""},{"$f":"IFERROR(IF(OR(M109=\"\",'Cost scenario - input'!$G94=\"\"),\"\",M109/'Cost scenario - input'!$G94),\"\")","v":""},{"$f":"IFERROR(IF(OR(N109=\"\",'Cost scenario - input'!$G94=\"\"),\"\",N109/'Cost scenario - input'!$G94),\"\")","v":""},{"$f":"IFERROR(IF(OR(O109=\"\",'Cost scenario - input'!$G94=\"\"),\"\",O109/'Cost scenario - input'!$G94),\"\")","v":""},{"$f":"IFERROR(IF(OR(P109=\"\",'Cost scenario - input'!$G94=\"\"),\"\",P109/'Cost scenario - input'!$G94),\"\")","v":""},{"$f":"IFERROR(IF(OR(Q109=\"\",'Cost scenario - input'!$G94=\"\"),\"\",Q109/'Cost scenario - input'!$G94),\"\")","v":""},{"$f":"IFERROR(IF(OR(R109=\"\",'Cost scenario - input'!$G94=\"\"),\"\",R109/'Cost scenario - input'!$G94),\"\")","v":""},{"$f":"IFERROR(IF(OR(S109=\"\",'Cost scenario - input'!$G94=\"\"),\"\",S109/'Cost scenario - input'!$G94),\"\")","v":""},{"$f":"IFERROR(IF(OR(T109=\"\",'Cost scenario - input'!$G94=\"\"),\"\",T109/'Cost scenario - input'!$G94),\"\")","v":""},{"$f":"IFERROR(IF(OR(U109=\"\",'Cost scenario - input'!$G94=\"\"),\"\",U109/'Cost scenario - input'!$G94),\"\")","v":""},{"$f":"IFERROR(IF(OR(V109=\"\",'Cost scenario - input'!$G94=\"\"),\"\",V109/'Cost scenario - input'!$G94),\"\")","v":""},{"$f":"IFERROR(IF(OR(W109=\"\",'Cost scenario - input'!$G94=\"\"),\"\",W109/'Cost scenario - input'!$G94),\"\")","v":""}]
[{"$f":"IFERROR('Cost scenario - input'!A95,\"\")","v":""},{"$f":"IFERROR('Cost scenario - input'!B95,\"\")","v":""},{"$f":"IFERROR('Cost scenario - input'!C95,\"\")","v":""},{"$f":"IFERROR(repcalc('Cost scenario - input'!$CY95:$GK95,'Cost scenario - input'!$J95,'Cost scenario - input'!$H95,'Cost scenario - input'!$I95,20,TRUE,TRUE),\"\")","v":""},"","","","","","","","","","","","","","","","","","","",{"$f":"IFERROR(IF(OR(D110=\"\",'Cost scenario - input'!$G95=\"\"),\"\",D110/'Cost scenario - input'!$G95),\"\")","v":""},{"$f":"IFERROR(IF(OR(E110=\"\",'Cost scenario - input'!$G95=\"\"),\"\",E110/'Cost scenario - input'!$G95),\"\")","v":""},{"$f":"IFERROR(IF(OR(F110=\"\",'Cost scenario - input'!$G95=\"\"),\"\",F110/'Cost scenario - input'!$G95),\"\")","v":""},{"$f":"IFERROR(IF(OR(G110=\"\",'Cost scenario - input'!$G95=\"\"),\"\",G110/'Cost scenario - input'!$G95),\"\")","v":""},{"$f":"IFERROR(IF(OR(H110=\"\",'Cost scenario - input'!$G95=\"\"),\"\",H110/'Cost scenario - input'!$G95),\"\")","v":""},{"$f":"IFERROR(IF(OR(I110=\"\",'Cost scenario - input'!$G95=\"\"),\"\",I110/'Cost scenario - input'!$G95),\"\")","v":""},{"$f":"IFERROR(IF(OR(J110=\"\",'Cost scenario - input'!$G95=\"\"),\"\",J110/'Cost scenario - input'!$G95),\"\")","v":""},{"$f":"IFERROR(IF(OR(K110=\"\",'Cost scenario - input'!$G95=\"\"),\"\",K110/'Cost scenario - input'!$G95),\"\")","v":""},{"$f":"IFERROR(IF(OR(L110=\"\",'Cost scenario - input'!$G95=\"\"),\"\",L110/'Cost scenario - input'!$G95),\"\")","v":""},{"$f":"IFERROR(IF(OR(M110=\"\",'Cost scenario - input'!$G95=\"\"),\"\",M110/'Cost scenario - input'!$G95),\"\")","v":""},{"$f":"IFERROR(IF(OR(N110=\"\",'Cost scenario - input'!$G95=\"\"),\"\",N110/'Cost scenario - input'!$G95),\"\")","v":""},{"$f":"IFERROR(IF(OR(O110=\"\",'Cost scenario - input'!$G95=\"\"),\"\",O110/'Cost scenario - input'!$G95),\"\")","v":""},{"$f":"IFERROR(IF(OR(P110=\"\",'Cost scenario - input'!$G95=\"\"),\"\",P110/'Cost scenario - input'!$G95),\"\")","v":""},{"$f":"IFERROR(IF(OR(Q110=\"\",'Cost scenario - input'!$G95=\"\"),\"\",Q110/'Cost scenario - input'!$G95),\"\")","v":""},{"$f":"IFERROR(IF(OR(R110=\"\",'Cost scenario - input'!$G95=\"\"),\"\",R110/'Cost scenario - input'!$G95),\"\")","v":""},{"$f":"IFERROR(IF(OR(S110=\"\",'Cost scenario - input'!$G95=\"\"),\"\",S110/'Cost scenario - input'!$G95),\"\")","v":""},{"$f":"IFERROR(IF(OR(T110=\"\",'Cost scenario - input'!$G95=\"\"),\"\",T110/'Cost scenario - input'!$G95),\"\")","v":""},{"$f":"IFERROR(IF(OR(U110=\"\",'Cost scenario - input'!$G95=\"\"),\"\",U110/'Cost scenario - input'!$G95),\"\")","v":""},{"$f":"IFERROR(IF(OR(V110=\"\",'Cost scenario - input'!$G95=\"\"),\"\",V110/'Cost scenario - input'!$G95),\"\")","v":""},{"$f":"IFERROR(IF(OR(W110=\"\",'Cost scenario - input'!$G95=\"\"),\"\",W110/'Cost scenario - input'!$G95),\"\")","v":""}]
[{"$f":"IFERROR('Cost scenario - input'!A96,\"\")","v":""},{"$f":"IFERROR('Cost scenario - input'!B96,\"\")","v":""},{"$f":"IFERROR('Cost scenario - input'!C96,\"\")","v":""},{"$f":"IFERROR(repcalc('Cost scenario - input'!$CY96:$GK96,'Cost scenario - input'!$J96,'Cost scenario - input'!$H96,'Cost scenario - input'!$I96,20,TRUE,TRUE),\"\")","v":""},"","","","","","","","","","","","","","","","","","","",{"$f":"IFERROR(IF(OR(D111=\"\",'Cost scenario - input'!$G96=\"\"),\"\",D111/'Cost scenario - input'!$G96),\"\")","v":""},{"$f":"IFERROR(IF(OR(E111=\"\",'Cost scenario - input'!$G96=\"\"),\"\",E111/'Cost scenario - input'!$G96),\"\")","v":""},{"$f":"IFERROR(IF(OR(F111=\"\",'Cost scenario - input'!$G96=\"\"),\"\",F111/'Cost scenario - input'!$G96),\"\")","v":""},{"$f":"IFERROR(IF(OR(G111=\"\",'Cost scenario - input'!$G96=\"\"),\"\",G111/'Cost scenario - input'!$G96),\"\")","v":""},{"$f":"IFERROR(IF(OR(H111=\"\",'Cost scenario - input'!$G96=\"\"),\"\",H111/'Cost scenario - input'!$G96),\"\")","v":""},{"$f":"IFERROR(IF(OR(I111=\"\",'Cost scenario - input'!$G96=\"\"),\"\",I111/'Cost scenario - input'!$G96),\"\")","v":""},{"$f":"IFERROR(IF(OR(J111=\"\",'Cost scenario - input'!$G96=\"\"),\"\",J111/'Cost scenario - input'!$G96),\"\")","v":""},{"$f":"IFERROR(IF(OR(K111=\"\",'Cost scenario - input'!$G96=\"\"),\"\",K111/'Cost scenario - input'!$G96),\"\")","v":""},{"$f":"IFERROR(IF(OR(L111=\"\",'Cost scenario - input'!$G96=\"\"),\"\",L111/'Cost scenario - input'!$G96),\"\")","v":""},{"$f":"IFERROR(IF(OR(M111=\"\",'Cost scenario - input'!$G96=\"\"),\"\",M111/'Cost scenario - input'!$G96),\"\")","v":""},{"$f":"IFERROR(IF(OR(N111=\"\",'Cost scenario - input'!$G96=\"\"),\"\",N111/'Cost scenario - input'!$G96),\"\")","v":""},{"$f":"IFERROR(IF(OR(O111=\"\",'Cost scenario - input'!$G96=\"\"),\"\",O111/'Cost scenario - input'!$G96),\"\")","v":""},{"$f":"IFERROR(IF(OR(P111=\"\",'Cost scenario - input'!$G96=\"\"),\"\",P111/'Cost scenario - input'!$G96),\"\")","v":""},{"$f":"IFERROR(IF(OR(Q111=\"\",'Cost scenario - input'!$G96=\"\"),\"\",Q111/'Cost scenario - input'!$G96),\"\")","v":""},{"$f":"IFERROR(IF(OR(R111=\"\",'Cost scenario - input'!$G96=\"\"),\"\",R111/'Cost scenario - input'!$G96),\"\")","v":""},{"$f":"IFERROR(IF(OR(S111=\"\",'Cost scenario - input'!$G96=\"\"),\"\",S111/'Cost scenario - input'!$G96),\"\")","v":""},{"$f":"IFERROR(IF(OR(T111=\"\",'Cost scenario - input'!$G96=\"\"),\"\",T111/'Cost scenario - input'!$G96),\"\")","v":""},{"$f":"IFERROR(IF(OR(U111=\"\",'Cost scenario - input'!$G96=\"\"),\"\",U111/'Cost scenario - input'!$G96),\"\")","v":""},{"$f":"IFERROR(IF(OR(V111=\"\",'Cost scenario - input'!$G96=\"\"),\"\",V111/'Cost scenario - input'!$G96),\"\")","v":""},{"$f":"IFERROR(IF(OR(W111=\"\",'Cost scenario - input'!$G96=\"\"),\"\",W111/'Cost scenario - input'!$G96),\"\")","v":""}]
[{"$f":"IFERROR('Cost scenario - input'!A97,\"\")","v":""},{"$f":"IFERROR('Cost scenario - input'!B97,\"\")","v":""},{"$f":"IFERROR('Cost scenario - input'!C97,\"\")","v":""},{"$f":"IFERROR(repcalc('Cost scenario - input'!$CY97:$GK97,'Cost scenario - input'!$J97,'Cost scenario - input'!$H97,'Cost scenario - input'!$I97,20,TRUE,TRUE),\"\")","v":""},"","","","","","","","","","","","","","","","","","","",{"$f":"IFERROR(IF(OR(D112=\"\",'Cost scenario - input'!$G97=\"\"),\"\",D112/'Cost scenario - input'!$G97),\"\")","v":""},{"$f":"IFERROR(IF(OR(E112=\"\",'Cost scenario - input'!$G97=\"\"),\"\",E112/'Cost scenario - input'!$G97),\"\")","v":""},{"$f":"IFERROR(IF(OR(F112=\"\",'Cost scenario - input'!$G97=\"\"),\"\",F112/'Cost scenario - input'!$G97),\"\")","v":""},{"$f":"IFERROR(IF(OR(G112=\"\",'Cost scenario - input'!$G97=\"\"),\"\",G112/'Cost scenario - input'!$G97),\"\")","v":""},{"$f":"IFERROR(IF(OR(H112=\"\",'Cost scenario - input'!$G97=\"\"),\"\",H112/'Cost scenario - input'!$G97),\"\")","v":""},{"$f":"IFERROR(IF(OR(I112=\"\",'Cost scenario - input'!$G97=\"\"),\"\",I112/'Cost scenario - input'!$G97),\"\")","v":""},{"$f":"IFERROR(IF(OR(J112=\"\",'Cost scenario - input'!$G97=\"\"),\"\",J112/'Cost scenario - input'!$G97),\"\")","v":""},{"$f":"IFERROR(IF(OR(K112=\"\",'Cost scenario - input'!$G97=\"\"),\"\",K112/'Cost scenario - input'!$G97),\"\")","v":""},{"$f":"IFERROR(IF(OR(L112=\"\",'Cost scenario - input'!$G97=\"\"),\"\",L112/'Cost scenario - input'!$G97),\"\")","v":""},{"$f":"IFERROR(IF(OR(M112=\"\",'Cost scenario - input'!$G97=\"\"),\"\",M112/'Cost scenario - input'!$G97),\"\")","v":""},{"$f":"IFERROR(IF(OR(N112=\"\",'Cost scenario - input'!$G97=\"\"),\"\",N112/'Cost scenario - input'!$G97),\"\")","v":""},{"$f":"IFERROR(IF(OR(O112=\"\",'Cost scenario - input'!$G97=\"\"),\"\",O112/'Cost scenario - input'!$G97),\"\")","v":""},{"$f":"IFERROR(IF(OR(P112=\"\",'Cost scenario - input'!$G97=\"\"),\"\",P112/'Cost scenario - input'!$G97),\"\")","v":""},{"$f":"IFERROR(IF(OR(Q112=\"\",'Cost scenario - input'!$G97=\"\"),\"\",Q112/'Cost scenario - input'!$G97),\"\")","v":""},{"$f":"IFERROR(IF(OR(R112=\"\",'Cost scenario - input'!$G97=\"\"),\"\",R112/'Cost scenario - input'!$G97),\"\")","v":""},{"$f":"IFERROR(IF(OR(S112=\"\",'Cost scenario - input'!$G97=\"\"),\"\",S112/'Cost scenario - input'!$G97),\"\")","v":""},{"$f":"IFERROR(IF(OR(T112=\"\",'Cost scenario - input'!$G97=\"\"),\"\",T112/'Cost scenario - input'!$G97),\"\")","v":""},{"$f":"IFERROR(IF(OR(U112=\"\",'Cost scenario - input'!$G97=\"\"),\"\",U112/'Cost scenario - input'!$G97),\"\")","v":""},{"$f":"IFERROR(IF(OR(V112=\"\",'Cost scenario - input'!$G97=\"\"),\"\",V112/'Cost scenario - input'!$G97),\"\")","v":""},{"$f":"IFERROR(IF(OR(W112=\"\",'Cost scenario - input'!$G97=\"\"),\"\",W112/'Cost scenario - input'!$G97),\"\")","v":""}]
[{"$f":"IFERROR('Cost scenario - input'!A98,\"\")","v":""},{"$f":"IFERROR('Cost scenario - input'!B98,\"\")","v":""},{"$f":"IFERROR('Cost scenario - input'!C98,\"\")","v":""},{"$f":"IFERROR(repcalc('Cost scenario - input'!$CY98:$GK98,'Cost scenario - input'!$J98,'Cost scenario - input'!$H98,'Cost scenario - input'!$I98,20,TRUE,TRUE),\"\")","v":""},"","","","","","","","","","","","","","","","","","","",{"$f":"IFERROR(IF(OR(D113=\"\",'Cost scenario - input'!$G98=\"\"),\"\",D113/'Cost scenario - input'!$G98),\"\")","v":""},{"$f":"IFERROR(IF(OR(E113=\"\",'Cost scenario - input'!$G98=\"\"),\"\",E113/'Cost scenario - input'!$G98),\"\")","v":""},{"$f":"IFERROR(IF(OR(F113=\"\",'Cost scenario - input'!$G98=\"\"),\"\",F113/'Cost scenario - input'!$G98),\"\")","v":""},{"$f":"IFERROR(IF(OR(G113=\"\",'Cost scenario - input'!$G98=\"\"),\"\",G113/'Cost scenario - input'!$G98),\"\")","v":""},{"$f":"IFERROR(IF(OR(H113=\"\",'Cost scenario - input'!$G98=\"\"),\"\",H113/'Cost scenario - input'!$G98),\"\")","v":""},{"$f":"IFERROR(IF(OR(I113=\"\",'Cost scenario - input'!$G98=\"\"),\"\",I113/'Cost scenario - input'!$G98),\"\")","v":""},{"$f":"IFERROR(IF(OR(J113=\"\",'Cost scenario - input'!$G98=\"\"),\"\",J113/'Cost scenario - input'!$G98),\"\")","v":""},{"$f":"IFERROR(IF(OR(K113=\"\",'Cost scenario - input'!$G98=\"\"),\"\",K113/'Cost scenario - input'!$G98),\"\")","v":""},{"$f":"IFERROR(IF(OR(L113=\"\",'Cost scenario - input'!$G98=\"\"),\"\",L113/'Cost scenario - input'!$G98),\"\")","v":""},{"$f":"IFERROR(IF(OR(M113=\"\",'Cost scenario - input'!$G98=\"\"),\"\",M113/'Cost scenario - input'!$G98),\"\")","v":""},{"$f":"IFERROR(IF(OR(N113=\"\",'Cost scenario - input'!$G98=\"\"),\"\",N113/'Cost scenario - input'!$G98),\"\")","v":""},{"$f":"IFERROR(IF(OR(O113=\"\",'Cost scenario - input'!$G98=\"\"),\"\",O113/'Cost scenario - input'!$G98),\"\")","v":""},{"$f":"IFERROR(IF(OR(P113=\"\",'Cost scenario - input'!$G98=\"\"),\"\",P113/'Cost scenario - input'!$G98),\"\")","v":""},{"$f":"IFERROR(IF(OR(Q113=\"\",'Cost scenario - input'!$G98=\"\"),\"\",Q113/'Cost scenario - input'!$G98),\"\")","v":""},{"$f":"IFERROR(IF(OR(R113=\"\",'Cost scenario - input'!$G98=\"\"),\"\",R113/'Cost scenario - input'!$G98),\"\")","v":""},{"$f":"IFERROR(IF(OR(S113=\"\",'Cost scenario - input'!$G98=\"\"),\"\",S113/'Cost scenario - input'!$G98),\"\")","v":""},{"$f":"IFERROR(IF(OR(T113=\"\",'Cost scenario - input'!$G98=\"\"),\"\",T113/'Cost scenario - input'!$G98),\"\")","v":""},{"$f":"IFERROR(IF(OR(U113=\"\",'Cost scenario - input'!$G98=\"\"),\"\",U113/'Cost scenario - input'!$G98),\"\")","v":""},{"$f":"IFERROR(IF(OR(V113=\"\",'Cost scenario - input'!$G98=\"\"),\"\",V113/'Cost scenario - input'!$G98),\"\")","v":""},{"$f":"IFERROR(IF(OR(W113=\"\",'Cost scenario - input'!$G98=\"\"),\"\",W113/'Cost scenario - input'!$G98),\"\")","v":""}]
[{"$f":"IFERROR('Cost scenario - input'!A99,\"\")","v":""},{"$f":"IFERROR('Cost scenario - input'!B99,\"\")","v":""},{"$f":"IFERROR('Cost scenario - input'!C99,\"\")","v":""},{"$f":"IFERROR(repcalc('Cost scenario - input'!$CY99:$GK99,'Cost scenario - input'!$J99,'Cost scenario - input'!$H99,'Cost scenario - input'!$I99,20,TRUE,TRUE),\"\")","v":""},"","","","","","","","","","","","","","","","","","","",{"$f":"IFERROR(IF(OR(D114=\"\",'Cost scenario - input'!$G99=\"\"),\"\",D114/'Cost scenario - input'!$G99),\"\")","v":""},{"$f":"IFERROR(IF(OR(E114=\"\",'Cost scenario - input'!$G99=\"\"),\"\",E114/'Cost scenario - input'!$G99),\"\")","v":""},{"$f":"IFERROR(IF(OR(F114=\"\",'Cost scenario - input'!$G99=\"\"),\"\",F114/'Cost scenario - input'!$G99),\"\")","v":""},{"$f":"IFERROR(IF(OR(G114=\"\",'Cost scenario - input'!$G99=\"\"),\"\",G114/'Cost scenario - input'!$G99),\"\")","v":""},{"$f":"IFERROR(IF(OR(H114=\"\",'Cost scenario - input'!$G99=\"\"),\"\",H114/'Cost scenario - input'!$G99),\"\")","v":""},{"$f":"IFERROR(IF(OR(I114=\"\",'Cost scenario - input'!$G99=\"\"),\"\",I114/'Cost scenario - input'!$G99),\"\")","v":""},{"$f":"IFERROR(IF(OR(J114=\"\",'Cost scenario - input'!$G99=\"\"),\"\",J114/'Cost scenario - input'!$G99),\"\")","v":""},{"$f":"IFERROR(IF(OR(K114=\"\",'Cost scenario - input'!$G99=\"\"),\"\",K114/'Cost scenario - input'!$G99),\"\")","v":""},{"$f":"IFERROR(IF(OR(L114=\"\",'Cost scenario - input'!$G99=\"\"),\"\",L114/'Cost scenario - input'!$G99),\"\")","v":""},{"$f":"IFERROR(IF(OR(M114=\"\",'Cost scenario - input'!$G99=\"\"),\"\",M114/'Cost scenario - input'!$G99),\"\")","v":""},{"$f":"IFERROR(IF(OR(N114=\"\",'Cost scenario - input'!$G99=\"\"),\"\",N114/'Cost scenario - input'!$G99),\"\")","v":""},{"$f":"IFERROR(IF(OR(O114=\"\",'Cost scenario - input'!$G99=\"\"),\"\",O114/'Cost scenario - input'!$G99),\"\")","v":""},{"$f":"IFERROR(IF(OR(P114=\"\",'Cost scenario - input'!$G99=\"\"),\"\",P114/'Cost scenario - input'!$G99),\"\")","v":""},{"$f":"IFERROR(IF(OR(Q114=\"\",'Cost scenario - input'!$G99=\"\"),\"\",Q114/'Cost scenario - input'!$G99),\"\")","v":""},{"$f":"IFERROR(IF(OR(R114=\"\",'Cost scenario - input'!$G99=\"\"),\"\",R114/'Cost scenario - input'!$G99),\"\")","v":""},{"$f":"IFERROR(IF(OR(S114=\"\",'Cost scenario - input'!$G99=\"\"),\"\",S114/'Cost scenario - input'!$G99),\"\")","v":""},{"$f":"IFERROR(IF(OR(T114=\"\",'Cost scenario - input'!$G99=\"\"),\"\",T114/'Cost scenario - input'!$G99),\"\")","v":""},{"$f":"IFERROR(IF(OR(U114=\"\",'Cost scenario - input'!$G99=\"\"),\"\",U114/'Cost scenario - input'!$G99),\"\")","v":""},{"$f":"IFERROR(IF(OR(V114=\"\",'Cost scenario - input'!$G99=\"\"),\"\",V114/'Cost scenario - input'!$G99),\"\")","v":""},{"$f":"IFERROR(IF(OR(W114=\"\",'Cost scenario - input'!$G99=\"\"),\"\",W114/'Cost scenario - input'!$G99),\"\")","v":""}]
[{"$f":"IFERROR('Cost scenario - input'!A100,\"\")","v":""},{"$f":"IFERROR('Cost scenario - input'!B100,\"\")","v":""},{"$f":"IFERROR('Cost scenario - input'!C100,\"\")","v":""},{"$f":"IFERROR(repcalc('Cost scenario - input'!$CY100:$GK100,'Cost scenario - input'!$J100,'Cost scenario - input'!$H100,'Cost scenario - input'!$I100,20,TRUE,TRUE),\"\")","v":""},"","","","","","","","","","","","","","","","","","","",{"$f":"IFERROR(IF(OR(D115=\"\",'Cost scenario - input'!$G100=\"\"),\"\",D115/'Cost scenario - input'!$G100),\"\")","v":""},{"$f":"IFERROR(IF(OR(E115=\"\",'Cost scenario - input'!$G100=\"\"),\"\",E115/'Cost scenario - input'!$G100),\"\")","v":""},{"$f":"IFERROR(IF(OR(F115=\"\",'Cost scenario - input'!$G100=\"\"),\"\",F115/'Cost scenario - input'!$G100),\"\")","v":""},{"$f":"IFERROR(IF(OR(G115=\"\",'Cost scenario - input'!$G100=\"\"),\"\",G115/'Cost scenario - input'!$G100),\"\")","v":""},{"$f":"IFERROR(IF(OR(H115=\"\",'Cost scenario - input'!$G100=\"\"),\"\",H115/'Cost scenario - input'!$G100),\"\")","v":""},{"$f":"IFERROR(IF(OR(I115=\"\",'Cost scenario - input'!$G100=\"\"),\"\",I115/'Cost scenario - input'!$G100),\"\")","v":""},{"$f":"IFERROR(IF(OR(J115=\"\",'Cost scenario - input'!$G100=\"\"),\"\",J115/'Cost scenario - input'!$G100),\"\")","v":""},{"$f":"IFERROR(IF(OR(K115=\"\",'Cost scenario - input'!$G100=\"\"),\"\",K115/'Cost scenario - input'!$G100),\"\")","v":""},{"$f":"IFERROR(IF(OR(L115=\"\",'Cost scenario - input'!$G100=\"\"),\"\",L115/'Cost scenario - input'!$G100),\"\")","v":""},{"$f":"IFERROR(IF(OR(M115=\"\",'Cost scenario - input'!$G100=\"\"),\"\",M115/'Cost scenario - input'!$G100),\"\")","v":""},{"$f":"IFERROR(IF(OR(N115=\"\",'Cost scenario - input'!$G100=\"\"),\"\",N115/'Cost scenario - input'!$G100),\"\")","v":""},{"$f":"IFERROR(IF(OR(O115=\"\",'Cost scenario - input'!$G100=\"\"),\"\",O115/'Cost scenario - input'!$G100),\"\")","v":""},{"$f":"IFERROR(IF(OR(P115=\"\",'Cost scenario - input'!$G100=\"\"),\"\",P115/'Cost scenario - input'!$G100),\"\")","v":""},{"$f":"IFERROR(IF(OR(Q115=\"\",'Cost scenario - input'!$G100=\"\"),\"\",Q115/'Cost scenario - input'!$G100),\"\")","v":""},{"$f":"IFERROR(IF(OR(R115=\"\",'Cost scenario - input'!$G100=\"\"),\"\",R115/'Cost scenario - input'!$G100),\"\")","v":""},{"$f":"IFERROR(IF(OR(S115=\"\",'Cost scenario - input'!$G100=\"\"),\"\",S115/'Cost scenario - input'!$G100),\"\")","v":""},{"$f":"IFERROR(IF(OR(T115=\"\",'Cost scenario - input'!$G100=\"\"),\"\",T115/'Cost scenario - input'!$G100),\"\")","v":""},{"$f":"IFERROR(IF(OR(U115=\"\",'Cost scenario - input'!$G100=\"\"),\"\",U115/'Cost scenario - input'!$G100),\"\")","v":""},{"$f":"IFERROR(IF(OR(V115=\"\",'Cost scenario - input'!$G100=\"\"),\"\",V115/'Cost scenario - input'!$G100),\"\")","v":""},{"$f":"IFERROR(IF(OR(W115=\"\",'Cost scenario - input'!$G100=\"\"),\"\",W115/'Cost scenario - input'!$G100),\"\")","v":""}]
[{"$f":"IFERROR('Cost scenario - input'!A101,\"\")","v":""},{"$f":"IFERROR('Cost scenario - input'!B101,\"\")","v":""},{"$f":"IFERROR('Cost scenario - input'!C101,\"\")","v":""},{"$f":"IFERROR(repcalc('Cost scenario - input'!$CY101:$GK101,'Cost scenario - input'!$J101,'Cost scenario - input'!$H101,'Cost scenario - input'!$I101,20,TRUE,TRUE),\"\")","v":""},"","","","","","","","","","","","","","","","","","","",{"$f":"IFERROR(IF(OR(D116=\"\",'Cost scenario - input'!$G101=\"\"),\"\",D116/'Cost scenario - input'!$G101),\"\")","v":""},{"$f":"IFERROR(IF(OR(E116=\"\",'Cost scenario - input'!$G101=\"\"),\"\",E116/'Cost scenario - input'!$G101),\"\")","v":""},{"$f":"IFERROR(IF(OR(F116=\"\",'Cost scenario - input'!$G101=\"\"),\"\",F116/'Cost scenario - input'!$G101),\"\")","v":""},{"$f":"IFERROR(IF(OR(G116=\"\",'Cost scenario - input'!$G101=\"\"),\"\",G116/'Cost scenario - input'!$G101),\"\")","v":""},{"$f":"IFERROR(IF(OR(H116=\"\",'Cost scenario - input'!$G101=\"\"),\"\",H116/'Cost scenario - input'!$G101),\"\")","v":""},{"$f":"IFERROR(IF(OR(I116=\"\",'Cost scenario - input'!$G101=\"\"),\"\",I116/'Cost scenario - input'!$G101),\"\")","v":""},{"$f":"IFERROR(IF(OR(J116=\"\",'Cost scenario - input'!$G101=\"\"),\"\",J116/'Cost scenario - input'!$G101),\"\")","v":""},{"$f":"IFERROR(IF(OR(K116=\"\",'Cost scenario - input'!$G101=\"\"),\"\",K116/'Cost scenario - input'!$G101),\"\")","v":""},{"$f":"IFERROR(IF(OR(L116=\"\",'Cost scenario - input'!$G101=\"\"),\"\",L116/'Cost scenario - input'!$G101),\"\")","v":""},{"$f":"IFERROR(IF(OR(M116=\"\",'Cost scenario - input'!$G101=\"\"),\"\",M116/'Cost scenario - input'!$G101),\"\")","v":""},{"$f":"IFERROR(IF(OR(N116=\"\",'Cost scenario - input'!$G101=\"\"),\"\",N116/'Cost scenario - input'!$G101),\"\")","v":""},{"$f":"IFERROR(IF(OR(O116=\"\",'Cost scenario - input'!$G101=\"\"),\"\",O116/'Cost scenario - input'!$G101),\"\")","v":""},{"$f":"IFERROR(IF(OR(P116=\"\",'Cost scenario - input'!$G101=\"\"),\"\",P116/'Cost scenario - input'!$G101),\"\")","v":""},{"$f":"IFERROR(IF(OR(Q116=\"\",'Cost scenario - input'!$G101=\"\"),\"\",Q116/'Cost scenario - input'!$G101),\"\")","v":""},{"$f":"IFERROR(IF(OR(R116=\"\",'Cost scenario - input'!$G101=\"\"),\"\",R116/'Cost scenario - input'!$G101),\"\")","v":""},{"$f":"IFERROR(IF(OR(S116=\"\",'Cost scenario - input'!$G101=\"\"),\"\",S116/'Cost scenario - input'!$G101),\"\")","v":""},{"$f":"IFERROR(IF(OR(T116=\"\",'Cost scenario - input'!$G101=\"\"),\"\",T116/'Cost scenario - input'!$G101),\"\")","v":""},{"$f":"IFERROR(IF(OR(U116=\"\",'Cost scenario - input'!$G101=\"\"),\"\",U116/'Cost scenario - input'!$G101),\"\")","v":""},{"$f":"IFERROR(IF(OR(V116=\"\",'Cost scenario - input'!$G101=\"\"),\"\",V116/'Cost scenario - input'!$G101),\"\")","v":""},{"$f":"IFERROR(IF(OR(W116=\"\",'Cost scenario - input'!$G101=\"\"),\"\",W116/'Cost scenario - input'!$G101),\"\")","v":""}]
[{"$f":"IFERROR('Cost scenario - input'!A102,\"\")","v":""},{"$f":"IFERROR('Cost scenario - input'!B102,\"\")","v":""},{"$f":"IFERROR('Cost scenario - input'!C102,\"\")","v":""},{"$f":"IFERROR(repcalc('Cost scenario - input'!$CY102:$GK102,'Cost scenario - input'!$J102,'Cost scenario - input'!$H102,'Cost scenario - input'!$I102,20,TRUE,TRUE),\"\")","v":""},"","","","","","","","","","","","","","","","","","","",{"$f":"IFERROR(IF(OR(D117=\"\",'Cost scenario - input'!$G102=\"\"),\"\",D117/'Cost scenario - input'!$G102),\"\")","v":""},{"$f":"IFERROR(IF(OR(E117=\"\",'Cost scenario - input'!$G102=\"\"),\"\",E117/'Cost scenario - input'!$G102),\"\")","v":""},{"$f":"IFERROR(IF(OR(F117=\"\",'Cost scenario - input'!$G102=\"\"),\"\",F117/'Cost scenario - input'!$G102),\"\")","v":""},{"$f":"IFERROR(IF(OR(G117=\"\",'Cost scenario - input'!$G102=\"\"),\"\",G117/'Cost scenario - input'!$G102),\"\")","v":""},{"$f":"IFERROR(IF(OR(H117=\"\",'Cost scenario - input'!$G102=\"\"),\"\",H117/'Cost scenario - input'!$G102),\"\")","v":""},{"$f":"IFERROR(IF(OR(I117=\"\",'Cost scenario - input'!$G102=\"\"),\"\",I117/'Cost scenario - input'!$G102),\"\")","v":""},{"$f":"IFERROR(IF(OR(J117=\"\",'Cost scenario - input'!$G102=\"\"),\"\",J117/'Cost scenario - input'!$G102),\"\")","v":""},{"$f":"IFERROR(IF(OR(K117=\"\",'Cost scenario - input'!$G102=\"\"),\"\",K117/'Cost scenario - input'!$G102),\"\")","v":""},{"$f":"IFERROR(IF(OR(L117=\"\",'Cost scenario - input'!$G102=\"\"),\"\",L117/'Cost scenario - input'!$G102),\"\")","v":""},{"$f":"IFERROR(IF(OR(M117=\"\",'Cost scenario - input'!$G102=\"\"),\"\",M117/'Cost scenario - input'!$G102),\"\")","v":""},{"$f":"IFERROR(IF(OR(N117=\"\",'Cost scenario - input'!$G102=\"\"),\"\",N117/'Cost scenario - input'!$G102),\"\")","v":""},{"$f":"IFERROR(IF(OR(O117=\"\",'Cost scenario - input'!$G102=\"\"),\"\",O117/'Cost scenario - input'!$G102),\"\")","v":""},{"$f":"IFERROR(IF(OR(P117=\"\",'Cost scenario - input'!$G102=\"\"),\"\",P117/'Cost scenario - input'!$G102),\"\")","v":""},{"$f":"IFERROR(IF(OR(Q117=\"\",'Cost scenario - input'!$G102=\"\"),\"\",Q117/'Cost scenario - input'!$G102),\"\")","v":""},{"$f":"IFERROR(IF(OR(R117=\"\",'Cost scenario - input'!$G102=\"\"),\"\",R117/'Cost scenario - input'!$G102),\"\")","v":""},{"$f":"IFERROR(IF(OR(S117=\"\",'Cost scenario - input'!$G102=\"\"),\"\",S117/'Cost scenario - input'!$G102),\"\")","v":""},{"$f":"IFERROR(IF(OR(T117=\"\",'Cost scenario - input'!$G102=\"\"),\"\",T117/'Cost scenario - input'!$G102),\"\")","v":""},{"$f":"IFERROR(IF(OR(U117=\"\",'Cost scenario - input'!$G102=\"\"),\"\",U117/'Cost scenario - input'!$G102),\"\")","v":""},{"$f":"IFERROR(IF(OR(V117=\"\",'Cost scenario - input'!$G102=\"\"),\"\",V117/'Cost scenario - input'!$G102),\"\")","v":""},{"$f":"IFERROR(IF(OR(W117=\"\",'Cost scenario - input'!$G102=\"\"),\"\",W117/'Cost scenario - input'!$G102),\"\")","v":""}]
[{"$f":"IFERROR('Cost scenario - input'!A103,\"\")","v":""},{"$f":"IFERROR('Cost scenario - input'!B103,\"\")","v":""},{"$f":"IFERROR('Cost scenario - input'!C103,\"\")","v":""},{"$f":"IFERROR(repcalc('Cost scenario - input'!$CY103:$GK103,'Cost scenario - input'!$J103,'Cost scenario - input'!$H103,'Cost scenario - input'!$I103,20,TRUE,TRUE),\"\")","v":""},"","","","","","","","","","","","","","","","","","","",{"$f":"IFERROR(IF(OR(D118=\"\",'Cost scenario - input'!$G103=\"\"),\"\",D118/'Cost scenario - input'!$G103),\"\")","v":""},{"$f":"IFERROR(IF(OR(E118=\"\",'Cost scenario - input'!$G103=\"\"),\"\",E118/'Cost scenario - input'!$G103),\"\")","v":""},{"$f":"IFERROR(IF(OR(F118=\"\",'Cost scenario - input'!$G103=\"\"),\"\",F118/'Cost scenario - input'!$G103),\"\")","v":""},{"$f":"IFERROR(IF(OR(G118=\"\",'Cost scenario - input'!$G103=\"\"),\"\",G118/'Cost scenario - input'!$G103),\"\")","v":""},{"$f":"IFERROR(IF(OR(H118=\"\",'Cost scenario - input'!$G103=\"\"),\"\",H118/'Cost scenario - input'!$G103),\"\")","v":""},{"$f":"IFERROR(IF(OR(I118=\"\",'Cost scenario - input'!$G103=\"\"),\"\",I118/'Cost scenario - input'!$G103),\"\")","v":""},{"$f":"IFERROR(IF(OR(J118=\"\",'Cost scenario - input'!$G103=\"\"),\"\",J118/'Cost scenario - input'!$G103),\"\")","v":""},{"$f":"IFERROR(IF(OR(K118=\"\",'Cost scenario - input'!$G103=\"\"),\"\",K118/'Cost scenario - input'!$G103),\"\")","v":""},{"$f":"IFERROR(IF(OR(L118=\"\",'Cost scenario - input'!$G103=\"\"),\"\",L118/'Cost scenario - input'!$G103),\"\")","v":""},{"$f":"IFERROR(IF(OR(M118=\"\",'Cost scenario - input'!$G103=\"\"),\"\",M118/'Cost scenario - input'!$G103),\"\")","v":""},{"$f":"IFERROR(IF(OR(N118=\"\",'Cost scenario - input'!$G103=\"\"),\"\",N118/'Cost scenario - input'!$G103),\"\")","v":""},{"$f":"IFERROR(IF(OR(O118=\"\",'Cost scenario - input'!$G103=\"\"),\"\",O118/'Cost scenario - input'!$G103),\"\")","v":""},{"$f":"IFERROR(IF(OR(P118=\"\",'Cost scenario - input'!$G103=\"\"),\"\",P118/'Cost scenario - input'!$G103),\"\")","v":""},{"$f":"IFERROR(IF(OR(Q118=\"\",'Cost scenario - input'!$G103=\"\"),\"\",Q118/'Cost scenario - input'!$G103),\"\")","v":""},{"$f":"IFERROR(IF(OR(R118=\"\",'Cost scenario - input'!$G103=\"\"),\"\",R118/'Cost scenario - input'!$G103),\"\")","v":""},{"$f":"IFERROR(IF(OR(S118=\"\",'Cost scenario - input'!$G103=\"\"),\"\",S118/'Cost scenario - input'!$G103),\"\")","v":""},{"$f":"IFERROR(IF(OR(T118=\"\",'Cost scenario - input'!$G103=\"\"),\"\",T118/'Cost scenario - input'!$G103),\"\")","v":""},{"$f":"IFERROR(IF(OR(U118=\"\",'Cost scenario - input'!$G103=\"\"),\"\",U118/'Cost scenario - input'!$G103),\"\")","v":""},{"$f":"IFERROR(IF(OR(V118=\"\",'Cost scenario - input'!$G103=\"\"),\"\",V118/'Cost scenario - input'!$G103),\"\")","v":""},{"$f":"IFERROR(IF(OR(W118=\"\",'Cost scenario - input'!$G103=\"\"),\"\",W118/'Cost scenario - input'!$G103),\"\")","v":""}]
[{"$f":"IFERROR('Cost scenario - input'!A104,\"\")","v":""},{"$f":"IFERROR('Cost scenario - input'!B104,\"\")","v":""},{"$f":"IFERROR('Cost scenario - input'!C104,\"\")","v":""},{"$f":"IFERROR(repcalc('Cost scenario - input'!$CY104:$GK104,'Cost scenario - input'!$J104,'Cost scenario - input'!$H104,'Cost scenario - input'!$I104,20,TRUE,TRUE),\"\")","v":""},"","","","","","","","","","","","","","","","","","","",{"$f":"IFERROR(IF(OR(D119=\"\",'Cost scenario - input'!$G104=\"\"),\"\",D119/'Cost scenario - input'!$G104),\"\")","v":""},{"$f":"IFERROR(IF(OR(E119=\"\",'Cost scenario - input'!$G104=\"\"),\"\",E119/'Cost scenario - input'!$G104),\"\")","v":""},{"$f":"IFERROR(IF(OR(F119=\"\",'Cost scenario - input'!$G104=\"\"),\"\",F119/'Cost scenario - input'!$G104),\"\")","v":""},{"$f":"IFERROR(IF(OR(G119=\"\",'Cost scenario - input'!$G104=\"\"),\"\",G119/'Cost scenario - input'!$G104),\"\")","v":""},{"$f":"IFERROR(IF(OR(H119=\"\",'Cost scenario - input'!$G104=\"\"),\"\",H119/'Cost scenario - input'!$G104),\"\")","v":""},{"$f":"IFERROR(IF(OR(I119=\"\",'Cost scenario - input'!$G104=\"\"),\"\",I119/'Cost scenario - input'!$G104),\"\")","v":""},{"$f":"IFERROR(IF(OR(J119=\"\",'Cost scenario - input'!$G104=\"\"),\"\",J119/'Cost scenario - input'!$G104),\"\")","v":""},{"$f":"IFERROR(IF(OR(K119=\"\",'Cost scenario - input'!$G104=\"\"),\"\",K119/'Cost scenario - input'!$G104),\"\")","v":""},{"$f":"IFERROR(IF(OR(L119=\"\",'Cost scenario - input'!$G104=\"\"),\"\",L119/'Cost scenario - input'!$G104),\"\")","v":""},{"$f":"IFERROR(IF(OR(M119=\"\",'Cost scenario - input'!$G104=\"\"),\"\",M119/'Cost scenario - input'!$G104),\"\")","v":""},{"$f":"IFERROR(IF(OR(N119=\"\",'Cost scenario - input'!$G104=\"\"),\"\",N119/'Cost scenario - input'!$G104),\"\")","v":""},{"$f":"IFERROR(IF(OR(O119=\"\",'Cost scenario - input'!$G104=\"\"),\"\",O119/'Cost scenario - input'!$G104),\"\")","v":""},{"$f":"IFERROR(IF(OR(P119=\"\",'Cost scenario - input'!$G104=\"\"),\"\",P119/'Cost scenario - input'!$G104),\"\")","v":""},{"$f":"IFERROR(IF(OR(Q119=\"\",'Cost scenario - input'!$G104=\"\"),\"\",Q119/'Cost scenario - input'!$G104),\"\")","v":""},{"$f":"IFERROR(IF(OR(R119=\"\",'Cost scenario - input'!$G104=\"\"),\"\",R119/'Cost scenario - input'!$G104),\"\")","v":""},{"$f":"IFERROR(IF(OR(S119=\"\",'Cost scenario - input'!$G104=\"\"),\"\",S119/'Cost scenario - input'!$G104),\"\")","v":""},{"$f":"IFERROR(IF(OR(T119=\"\",'Cost scenario - input'!$G104=\"\"),\"\",T119/'Cost scenario - input'!$G104),\"\")","v":""},{"$f":"IFERROR(IF(OR(U119=\"\",'Cost scenario - input'!$G104=\"\"),\"\",U119/'Cost scenario - input'!$G104),\"\")","v":""},{"$f":"IFERROR(IF(OR(V119=\"\",'Cost scenario - input'!$G104=\"\"),\"\",V119/'Cost scenario - input'!$G104),\"\")","v":""},{"$f":"IFERROR(IF(OR(W119=\"\",'Cost scenario - input'!$G104=\"\"),\"\",W119/'Cost scenario - input'!$G104),\"\")","v":""}]
[{"$f":"IFERROR('Cost scenario - input'!A105,\"\")","v":""},{"$f":"IFERROR('Cost scenario - input'!B105,\"\")","v":""},{"$f":"IFERROR('Cost scenario - input'!C105,\"\")","v":""},{"$f":"IFERROR(repcalc('Cost scenario - input'!$CY105:$GK105,'Cost scenario - input'!$J105,'Cost scenario - input'!$H105,'Cost scenario - input'!$I105,20,TRUE,TRUE),\"\")","v":""},"","","","","","","","","","","","","","","","","","","",{"$f":"IFERROR(IF(OR(D120=\"\",'Cost scenario - input'!$G105=\"\"),\"\",D120/'Cost scenario - input'!$G105),\"\")","v":""},{"$f":"IFERROR(IF(OR(E120=\"\",'Cost scenario - input'!$G105=\"\"),\"\",E120/'Cost scenario - input'!$G105),\"\")","v":""},{"$f":"IFERROR(IF(OR(F120=\"\",'Cost scenario - input'!$G105=\"\"),\"\",F120/'Cost scenario - input'!$G105),\"\")","v":""},{"$f":"IFERROR(IF(OR(G120=\"\",'Cost scenario - input'!$G105=\"\"),\"\",G120/'Cost scenario - input'!$G105),\"\")","v":""},{"$f":"IFERROR(IF(OR(H120=\"\",'Cost scenario - input'!$G105=\"\"),\"\",H120/'Cost scenario - input'!$G105),\"\")","v":""},{"$f":"IFERROR(IF(OR(I120=\"\",'Cost scenario - input'!$G105=\"\"),\"\",I120/'Cost scenario - input'!$G105),\"\")","v":""},{"$f":"IFERROR(IF(OR(J120=\"\",'Cost scenario - input'!$G105=\"\"),\"\",J120/'Cost scenario - input'!$G105),\"\")","v":""},{"$f":"IFERROR(IF(OR(K120=\"\",'Cost scenario - input'!$G105=\"\"),\"\",K120/'Cost scenario - input'!$G105),\"\")","v":""},{"$f":"IFERROR(IF(OR(L120=\"\",'Cost scenario - input'!$G105=\"\"),\"\",L120/'Cost scenario - input'!$G105),\"\")","v":""},{"$f":"IFERROR(IF(OR(M120=\"\",'Cost scenario - input'!$G105=\"\"),\"\",M120/'Cost scenario - input'!$G105),\"\")","v":""},{"$f":"IFERROR(IF(OR(N120=\"\",'Cost scenario - input'!$G105=\"\"),\"\",N120/'Cost scenario - input'!$G105),\"\")","v":""},{"$f":"IFERROR(IF(OR(O120=\"\",'Cost scenario - input'!$G105=\"\"),\"\",O120/'Cost scenario - input'!$G105),\"\")","v":""},{"$f":"IFERROR(IF(OR(P120=\"\",'Cost scenario - input'!$G105=\"\"),\"\",P120/'Cost scenario - input'!$G105),\"\")","v":""},{"$f":"IFERROR(IF(OR(Q120=\"\",'Cost scenario - input'!$G105=\"\"),\"\",Q120/'Cost scenario - input'!$G105),\"\")","v":""},{"$f":"IFERROR(IF(OR(R120=\"\",'Cost scenario - input'!$G105=\"\"),\"\",R120/'Cost scenario - input'!$G105),\"\")","v":""},{"$f":"IFERROR(IF(OR(S120=\"\",'Cost scenario - input'!$G105=\"\"),\"\",S120/'Cost scenario - input'!$G105),\"\")","v":""},{"$f":"IFERROR(IF(OR(T120=\"\",'Cost scenario - input'!$G105=\"\"),\"\",T120/'Cost scenario - input'!$G105),\"\")","v":""},{"$f":"IFERROR(IF(OR(U120=\"\",'Cost scenario - input'!$G105=\"\"),\"\",U120/'Cost scenario - input'!$G105),\"\")","v":""},{"$f":"IFERROR(IF(OR(V120=\"\",'Cost scenario - input'!$G105=\"\"),\"\",V120/'Cost scenario - input'!$G105),\"\")","v":""},{"$f":"IFERROR(IF(OR(W120=\"\",'Cost scenario - input'!$G105=\"\"),\"\",W120/'Cost scenario - input'!$G105),\"\")","v":""}]
[{"$f":"IFERROR('Cost scenario - input'!A106,\"\")","v":""},{"$f":"IFERROR('Cost scenario - input'!B106,\"\")","v":""},{"$f":"IFERROR('Cost scenario - input'!C106,\"\")","v":""},{"$f":"IFERROR(repcalc('Cost scenario - input'!$CY106:$GK106,'Cost scenario - input'!$J106,'Cost scenario - input'!$H106,'Cost scenario - input'!$I106,20,TRUE,TRUE),\"\")","v":""},"","","","","","","","","","","","","","","","","","","",{"$f":"IFERROR(IF(OR(D121=\"\",'Cost scenario - input'!$G106=\"\"),\"\",D121/'Cost scenario - input'!$G106),\"\")","v":""},{"$f":"IFERROR(IF(OR(E121=\"\",'Cost scenario - input'!$G106=\"\"),\"\",E121/'Cost scenario - input'!$G106),\"\")","v":""},{"$f":"IFERROR(IF(OR(F121=\"\",'Cost scenario - input'!$G106=\"\"),\"\",F121/'Cost scenario - input'!$G106),\"\")","v":""},{"$f":"IFERROR(IF(OR(G121=\"\",'Cost scenario - input'!$G106=\"\"),\"\",G121/'Cost scenario - input'!$G106),\"\")","v":""},{"$f":"IFERROR(IF(OR(H121=\"\",'Cost scenario - input'!$G106=\"\"),\"\",H121/'Cost scenario - input'!$G106),\"\")","v":""},{"$f":"IFERROR(IF(OR(I121=\"\",'Cost scenario - input'!$G106=\"\"),\"\",I121/'Cost scenario - input'!$G106),\"\")","v":""},{"$f":"IFERROR(IF(OR(J121=\"\",'Cost scenario - input'!$G106=\"\"),\"\",J121/'Cost scenario - input'!$G106),\"\")","v":""},{"$f":"IFERROR(IF(OR(K121=\"\",'Cost scenario - input'!$G106=\"\"),\"\",K121/'Cost scenario - input'!$G106),\"\")","v":""},{"$f":"IFERROR(IF(OR(L121=\"\",'Cost scenario - input'!$G106=\"\"),\"\",L121/'Cost scenario - input'!$G106),\"\")","v":""},{"$f":"IFERROR(IF(OR(M121=\"\",'Cost scenario - input'!$G106=\"\"),\"\",M121/'Cost scenario - input'!$G106),\"\")","v":""},{"$f":"IFERROR(IF(OR(N121=\"\",'Cost scenario - input'!$G106=\"\"),\"\",N121/'Cost scenario - input'!$G106),\"\")","v":""},{"$f":"IFERROR(IF(OR(O121=\"\",'Cost scenario - input'!$G106=\"\"),\"\",O121/'Cost scenario - input'!$G106),\"\")","v":""},{"$f":"IFERROR(IF(OR(P121=\"\",'Cost scenario - input'!$G106=\"\"),\"\",P121/'Cost scenario - input'!$G106),\"\")","v":""},{"$f":"IFERROR(IF(OR(Q121=\"\",'Cost scenario - input'!$G106=\"\"),\"\",Q121/'Cost scenario - input'!$G106),\"\")","v":""},{"$f":"IFERROR(IF(OR(R121=\"\",'Cost scenario - input'!$G106=\"\"),\"\",R121/'Cost scenario - input'!$G106),\"\")","v":""},{"$f":"IFERROR(IF(OR(S121=\"\",'Cost scenario - input'!$G106=\"\"),\"\",S121/'Cost scenario - input'!$G106),\"\")","v":""},{"$f":"IFERROR(IF(OR(T121=\"\",'Cost scenario - input'!$G106=\"\"),\"\",T121/'Cost scenario - input'!$G106),\"\")","v":""},{"$f":"IFERROR(IF(OR(U121=\"\",'Cost scenario - input'!$G106=\"\"),\"\",U121/'Cost scenario - input'!$G106),\"\")","v":""},{"$f":"IFERROR(IF(OR(V121=\"\",'Cost scenario - input'!$G106=\"\"),\"\",V121/'Cost scenario - input'!$G106),\"\")","v":""},{"$f":"IFERROR(IF(OR(W121=\"\",'Cost scenario - input'!$G106=\"\"),\"\",W121/'Cost scenario - input'!$G106),\"\")","v":""}]
[{"$f":"IFERROR('Cost scenario - input'!A107,\"\")","v":""},{"$f":"IFERROR('Cost scenario - input'!B107,\"\")","v":""},{"$f":"IFERROR('Cost scenario - input'!C107,\"\")","v":""},{"$f":"IFERROR(repcalc('Cost scenario - input'!$CY107:$GK107,'Cost scenario - input'!$J107,'Cost scenario - input'!$H107,'Cost scenario - input'!$I107,20,TRUE,TRUE),\"\")","v":""},"","","","","","","","","","","","","","","","","","","",{"$f":"IFERROR(IF(OR(D122=\"\",'Cost scenario - input'!$G107=\"\"),\"\",D122/'Cost scenario - input'!$G107),\"\")","v":""},{"$f":"IFERROR(IF(OR(E122=\"\",'Cost scenario - input'!$G107=\"\"),\"\",E122/'Cost scenario - input'!$G107),\"\")","v":""},{"$f":"IFERROR(IF(OR(F122=\"\",'Cost scenario - input'!$G107=\"\"),\"\",F122/'Cost scenario - input'!$G107),\"\")","v":""},{"$f":"IFERROR(IF(OR(G122=\"\",'Cost scenario - input'!$G107=\"\"),\"\",G122/'Cost scenario - input'!$G107),\"\")","v":""},{"$f":"IFERROR(IF(OR(H122=\"\",'Cost scenario - input'!$G107=\"\"),\"\",H122/'Cost scenario - input'!$G107),\"\")","v":""},{"$f":"IFERROR(IF(OR(I122=\"\",'Cost scenario - input'!$G107=\"\"),\"\",I122/'Cost scenario - input'!$G107),\"\")","v":""},{"$f":"IFERROR(IF(OR(J122=\"\",'Cost scenario - input'!$G107=\"\"),\"\",J122/'Cost scenario - input'!$G107),\"\")","v":""},{"$f":"IFERROR(IF(OR(K122=\"\",'Cost scenario - input'!$G107=\"\"),\"\",K122/'Cost scenario - input'!$G107),\"\")","v":""},{"$f":"IFERROR(IF(OR(L122=\"\",'Cost scenario - input'!$G107=\"\"),\"\",L122/'Cost scenario - input'!$G107),\"\")","v":""},{"$f":"IFERROR(IF(OR(M122=\"\",'Cost scenario - input'!$G107=\"\"),\"\",M122/'Cost scenario - input'!$G107),\"\")","v":""},{"$f":"IFERROR(IF(OR(N122=\"\",'Cost scenario - input'!$G107=\"\"),\"\",N122/'Cost scenario - input'!$G107),\"\")","v":""},{"$f":"IFERROR(IF(OR(O122=\"\",'Cost scenario - input'!$G107=\"\"),\"\",O122/'Cost scenario - input'!$G107),\"\")","v":""},{"$f":"IFERROR(IF(OR(P122=\"\",'Cost scenario - input'!$G107=\"\"),\"\",P122/'Cost scenario - input'!$G107),\"\")","v":""},{"$f":"IFERROR(IF(OR(Q122=\"\",'Cost scenario - input'!$G107=\"\"),\"\",Q122/'Cost scenario - input'!$G107),\"\")","v":""},{"$f":"IFERROR(IF(OR(R122=\"\",'Cost scenario - input'!$G107=\"\"),\"\",R122/'Cost scenario - input'!$G107),\"\")","v":""},{"$f":"IFERROR(IF(OR(S122=\"\",'Cost scenario - input'!$G107=\"\"),\"\",S122/'Cost scenario - input'!$G107),\"\")","v":""},{"$f":"IFERROR(IF(OR(T122=\"\",'Cost scenario - input'!$G107=\"\"),\"\",T122/'Cost scenario - input'!$G107),\"\")","v":""},{"$f":"IFERROR(IF(OR(U122=\"\",'Cost scenario - input'!$G107=\"\"),\"\",U122/'Cost scenario - input'!$G107),\"\")","v":""},{"$f":"IFERROR(IF(OR(V122=\"\",'Cost scenario - input'!$G107=\"\"),\"\",V122/'Cost scenario - input'!$G107),\"\")","v":""},{"$f":"IFERROR(IF(OR(W122=\"\",'Cost scenario - input'!$G107=\"\"),\"\",W122/'Cost scenario - input'!$G107),\"\")","v":""}]
[{"$f":"IFERROR('Cost scenario - input'!A108,\"\")","v":""},{"$f":"IFERROR('Cost scenario - input'!B108,\"\")","v":""},{"$f":"IFERROR('Cost scenario - input'!C108,\"\")","v":""},{"$f":"IFERROR(repcalc('Cost scenario - input'!$CY108:$GK108,'Cost scenario - input'!$J108,'Cost scenario - input'!$H108,'Cost scenario - input'!$I108,20,TRUE,TRUE),\"\")","v":""},"","","","","","","","","","","","","","","","","","","",{"$f":"IFERROR(IF(OR(D123=\"\",'Cost scenario - input'!$G108=\"\"),\"\",D123/'Cost scenario - input'!$G108),\"\")","v":""},{"$f":"IFERROR(IF(OR(E123=\"\",'Cost scenario - input'!$G108=\"\"),\"\",E123/'Cost scenario - input'!$G108),\"\")","v":""},{"$f":"IFERROR(IF(OR(F123=\"\",'Cost scenario - input'!$G108=\"\"),\"\",F123/'Cost scenario - input'!$G108),\"\")","v":""},{"$f":"IFERROR(IF(OR(G123=\"\",'Cost scenario - input'!$G108=\"\"),\"\",G123/'Cost scenario - input'!$G108),\"\")","v":""},{"$f":"IFERROR(IF(OR(H123=\"\",'Cost scenario - input'!$G108=\"\"),\"\",H123/'Cost scenario - input'!$G108),\"\")","v":""},{"$f":"IFERROR(IF(OR(I123=\"\",'Cost scenario - input'!$G108=\"\"),\"\",I123/'Cost scenario - input'!$G108),\"\")","v":""},{"$f":"IFERROR(IF(OR(J123=\"\",'Cost scenario - input'!$G108=\"\"),\"\",J123/'Cost scenario - input'!$G108),\"\")","v":""},{"$f":"IFERROR(IF(OR(K123=\"\",'Cost scenario - input'!$G108=\"\"),\"\",K123/'Cost scenario - input'!$G108),\"\")","v":""},{"$f":"IFERROR(IF(OR(L123=\"\",'Cost scenario - input'!$G108=\"\"),\"\",L123/'Cost scenario - input'!$G108),\"\")","v":""},{"$f":"IFERROR(IF(OR(M123=\"\",'Cost scenario - input'!$G108=\"\"),\"\",M123/'Cost scenario - input'!$G108),\"\")","v":""},{"$f":"IFERROR(IF(OR(N123=\"\",'Cost scenario - input'!$G108=\"\"),\"\",N123/'Cost scenario - input'!$G108),\"\")","v":""},{"$f":"IFERROR(IF(OR(O123=\"\",'Cost scenario - input'!$G108=\"\"),\"\",O123/'Cost scenario - input'!$G108),\"\")","v":""},{"$f":"IFERROR(IF(OR(P123=\"\",'Cost scenario - input'!$G108=\"\"),\"\",P123/'Cost scenario - input'!$G108),\"\")","v":""},{"$f":"IFERROR(IF(OR(Q123=\"\",'Cost scenario - input'!$G108=\"\"),\"\",Q123/'Cost scenario - input'!$G108),\"\")","v":""},{"$f":"IFERROR(IF(OR(R123=\"\",'Cost scenario - input'!$G108=\"\"),\"\",R123/'Cost scenario - input'!$G108),\"\")","v":""},{"$f":"IFERROR(IF(OR(S123=\"\",'Cost scenario - input'!$G108=\"\"),\"\",S123/'Cost scenario - input'!$G108),\"\")","v":""},{"$f":"IFERROR(IF(OR(T123=\"\",'Cost scenario - input'!$G108=\"\"),\"\",T123/'Cost scenario - input'!$G108),\"\")","v":""},{"$f":"IFERROR(IF(OR(U123=\"\",'Cost scenario - input'!$G108=\"\"),\"\",U123/'Cost scenario - input'!$G108),\"\")","v":""},{"$f":"IFERROR(IF(OR(V123=\"\",'Cost scenario - input'!$G108=\"\"),\"\",V123/'Cost scenario - input'!$G108),\"\")","v":""},{"$f":"IFERROR(IF(OR(W123=\"\",'Cost scenario - input'!$G108=\"\"),\"\",W123/'Cost scenario - input'!$G108),\"\")","v":""}]
[{"$f":"IFERROR('Cost scenario - input'!A109,\"\")","v":""},{"$f":"IFERROR('Cost scenario - input'!B109,\"\")","v":""},{"$f":"IFERROR('Cost scenario - input'!C109,\"\")","v":""},{"$f":"IFERROR(repcalc('Cost scenario - input'!$CY109:$GK109,'Cost scenario - input'!$J109,'Cost scenario - input'!$H109,'Cost scenario - input'!$I109,20,TRUE,TRUE),\"\")","v":""},"","","","","","","","","","","","","","","","","","","",{"$f":"IFERROR(IF(OR(D124=\"\",'Cost scenario - input'!$G109=\"\"),\"\",D124/'Cost scenario - input'!$G109),\"\")","v":""},{"$f":"IFERROR(IF(OR(E124=\"\",'Cost scenario - input'!$G109=\"\"),\"\",E124/'Cost scenario - input'!$G109),\"\")","v":""},{"$f":"IFERROR(IF(OR(F124=\"\",'Cost scenario - input'!$G109=\"\"),\"\",F124/'Cost scenario - input'!$G109),\"\")","v":""},{"$f":"IFERROR(IF(OR(G124=\"\",'Cost scenario - input'!$G109=\"\"),\"\",G124/'Cost scenario - input'!$G109),\"\")","v":""},{"$f":"IFERROR(IF(OR(H124=\"\",'Cost scenario - input'!$G109=\"\"),\"\",H124/'Cost scenario - input'!$G109),\"\")","v":""},{"$f":"IFERROR(IF(OR(I124=\"\",'Cost scenario - input'!$G109=\"\"),\"\",I124/'Cost scenario - input'!$G109),\"\")","v":""},{"$f":"IFERROR(IF(OR(J124=\"\",'Cost scenario - input'!$G109=\"\"),\"\",J124/'Cost scenario - input'!$G109),\"\")","v":""},{"$f":"IFERROR(IF(OR(K124=\"\",'Cost scenario - input'!$G109=\"\"),\"\",K124/'Cost scenario - input'!$G109),\"\")","v":""},{"$f":"IFERROR(IF(OR(L124=\"\",'Cost scenario - input'!$G109=\"\"),\"\",L124/'Cost scenario - input'!$G109),\"\")","v":""},{"$f":"IFERROR(IF(OR(M124=\"\",'Cost scenario - input'!$G109=\"\"),\"\",M124/'Cost scenario - input'!$G109),\"\")","v":""},{"$f":"IFERROR(IF(OR(N124=\"\",'Cost scenario - input'!$G109=\"\"),\"\",N124/'Cost scenario - input'!$G109),\"\")","v":""},{"$f":"IFERROR(IF(OR(O124=\"\",'Cost scenario - input'!$G109=\"\"),\"\",O124/'Cost scenario - input'!$G109),\"\")","v":""},{"$f":"IFERROR(IF(OR(P124=\"\",'Cost scenario - input'!$G109=\"\"),\"\",P124/'Cost scenario - input'!$G109),\"\")","v":""},{"$f":"IFERROR(IF(OR(Q124=\"\",'Cost scenario - input'!$G109=\"\"),\"\",Q124/'Cost scenario - input'!$G109),\"\")","v":""},{"$f":"IFERROR(IF(OR(R124=\"\",'Cost scenario - input'!$G109=\"\"),\"\",R124/'Cost scenario - input'!$G109),\"\")","v":""},{"$f":"IFERROR(IF(OR(S124=\"\",'Cost scenario - input'!$G109=\"\"),\"\",S124/'Cost scenario - input'!$G109),\"\")","v":""},{"$f":"IFERROR(IF(OR(T124=\"\",'Cost scenario - input'!$G109=\"\"),\"\",T124/'Cost scenario - input'!$G109),\"\")","v":""},{"$f":"IFERROR(IF(OR(U124=\"\",'Cost scenario - input'!$G109=\"\"),\"\",U124/'Cost scenario - input'!$G109),\"\")","v":""},{"$f":"IFERROR(IF(OR(V124=\"\",'Cost scenario - input'!$G109=\"\"),\"\",V124/'Cost scenario - input'!$G109),\"\")","v":""},{"$f":"IFERROR(IF(OR(W124=\"\",'Cost scenario - input'!$G109=\"\"),\"\",W124/'Cost scenario - input'!$G109),\"\")","v":""}]
[{"$f":"IFERROR('Cost scenario - input'!A110,\"\")","v":""},{"$f":"IFERROR('Cost scenario - input'!B110,\"\")","v":""},{"$f":"IFERROR('Cost scenario - input'!C110,\"\")","v":""},{"$f":"IFERROR(repcalc('Cost scenario - input'!$CY110:$GK110,'Cost scenario - input'!$J110,'Cost scenario - input'!$H110,'Cost scenario - input'!$I110,20,TRUE,TRUE),\"\")","v":""},"","","","","","","","","","","","","","","","","","","",{"$f":"IFERROR(IF(OR(D125=\"\",'Cost scenario - input'!$G110=\"\"),\"\",D125/'Cost scenario - input'!$G110),\"\")","v":""},{"$f":"IFERROR(IF(OR(E125=\"\",'Cost scenario - input'!$G110=\"\"),\"\",E125/'Cost scenario - input'!$G110),\"\")","v":""},{"$f":"IFERROR(IF(OR(F125=\"\",'Cost scenario - input'!$G110=\"\"),\"\",F125/'Cost scenario - input'!$G110),\"\")","v":""},{"$f":"IFERROR(IF(OR(G125=\"\",'Cost scenario - input'!$G110=\"\"),\"\",G125/'Cost scenario - input'!$G110),\"\")","v":""},{"$f":"IFERROR(IF(OR(H125=\"\",'Cost scenario - input'!$G110=\"\"),\"\",H125/'Cost scenario - input'!$G110),\"\")","v":""},{"$f":"IFERROR(IF(OR(I125=\"\",'Cost scenario - input'!$G110=\"\"),\"\",I125/'Cost scenario - input'!$G110),\"\")","v":""},{"$f":"IFERROR(IF(OR(J125=\"\",'Cost scenario - input'!$G110=\"\"),\"\",J125/'Cost scenario - input'!$G110),\"\")","v":""},{"$f":"IFERROR(IF(OR(K125=\"\",'Cost scenario - input'!$G110=\"\"),\"\",K125/'Cost scenario - input'!$G110),\"\")","v":""},{"$f":"IFERROR(IF(OR(L125=\"\",'Cost scenario - input'!$G110=\"\"),\"\",L125/'Cost scenario - input'!$G110),\"\")","v":""},{"$f":"IFERROR(IF(OR(M125=\"\",'Cost scenario - input'!$G110=\"\"),\"\",M125/'Cost scenario - input'!$G110),\"\")","v":""},{"$f":"IFERROR(IF(OR(N125=\"\",'Cost scenario - input'!$G110=\"\"),\"\",N125/'Cost scenario - input'!$G110),\"\")","v":""},{"$f":"IFERROR(IF(OR(O125=\"\",'Cost scenario - input'!$G110=\"\"),\"\",O125/'Cost scenario - input'!$G110),\"\")","v":""},{"$f":"IFERROR(IF(OR(P125=\"\",'Cost scenario - input'!$G110=\"\"),\"\",P125/'Cost scenario - input'!$G110),\"\")","v":""},{"$f":"IFERROR(IF(OR(Q125=\"\",'Cost scenario - input'!$G110=\"\"),\"\",Q125/'Cost scenario - input'!$G110),\"\")","v":""},{"$f":"IFERROR(IF(OR(R125=\"\",'Cost scenario - input'!$G110=\"\"),\"\",R125/'Cost scenario - input'!$G110),\"\")","v":""},{"$f":"IFERROR(IF(OR(S125=\"\",'Cost scenario - input'!$G110=\"\"),\"\",S125/'Cost scenario - input'!$G110),\"\")","v":""},{"$f":"IFERROR(IF(OR(T125=\"\",'Cost scenario - input'!$G110=\"\"),\"\",T125/'Cost scenario - input'!$G110),\"\")","v":""},{"$f":"IFERROR(IF(OR(U125=\"\",'Cost scenario - input'!$G110=\"\"),\"\",U125/'Cost scenario - input'!$G110),\"\")","v":""},{"$f":"IFERROR(IF(OR(V125=\"\",'Cost scenario - input'!$G110=\"\"),\"\",V125/'Cost scenario - input'!$G110),\"\")","v":""},{"$f":"IFERROR(IF(OR(W125=\"\",'Cost scenario - input'!$G110=\"\"),\"\",W125/'Cost scenario - input'!$G110),\"\")","v":""}]
[{"$f":"IFERROR('Cost scenario - input'!A111,\"\")","v":""},{"$f":"IFERROR('Cost scenario - input'!B111,\"\")","v":""},{"$f":"IFERROR('Cost scenario - input'!C111,\"\")","v":""},{"$f":"IFERROR(repcalc('Cost scenario - input'!$CY111:$GK111,'Cost scenario - input'!$J111,'Cost scenario - input'!$H111,'Cost scenario - input'!$I111,20,TRUE,TRUE),\"\")","v":""},"","","","","","","","","","","","","","","","","","","",{"$f":"IFERROR(IF(OR(D126=\"\",'Cost scenario - input'!$G111=\"\"),\"\",D126/'Cost scenario - input'!$G111),\"\")","v":""},{"$f":"IFERROR(IF(OR(E126=\"\",'Cost scenario - input'!$G111=\"\"),\"\",E126/'Cost scenario - input'!$G111),\"\")","v":""},{"$f":"IFERROR(IF(OR(F126=\"\",'Cost scenario - input'!$G111=\"\"),\"\",F126/'Cost scenario - input'!$G111),\"\")","v":""},{"$f":"IFERROR(IF(OR(G126=\"\",'Cost scenario - input'!$G111=\"\"),\"\",G126/'Cost scenario - input'!$G111),\"\")","v":""},{"$f":"IFERROR(IF(OR(H126=\"\",'Cost scenario - input'!$G111=\"\"),\"\",H126/'Cost scenario - input'!$G111),\"\")","v":""},{"$f":"IFERROR(IF(OR(I126=\"\",'Cost scenario - input'!$G111=\"\"),\"\",I126/'Cost scenario - input'!$G111),\"\")","v":""},{"$f":"IFERROR(IF(OR(J126=\"\",'Cost scenario - input'!$G111=\"\"),\"\",J126/'Cost scenario - input'!$G111),\"\")","v":""},{"$f":"IFERROR(IF(OR(K126=\"\",'Cost scenario - input'!$G111=\"\"),\"\",K126/'Cost scenario - input'!$G111),\"\")","v":""},{"$f":"IFERROR(IF(OR(L126=\"\",'Cost scenario - input'!$G111=\"\"),\"\",L126/'Cost scenario - input'!$G111),\"\")","v":""},{"$f":"IFERROR(IF(OR(M126=\"\",'Cost scenario - input'!$G111=\"\"),\"\",M126/'Cost scenario - input'!$G111),\"\")","v":""},{"$f":"IFERROR(IF(OR(N126=\"\",'Cost scenario - input'!$G111=\"\"),\"\",N126/'Cost scenario - input'!$G111),\"\")","v":""},{"$f":"IFERROR(IF(OR(O126=\"\",'Cost scenario - input'!$G111=\"\"),\"\",O126/'Cost scenario - input'!$G111),\"\")","v":""},{"$f":"IFERROR(IF(OR(P126=\"\",'Cost scenario - input'!$G111=\"\"),\"\",P126/'Cost scenario - input'!$G111),\"\")","v":""},{"$f":"IFERROR(IF(OR(Q126=\"\",'Cost scenario - input'!$G111=\"\"),\"\",Q126/'Cost scenario - input'!$G111),\"\")","v":""},{"$f":"IFERROR(IF(OR(R126=\"\",'Cost scenario - input'!$G111=\"\"),\"\",R126/'Cost scenario - input'!$G111),\"\")","v":""},{"$f":"IFERROR(IF(OR(S126=\"\",'Cost scenario - input'!$G111=\"\"),\"\",S126/'Cost scenario - input'!$G111),\"\")","v":""},{"$f":"IFERROR(IF(OR(T126=\"\",'Cost scenario - input'!$G111=\"\"),\"\",T126/'Cost scenario - input'!$G111),\"\")","v":""},{"$f":"IFERROR(IF(OR(U126=\"\",'Cost scenario - input'!$G111=\"\"),\"\",U126/'Cost scenario - input'!$G111),\"\")","v":""},{"$f":"IFERROR(IF(OR(V126=\"\",'Cost scenario - input'!$G111=\"\"),\"\",V126/'Cost scenario - input'!$G111),\"\")","v":""},{"$f":"IFERROR(IF(OR(W126=\"\",'Cost scenario - input'!$G111=\"\"),\"\",W126/'Cost scenario - input'!$G111),\"\")","v":""}]
[{"$f":"IFERROR('Cost scenario - input'!A112,\"\")","v":""},{"$f":"IFERROR('Cost scenario - input'!B112,\"\")","v":""},{"$f":"IFERROR('Cost scenario - input'!C112,\"\")","v":""},{"$f":"IFERROR(repcalc('Cost scenario - input'!$CY112:$GK112,'Cost scenario - input'!$J112,'Cost scenario - input'!$H112,'Cost scenario - input'!$I112,20,TRUE,TRUE),\"\")","v":""},"","","","","","","","","","","","","","","","","","","",{"$f":"IFERROR(IF(OR(D127=\"\",'Cost scenario - input'!$G112=\"\"),\"\",D127/'Cost scenario - input'!$G112),\"\")","v":""},{"$f":"IFERROR(IF(OR(E127=\"\",'Cost scenario - input'!$G112=\"\"),\"\",E127/'Cost scenario - input'!$G112),\"\")","v":""},{"$f":"IFERROR(IF(OR(F127=\"\",'Cost scenario - input'!$G112=\"\"),\"\",F127/'Cost scenario - input'!$G112),\"\")","v":""},{"$f":"IFERROR(IF(OR(G127=\"\",'Cost scenario - input'!$G112=\"\"),\"\",G127/'Cost scenario - input'!$G112),\"\")","v":""},{"$f":"IFERROR(IF(OR(H127=\"\",'Cost scenario - input'!$G112=\"\"),\"\",H127/'Cost scenario - input'!$G112),\"\")","v":""},{"$f":"IFERROR(IF(OR(I127=\"\",'Cost scenario - input'!$G112=\"\"),\"\",I127/'Cost scenario - input'!$G112),\"\")","v":""},{"$f":"IFERROR(IF(OR(J127=\"\",'Cost scenario - input'!$G112=\"\"),\"\",J127/'Cost scenario - input'!$G112),\"\")","v":""},{"$f":"IFERROR(IF(OR(K127=\"\",'Cost scenario - input'!$G112=\"\"),\"\",K127/'Cost scenario - input'!$G112),\"\")","v":""},{"$f":"IFERROR(IF(OR(L127=\"\",'Cost scenario - input'!$G112=\"\"),\"\",L127/'Cost scenario - input'!$G112),\"\")","v":""},{"$f":"IFERROR(IF(OR(M127=\"\",'Cost scenario - input'!$G112=\"\"),\"\",M127/'Cost scenario - input'!$G112),\"\")","v":""},{"$f":"IFERROR(IF(OR(N127=\"\",'Cost scenario - input'!$G112=\"\"),\"\",N127/'Cost scenario - input'!$G112),\"\")","v":""},{"$f":"IFERROR(IF(OR(O127=\"\",'Cost scenario - input'!$G112=\"\"),\"\",O127/'Cost scenario - input'!$G112),\"\")","v":""},{"$f":"IFERROR(IF(OR(P127=\"\",'Cost scenario - input'!$G112=\"\"),\"\",P127/'Cost scenario - input'!$G112),\"\")","v":""},{"$f":"IFERROR(IF(OR(Q127=\"\",'Cost scenario - input'!$G112=\"\"),\"\",Q127/'Cost scenario - input'!$G112),\"\")","v":""},{"$f":"IFERROR(IF(OR(R127=\"\",'Cost scenario - input'!$G112=\"\"),\"\",R127/'Cost scenario - input'!$G112),\"\")","v":""},{"$f":"IFERROR(IF(OR(S127=\"\",'Cost scenario - input'!$G112=\"\"),\"\",S127/'Cost scenario - input'!$G112),\"\")","v":""},{"$f":"IFERROR(IF(OR(T127=\"\",'Cost scenario - input'!$G112=\"\"),\"\",T127/'Cost scenario - input'!$G112),\"\")","v":""},{"$f":"IFERROR(IF(OR(U127=\"\",'Cost scenario - input'!$G112=\"\"),\"\",U127/'Cost scenario - input'!$G112),\"\")","v":""},{"$f":"IFERROR(IF(OR(V127=\"\",'Cost scenario - input'!$G112=\"\"),\"\",V127/'Cost scenario - input'!$G112),\"\")","v":""},{"$f":"IFERROR(IF(OR(W127=\"\",'Cost scenario - input'!$G112=\"\"),\"\",W127/'Cost scenario - input'!$G112),\"\")","v":""}]
[{"$f":"IFERROR('Cost scenario - input'!A113,\"\")","v":""},{"$f":"IFERROR('Cost scenario - input'!B113,\"\")","v":""},{"$f":"IFERROR('Cost scenario - input'!C113,\"\")","v":""},{"$f":"IFERROR(repcalc('Cost scenario - input'!$CY113:$GK113,'Cost scenario - input'!$J113,'Cost scenario - input'!$H113,'Cost scenario - input'!$I113,20,TRUE,TRUE),\"\")","v":""},"","","","","","","","","","","","","","","","","","","",{"$f":"IFERROR(IF(OR(D128=\"\",'Cost scenario - input'!$G113=\"\"),\"\",D128/'Cost scenario - input'!$G113),\"\")","v":""},{"$f":"IFERROR(IF(OR(E128=\"\",'Cost scenario - input'!$G113=\"\"),\"\",E128/'Cost scenario - input'!$G113),\"\")","v":""},{"$f":"IFERROR(IF(OR(F128=\"\",'Cost scenario - input'!$G113=\"\"),\"\",F128/'Cost scenario - input'!$G113),\"\")","v":""},{"$f":"IFERROR(IF(OR(G128=\"\",'Cost scenario - input'!$G113=\"\"),\"\",G128/'Cost scenario - input'!$G113),\"\")","v":""},{"$f":"IFERROR(IF(OR(H128=\"\",'Cost scenario - input'!$G113=\"\"),\"\",H128/'Cost scenario - input'!$G113),\"\")","v":""},{"$f":"IFERROR(IF(OR(I128=\"\",'Cost scenario - input'!$G113=\"\"),\"\",I128/'Cost scenario - input'!$G113),\"\")","v":""},{"$f":"IFERROR(IF(OR(J128=\"\",'Cost scenario - input'!$G113=\"\"),\"\",J128/'Cost scenario - input'!$G113),\"\")","v":""},{"$f":"IFERROR(IF(OR(K128=\"\",'Cost scenario - input'!$G113=\"\"),\"\",K128/'Cost scenario - input'!$G113),\"\")","v":""},{"$f":"IFERROR(IF(OR(L128=\"\",'Cost scenario - input'!$G113=\"\"),\"\",L128/'Cost scenario - input'!$G113),\"\")","v":""},{"$f":"IFERROR(IF(OR(M128=\"\",'Cost scenario - input'!$G113=\"\"),\"\",M128/'Cost scenario - input'!$G113),\"\")","v":""},{"$f":"IFERROR(IF(OR(N128=\"\",'Cost scenario - input'!$G113=\"\"),\"\",N128/'Cost scenario - input'!$G113),\"\")","v":""},{"$f":"IFERROR(IF(OR(O128=\"\",'Cost scenario - input'!$G113=\"\"),\"\",O128/'Cost scenario - input'!$G113),\"\")","v":""},{"$f":"IFERROR(IF(OR(P128=\"\",'Cost scenario - input'!$G113=\"\"),\"\",P128/'Cost scenario - input'!$G113),\"\")","v":""},{"$f":"IFERROR(IF(OR(Q128=\"\",'Cost scenario - input'!$G113=\"\"),\"\",Q128/'Cost scenario - input'!$G113),\"\")","v":""},{"$f":"IFERROR(IF(OR(R128=\"\",'Cost scenario - input'!$G113=\"\"),\"\",R128/'Cost scenario - input'!$G113),\"\")","v":""},{"$f":"IFERROR(IF(OR(S128=\"\",'Cost scenario - input'!$G113=\"\"),\"\",S128/'Cost scenario - input'!$G113),\"\")","v":""},{"$f":"IFERROR(IF(OR(T128=\"\",'Cost scenario - input'!$G113=\"\"),\"\",T128/'Cost scenario - input'!$G113),\"\")","v":""},{"$f":"IFERROR(IF(OR(U128=\"\",'Cost scenario - input'!$G113=\"\"),\"\",U128/'Cost scenario - input'!$G113),\"\")","v":""},{"$f":"IFERROR(IF(OR(V128=\"\",'Cost scenario - input'!$G113=\"\"),\"\",V128/'Cost scenario - input'!$G113),\"\")","v":""},{"$f":"IFERROR(IF(OR(W128=\"\",'Cost scenario - input'!$G113=\"\"),\"\",W128/'Cost scenario - input'!$G113),\"\")","v":""}]
[{"$f":"IFERROR('Cost scenario - input'!A114,\"\")","v":""},{"$f":"IFERROR('Cost scenario - input'!B114,\"\")","v":""},{"$f":"IFERROR('Cost scenario - input'!C114,\"\")","v":""},{"$f":"IFERROR(repcalc('Cost scenario - input'!$CY114:$GK114,'Cost scenario - input'!$J114,'Cost scenario - input'!$H114,'Cost scenario - input'!$I114,20,TRUE,TRUE),\"\")","v":""},"","","","","","","","","","","","","","","","","","","",{"$f":"IFERROR(IF(OR(D129=\"\",'Cost scenario - input'!$G114=\"\"),\"\",D129/'Cost scenario - input'!$G114),\"\")","v":""},{"$f":"IFERROR(IF(OR(E129=\"\",'Cost scenario - input'!$G114=\"\"),\"\",E129/'Cost scenario - input'!$G114),\"\")","v":""},{"$f":"IFERROR(IF(OR(F129=\"\",'Cost scenario - input'!$G114=\"\"),\"\",F129/'Cost scenario - input'!$G114),\"\")","v":""},{"$f":"IFERROR(IF(OR(G129=\"\",'Cost scenario - input'!$G114=\"\"),\"\",G129/'Cost scenario - input'!$G114),\"\")","v":""},{"$f":"IFERROR(IF(OR(H129=\"\",'Cost scenario - input'!$G114=\"\"),\"\",H129/'Cost scenario - input'!$G114),\"\")","v":""},{"$f":"IFERROR(IF(OR(I129=\"\",'Cost scenario - input'!$G114=\"\"),\"\",I129/'Cost scenario - input'!$G114),\"\")","v":""},{"$f":"IFERROR(IF(OR(J129=\"\",'Cost scenario - input'!$G114=\"\"),\"\",J129/'Cost scenario - input'!$G114),\"\")","v":""},{"$f":"IFERROR(IF(OR(K129=\"\",'Cost scenario - input'!$G114=\"\"),\"\",K129/'Cost scenario - input'!$G114),\"\")","v":""},{"$f":"IFERROR(IF(OR(L129=\"\",'Cost scenario - input'!$G114=\"\"),\"\",L129/'Cost scenario - input'!$G114),\"\")","v":""},{"$f":"IFERROR(IF(OR(M129=\"\",'Cost scenario - input'!$G114=\"\"),\"\",M129/'Cost scenario - input'!$G114),\"\")","v":""},{"$f":"IFERROR(IF(OR(N129=\"\",'Cost scenario - input'!$G114=\"\"),\"\",N129/'Cost scenario - input'!$G114),\"\")","v":""},{"$f":"IFERROR(IF(OR(O129=\"\",'Cost scenario - input'!$G114=\"\"),\"\",O129/'Cost scenario - input'!$G114),\"\")","v":""},{"$f":"IFERROR(IF(OR(P129=\"\",'Cost scenario - input'!$G114=\"\"),\"\",P129/'Cost scenario - input'!$G114),\"\")","v":""},{"$f":"IFERROR(IF(OR(Q129=\"\",'Cost scenario - input'!$G114=\"\"),\"\",Q129/'Cost scenario - input'!$G114),\"\")","v":""},{"$f":"IFERROR(IF(OR(R129=\"\",'Cost scenario - input'!$G114=\"\"),\"\",R129/'Cost scenario - input'!$G114),\"\")","v":""},{"$f":"IFERROR(IF(OR(S129=\"\",'Cost scenario - input'!$G114=\"\"),\"\",S129/'Cost scenario - input'!$G114),\"\")","v":""},{"$f":"IFERROR(IF(OR(T129=\"\",'Cost scenario - input'!$G114=\"\"),\"\",T129/'Cost scenario - input'!$G114),\"\")","v":""},{"$f":"IFERROR(IF(OR(U129=\"\",'Cost scenario - input'!$G114=\"\"),\"\",U129/'Cost scenario - input'!$G114),\"\")","v":""},{"$f":"IFERROR(IF(OR(V129=\"\",'Cost scenario - input'!$G114=\"\"),\"\",V129/'Cost scenario - input'!$G114),\"\")","v":""},{"$f":"IFERROR(IF(OR(W129=\"\",'Cost scenario - input'!$G114=\"\"),\"\",W129/'Cost scenario - input'!$G114),\"\")","v":""}]
[{"$f":"IFERROR('Cost scenario - input'!A115,\"\")","v":""},{"$f":"IFERROR('Cost scenario - input'!B115,\"\")","v":""},{"$f":"IFERROR('Cost scenario - input'!C115,\"\")","v":""},{"$f":"IFERROR(repcalc('Cost scenario - input'!$CY115:$GK115,'Cost scenario - input'!$J115,'Cost scenario - input'!$H115,'Cost scenario - input'!$I115,20,TRUE,TRUE),\"\")","v":""},"","","","","","","","","","","","","","","","","","","",{"$f":"IFERROR(IF(OR(D130=\"\",'Cost scenario - input'!$G115=\"\"),\"\",D130/'Cost scenario - input'!$G115),\"\")","v":""},{"$f":"IFERROR(IF(OR(E130=\"\",'Cost scenario - input'!$G115=\"\"),\"\",E130/'Cost scenario - input'!$G115),\"\")","v":""},{"$f":"IFERROR(IF(OR(F130=\"\",'Cost scenario - input'!$G115=\"\"),\"\",F130/'Cost scenario - input'!$G115),\"\")","v":""},{"$f":"IFERROR(IF(OR(G130=\"\",'Cost scenario - input'!$G115=\"\"),\"\",G130/'Cost scenario - input'!$G115),\"\")","v":""},{"$f":"IFERROR(IF(OR(H130=\"\",'Cost scenario - input'!$G115=\"\"),\"\",H130/'Cost scenario - input'!$G115),\"\")","v":""},{"$f":"IFERROR(IF(OR(I130=\"\",'Cost scenario - input'!$G115=\"\"),\"\",I130/'Cost scenario - input'!$G115),\"\")","v":""},{"$f":"IFERROR(IF(OR(J130=\"\",'Cost scenario - input'!$G115=\"\"),\"\",J130/'Cost scenario - input'!$G115),\"\")","v":""},{"$f":"IFERROR(IF(OR(K130=\"\",'Cost scenario - input'!$G115=\"\"),\"\",K130/'Cost scenario - input'!$G115),\"\")","v":""},{"$f":"IFERROR(IF(OR(L130=\"\",'Cost scenario - input'!$G115=\"\"),\"\",L130/'Cost scenario - input'!$G115),\"\")","v":""},{"$f":"IFERROR(IF(OR(M130=\"\",'Cost scenario - input'!$G115=\"\"),\"\",M130/'Cost scenario - input'!$G115),\"\")","v":""},{"$f":"IFERROR(IF(OR(N130=\"\",'Cost scenario - input'!$G115=\"\"),\"\",N130/'Cost scenario - input'!$G115),\"\")","v":""},{"$f":"IFERROR(IF(OR(O130=\"\",'Cost scenario - input'!$G115=\"\"),\"\",O130/'Cost scenario - input'!$G115),\"\")","v":""},{"$f":"IFERROR(IF(OR(P130=\"\",'Cost scenario - input'!$G115=\"\"),\"\",P130/'Cost scenario - input'!$G115),\"\")","v":""},{"$f":"IFERROR(IF(OR(Q130=\"\",'Cost scenario - input'!$G115=\"\"),\"\",Q130/'Cost scenario - input'!$G115),\"\")","v":""},{"$f":"IFERROR(IF(OR(R130=\"\",'Cost scenario - input'!$G115=\"\"),\"\",R130/'Cost scenario - input'!$G115),\"\")","v":""},{"$f":"IFERROR(IF(OR(S130=\"\",'Cost scenario - input'!$G115=\"\"),\"\",S130/'Cost scenario - input'!$G115),\"\")","v":""},{"$f":"IFERROR(IF(OR(T130=\"\",'Cost scenario - input'!$G115=\"\"),\"\",T130/'Cost scenario - input'!$G115),\"\")","v":""},{"$f":"IFERROR(IF(OR(U130=\"\",'Cost scenario - input'!$G115=\"\"),\"\",U130/'Cost scenario - input'!$G115),\"\")","v":""},{"$f":"IFERROR(IF(OR(V130=\"\",'Cost scenario - input'!$G115=\"\"),\"\",V130/'Cost scenario - input'!$G115),\"\")","v":""},{"$f":"IFERROR(IF(OR(W130=\"\",'Cost scenario - input'!$G115=\"\"),\"\",W130/'Cost scenario - input'!$G115),\"\")","v":""}]
[{"$f":"IFERROR('Cost scenario - input'!A116,\"\")","v":""},{"$f":"IFERROR('Cost scenario - input'!B116,\"\")","v":""},{"$f":"IFERROR('Cost scenario - input'!C116,\"\")","v":""},{"$f":"IFERROR(repcalc('Cost scenario - input'!$CY116:$GK116,'Cost scenario - input'!$J116,'Cost scenario - input'!$H116,'Cost scenario - input'!$I116,20,TRUE,TRUE),\"\")","v":""},"","","","","","","","","","","","","","","","","","","",{"$f":"IFERROR(IF(OR(D131=\"\",'Cost scenario - input'!$G116=\"\"),\"\",D131/'Cost scenario - input'!$G116),\"\")","v":""},{"$f":"IFERROR(IF(OR(E131=\"\",'Cost scenario - input'!$G116=\"\"),\"\",E131/'Cost scenario - input'!$G116),\"\")","v":""},{"$f":"IFERROR(IF(OR(F131=\"\",'Cost scenario - input'!$G116=\"\"),\"\",F131/'Cost scenario - input'!$G116),\"\")","v":""},{"$f":"IFERROR(IF(OR(G131=\"\",'Cost scenario - input'!$G116=\"\"),\"\",G131/'Cost scenario - input'!$G116),\"\")","v":""},{"$f":"IFERROR(IF(OR(H131=\"\",'Cost scenario - input'!$G116=\"\"),\"\",H131/'Cost scenario - input'!$G116),\"\")","v":""},{"$f":"IFERROR(IF(OR(I131=\"\",'Cost scenario - input'!$G116=\"\"),\"\",I131/'Cost scenario - input'!$G116),\"\")","v":""},{"$f":"IFERROR(IF(OR(J131=\"\",'Cost scenario - input'!$G116=\"\"),\"\",J131/'Cost scenario - input'!$G116),\"\")","v":""},{"$f":"IFERROR(IF(OR(K131=\"\",'Cost scenario - input'!$G116=\"\"),\"\",K131/'Cost scenario - input'!$G116),\"\")","v":""},{"$f":"IFERROR(IF(OR(L131=\"\",'Cost scenario - input'!$G116=\"\"),\"\",L131/'Cost scenario - input'!$G116),\"\")","v":""},{"$f":"IFERROR(IF(OR(M131=\"\",'Cost scenario - input'!$G116=\"\"),\"\",M131/'Cost scenario - input'!$G116),\"\")","v":""},{"$f":"IFERROR(IF(OR(N131=\"\",'Cost scenario - input'!$G116=\"\"),\"\",N131/'Cost scenario - input'!$G116),\"\")","v":""},{"$f":"IFERROR(IF(OR(O131=\"\",'Cost scenario - input'!$G116=\"\"),\"\",O131/'Cost scenario - input'!$G116),\"\")","v":""},{"$f":"IFERROR(IF(OR(P131=\"\",'Cost scenario - input'!$G116=\"\"),\"\",P131/'Cost scenario - input'!$G116),\"\")","v":""},{"$f":"IFERROR(IF(OR(Q131=\"\",'Cost scenario - input'!$G116=\"\"),\"\",Q131/'Cost scenario - input'!$G116),\"\")","v":""},{"$f":"IFERROR(IF(OR(R131=\"\",'Cost scenario - input'!$G116=\"\"),\"\",R131/'Cost scenario - input'!$G116),\"\")","v":""},{"$f":"IFERROR(IF(OR(S131=\"\",'Cost scenario - input'!$G116=\"\"),\"\",S131/'Cost scenario - input'!$G116),\"\")","v":""},{"$f":"IFERROR(IF(OR(T131=\"\",'Cost scenario - input'!$G116=\"\"),\"\",T131/'Cost scenario - input'!$G116),\"\")","v":""},{"$f":"IFERROR(IF(OR(U131=\"\",'Cost scenario - input'!$G116=\"\"),\"\",U131/'Cost scenario - input'!$G116),\"\")","v":""},{"$f":"IFERROR(IF(OR(V131=\"\",'Cost scenario - input'!$G116=\"\"),\"\",V131/'Cost scenario - input'!$G116),\"\")","v":""},{"$f":"IFERROR(IF(OR(W131=\"\",'Cost scenario - input'!$G116=\"\"),\"\",W131/'Cost scenario - input'!$G116),\"\")","v":""}]
[{"$f":"IFERROR('Cost scenario - input'!A117,\"\")","v":""},{"$f":"IFERROR('Cost scenario - input'!B117,\"\")","v":""},{"$f":"IFERROR('Cost scenario - input'!C117,\"\")","v":""},{"$f":"IFERROR(repcalc('Cost scenario - input'!$CY117:$GK117,'Cost scenario - input'!$J117,'Cost scenario - input'!$H117,'Cost scenario - input'!$I117,20,TRUE,TRUE),\"\")","v":""},"","","","","","","","","","","","","","","","","","","",{"$f":"IFERROR(IF(OR(D132=\"\",'Cost scenario - input'!$G117=\"\"),\"\",D132/'Cost scenario - input'!$G117),\"\")","v":""},{"$f":"IFERROR(IF(OR(E132=\"\",'Cost scenario - input'!$G117=\"\"),\"\",E132/'Cost scenario - input'!$G117),\"\")","v":""},{"$f":"IFERROR(IF(OR(F132=\"\",'Cost scenario - input'!$G117=\"\"),\"\",F132/'Cost scenario - input'!$G117),\"\")","v":""},{"$f":"IFERROR(IF(OR(G132=\"\",'Cost scenario - input'!$G117=\"\"),\"\",G132/'Cost scenario - input'!$G117),\"\")","v":""},{"$f":"IFERROR(IF(OR(H132=\"\",'Cost scenario - input'!$G117=\"\"),\"\",H132/'Cost scenario - input'!$G117),\"\")","v":""},{"$f":"IFERROR(IF(OR(I132=\"\",'Cost scenario - input'!$G117=\"\"),\"\",I132/'Cost scenario - input'!$G117),\"\")","v":""},{"$f":"IFERROR(IF(OR(J132=\"\",'Cost scenario - input'!$G117=\"\"),\"\",J132/'Cost scenario - input'!$G117),\"\")","v":""},{"$f":"IFERROR(IF(OR(K132=\"\",'Cost scenario - input'!$G117=\"\"),\"\",K132/'Cost scenario - input'!$G117),\"\")","v":""},{"$f":"IFERROR(IF(OR(L132=\"\",'Cost scenario - input'!$G117=\"\"),\"\",L132/'Cost scenario - input'!$G117),\"\")","v":""},{"$f":"IFERROR(IF(OR(M132=\"\",'Cost scenario - input'!$G117=\"\"),\"\",M132/'Cost scenario - input'!$G117),\"\")","v":""},{"$f":"IFERROR(IF(OR(N132=\"\",'Cost scenario - input'!$G117=\"\"),\"\",N132/'Cost scenario - input'!$G117),\"\")","v":""},{"$f":"IFERROR(IF(OR(O132=\"\",'Cost scenario - input'!$G117=\"\"),\"\",O132/'Cost scenario - input'!$G117),\"\")","v":""},{"$f":"IFERROR(IF(OR(P132=\"\",'Cost scenario - input'!$G117=\"\"),\"\",P132/'Cost scenario - input'!$G117),\"\")","v":""},{"$f":"IFERROR(IF(OR(Q132=\"\",'Cost scenario - input'!$G117=\"\"),\"\",Q132/'Cost scenario - input'!$G117),\"\")","v":""},{"$f":"IFERROR(IF(OR(R132=\"\",'Cost scenario - input'!$G117=\"\"),\"\",R132/'Cost scenario - input'!$G117),\"\")","v":""},{"$f":"IFERROR(IF(OR(S132=\"\",'Cost scenario - input'!$G117=\"\"),\"\",S132/'Cost scenario - input'!$G117),\"\")","v":""},{"$f":"IFERROR(IF(OR(T132=\"\",'Cost scenario - input'!$G117=\"\"),\"\",T132/'Cost scenario - input'!$G117),\"\")","v":""},{"$f":"IFERROR(IF(OR(U132=\"\",'Cost scenario - input'!$G117=\"\"),\"\",U132/'Cost scenario - input'!$G117),\"\")","v":""},{"$f":"IFERROR(IF(OR(V132=\"\",'Cost scenario - input'!$G117=\"\"),\"\",V132/'Cost scenario - input'!$G117),\"\")","v":""},{"$f":"IFERROR(IF(OR(W132=\"\",'Cost scenario - input'!$G117=\"\"),\"\",W132/'Cost scenario - input'!$G117),\"\")","v":""}]
[{"$f":"IFERROR('Cost scenario - input'!A118,\"\")","v":""},{"$f":"IFERROR('Cost scenario - input'!B118,\"\")","v":""},{"$f":"IFERROR('Cost scenario - input'!C118,\"\")","v":""},{"$f":"IFERROR(repcalc('Cost scenario - input'!$CY118:$GK118,'Cost scenario - input'!$J118,'Cost scenario - input'!$H118,'Cost scenario - input'!$I118,20,TRUE,TRUE),\"\")","v":""},"","","","","","","","","","","","","","","","","","","",{"$f":"IFERROR(IF(OR(D133=\"\",'Cost scenario - input'!$G118=\"\"),\"\",D133/'Cost scenario - input'!$G118),\"\")","v":""},{"$f":"IFERROR(IF(OR(E133=\"\",'Cost scenario - input'!$G118=\"\"),\"\",E133/'Cost scenario - input'!$G118),\"\")","v":""},{"$f":"IFERROR(IF(OR(F133=\"\",'Cost scenario - input'!$G118=\"\"),\"\",F133/'Cost scenario - input'!$G118),\"\")","v":""},{"$f":"IFERROR(IF(OR(G133=\"\",'Cost scenario - input'!$G118=\"\"),\"\",G133/'Cost scenario - input'!$G118),\"\")","v":""},{"$f":"IFERROR(IF(OR(H133=\"\",'Cost scenario - input'!$G118=\"\"),\"\",H133/'Cost scenario - input'!$G118),\"\")","v":""},{"$f":"IFERROR(IF(OR(I133=\"\",'Cost scenario - input'!$G118=\"\"),\"\",I133/'Cost scenario - input'!$G118),\"\")","v":""},{"$f":"IFERROR(IF(OR(J133=\"\",'Cost scenario - input'!$G118=\"\"),\"\",J133/'Cost scenario - input'!$G118),\"\")","v":""},{"$f":"IFERROR(IF(OR(K133=\"\",'Cost scenario - input'!$G118=\"\"),\"\",K133/'Cost scenario - input'!$G118),\"\")","v":""},{"$f":"IFERROR(IF(OR(L133=\"\",'Cost scenario - input'!$G118=\"\"),\"\",L133/'Cost scenario - input'!$G118),\"\")","v":""},{"$f":"IFERROR(IF(OR(M133=\"\",'Cost scenario - input'!$G118=\"\"),\"\",M133/'Cost scenario - input'!$G118),\"\")","v":""},{"$f":"IFERROR(IF(OR(N133=\"\",'Cost scenario - input'!$G118=\"\"),\"\",N133/'Cost scenario - input'!$G118),\"\")","v":""},{"$f":"IFERROR(IF(OR(O133=\"\",'Cost scenario - input'!$G118=\"\"),\"\",O133/'Cost scenario - input'!$G118),\"\")","v":""},{"$f":"IFERROR(IF(OR(P133=\"\",'Cost scenario - input'!$G118=\"\"),\"\",P133/'Cost scenario - input'!$G118),\"\")","v":""},{"$f":"IFERROR(IF(OR(Q133=\"\",'Cost scenario - input'!$G118=\"\"),\"\",Q133/'Cost scenario - input'!$G118),\"\")","v":""},{"$f":"IFERROR(IF(OR(R133=\"\",'Cost scenario - input'!$G118=\"\"),\"\",R133/'Cost scenario - input'!$G118),\"\")","v":""},{"$f":"IFERROR(IF(OR(S133=\"\",'Cost scenario - input'!$G118=\"\"),\"\",S133/'Cost scenario - input'!$G118),\"\")","v":""},{"$f":"IFERROR(IF(OR(T133=\"\",'Cost scenario - input'!$G118=\"\"),\"\",T133/'Cost scenario - input'!$G118),\"\")","v":""},{"$f":"IFERROR(IF(OR(U133=\"\",'Cost scenario - input'!$G118=\"\"),\"\",U133/'Cost scenario - input'!$G118),\"\")","v":""},{"$f":"IFERROR(IF(OR(V133=\"\",'Cost scenario - input'!$G118=\"\"),\"\",V133/'Cost scenario - input'!$G118),\"\")","v":""},{"$f":"IFERROR(IF(OR(W133=\"\",'Cost scenario - input'!$G118=\"\"),\"\",W133/'Cost scenario - input'!$G118),\"\")","v":""}]
[{"$f":"IFERROR('Cost scenario - input'!A119,\"\")","v":""},{"$f":"IFERROR('Cost scenario - input'!B119,\"\")","v":""},{"$f":"IFERROR('Cost scenario - input'!C119,\"\")","v":""},{"$f":"IFERROR(repcalc('Cost scenario - input'!$CY119:$GK119,'Cost scenario - input'!$J119,'Cost scenario - input'!$H119,'Cost scenario - input'!$I119,20,TRUE,TRUE),\"\")","v":""},"","","","","","","","","","","","","","","","","","","",{"$f":"IFERROR(IF(OR(D134=\"\",'Cost scenario - input'!$G119=\"\"),\"\",D134/'Cost scenario - input'!$G119),\"\")","v":""},{"$f":"IFERROR(IF(OR(E134=\"\",'Cost scenario - input'!$G119=\"\"),\"\",E134/'Cost scenario - input'!$G119),\"\")","v":""},{"$f":"IFERROR(IF(OR(F134=\"\",'Cost scenario - input'!$G119=\"\"),\"\",F134/'Cost scenario - input'!$G119),\"\")","v":""},{"$f":"IFERROR(IF(OR(G134=\"\",'Cost scenario - input'!$G119=\"\"),\"\",G134/'Cost scenario - input'!$G119),\"\")","v":""},{"$f":"IFERROR(IF(OR(H134=\"\",'Cost scenario - input'!$G119=\"\"),\"\",H134/'Cost scenario - input'!$G119),\"\")","v":""},{"$f":"IFERROR(IF(OR(I134=\"\",'Cost scenario - input'!$G119=\"\"),\"\",I134/'Cost scenario - input'!$G119),\"\")","v":""},{"$f":"IFERROR(IF(OR(J134=\"\",'Cost scenario - input'!$G119=\"\"),\"\",J134/'Cost scenario - input'!$G119),\"\")","v":""},{"$f":"IFERROR(IF(OR(K134=\"\",'Cost scenario - input'!$G119=\"\"),\"\",K134/'Cost scenario - input'!$G119),\"\")","v":""},{"$f":"IFERROR(IF(OR(L134=\"\",'Cost scenario - input'!$G119=\"\"),\"\",L134/'Cost scenario - input'!$G119),\"\")","v":""},{"$f":"IFERROR(IF(OR(M134=\"\",'Cost scenario - input'!$G119=\"\"),\"\",M134/'Cost scenario - input'!$G119),\"\")","v":""},{"$f":"IFERROR(IF(OR(N134=\"\",'Cost scenario - input'!$G119=\"\"),\"\",N134/'Cost scenario - input'!$G119),\"\")","v":""},{"$f":"IFERROR(IF(OR(O134=\"\",'Cost scenario - input'!$G119=\"\"),\"\",O134/'Cost scenario - input'!$G119),\"\")","v":""},{"$f":"IFERROR(IF(OR(P134=\"\",'Cost scenario - input'!$G119=\"\"),\"\",P134/'Cost scenario - input'!$G119),\"\")","v":""},{"$f":"IFERROR(IF(OR(Q134=\"\",'Cost scenario - input'!$G119=\"\"),\"\",Q134/'Cost scenario - input'!$G119),\"\")","v":""},{"$f":"IFERROR(IF(OR(R134=\"\",'Cost scenario - input'!$G119=\"\"),\"\",R134/'Cost scenario - input'!$G119),\"\")","v":""},{"$f":"IFERROR(IF(OR(S134=\"\",'Cost scenario - input'!$G119=\"\"),\"\",S134/'Cost scenario - input'!$G119),\"\")","v":""},{"$f":"IFERROR(IF(OR(T134=\"\",'Cost scenario - input'!$G119=\"\"),\"\",T134/'Cost scenario - input'!$G119),\"\")","v":""},{"$f":"IFERROR(IF(OR(U134=\"\",'Cost scenario - input'!$G119=\"\"),\"\",U134/'Cost scenario - input'!$G119),\"\")","v":""},{"$f":"IFERROR(IF(OR(V134=\"\",'Cost scenario - input'!$G119=\"\"),\"\",V134/'Cost scenario - input'!$G119),\"\")","v":""},{"$f":"IFERROR(IF(OR(W134=\"\",'Cost scenario - input'!$G119=\"\"),\"\",W134/'Cost scenario - input'!$G119),\"\")","v":""}]
[{"$f":"IFERROR('Cost scenario - input'!A120,\"\")","v":""},{"$f":"IFERROR('Cost scenario - input'!B120,\"\")","v":""},{"$f":"IFERROR('Cost scenario - input'!C120,\"\")","v":""},{"$f":"IFERROR(repcalc('Cost scenario - input'!$CY120:$GK120,'Cost scenario - input'!$J120,'Cost scenario - input'!$H120,'Cost scenario - input'!$I120,20,TRUE,TRUE),\"\")","v":""},"","","","","","","","","","","","","","","","","","","",{"$f":"IFERROR(IF(OR(D135=\"\",'Cost scenario - input'!$G120=\"\"),\"\",D135/'Cost scenario - input'!$G120),\"\")","v":""},{"$f":"IFERROR(IF(OR(E135=\"\",'Cost scenario - input'!$G120=\"\"),\"\",E135/'Cost scenario - input'!$G120),\"\")","v":""},{"$f":"IFERROR(IF(OR(F135=\"\",'Cost scenario - input'!$G120=\"\"),\"\",F135/'Cost scenario - input'!$G120),\"\")","v":""},{"$f":"IFERROR(IF(OR(G135=\"\",'Cost scenario - input'!$G120=\"\"),\"\",G135/'Cost scenario - input'!$G120),\"\")","v":""},{"$f":"IFERROR(IF(OR(H135=\"\",'Cost scenario - input'!$G120=\"\"),\"\",H135/'Cost scenario - input'!$G120),\"\")","v":""},{"$f":"IFERROR(IF(OR(I135=\"\",'Cost scenario - input'!$G120=\"\"),\"\",I135/'Cost scenario - input'!$G120),\"\")","v":""},{"$f":"IFERROR(IF(OR(J135=\"\",'Cost scenario - input'!$G120=\"\"),\"\",J135/'Cost scenario - input'!$G120),\"\")","v":""},{"$f":"IFERROR(IF(OR(K135=\"\",'Cost scenario - input'!$G120=\"\"),\"\",K135/'Cost scenario - input'!$G120),\"\")","v":""},{"$f":"IFERROR(IF(OR(L135=\"\",'Cost scenario - input'!$G120=\"\"),\"\",L135/'Cost scenario - input'!$G120),\"\")","v":""},{"$f":"IFERROR(IF(OR(M135=\"\",'Cost scenario - input'!$G120=\"\"),\"\",M135/'Cost scenario - input'!$G120),\"\")","v":""},{"$f":"IFERROR(IF(OR(N135=\"\",'Cost scenario - input'!$G120=\"\"),\"\",N135/'Cost scenario - input'!$G120),\"\")","v":""},{"$f":"IFERROR(IF(OR(O135=\"\",'Cost scenario - input'!$G120=\"\"),\"\",O135/'Cost scenario - input'!$G120),\"\")","v":""},{"$f":"IFERROR(IF(OR(P135=\"\",'Cost scenario - input'!$G120=\"\"),\"\",P135/'Cost scenario - input'!$G120),\"\")","v":""},{"$f":"IFERROR(IF(OR(Q135=\"\",'Cost scenario - input'!$G120=\"\"),\"\",Q135/'Cost scenario - input'!$G120),\"\")","v":""},{"$f":"IFERROR(IF(OR(R135=\"\",'Cost scenario - input'!$G120=\"\"),\"\",R135/'Cost scenario - input'!$G120),\"\")","v":""},{"$f":"IFERROR(IF(OR(S135=\"\",'Cost scenario - input'!$G120=\"\"),\"\",S135/'Cost scenario - input'!$G120),\"\")","v":""},{"$f":"IFERROR(IF(OR(T135=\"\",'Cost scenario - input'!$G120=\"\"),\"\",T135/'Cost scenario - input'!$G120),\"\")","v":""},{"$f":"IFERROR(IF(OR(U135=\"\",'Cost scenario - input'!$G120=\"\"),\"\",U135/'Cost scenario - input'!$G120),\"\")","v":""},{"$f":"IFERROR(IF(OR(V135=\"\",'Cost scenario - input'!$G120=\"\"),\"\",V135/'Cost scenario - input'!$G120),\"\")","v":""},{"$f":"IFERROR(IF(OR(W135=\"\",'Cost scenario - input'!$G120=\"\"),\"\",W135/'Cost scenario - input'!$G120),\"\")","v":""}]
[{"$f":"IFERROR('Cost scenario - input'!A121,\"\")","v":""},{"$f":"IFERROR('Cost scenario - input'!B121,\"\")","v":""},{"$f":"IFERROR('Cost scenario - input'!C121,\"\")","v":""},{"$f":"IFERROR(repcalc('Cost scenario - input'!$CY121:$GK121,'Cost scenario - input'!$J121,'Cost scenario - input'!$H121,'Cost scenario - input'!$I121,20,TRUE,TRUE),\"\")","v":""},"","","","","","","","","","","","","","","","","","","",{"$f":"IFERROR(IF(OR(D136=\"\",'Cost scenario - input'!$G121=\"\"),\"\",D136/'Cost scenario - input'!$G121),\"\")","v":""},{"$f":"IFERROR(IF(OR(E136=\"\",'Cost scenario - input'!$G121=\"\"),\"\",E136/'Cost scenario - input'!$G121),\"\")","v":""},{"$f":"IFERROR(IF(OR(F136=\"\",'Cost scenario - input'!$G121=\"\"),\"\",F136/'Cost scenario - input'!$G121),\"\")","v":""},{"$f":"IFERROR(IF(OR(G136=\"\",'Cost scenario - input'!$G121=\"\"),\"\",G136/'Cost scenario - input'!$G121),\"\")","v":""},{"$f":"IFERROR(IF(OR(H136=\"\",'Cost scenario - input'!$G121=\"\"),\"\",H136/'Cost scenario - input'!$G121),\"\")","v":""},{"$f":"IFERROR(IF(OR(I136=\"\",'Cost scenario - input'!$G121=\"\"),\"\",I136/'Cost scenario - input'!$G121),\"\")","v":""},{"$f":"IFERROR(IF(OR(J136=\"\",'Cost scenario - input'!$G121=\"\"),\"\",J136/'Cost scenario - input'!$G121),\"\")","v":""},{"$f":"IFERROR(IF(OR(K136=\"\",'Cost scenario - input'!$G121=\"\"),\"\",K136/'Cost scenario - input'!$G121),\"\")","v":""},{"$f":"IFERROR(IF(OR(L136=\"\",'Cost scenario - input'!$G121=\"\"),\"\",L136/'Cost scenario - input'!$G121),\"\")","v":""},{"$f":"IFERROR(IF(OR(M136=\"\",'Cost scenario - input'!$G121=\"\"),\"\",M136/'Cost scenario - input'!$G121),\"\")","v":""},{"$f":"IFERROR(IF(OR(N136=\"\",'Cost scenario - input'!$G121=\"\"),\"\",N136/'Cost scenario - input'!$G121),\"\")","v":""},{"$f":"IFERROR(IF(OR(O136=\"\",'Cost scenario - input'!$G121=\"\"),\"\",O136/'Cost scenario - input'!$G121),\"\")","v":""},{"$f":"IFERROR(IF(OR(P136=\"\",'Cost scenario - input'!$G121=\"\"),\"\",P136/'Cost scenario - input'!$G121),\"\")","v":""},{"$f":"IFERROR(IF(OR(Q136=\"\",'Cost scenario - input'!$G121=\"\"),\"\",Q136/'Cost scenario - input'!$G121),\"\")","v":""},{"$f":"IFERROR(IF(OR(R136=\"\",'Cost scenario - input'!$G121=\"\"),\"\",R136/'Cost scenario - input'!$G121),\"\")","v":""},{"$f":"IFERROR(IF(OR(S136=\"\",'Cost scenario - input'!$G121=\"\"),\"\",S136/'Cost scenario - input'!$G121),\"\")","v":""},{"$f":"IFERROR(IF(OR(T136=\"\",'Cost scenario - input'!$G121=\"\"),\"\",T136/'Cost scenario - input'!$G121),\"\")","v":""},{"$f":"IFERROR(IF(OR(U136=\"\",'Cost scenario - input'!$G121=\"\"),\"\",U136/'Cost scenario - input'!$G121),\"\")","v":""},{"$f":"IFERROR(IF(OR(V136=\"\",'Cost scenario - input'!$G121=\"\"),\"\",V136/'Cost scenario - input'!$G121),\"\")","v":""},{"$f":"IFERROR(IF(OR(W136=\"\",'Cost scenario - input'!$G121=\"\"),\"\",W136/'Cost scenario - input'!$G121),\"\")","v":""}]
[{"$f":"IFERROR('Cost scenario - input'!A122,\"\")","v":""},{"$f":"IFERROR('Cost scenario - input'!B122,\"\")","v":""},{"$f":"IFERROR('Cost scenario - input'!C122,\"\")","v":""},{"$f":"IFERROR(repcalc('Cost scenario - input'!$CY122:$GK122,'Cost scenario - input'!$J122,'Cost scenario - input'!$H122,'Cost scenario - input'!$I122,20,TRUE,TRUE),\"\")","v":""},"","","","","","","","","","","","","","","","","","","",{"$f":"IFERROR(IF(OR(D137=\"\",'Cost scenario - input'!$G122=\"\"),\"\",D137/'Cost scenario - input'!$G122),\"\")","v":""},{"$f":"IFERROR(IF(OR(E137=\"\",'Cost scenario - input'!$G122=\"\"),\"\",E137/'Cost scenario - input'!$G122),\"\")","v":""},{"$f":"IFERROR(IF(OR(F137=\"\",'Cost scenario - input'!$G122=\"\"),\"\",F137/'Cost scenario - input'!$G122),\"\")","v":""},{"$f":"IFERROR(IF(OR(G137=\"\",'Cost scenario - input'!$G122=\"\"),\"\",G137/'Cost scenario - input'!$G122),\"\")","v":""},{"$f":"IFERROR(IF(OR(H137=\"\",'Cost scenario - input'!$G122=\"\"),\"\",H137/'Cost scenario - input'!$G122),\"\")","v":""},{"$f":"IFERROR(IF(OR(I137=\"\",'Cost scenario - input'!$G122=\"\"),\"\",I137/'Cost scenario - input'!$G122),\"\")","v":""},{"$f":"IFERROR(IF(OR(J137=\"\",'Cost scenario - input'!$G122=\"\"),\"\",J137/'Cost scenario - input'!$G122),\"\")","v":""},{"$f":"IFERROR(IF(OR(K137=\"\",'Cost scenario - input'!$G122=\"\"),\"\",K137/'Cost scenario - input'!$G122),\"\")","v":""},{"$f":"IFERROR(IF(OR(L137=\"\",'Cost scenario - input'!$G122=\"\"),\"\",L137/'Cost scenario - input'!$G122),\"\")","v":""},{"$f":"IFERROR(IF(OR(M137=\"\",'Cost scenario - input'!$G122=\"\"),\"\",M137/'Cost scenario - input'!$G122),\"\")","v":""},{"$f":"IFERROR(IF(OR(N137=\"\",'Cost scenario - input'!$G122=\"\"),\"\",N137/'Cost scenario - input'!$G122),\"\")","v":""},{"$f":"IFERROR(IF(OR(O137=\"\",'Cost scenario - input'!$G122=\"\"),\"\",O137/'Cost scenario - input'!$G122),\"\")","v":""},{"$f":"IFERROR(IF(OR(P137=\"\",'Cost scenario - input'!$G122=\"\"),\"\",P137/'Cost scenario - input'!$G122),\"\")","v":""},{"$f":"IFERROR(IF(OR(Q137=\"\",'Cost scenario - input'!$G122=\"\"),\"\",Q137/'Cost scenario - input'!$G122),\"\")","v":""},{"$f":"IFERROR(IF(OR(R137=\"\",'Cost scenario - input'!$G122=\"\"),\"\",R137/'Cost scenario - input'!$G122),\"\")","v":""},{"$f":"IFERROR(IF(OR(S137=\"\",'Cost scenario - input'!$G122=\"\"),\"\",S137/'Cost scenario - input'!$G122),\"\")","v":""},{"$f":"IFERROR(IF(OR(T137=\"\",'Cost scenario - input'!$G122=\"\"),\"\",T137/'Cost scenario - input'!$G122),\"\")","v":""},{"$f":"IFERROR(IF(OR(U137=\"\",'Cost scenario - input'!$G122=\"\"),\"\",U137/'Cost scenario - input'!$G122),\"\")","v":""},{"$f":"IFERROR(IF(OR(V137=\"\",'Cost scenario - input'!$G122=\"\"),\"\",V137/'Cost scenario - input'!$G122),\"\")","v":""},{"$f":"IFERROR(IF(OR(W137=\"\",'Cost scenario - input'!$G122=\"\"),\"\",W137/'Cost scenario - input'!$G122),\"\")","v":""}]
[{"$f":"IFERROR('Cost scenario - input'!A123,\"\")","v":""},{"$f":"IFERROR('Cost scenario - input'!B123,\"\")","v":""},{"$f":"IFERROR('Cost scenario - input'!C123,\"\")","v":""},{"$f":"IFERROR(repcalc('Cost scenario - input'!$CY123:$GK123,'Cost scenario - input'!$J123,'Cost scenario - input'!$H123,'Cost scenario - input'!$I123,20,TRUE,TRUE),\"\")","v":""},"","","","","","","","","","","","","","","","","","","",{"$f":"IFERROR(IF(OR(D138=\"\",'Cost scenario - input'!$G123=\"\"),\"\",D138/'Cost scenario - input'!$G123),\"\")","v":""},{"$f":"IFERROR(IF(OR(E138=\"\",'Cost scenario - input'!$G123=\"\"),\"\",E138/'Cost scenario - input'!$G123),\"\")","v":""},{"$f":"IFERROR(IF(OR(F138=\"\",'Cost scenario - input'!$G123=\"\"),\"\",F138/'Cost scenario - input'!$G123),\"\")","v":""},{"$f":"IFERROR(IF(OR(G138=\"\",'Cost scenario - input'!$G123=\"\"),\"\",G138/'Cost scenario - input'!$G123),\"\")","v":""},{"$f":"IFERROR(IF(OR(H138=\"\",'Cost scenario - input'!$G123=\"\"),\"\",H138/'Cost scenario - input'!$G123),\"\")","v":""},{"$f":"IFERROR(IF(OR(I138=\"\",'Cost scenario - input'!$G123=\"\"),\"\",I138/'Cost scenario - input'!$G123),\"\")","v":""},{"$f":"IFERROR(IF(OR(J138=\"\",'Cost scenario - input'!$G123=\"\"),\"\",J138/'Cost scenario - input'!$G123),\"\")","v":""},{"$f":"IFERROR(IF(OR(K138=\"\",'Cost scenario - input'!$G123=\"\"),\"\",K138/'Cost scenario - input'!$G123),\"\")","v":""},{"$f":"IFERROR(IF(OR(L138=\"\",'Cost scenario - input'!$G123=\"\"),\"\",L138/'Cost scenario - input'!$G123),\"\")","v":""},{"$f":"IFERROR(IF(OR(M138=\"\",'Cost scenario - input'!$G123=\"\"),\"\",M138/'Cost scenario - input'!$G123),\"\")","v":""},{"$f":"IFERROR(IF(OR(N138=\"\",'Cost scenario - input'!$G123=\"\"),\"\",N138/'Cost scenario - input'!$G123),\"\")","v":""},{"$f":"IFERROR(IF(OR(O138=\"\",'Cost scenario - input'!$G123=\"\"),\"\",O138/'Cost scenario - input'!$G123),\"\")","v":""},{"$f":"IFERROR(IF(OR(P138=\"\",'Cost scenario - input'!$G123=\"\"),\"\",P138/'Cost scenario - input'!$G123),\"\")","v":""},{"$f":"IFERROR(IF(OR(Q138=\"\",'Cost scenario - input'!$G123=\"\"),\"\",Q138/'Cost scenario - input'!$G123),\"\")","v":""},{"$f":"IFERROR(IF(OR(R138=\"\",'Cost scenario - input'!$G123=\"\"),\"\",R138/'Cost scenario - input'!$G123),\"\")","v":""},{"$f":"IFERROR(IF(OR(S138=\"\",'Cost scenario - input'!$G123=\"\"),\"\",S138/'Cost scenario - input'!$G123),\"\")","v":""},{"$f":"IFERROR(IF(OR(T138=\"\",'Cost scenario - input'!$G123=\"\"),\"\",T138/'Cost scenario - input'!$G123),\"\")","v":""},{"$f":"IFERROR(IF(OR(U138=\"\",'Cost scenario - input'!$G123=\"\"),\"\",U138/'Cost scenario - input'!$G123),\"\")","v":""},{"$f":"IFERROR(IF(OR(V138=\"\",'Cost scenario - input'!$G123=\"\"),\"\",V138/'Cost scenario - input'!$G123),\"\")","v":""},{"$f":"IFERROR(IF(OR(W138=\"\",'Cost scenario - input'!$G123=\"\"),\"\",W138/'Cost scenario - input'!$G123),\"\")","v":""}]
[{"$f":"IFERROR('Cost scenario - input'!A124,\"\")","v":""},{"$f":"IFERROR('Cost scenario - input'!B124,\"\")","v":""},{"$f":"IFERROR('Cost scenario - input'!C124,\"\")","v":""},{"$f":"IFERROR(repcalc('Cost scenario - input'!$CY124:$GK124,'Cost scenario - input'!$J124,'Cost scenario - input'!$H124,'Cost scenario - input'!$I124,20,TRUE,TRUE),\"\")","v":""},"","","","","","","","","","","","","","","","","","","",{"$f":"IFERROR(IF(OR(D139=\"\",'Cost scenario - input'!$G124=\"\"),\"\",D139/'Cost scenario - input'!$G124),\"\")","v":""},{"$f":"IFERROR(IF(OR(E139=\"\",'Cost scenario - input'!$G124=\"\"),\"\",E139/'Cost scenario - input'!$G124),\"\")","v":""},{"$f":"IFERROR(IF(OR(F139=\"\",'Cost scenario - input'!$G124=\"\"),\"\",F139/'Cost scenario - input'!$G124),\"\")","v":""},{"$f":"IFERROR(IF(OR(G139=\"\",'Cost scenario - input'!$G124=\"\"),\"\",G139/'Cost scenario - input'!$G124),\"\")","v":""},{"$f":"IFERROR(IF(OR(H139=\"\",'Cost scenario - input'!$G124=\"\"),\"\",H139/'Cost scenario - input'!$G124),\"\")","v":""},{"$f":"IFERROR(IF(OR(I139=\"\",'Cost scenario - input'!$G124=\"\"),\"\",I139/'Cost scenario - input'!$G124),\"\")","v":""},{"$f":"IFERROR(IF(OR(J139=\"\",'Cost scenario - input'!$G124=\"\"),\"\",J139/'Cost scenario - input'!$G124),\"\")","v":""},{"$f":"IFERROR(IF(OR(K139=\"\",'Cost scenario - input'!$G124=\"\"),\"\",K139/'Cost scenario - input'!$G124),\"\")","v":""},{"$f":"IFERROR(IF(OR(L139=\"\",'Cost scenario - input'!$G124=\"\"),\"\",L139/'Cost scenario - input'!$G124),\"\")","v":""},{"$f":"IFERROR(IF(OR(M139=\"\",'Cost scenario - input'!$G124=\"\"),\"\",M139/'Cost scenario - input'!$G124),\"\")","v":""},{"$f":"IFERROR(IF(OR(N139=\"\",'Cost scenario - input'!$G124=\"\"),\"\",N139/'Cost scenario - input'!$G124),\"\")","v":""},{"$f":"IFERROR(IF(OR(O139=\"\",'Cost scenario - input'!$G124=\"\"),\"\",O139/'Cost scenario - input'!$G124),\"\")","v":""},{"$f":"IFERROR(IF(OR(P139=\"\",'Cost scenario - input'!$G124=\"\"),\"\",P139/'Cost scenario - input'!$G124),\"\")","v":""},{"$f":"IFERROR(IF(OR(Q139=\"\",'Cost scenario - input'!$G124=\"\"),\"\",Q139/'Cost scenario - input'!$G124),\"\")","v":""},{"$f":"IFERROR(IF(OR(R139=\"\",'Cost scenario - input'!$G124=\"\"),\"\",R139/'Cost scenario - input'!$G124),\"\")","v":""},{"$f":"IFERROR(IF(OR(S139=\"\",'Cost scenario - input'!$G124=\"\"),\"\",S139/'Cost scenario - input'!$G124),\"\")","v":""},{"$f":"IFERROR(IF(OR(T139=\"\",'Cost scenario - input'!$G124=\"\"),\"\",T139/'Cost scenario - input'!$G124),\"\")","v":""},{"$f":"IFERROR(IF(OR(U139=\"\",'Cost scenario - input'!$G124=\"\"),\"\",U139/'Cost scenario - input'!$G124),\"\")","v":""},{"$f":"IFERROR(IF(OR(V139=\"\",'Cost scenario - input'!$G124=\"\"),\"\",V139/'Cost scenario - input'!$G124),\"\")","v":""},{"$f":"IFERROR(IF(OR(W139=\"\",'Cost scenario - input'!$G124=\"\"),\"\",W139/'Cost scenario - input'!$G124),\"\")","v":""}]
[{"$f":"IFERROR('Cost scenario - input'!A125,\"\")","v":""},{"$f":"IFERROR('Cost scenario - input'!B125,\"\")","v":""},{"$f":"IFERROR('Cost scenario - input'!C125,\"\")","v":""},{"$f":"IFERROR(repcalc('Cost scenario - input'!$CY125:$GK125,'Cost scenario - input'!$J125,'Cost scenario - input'!$H125,'Cost scenario - input'!$I125,20,TRUE,TRUE),\"\")","v":""},"","","","","","","","","","","","","","","","","","","",{"$f":"IFERROR(IF(OR(D140=\"\",'Cost scenario - input'!$G125=\"\"),\"\",D140/'Cost scenario - input'!$G125),\"\")","v":""},{"$f":"IFERROR(IF(OR(E140=\"\",'Cost scenario - input'!$G125=\"\"),\"\",E140/'Cost scenario - input'!$G125),\"\")","v":""},{"$f":"IFERROR(IF(OR(F140=\"\",'Cost scenario - input'!$G125=\"\"),\"\",F140/'Cost scenario - input'!$G125),\"\")","v":""},{"$f":"IFERROR(IF(OR(G140=\"\",'Cost scenario - input'!$G125=\"\"),\"\",G140/'Cost scenario - input'!$G125),\"\")","v":""},{"$f":"IFERROR(IF(OR(H140=\"\",'Cost scenario - input'!$G125=\"\"),\"\",H140/'Cost scenario - input'!$G125),\"\")","v":""},{"$f":"IFERROR(IF(OR(I140=\"\",'Cost scenario - input'!$G125=\"\"),\"\",I140/'Cost scenario - input'!$G125),\"\")","v":""},{"$f":"IFERROR(IF(OR(J140=\"\",'Cost scenario - input'!$G125=\"\"),\"\",J140/'Cost scenario - input'!$G125),\"\")","v":""},{"$f":"IFERROR(IF(OR(K140=\"\",'Cost scenario - input'!$G125=\"\"),\"\",K140/'Cost scenario - input'!$G125),\"\")","v":""},{"$f":"IFERROR(IF(OR(L140=\"\",'Cost scenario - input'!$G125=\"\"),\"\",L140/'Cost scenario - input'!$G125),\"\")","v":""},{"$f":"IFERROR(IF(OR(M140=\"\",'Cost scenario - input'!$G125=\"\"),\"\",M140/'Cost scenario - input'!$G125),\"\")","v":""},{"$f":"IFERROR(IF(OR(N140=\"\",'Cost scenario - input'!$G125=\"\"),\"\",N140/'Cost scenario - input'!$G125),\"\")","v":""},{"$f":"IFERROR(IF(OR(O140=\"\",'Cost scenario - input'!$G125=\"\"),\"\",O140/'Cost scenario - input'!$G125),\"\")","v":""},{"$f":"IFERROR(IF(OR(P140=\"\",'Cost scenario - input'!$G125=\"\"),\"\",P140/'Cost scenario - input'!$G125),\"\")","v":""},{"$f":"IFERROR(IF(OR(Q140=\"\",'Cost scenario - input'!$G125=\"\"),\"\",Q140/'Cost scenario - input'!$G125),\"\")","v":""},{"$f":"IFERROR(IF(OR(R140=\"\",'Cost scenario - input'!$G125=\"\"),\"\",R140/'Cost scenario - input'!$G125),\"\")","v":""},{"$f":"IFERROR(IF(OR(S140=\"\",'Cost scenario - input'!$G125=\"\"),\"\",S140/'Cost scenario - input'!$G125),\"\")","v":""},{"$f":"IFERROR(IF(OR(T140=\"\",'Cost scenario - input'!$G125=\"\"),\"\",T140/'Cost scenario - input'!$G125),\"\")","v":""},{"$f":"IFERROR(IF(OR(U140=\"\",'Cost scenario - input'!$G125=\"\"),\"\",U140/'Cost scenario - input'!$G125),\"\")","v":""},{"$f":"IFERROR(IF(OR(V140=\"\",'Cost scenario - input'!$G125=\"\"),\"\",V140/'Cost scenario - input'!$G125),\"\")","v":""},{"$f":"IFERROR(IF(OR(W140=\"\",'Cost scenario - input'!$G125=\"\"),\"\",W140/'Cost scenario - input'!$G125),\"\")","v":""}]
[{"$f":"IFERROR('Cost scenario - input'!A126,\"\")","v":""},{"$f":"IFERROR('Cost scenario - input'!B126,\"\")","v":""},{"$f":"IFERROR('Cost scenario - input'!C126,\"\")","v":""},{"$f":"IFERROR(repcalc('Cost scenario - input'!$CY126:$GK126,'Cost scenario - input'!$J126,'Cost scenario - input'!$H126,'Cost scenario - input'!$I126,20,TRUE,TRUE),\"\")","v":""},"","","","","","","","","","","","","","","","","","","",{"$f":"IFERROR(IF(OR(D141=\"\",'Cost scenario - input'!$G126=\"\"),\"\",D141/'Cost scenario - input'!$G126),\"\")","v":""},{"$f":"IFERROR(IF(OR(E141=\"\",'Cost scenario - input'!$G126=\"\"),\"\",E141/'Cost scenario - input'!$G126),\"\")","v":""},{"$f":"IFERROR(IF(OR(F141=\"\",'Cost scenario - input'!$G126=\"\"),\"\",F141/'Cost scenario - input'!$G126),\"\")","v":""},{"$f":"IFERROR(IF(OR(G141=\"\",'Cost scenario - input'!$G126=\"\"),\"\",G141/'Cost scenario - input'!$G126),\"\")","v":""},{"$f":"IFERROR(IF(OR(H141=\"\",'Cost scenario - input'!$G126=\"\"),\"\",H141/'Cost scenario - input'!$G126),\"\")","v":""},{"$f":"IFERROR(IF(OR(I141=\"\",'Cost scenario - input'!$G126=\"\"),\"\",I141/'Cost scenario - input'!$G126),\"\")","v":""},{"$f":"IFERROR(IF(OR(J141=\"\",'Cost scenario - input'!$G126=\"\"),\"\",J141/'Cost scenario - input'!$G126),\"\")","v":""},{"$f":"IFERROR(IF(OR(K141=\"\",'Cost scenario - input'!$G126=\"\"),\"\",K141/'Cost scenario - input'!$G126),\"\")","v":""},{"$f":"IFERROR(IF(OR(L141=\"\",'Cost scenario - input'!$G126=\"\"),\"\",L141/'Cost scenario - input'!$G126),\"\")","v":""},{"$f":"IFERROR(IF(OR(M141=\"\",'Cost scenario - input'!$G126=\"\"),\"\",M141/'Cost scenario - input'!$G126),\"\")","v":""},{"$f":"IFERROR(IF(OR(N141=\"\",'Cost scenario - input'!$G126=\"\"),\"\",N141/'Cost scenario - input'!$G126),\"\")","v":""},{"$f":"IFERROR(IF(OR(O141=\"\",'Cost scenario - input'!$G126=\"\"),\"\",O141/'Cost scenario - input'!$G126),\"\")","v":""},{"$f":"IFERROR(IF(OR(P141=\"\",'Cost scenario - input'!$G126=\"\"),\"\",P141/'Cost scenario - input'!$G126),\"\")","v":""},{"$f":"IFERROR(IF(OR(Q141=\"\",'Cost scenario - input'!$G126=\"\"),\"\",Q141/'Cost scenario - input'!$G126),\"\")","v":""},{"$f":"IFERROR(IF(OR(R141=\"\",'Cost scenario - input'!$G126=\"\"),\"\",R141/'Cost scenario - input'!$G126),\"\")","v":""},{"$f":"IFERROR(IF(OR(S141=\"\",'Cost scenario - input'!$G126=\"\"),\"\",S141/'Cost scenario - input'!$G126),\"\")","v":""},{"$f":"IFERROR(IF(OR(T141=\"\",'Cost scenario - input'!$G126=\"\"),\"\",T141/'Cost scenario - input'!$G126),\"\")","v":""},{"$f":"IFERROR(IF(OR(U141=\"\",'Cost scenario - input'!$G126=\"\"),\"\",U141/'Cost scenario - input'!$G126),\"\")","v":""},{"$f":"IFERROR(IF(OR(V141=\"\",'Cost scenario - input'!$G126=\"\"),\"\",V141/'Cost scenario - input'!$G126),\"\")","v":""},{"$f":"IFERROR(IF(OR(W141=\"\",'Cost scenario - input'!$G126=\"\"),\"\",W141/'Cost scenario - input'!$G126),\"\")","v":""}]
[{"$f":"IFERROR('Cost scenario - input'!A127,\"\")","v":""},{"$f":"IFERROR('Cost scenario - input'!B127,\"\")","v":""},{"$f":"IFERROR('Cost scenario - input'!C127,\"\")","v":""},{"$f":"IFERROR(repcalc('Cost scenario - input'!$CY127:$GK127,'Cost scenario - input'!$J127,'Cost scenario - input'!$H127,'Cost scenario - input'!$I127,20,TRUE,TRUE),\"\")","v":""},"","","","","","","","","","","","","","","","","","","",{"$f":"IFERROR(IF(OR(D142=\"\",'Cost scenario - input'!$G127=\"\"),\"\",D142/'Cost scenario - input'!$G127),\"\")","v":""},{"$f":"IFERROR(IF(OR(E142=\"\",'Cost scenario - input'!$G127=\"\"),\"\",E142/'Cost scenario - input'!$G127),\"\")","v":""},{"$f":"IFERROR(IF(OR(F142=\"\",'Cost scenario - input'!$G127=\"\"),\"\",F142/'Cost scenario - input'!$G127),\"\")","v":""},{"$f":"IFERROR(IF(OR(G142=\"\",'Cost scenario - input'!$G127=\"\"),\"\",G142/'Cost scenario - input'!$G127),\"\")","v":""},{"$f":"IFERROR(IF(OR(H142=\"\",'Cost scenario - input'!$G127=\"\"),\"\",H142/'Cost scenario - input'!$G127),\"\")","v":""},{"$f":"IFERROR(IF(OR(I142=\"\",'Cost scenario - input'!$G127=\"\"),\"\",I142/'Cost scenario - input'!$G127),\"\")","v":""},{"$f":"IFERROR(IF(OR(J142=\"\",'Cost scenario - input'!$G127=\"\"),\"\",J142/'Cost scenario - input'!$G127),\"\")","v":""},{"$f":"IFERROR(IF(OR(K142=\"\",'Cost scenario - input'!$G127=\"\"),\"\",K142/'Cost scenario - input'!$G127),\"\")","v":""},{"$f":"IFERROR(IF(OR(L142=\"\",'Cost scenario - input'!$G127=\"\"),\"\",L142/'Cost scenario - input'!$G127),\"\")","v":""},{"$f":"IFERROR(IF(OR(M142=\"\",'Cost scenario - input'!$G127=\"\"),\"\",M142/'Cost scenario - input'!$G127),\"\")","v":""},{"$f":"IFERROR(IF(OR(N142=\"\",'Cost scenario - input'!$G127=\"\"),\"\",N142/'Cost scenario - input'!$G127),\"\")","v":""},{"$f":"IFERROR(IF(OR(O142=\"\",'Cost scenario - input'!$G127=\"\"),\"\",O142/'Cost scenario - input'!$G127),\"\")","v":""},{"$f":"IFERROR(IF(OR(P142=\"\",'Cost scenario - input'!$G127=\"\"),\"\",P142/'Cost scenario - input'!$G127),\"\")","v":""},{"$f":"IFERROR(IF(OR(Q142=\"\",'Cost scenario - input'!$G127=\"\"),\"\",Q142/'Cost scenario - input'!$G127),\"\")","v":""},{"$f":"IFERROR(IF(OR(R142=\"\",'Cost scenario - input'!$G127=\"\"),\"\",R142/'Cost scenario - input'!$G127),\"\")","v":""},{"$f":"IFERROR(IF(OR(S142=\"\",'Cost scenario - input'!$G127=\"\"),\"\",S142/'Cost scenario - input'!$G127),\"\")","v":""},{"$f":"IFERROR(IF(OR(T142=\"\",'Cost scenario - input'!$G127=\"\"),\"\",T142/'Cost scenario - input'!$G127),\"\")","v":""},{"$f":"IFERROR(IF(OR(U142=\"\",'Cost scenario - input'!$G127=\"\"),\"\",U142/'Cost scenario - input'!$G127),\"\")","v":""},{"$f":"IFERROR(IF(OR(V142=\"\",'Cost scenario - input'!$G127=\"\"),\"\",V142/'Cost scenario - input'!$G127),\"\")","v":""},{"$f":"IFERROR(IF(OR(W142=\"\",'Cost scenario - input'!$G127=\"\"),\"\",W142/'Cost scenario - input'!$G127),\"\")","v":""}]
[{"$f":"IFERROR('Cost scenario - input'!A128,\"\")","v":""},{"$f":"IFERROR('Cost scenario - input'!B128,\"\")","v":""},{"$f":"IFERROR('Cost scenario - input'!C128,\"\")","v":""},{"$f":"IFERROR(repcalc('Cost scenario - input'!$CY128:$GK128,'Cost scenario - input'!$J128,'Cost scenario - input'!$H128,'Cost scenario - input'!$I128,20,TRUE,TRUE),\"\")","v":""},"","","","","","","","","","","","","","","","","","","",{"$f":"IFERROR(IF(OR(D143=\"\",'Cost scenario - input'!$G128=\"\"),\"\",D143/'Cost scenario - input'!$G128),\"\")","v":""},{"$f":"IFERROR(IF(OR(E143=\"\",'Cost scenario - input'!$G128=\"\"),\"\",E143/'Cost scenario - input'!$G128),\"\")","v":""},{"$f":"IFERROR(IF(OR(F143=\"\",'Cost scenario - input'!$G128=\"\"),\"\",F143/'Cost scenario - input'!$G128),\"\")","v":""},{"$f":"IFERROR(IF(OR(G143=\"\",'Cost scenario - input'!$G128=\"\"),\"\",G143/'Cost scenario - input'!$G128),\"\")","v":""},{"$f":"IFERROR(IF(OR(H143=\"\",'Cost scenario - input'!$G128=\"\"),\"\",H143/'Cost scenario - input'!$G128),\"\")","v":""},{"$f":"IFERROR(IF(OR(I143=\"\",'Cost scenario - input'!$G128=\"\"),\"\",I143/'Cost scenario - input'!$G128),\"\")","v":""},{"$f":"IFERROR(IF(OR(J143=\"\",'Cost scenario - input'!$G128=\"\"),\"\",J143/'Cost scenario - input'!$G128),\"\")","v":""},{"$f":"IFERROR(IF(OR(K143=\"\",'Cost scenario - input'!$G128=\"\"),\"\",K143/'Cost scenario - input'!$G128),\"\")","v":""},{"$f":"IFERROR(IF(OR(L143=\"\",'Cost scenario - input'!$G128=\"\"),\"\",L143/'Cost scenario - input'!$G128),\"\")","v":""},{"$f":"IFERROR(IF(OR(M143=\"\",'Cost scenario - input'!$G128=\"\"),\"\",M143/'Cost scenario - input'!$G128),\"\")","v":""},{"$f":"IFERROR(IF(OR(N143=\"\",'Cost scenario - input'!$G128=\"\"),\"\",N143/'Cost scenario - input'!$G128),\"\")","v":""},{"$f":"IFERROR(IF(OR(O143=\"\",'Cost scenario - input'!$G128=\"\"),\"\",O143/'Cost scenario - input'!$G128),\"\")","v":""},{"$f":"IFERROR(IF(OR(P143=\"\",'Cost scenario - input'!$G128=\"\"),\"\",P143/'Cost scenario - input'!$G128),\"\")","v":""},{"$f":"IFERROR(IF(OR(Q143=\"\",'Cost scenario - input'!$G128=\"\"),\"\",Q143/'Cost scenario - input'!$G128),\"\")","v":""},{"$f":"IFERROR(IF(OR(R143=\"\",'Cost scenario - input'!$G128=\"\"),\"\",R143/'Cost scenario - input'!$G128),\"\")","v":""},{"$f":"IFERROR(IF(OR(S143=\"\",'Cost scenario - input'!$G128=\"\"),\"\",S143/'Cost scenario - input'!$G128),\"\")","v":""},{"$f":"IFERROR(IF(OR(T143=\"\",'Cost scenario - input'!$G128=\"\"),\"\",T143/'Cost scenario - input'!$G128),\"\")","v":""},{"$f":"IFERROR(IF(OR(U143=\"\",'Cost scenario - input'!$G128=\"\"),\"\",U143/'Cost scenario - input'!$G128),\"\")","v":""},{"$f":"IFERROR(IF(OR(V143=\"\",'Cost scenario - input'!$G128=\"\"),\"\",V143/'Cost scenario - input'!$G128),\"\")","v":""},{"$f":"IFERROR(IF(OR(W143=\"\",'Cost scenario - input'!$G128=\"\"),\"\",W143/'Cost scenario - input'!$G128),\"\")","v":""}]
[{"$f":"IFERROR('Cost scenario - input'!A129,\"\")","v":""},{"$f":"IFERROR('Cost scenario - input'!B129,\"\")","v":""},{"$f":"IFERROR('Cost scenario - input'!C129,\"\")","v":""},{"$f":"IFERROR(repcalc('Cost scenario - input'!$CY129:$GK129,'Cost scenario - input'!$J129,'Cost scenario - input'!$H129,'Cost scenario - input'!$I129,20,TRUE,TRUE),\"\")","v":""},"","","","","","","","","","","","","","","","","","","",{"$f":"IFERROR(IF(OR(D144=\"\",'Cost scenario - input'!$G129=\"\"),\"\",D144/'Cost scenario - input'!$G129),\"\")","v":""},{"$f":"IFERROR(IF(OR(E144=\"\",'Cost scenario - input'!$G129=\"\"),\"\",E144/'Cost scenario - input'!$G129),\"\")","v":""},{"$f":"IFERROR(IF(OR(F144=\"\",'Cost scenario - input'!$G129=\"\"),\"\",F144/'Cost scenario - input'!$G129),\"\")","v":""},{"$f":"IFERROR(IF(OR(G144=\"\",'Cost scenario - input'!$G129=\"\"),\"\",G144/'Cost scenario - input'!$G129),\"\")","v":""},{"$f":"IFERROR(IF(OR(H144=\"\",'Cost scenario - input'!$G129=\"\"),\"\",H144/'Cost scenario - input'!$G129),\"\")","v":""},{"$f":"IFERROR(IF(OR(I144=\"\",'Cost scenario - input'!$G129=\"\"),\"\",I144/'Cost scenario - input'!$G129),\"\")","v":""},{"$f":"IFERROR(IF(OR(J144=\"\",'Cost scenario - input'!$G129=\"\"),\"\",J144/'Cost scenario - input'!$G129),\"\")","v":""},{"$f":"IFERROR(IF(OR(K144=\"\",'Cost scenario - input'!$G129=\"\"),\"\",K144/'Cost scenario - input'!$G129),\"\")","v":""},{"$f":"IFERROR(IF(OR(L144=\"\",'Cost scenario - input'!$G129=\"\"),\"\",L144/'Cost scenario - input'!$G129),\"\")","v":""},{"$f":"IFERROR(IF(OR(M144=\"\",'Cost scenario - input'!$G129=\"\"),\"\",M144/'Cost scenario - input'!$G129),\"\")","v":""},{"$f":"IFERROR(IF(OR(N144=\"\",'Cost scenario - input'!$G129=\"\"),\"\",N144/'Cost scenario - input'!$G129),\"\")","v":""},{"$f":"IFERROR(IF(OR(O144=\"\",'Cost scenario - input'!$G129=\"\"),\"\",O144/'Cost scenario - input'!$G129),\"\")","v":""},{"$f":"IFERROR(IF(OR(P144=\"\",'Cost scenario - input'!$G129=\"\"),\"\",P144/'Cost scenario - input'!$G129),\"\")","v":""},{"$f":"IFERROR(IF(OR(Q144=\"\",'Cost scenario - input'!$G129=\"\"),\"\",Q144/'Cost scenario - input'!$G129),\"\")","v":""},{"$f":"IFERROR(IF(OR(R144=\"\",'Cost scenario - input'!$G129=\"\"),\"\",R144/'Cost scenario - input'!$G129),\"\")","v":""},{"$f":"IFERROR(IF(OR(S144=\"\",'Cost scenario - input'!$G129=\"\"),\"\",S144/'Cost scenario - input'!$G129),\"\")","v":""},{"$f":"IFERROR(IF(OR(T144=\"\",'Cost scenario - input'!$G129=\"\"),\"\",T144/'Cost scenario - input'!$G129),\"\")","v":""},{"$f":"IFERROR(IF(OR(U144=\"\",'Cost scenario - input'!$G129=\"\"),\"\",U144/'Cost scenario - input'!$G129),\"\")","v":""},{"$f":"IFERROR(IF(OR(V144=\"\",'Cost scenario - input'!$G129=\"\"),\"\",V144/'Cost scenario - input'!$G129),\"\")","v":""},{"$f":"IFERROR(IF(OR(W144=\"\",'Cost scenario - input'!$G129=\"\"),\"\",W144/'Cost scenario - input'!$G129),\"\")","v":""}]
[{"$f":"IFERROR('Cost scenario - input'!A130,\"\")","v":""},{"$f":"IFERROR('Cost scenario - input'!B130,\"\")","v":""},{"$f":"IFERROR('Cost scenario - input'!C130,\"\")","v":""},{"$f":"IFERROR(repcalc('Cost scenario - input'!$CY130:$GK130,'Cost scenario - input'!$J130,'Cost scenario - input'!$H130,'Cost scenario - input'!$I130,20,TRUE,TRUE),\"\")","v":""},"","","","","","","","","","","","","","","","","","","",{"$f":"IFERROR(IF(OR(D145=\"\",'Cost scenario - input'!$G130=\"\"),\"\",D145/'Cost scenario - input'!$G130),\"\")","v":""},{"$f":"IFERROR(IF(OR(E145=\"\",'Cost scenario - input'!$G130=\"\"),\"\",E145/'Cost scenario - input'!$G130),\"\")","v":""},{"$f":"IFERROR(IF(OR(F145=\"\",'Cost scenario - input'!$G130=\"\"),\"\",F145/'Cost scenario - input'!$G130),\"\")","v":""},{"$f":"IFERROR(IF(OR(G145=\"\",'Cost scenario - input'!$G130=\"\"),\"\",G145/'Cost scenario - input'!$G130),\"\")","v":""},{"$f":"IFERROR(IF(OR(H145=\"\",'Cost scenario - input'!$G130=\"\"),\"\",H145/'Cost scenario - input'!$G130),\"\")","v":""},{"$f":"IFERROR(IF(OR(I145=\"\",'Cost scenario - input'!$G130=\"\"),\"\",I145/'Cost scenario - input'!$G130),\"\")","v":""},{"$f":"IFERROR(IF(OR(J145=\"\",'Cost scenario - input'!$G130=\"\"),\"\",J145/'Cost scenario - input'!$G130),\"\")","v":""},{"$f":"IFERROR(IF(OR(K145=\"\",'Cost scenario - input'!$G130=\"\"),\"\",K145/'Cost scenario - input'!$G130),\"\")","v":""},{"$f":"IFERROR(IF(OR(L145=\"\",'Cost scenario - input'!$G130=\"\"),\"\",L145/'Cost scenario - input'!$G130),\"\")","v":""},{"$f":"IFERROR(IF(OR(M145=\"\",'Cost scenario - input'!$G130=\"\"),\"\",M145/'Cost scenario - input'!$G130),\"\")","v":""},{"$f":"IFERROR(IF(OR(N145=\"\",'Cost scenario - input'!$G130=\"\"),\"\",N145/'Cost scenario - input'!$G130),\"\")","v":""},{"$f":"IFERROR(IF(OR(O145=\"\",'Cost scenario - input'!$G130=\"\"),\"\",O145/'Cost scenario - input'!$G130),\"\")","v":""},{"$f":"IFERROR(IF(OR(P145=\"\",'Cost scenario - input'!$G130=\"\"),\"\",P145/'Cost scenario - input'!$G130),\"\")","v":""},{"$f":"IFERROR(IF(OR(Q145=\"\",'Cost scenario - input'!$G130=\"\"),\"\",Q145/'Cost scenario - input'!$G130),\"\")","v":""},{"$f":"IFERROR(IF(OR(R145=\"\",'Cost scenario - input'!$G130=\"\"),\"\",R145/'Cost scenario - input'!$G130),\"\")","v":""},{"$f":"IFERROR(IF(OR(S145=\"\",'Cost scenario - input'!$G130=\"\"),\"\",S145/'Cost scenario - input'!$G130),\"\")","v":""},{"$f":"IFERROR(IF(OR(T145=\"\",'Cost scenario - input'!$G130=\"\"),\"\",T145/'Cost scenario - input'!$G130),\"\")","v":""},{"$f":"IFERROR(IF(OR(U145=\"\",'Cost scenario - input'!$G130=\"\"),\"\",U145/'Cost scenario - input'!$G130),\"\")","v":""},{"$f":"IFERROR(IF(OR(V145=\"\",'Cost scenario - input'!$G130=\"\"),\"\",V145/'Cost scenario - input'!$G130),\"\")","v":""},{"$f":"IFERROR(IF(OR(W145=\"\",'Cost scenario - input'!$G130=\"\"),\"\",W145/'Cost scenario - input'!$G130),\"\")","v":""}]
[{"$f":"IFERROR('Cost scenario - input'!A131,\"\")","v":""},{"$f":"IFERROR('Cost scenario - input'!B131,\"\")","v":""},{"$f":"IFERROR('Cost scenario - input'!C131,\"\")","v":""},{"$f":"IFERROR(repcalc('Cost scenario - input'!$CY131:$GK131,'Cost scenario - input'!$J131,'Cost scenario - input'!$H131,'Cost scenario - input'!$I131,20,TRUE,TRUE),\"\")","v":""},"","","","","","","","","","","","","","","","","","","",{"$f":"IFERROR(IF(OR(D146=\"\",'Cost scenario - input'!$G131=\"\"),\"\",D146/'Cost scenario - input'!$G131),\"\")","v":""},{"$f":"IFERROR(IF(OR(E146=\"\",'Cost scenario - input'!$G131=\"\"),\"\",E146/'Cost scenario - input'!$G131),\"\")","v":""},{"$f":"IFERROR(IF(OR(F146=\"\",'Cost scenario - input'!$G131=\"\"),\"\",F146/'Cost scenario - input'!$G131),\"\")","v":""},{"$f":"IFERROR(IF(OR(G146=\"\",'Cost scenario - input'!$G131=\"\"),\"\",G146/'Cost scenario - input'!$G131),\"\")","v":""},{"$f":"IFERROR(IF(OR(H146=\"\",'Cost scenario - input'!$G131=\"\"),\"\",H146/'Cost scenario - input'!$G131),\"\")","v":""},{"$f":"IFERROR(IF(OR(I146=\"\",'Cost scenario - input'!$G131=\"\"),\"\",I146/'Cost scenario - input'!$G131),\"\")","v":""},{"$f":"IFERROR(IF(OR(J146=\"\",'Cost scenario - input'!$G131=\"\"),\"\",J146/'Cost scenario - input'!$G131),\"\")","v":""},{"$f":"IFERROR(IF(OR(K146=\"\",'Cost scenario - input'!$G131=\"\"),\"\",K146/'Cost scenario - input'!$G131),\"\")","v":""},{"$f":"IFERROR(IF(OR(L146=\"\",'Cost scenario - input'!$G131=\"\"),\"\",L146/'Cost scenario - input'!$G131),\"\")","v":""},{"$f":"IFERROR(IF(OR(M146=\"\",'Cost scenario - input'!$G131=\"\"),\"\",M146/'Cost scenario - input'!$G131),\"\")","v":""},{"$f":"IFERROR(IF(OR(N146=\"\",'Cost scenario - input'!$G131=\"\"),\"\",N146/'Cost scenario - input'!$G131),\"\")","v":""},{"$f":"IFERROR(IF(OR(O146=\"\",'Cost scenario - input'!$G131=\"\"),\"\",O146/'Cost scenario - input'!$G131),\"\")","v":""},{"$f":"IFERROR(IF(OR(P146=\"\",'Cost scenario - input'!$G131=\"\"),\"\",P146/'Cost scenario - input'!$G131),\"\")","v":""},{"$f":"IFERROR(IF(OR(Q146=\"\",'Cost scenario - input'!$G131=\"\"),\"\",Q146/'Cost scenario - input'!$G131),\"\")","v":""},{"$f":"IFERROR(IF(OR(R146=\"\",'Cost scenario - input'!$G131=\"\"),\"\",R146/'Cost scenario - input'!$G131),\"\")","v":""},{"$f":"IFERROR(IF(OR(S146=\"\",'Cost scenario - input'!$G131=\"\"),\"\",S146/'Cost scenario - input'!$G131),\"\")","v":""},{"$f":"IFERROR(IF(OR(T146=\"\",'Cost scenario - input'!$G131=\"\"),\"\",T146/'Cost scenario - input'!$G131),\"\")","v":""},{"$f":"IFERROR(IF(OR(U146=\"\",'Cost scenario - input'!$G131=\"\"),\"\",U146/'Cost scenario - input'!$G131),\"\")","v":""},{"$f":"IFERROR(IF(OR(V146=\"\",'Cost scenario - input'!$G131=\"\"),\"\",V146/'Cost scenario - input'!$G131),\"\")","v":""},{"$f":"IFERROR(IF(OR(W146=\"\",'Cost scenario - input'!$G131=\"\"),\"\",W146/'Cost scenario - input'!$G131),\"\")","v":""}]
[{"$f":"IFERROR('Cost scenario - input'!A132,\"\")","v":""},{"$f":"IFERROR('Cost scenario - input'!B132,\"\")","v":""},{"$f":"IFERROR('Cost scenario - input'!C132,\"\")","v":""},{"$f":"IFERROR(repcalc('Cost scenario - input'!$CY132:$GK132,'Cost scenario - input'!$J132,'Cost scenario - input'!$H132,'Cost scenario - input'!$I132,20,TRUE,TRUE),\"\")","v":""},"","","","","","","","","","","","","","","","","","","",{"$f":"IFERROR(IF(OR(D147=\"\",'Cost scenario - input'!$G132=\"\"),\"\",D147/'Cost scenario - input'!$G132),\"\")","v":""},{"$f":"IFERROR(IF(OR(E147=\"\",'Cost scenario - input'!$G132=\"\"),\"\",E147/'Cost scenario - input'!$G132),\"\")","v":""},{"$f":"IFERROR(IF(OR(F147=\"\",'Cost scenario - input'!$G132=\"\"),\"\",F147/'Cost scenario - input'!$G132),\"\")","v":""},{"$f":"IFERROR(IF(OR(G147=\"\",'Cost scenario - input'!$G132=\"\"),\"\",G147/'Cost scenario - input'!$G132),\"\")","v":""},{"$f":"IFERROR(IF(OR(H147=\"\",'Cost scenario - input'!$G132=\"\"),\"\",H147/'Cost scenario - input'!$G132),\"\")","v":""},{"$f":"IFERROR(IF(OR(I147=\"\",'Cost scenario - input'!$G132=\"\"),\"\",I147/'Cost scenario - input'!$G132),\"\")","v":""},{"$f":"IFERROR(IF(OR(J147=\"\",'Cost scenario - input'!$G132=\"\"),\"\",J147/'Cost scenario - input'!$G132),\"\")","v":""},{"$f":"IFERROR(IF(OR(K147=\"\",'Cost scenario - input'!$G132=\"\"),\"\",K147/'Cost scenario - input'!$G132),\"\")","v":""},{"$f":"IFERROR(IF(OR(L147=\"\",'Cost scenario - input'!$G132=\"\"),\"\",L147/'Cost scenario - input'!$G132),\"\")","v":""},{"$f":"IFERROR(IF(OR(M147=\"\",'Cost scenario - input'!$G132=\"\"),\"\",M147/'Cost scenario - input'!$G132),\"\")","v":""},{"$f":"IFERROR(IF(OR(N147=\"\",'Cost scenario - input'!$G132=\"\"),\"\",N147/'Cost scenario - input'!$G132),\"\")","v":""},{"$f":"IFERROR(IF(OR(O147=\"\",'Cost scenario - input'!$G132=\"\"),\"\",O147/'Cost scenario - input'!$G132),\"\")","v":""},{"$f":"IFERROR(IF(OR(P147=\"\",'Cost scenario - input'!$G132=\"\"),\"\",P147/'Cost scenario - input'!$G132),\"\")","v":""},{"$f":"IFERROR(IF(OR(Q147=\"\",'Cost scenario - input'!$G132=\"\"),\"\",Q147/'Cost scenario - input'!$G132),\"\")","v":""},{"$f":"IFERROR(IF(OR(R147=\"\",'Cost scenario - input'!$G132=\"\"),\"\",R147/'Cost scenario - input'!$G132),\"\")","v":""},{"$f":"IFERROR(IF(OR(S147=\"\",'Cost scenario - input'!$G132=\"\"),\"\",S147/'Cost scenario - input'!$G132),\"\")","v":""},{"$f":"IFERROR(IF(OR(T147=\"\",'Cost scenario - input'!$G132=\"\"),\"\",T147/'Cost scenario - input'!$G132),\"\")","v":""},{"$f":"IFERROR(IF(OR(U147=\"\",'Cost scenario - input'!$G132=\"\"),\"\",U147/'Cost scenario - input'!$G132),\"\")","v":""},{"$f":"IFERROR(IF(OR(V147=\"\",'Cost scenario - input'!$G132=\"\"),\"\",V147/'Cost scenario - input'!$G132),\"\")","v":""},{"$f":"IFERROR(IF(OR(W147=\"\",'Cost scenario - input'!$G132=\"\"),\"\",W147/'Cost scenario - input'!$G132),\"\")","v":""}]
[{"$f":"IFERROR('Cost scenario - input'!A133,\"\")","v":""},{"$f":"IFERROR('Cost scenario - input'!B133,\"\")","v":""},{"$f":"IFERROR('Cost scenario - input'!C133,\"\")","v":""},{"$f":"IFERROR(repcalc('Cost scenario - input'!$CY133:$GK133,'Cost scenario - input'!$J133,'Cost scenario - input'!$H133,'Cost scenario - input'!$I133,20,TRUE,TRUE),\"\")","v":""},"","","","","","","","","","","","","","","","","","","",{"$f":"IFERROR(IF(OR(D148=\"\",'Cost scenario - input'!$G133=\"\"),\"\",D148/'Cost scenario - input'!$G133),\"\")","v":""},{"$f":"IFERROR(IF(OR(E148=\"\",'Cost scenario - input'!$G133=\"\"),\"\",E148/'Cost scenario - input'!$G133),\"\")","v":""},{"$f":"IFERROR(IF(OR(F148=\"\",'Cost scenario - input'!$G133=\"\"),\"\",F148/'Cost scenario - input'!$G133),\"\")","v":""},{"$f":"IFERROR(IF(OR(G148=\"\",'Cost scenario - input'!$G133=\"\"),\"\",G148/'Cost scenario - input'!$G133),\"\")","v":""},{"$f":"IFERROR(IF(OR(H148=\"\",'Cost scenario - input'!$G133=\"\"),\"\",H148/'Cost scenario - input'!$G133),\"\")","v":""},{"$f":"IFERROR(IF(OR(I148=\"\",'Cost scenario - input'!$G133=\"\"),\"\",I148/'Cost scenario - input'!$G133),\"\")","v":""},{"$f":"IFERROR(IF(OR(J148=\"\",'Cost scenario - input'!$G133=\"\"),\"\",J148/'Cost scenario - input'!$G133),\"\")","v":""},{"$f":"IFERROR(IF(OR(K148=\"\",'Cost scenario - input'!$G133=\"\"),\"\",K148/'Cost scenario - input'!$G133),\"\")","v":""},{"$f":"IFERROR(IF(OR(L148=\"\",'Cost scenario - input'!$G133=\"\"),\"\",L148/'Cost scenario - input'!$G133),\"\")","v":""},{"$f":"IFERROR(IF(OR(M148=\"\",'Cost scenario - input'!$G133=\"\"),\"\",M148/'Cost scenario - input'!$G133),\"\")","v":""},{"$f":"IFERROR(IF(OR(N148=\"\",'Cost scenario - input'!$G133=\"\"),\"\",N148/'Cost scenario - input'!$G133),\"\")","v":""},{"$f":"IFERROR(IF(OR(O148=\"\",'Cost scenario - input'!$G133=\"\"),\"\",O148/'Cost scenario - input'!$G133),\"\")","v":""},{"$f":"IFERROR(IF(OR(P148=\"\",'Cost scenario - input'!$G133=\"\"),\"\",P148/'Cost scenario - input'!$G133),\"\")","v":""},{"$f":"IFERROR(IF(OR(Q148=\"\",'Cost scenario - input'!$G133=\"\"),\"\",Q148/'Cost scenario - input'!$G133),\"\")","v":""},{"$f":"IFERROR(IF(OR(R148=\"\",'Cost scenario - input'!$G133=\"\"),\"\",R148/'Cost scenario - input'!$G133),\"\")","v":""},{"$f":"IFERROR(IF(OR(S148=\"\",'Cost scenario - input'!$G133=\"\"),\"\",S148/'Cost scenario - input'!$G133),\"\")","v":""},{"$f":"IFERROR(IF(OR(T148=\"\",'Cost scenario - input'!$G133=\"\"),\"\",T148/'Cost scenario - input'!$G133),\"\")","v":""},{"$f":"IFERROR(IF(OR(U148=\"\",'Cost scenario - input'!$G133=\"\"),\"\",U148/'Cost scenario - input'!$G133),\"\")","v":""},{"$f":"IFERROR(IF(OR(V148=\"\",'Cost scenario - input'!$G133=\"\"),\"\",V148/'Cost scenario - input'!$G133),\"\")","v":""},{"$f":"IFERROR(IF(OR(W148=\"\",'Cost scenario - input'!$G133=\"\"),\"\",W148/'Cost scenario - input'!$G133),\"\")","v":""}]
[{"$f":"IFERROR('Cost scenario - input'!A134,\"\")","v":""},{"$f":"IFERROR('Cost scenario - input'!B134,\"\")","v":""},{"$f":"IFERROR('Cost scenario - input'!C134,\"\")","v":""},{"$f":"IFERROR(repcalc('Cost scenario - input'!$CY134:$GK134,'Cost scenario - input'!$J134,'Cost scenario - input'!$H134,'Cost scenario - input'!$I134,20,TRUE,TRUE),\"\")","v":""},"","","","","","","","","","","","","","","","","","","",{"$f":"IFERROR(IF(OR(D149=\"\",'Cost scenario - input'!$G134=\"\"),\"\",D149/'Cost scenario - input'!$G134),\"\")","v":""},{"$f":"IFERROR(IF(OR(E149=\"\",'Cost scenario - input'!$G134=\"\"),\"\",E149/'Cost scenario - input'!$G134),\"\")","v":""},{"$f":"IFERROR(IF(OR(F149=\"\",'Cost scenario - input'!$G134=\"\"),\"\",F149/'Cost scenario - input'!$G134),\"\")","v":""},{"$f":"IFERROR(IF(OR(G149=\"\",'Cost scenario - input'!$G134=\"\"),\"\",G149/'Cost scenario - input'!$G134),\"\")","v":""},{"$f":"IFERROR(IF(OR(H149=\"\",'Cost scenario - input'!$G134=\"\"),\"\",H149/'Cost scenario - input'!$G134),\"\")","v":""},{"$f":"IFERROR(IF(OR(I149=\"\",'Cost scenario - input'!$G134=\"\"),\"\",I149/'Cost scenario - input'!$G134),\"\")","v":""},{"$f":"IFERROR(IF(OR(J149=\"\",'Cost scenario - input'!$G134=\"\"),\"\",J149/'Cost scenario - input'!$G134),\"\")","v":""},{"$f":"IFERROR(IF(OR(K149=\"\",'Cost scenario - input'!$G134=\"\"),\"\",K149/'Cost scenario - input'!$G134),\"\")","v":""},{"$f":"IFERROR(IF(OR(L149=\"\",'Cost scenario - input'!$G134=\"\"),\"\",L149/'Cost scenario - input'!$G134),\"\")","v":""},{"$f":"IFERROR(IF(OR(M149=\"\",'Cost scenario - input'!$G134=\"\"),\"\",M149/'Cost scenario - input'!$G134),\"\")","v":""},{"$f":"IFERROR(IF(OR(N149=\"\",'Cost scenario - input'!$G134=\"\"),\"\",N149/'Cost scenario - input'!$G134),\"\")","v":""},{"$f":"IFERROR(IF(OR(O149=\"\",'Cost scenario - input'!$G134=\"\"),\"\",O149/'Cost scenario - input'!$G134),\"\")","v":""},{"$f":"IFERROR(IF(OR(P149=\"\",'Cost scenario - input'!$G134=\"\"),\"\",P149/'Cost scenario - input'!$G134),\"\")","v":""},{"$f":"IFERROR(IF(OR(Q149=\"\",'Cost scenario - input'!$G134=\"\"),\"\",Q149/'Cost scenario - input'!$G134),\"\")","v":""},{"$f":"IFERROR(IF(OR(R149=\"\",'Cost scenario - input'!$G134=\"\"),\"\",R149/'Cost scenario - input'!$G134),\"\")","v":""},{"$f":"IFERROR(IF(OR(S149=\"\",'Cost scenario - input'!$G134=\"\"),\"\",S149/'Cost scenario - input'!$G134),\"\")","v":""},{"$f":"IFERROR(IF(OR(T149=\"\",'Cost scenario - input'!$G134=\"\"),\"\",T149/'Cost scenario - input'!$G134),\"\")","v":""},{"$f":"IFERROR(IF(OR(U149=\"\",'Cost scenario - input'!$G134=\"\"),\"\",U149/'Cost scenario - input'!$G134),\"\")","v":""},{"$f":"IFERROR(IF(OR(V149=\"\",'Cost scenario - input'!$G134=\"\"),\"\",V149/'Cost scenario - input'!$G134),\"\")","v":""},{"$f":"IFERROR(IF(OR(W149=\"\",'Cost scenario - input'!$G134=\"\"),\"\",W149/'Cost scenario - input'!$G134),\"\")","v":""}]
[{"$f":"IFERROR('Cost scenario - input'!A135,\"\")","v":""},{"$f":"IFERROR('Cost scenario - input'!B135,\"\")","v":""},{"$f":"IFERROR('Cost scenario - input'!C135,\"\")","v":""},{"$f":"IFERROR(repcalc('Cost scenario - input'!$CY135:$GK135,'Cost scenario - input'!$J135,'Cost scenario - input'!$H135,'Cost scenario - input'!$I135,20,TRUE,TRUE),\"\")","v":""},"","","","","","","","","","","","","","","","","","","",{"$f":"IFERROR(IF(OR(D150=\"\",'Cost scenario - input'!$G135=\"\"),\"\",D150/'Cost scenario - input'!$G135),\"\")","v":""},{"$f":"IFERROR(IF(OR(E150=\"\",'Cost scenario - input'!$G135=\"\"),\"\",E150/'Cost scenario - input'!$G135),\"\")","v":""},{"$f":"IFERROR(IF(OR(F150=\"\",'Cost scenario - input'!$G135=\"\"),\"\",F150/'Cost scenario - input'!$G135),\"\")","v":""},{"$f":"IFERROR(IF(OR(G150=\"\",'Cost scenario - input'!$G135=\"\"),\"\",G150/'Cost scenario - input'!$G135),\"\")","v":""},{"$f":"IFERROR(IF(OR(H150=\"\",'Cost scenario - input'!$G135=\"\"),\"\",H150/'Cost scenario - input'!$G135),\"\")","v":""},{"$f":"IFERROR(IF(OR(I150=\"\",'Cost scenario - input'!$G135=\"\"),\"\",I150/'Cost scenario - input'!$G135),\"\")","v":""},{"$f":"IFERROR(IF(OR(J150=\"\",'Cost scenario - input'!$G135=\"\"),\"\",J150/'Cost scenario - input'!$G135),\"\")","v":""},{"$f":"IFERROR(IF(OR(K150=\"\",'Cost scenario - input'!$G135=\"\"),\"\",K150/'Cost scenario - input'!$G135),\"\")","v":""},{"$f":"IFERROR(IF(OR(L150=\"\",'Cost scenario - input'!$G135=\"\"),\"\",L150/'Cost scenario - input'!$G135),\"\")","v":""},{"$f":"IFERROR(IF(OR(M150=\"\",'Cost scenario - input'!$G135=\"\"),\"\",M150/'Cost scenario - input'!$G135),\"\")","v":""},{"$f":"IFERROR(IF(OR(N150=\"\",'Cost scenario - input'!$G135=\"\"),\"\",N150/'Cost scenario - input'!$G135),\"\")","v":""},{"$f":"IFERROR(IF(OR(O150=\"\",'Cost scenario - input'!$G135=\"\"),\"\",O150/'Cost scenario - input'!$G135),\"\")","v":""},{"$f":"IFERROR(IF(OR(P150=\"\",'Cost scenario - input'!$G135=\"\"),\"\",P150/'Cost scenario - input'!$G135),\"\")","v":""},{"$f":"IFERROR(IF(OR(Q150=\"\",'Cost scenario - input'!$G135=\"\"),\"\",Q150/'Cost scenario - input'!$G135),\"\")","v":""},{"$f":"IFERROR(IF(OR(R150=\"\",'Cost scenario - input'!$G135=\"\"),\"\",R150/'Cost scenario - input'!$G135),\"\")","v":""},{"$f":"IFERROR(IF(OR(S150=\"\",'Cost scenario - input'!$G135=\"\"),\"\",S150/'Cost scenario - input'!$G135),\"\")","v":""},{"$f":"IFERROR(IF(OR(T150=\"\",'Cost scenario - input'!$G135=\"\"),\"\",T150/'Cost scenario - input'!$G135),\"\")","v":""},{"$f":"IFERROR(IF(OR(U150=\"\",'Cost scenario - input'!$G135=\"\"),\"\",U150/'Cost scenario - input'!$G135),\"\")","v":""},{"$f":"IFERROR(IF(OR(V150=\"\",'Cost scenario - input'!$G135=\"\"),\"\",V150/'Cost scenario - input'!$G135),\"\")","v":""},{"$f":"IFERROR(IF(OR(W150=\"\",'Cost scenario - input'!$G135=\"\"),\"\",W150/'Cost scenario - input'!$G135),\"\")","v":""}]
[{"$f":"IFERROR('Cost scenario - input'!A136,\"\")","v":""},{"$f":"IFERROR('Cost scenario - input'!B136,\"\")","v":""},{"$f":"IFERROR('Cost scenario - input'!C136,\"\")","v":""},{"$f":"IFERROR(repcalc('Cost scenario - input'!$CY136:$GK136,'Cost scenario - input'!$J136,'Cost scenario - input'!$H136,'Cost scenario - input'!$I136,20,TRUE,TRUE),\"\")","v":""},"","","","","","","","","","","","","","","","","","","",{"$f":"IFERROR(IF(OR(D151=\"\",'Cost scenario - input'!$G136=\"\"),\"\",D151/'Cost scenario - input'!$G136),\"\")","v":""},{"$f":"IFERROR(IF(OR(E151=\"\",'Cost scenario - input'!$G136=\"\"),\"\",E151/'Cost scenario - input'!$G136),\"\")","v":""},{"$f":"IFERROR(IF(OR(F151=\"\",'Cost scenario - input'!$G136=\"\"),\"\",F151/'Cost scenario - input'!$G136),\"\")","v":""},{"$f":"IFERROR(IF(OR(G151=\"\",'Cost scenario - input'!$G136=\"\"),\"\",G151/'Cost scenario - input'!$G136),\"\")","v":""},{"$f":"IFERROR(IF(OR(H151=\"\",'Cost scenario - input'!$G136=\"\"),\"\",H151/'Cost scenario - input'!$G136),\"\")","v":""},{"$f":"IFERROR(IF(OR(I151=\"\",'Cost scenario - input'!$G136=\"\"),\"\",I151/'Cost scenario - input'!$G136),\"\")","v":""},{"$f":"IFERROR(IF(OR(J151=\"\",'Cost scenario - input'!$G136=\"\"),\"\",J151/'Cost scenario - input'!$G136),\"\")","v":""},{"$f":"IFERROR(IF(OR(K151=\"\",'Cost scenario - input'!$G136=\"\"),\"\",K151/'Cost scenario - input'!$G136),\"\")","v":""},{"$f":"IFERROR(IF(OR(L151=\"\",'Cost scenario - input'!$G136=\"\"),\"\",L151/'Cost scenario - input'!$G136),\"\")","v":""},{"$f":"IFERROR(IF(OR(M151=\"\",'Cost scenario - input'!$G136=\"\"),\"\",M151/'Cost scenario - input'!$G136),\"\")","v":""},{"$f":"IFERROR(IF(OR(N151=\"\",'Cost scenario - input'!$G136=\"\"),\"\",N151/'Cost scenario - input'!$G136),\"\")","v":""},{"$f":"IFERROR(IF(OR(O151=\"\",'Cost scenario - input'!$G136=\"\"),\"\",O151/'Cost scenario - input'!$G136),\"\")","v":""},{"$f":"IFERROR(IF(OR(P151=\"\",'Cost scenario - input'!$G136=\"\"),\"\",P151/'Cost scenario - input'!$G136),\"\")","v":""},{"$f":"IFERROR(IF(OR(Q151=\"\",'Cost scenario - input'!$G136=\"\"),\"\",Q151/'Cost scenario - input'!$G136),\"\")","v":""},{"$f":"IFERROR(IF(OR(R151=\"\",'Cost scenario - input'!$G136=\"\"),\"\",R151/'Cost scenario - input'!$G136),\"\")","v":""},{"$f":"IFERROR(IF(OR(S151=\"\",'Cost scenario - input'!$G136=\"\"),\"\",S151/'Cost scenario - input'!$G136),\"\")","v":""},{"$f":"IFERROR(IF(OR(T151=\"\",'Cost scenario - input'!$G136=\"\"),\"\",T151/'Cost scenario - input'!$G136),\"\")","v":""},{"$f":"IFERROR(IF(OR(U151=\"\",'Cost scenario - input'!$G136=\"\"),\"\",U151/'Cost scenario - input'!$G136),\"\")","v":""},{"$f":"IFERROR(IF(OR(V151=\"\",'Cost scenario - input'!$G136=\"\"),\"\",V151/'Cost scenario - input'!$G136),\"\")","v":""},{"$f":"IFERROR(IF(OR(W151=\"\",'Cost scenario - input'!$G136=\"\"),\"\",W151/'Cost scenario - input'!$G136),\"\")","v":""}]
[{"$f":"IFERROR('Cost scenario - input'!A137,\"\")","v":""},{"$f":"IFERROR('Cost scenario - input'!B137,\"\")","v":""},{"$f":"IFERROR('Cost scenario - input'!C137,\"\")","v":""},{"$f":"IFERROR(repcalc('Cost scenario - input'!$CY137:$GK137,'Cost scenario - input'!$J137,'Cost scenario - input'!$H137,'Cost scenario - input'!$I137,20,TRUE,TRUE),\"\")","v":""},"","","","","","","","","","","","","","","","","","","",{"$f":"IFERROR(IF(OR(D152=\"\",'Cost scenario - input'!$G137=\"\"),\"\",D152/'Cost scenario - input'!$G137),\"\")","v":""},{"$f":"IFERROR(IF(OR(E152=\"\",'Cost scenario - input'!$G137=\"\"),\"\",E152/'Cost scenario - input'!$G137),\"\")","v":""},{"$f":"IFERROR(IF(OR(F152=\"\",'Cost scenario - input'!$G137=\"\"),\"\",F152/'Cost scenario - input'!$G137),\"\")","v":""},{"$f":"IFERROR(IF(OR(G152=\"\",'Cost scenario - input'!$G137=\"\"),\"\",G152/'Cost scenario - input'!$G137),\"\")","v":""},{"$f":"IFERROR(IF(OR(H152=\"\",'Cost scenario - input'!$G137=\"\"),\"\",H152/'Cost scenario - input'!$G137),\"\")","v":""},{"$f":"IFERROR(IF(OR(I152=\"\",'Cost scenario - input'!$G137=\"\"),\"\",I152/'Cost scenario - input'!$G137),\"\")","v":""},{"$f":"IFERROR(IF(OR(J152=\"\",'Cost scenario - input'!$G137=\"\"),\"\",J152/'Cost scenario - input'!$G137),\"\")","v":""},{"$f":"IFERROR(IF(OR(K152=\"\",'Cost scenario - input'!$G137=\"\"),\"\",K152/'Cost scenario - input'!$G137),\"\")","v":""},{"$f":"IFERROR(IF(OR(L152=\"\",'Cost scenario - input'!$G137=\"\"),\"\",L152/'Cost scenario - input'!$G137),\"\")","v":""},{"$f":"IFERROR(IF(OR(M152=\"\",'Cost scenario - input'!$G137=\"\"),\"\",M152/'Cost scenario - input'!$G137),\"\")","v":""},{"$f":"IFERROR(IF(OR(N152=\"\",'Cost scenario - input'!$G137=\"\"),\"\",N152/'Cost scenario - input'!$G137),\"\")","v":""},{"$f":"IFERROR(IF(OR(O152=\"\",'Cost scenario - input'!$G137=\"\"),\"\",O152/'Cost scenario - input'!$G137),\"\")","v":""},{"$f":"IFERROR(IF(OR(P152=\"\",'Cost scenario - input'!$G137=\"\"),\"\",P152/'Cost scenario - input'!$G137),\"\")","v":""},{"$f":"IFERROR(IF(OR(Q152=\"\",'Cost scenario - input'!$G137=\"\"),\"\",Q152/'Cost scenario - input'!$G137),\"\")","v":""},{"$f":"IFERROR(IF(OR(R152=\"\",'Cost scenario - input'!$G137=\"\"),\"\",R152/'Cost scenario - input'!$G137),\"\")","v":""},{"$f":"IFERROR(IF(OR(S152=\"\",'Cost scenario - input'!$G137=\"\"),\"\",S152/'Cost scenario - input'!$G137),\"\")","v":""},{"$f":"IFERROR(IF(OR(T152=\"\",'Cost scenario - input'!$G137=\"\"),\"\",T152/'Cost scenario - input'!$G137),\"\")","v":""},{"$f":"IFERROR(IF(OR(U152=\"\",'Cost scenario - input'!$G137=\"\"),\"\",U152/'Cost scenario - input'!$G137),\"\")","v":""},{"$f":"IFERROR(IF(OR(V152=\"\",'Cost scenario - input'!$G137=\"\"),\"\",V152/'Cost scenario - input'!$G137),\"\")","v":""},{"$f":"IFERROR(IF(OR(W152=\"\",'Cost scenario - input'!$G137=\"\"),\"\",W152/'Cost scenario - input'!$G137),\"\")","v":""}]
[{"$f":"IFERROR('Cost scenario - input'!A138,\"\")","v":""},{"$f":"IFERROR('Cost scenario - input'!B138,\"\")","v":""},{"$f":"IFERROR('Cost scenario - input'!C138,\"\")","v":""},{"$f":"IFERROR(repcalc('Cost scenario - input'!$CY138:$GK138,'Cost scenario - input'!$J138,'Cost scenario - input'!$H138,'Cost scenario - input'!$I138,20,TRUE,TRUE),\"\")","v":""},"","","","","","","","","","","","","","","","","","","",{"$f":"IFERROR(IF(OR(D153=\"\",'Cost scenario - input'!$G138=\"\"),\"\",D153/'Cost scenario - input'!$G138),\"\")","v":""},{"$f":"IFERROR(IF(OR(E153=\"\",'Cost scenario - input'!$G138=\"\"),\"\",E153/'Cost scenario - input'!$G138),\"\")","v":""},{"$f":"IFERROR(IF(OR(F153=\"\",'Cost scenario - input'!$G138=\"\"),\"\",F153/'Cost scenario - input'!$G138),\"\")","v":""},{"$f":"IFERROR(IF(OR(G153=\"\",'Cost scenario - input'!$G138=\"\"),\"\",G153/'Cost scenario - input'!$G138),\"\")","v":""},{"$f":"IFERROR(IF(OR(H153=\"\",'Cost scenario - input'!$G138=\"\"),\"\",H153/'Cost scenario - input'!$G138),\"\")","v":""},{"$f":"IFERROR(IF(OR(I153=\"\",'Cost scenario - input'!$G138=\"\"),\"\",I153/'Cost scenario - input'!$G138),\"\")","v":""},{"$f":"IFERROR(IF(OR(J153=\"\",'Cost scenario - input'!$G138=\"\"),\"\",J153/'Cost scenario - input'!$G138),\"\")","v":""},{"$f":"IFERROR(IF(OR(K153=\"\",'Cost scenario - input'!$G138=\"\"),\"\",K153/'Cost scenario - input'!$G138),\"\")","v":""},{"$f":"IFERROR(IF(OR(L153=\"\",'Cost scenario - input'!$G138=\"\"),\"\",L153/'Cost scenario - input'!$G138),\"\")","v":""},{"$f":"IFERROR(IF(OR(M153=\"\",'Cost scenario - input'!$G138=\"\"),\"\",M153/'Cost scenario - input'!$G138),\"\")","v":""},{"$f":"IFERROR(IF(OR(N153=\"\",'Cost scenario - input'!$G138=\"\"),\"\",N153/'Cost scenario - input'!$G138),\"\")","v":""},{"$f":"IFERROR(IF(OR(O153=\"\",'Cost scenario - input'!$G138=\"\"),\"\",O153/'Cost scenario - input'!$G138),\"\")","v":""},{"$f":"IFERROR(IF(OR(P153=\"\",'Cost scenario - input'!$G138=\"\"),\"\",P153/'Cost scenario - input'!$G138),\"\")","v":""},{"$f":"IFERROR(IF(OR(Q153=\"\",'Cost scenario - input'!$G138=\"\"),\"\",Q153/'Cost scenario - input'!$G138),\"\")","v":""},{"$f":"IFERROR(IF(OR(R153=\"\",'Cost scenario - input'!$G138=\"\"),\"\",R153/'Cost scenario - input'!$G138),\"\")","v":""},{"$f":"IFERROR(IF(OR(S153=\"\",'Cost scenario - input'!$G138=\"\"),\"\",S153/'Cost scenario - input'!$G138),\"\")","v":""},{"$f":"IFERROR(IF(OR(T153=\"\",'Cost scenario - input'!$G138=\"\"),\"\",T153/'Cost scenario - input'!$G138),\"\")","v":""},{"$f":"IFERROR(IF(OR(U153=\"\",'Cost scenario - input'!$G138=\"\"),\"\",U153/'Cost scenario - input'!$G138),\"\")","v":""},{"$f":"IFERROR(IF(OR(V153=\"\",'Cost scenario - input'!$G138=\"\"),\"\",V153/'Cost scenario - input'!$G138),\"\")","v":""},{"$f":"IFERROR(IF(OR(W153=\"\",'Cost scenario - input'!$G138=\"\"),\"\",W153/'Cost scenario - input'!$G138),\"\")","v":""}]
[{"$f":"IFERROR('Cost scenario - input'!A139,\"\")","v":""},{"$f":"IFERROR('Cost scenario - input'!B139,\"\")","v":""},{"$f":"IFERROR('Cost scenario - input'!C139,\"\")","v":""},{"$f":"IFERROR(repcalc('Cost scenario - input'!$CY139:$GK139,'Cost scenario - input'!$J139,'Cost scenario - input'!$H139,'Cost scenario - input'!$I139,20,TRUE,TRUE),\"\")","v":""},"","","","","","","","","","","","","","","","","","","",{"$f":"IFERROR(IF(OR(D154=\"\",'Cost scenario - input'!$G139=\"\"),\"\",D154/'Cost scenario - input'!$G139),\"\")","v":""},{"$f":"IFERROR(IF(OR(E154=\"\",'Cost scenario - input'!$G139=\"\"),\"\",E154/'Cost scenario - input'!$G139),\"\")","v":""},{"$f":"IFERROR(IF(OR(F154=\"\",'Cost scenario - input'!$G139=\"\"),\"\",F154/'Cost scenario - input'!$G139),\"\")","v":""},{"$f":"IFERROR(IF(OR(G154=\"\",'Cost scenario - input'!$G139=\"\"),\"\",G154/'Cost scenario - input'!$G139),\"\")","v":""},{"$f":"IFERROR(IF(OR(H154=\"\",'Cost scenario - input'!$G139=\"\"),\"\",H154/'Cost scenario - input'!$G139),\"\")","v":""},{"$f":"IFERROR(IF(OR(I154=\"\",'Cost scenario - input'!$G139=\"\"),\"\",I154/'Cost scenario - input'!$G139),\"\")","v":""},{"$f":"IFERROR(IF(OR(J154=\"\",'Cost scenario - input'!$G139=\"\"),\"\",J154/'Cost scenario - input'!$G139),\"\")","v":""},{"$f":"IFERROR(IF(OR(K154=\"\",'Cost scenario - input'!$G139=\"\"),\"\",K154/'Cost scenario - input'!$G139),\"\")","v":""},{"$f":"IFERROR(IF(OR(L154=\"\",'Cost scenario - input'!$G139=\"\"),\"\",L154/'Cost scenario - input'!$G139),\"\")","v":""},{"$f":"IFERROR(IF(OR(M154=\"\",'Cost scenario - input'!$G139=\"\"),\"\",M154/'Cost scenario - input'!$G139),\"\")","v":""},{"$f":"IFERROR(IF(OR(N154=\"\",'Cost scenario - input'!$G139=\"\"),\"\",N154/'Cost scenario - input'!$G139),\"\")","v":""},{"$f":"IFERROR(IF(OR(O154=\"\",'Cost scenario - input'!$G139=\"\"),\"\",O154/'Cost scenario - input'!$G139),\"\")","v":""},{"$f":"IFERROR(IF(OR(P154=\"\",'Cost scenario - input'!$G139=\"\"),\"\",P154/'Cost scenario - input'!$G139),\"\")","v":""},{"$f":"IFERROR(IF(OR(Q154=\"\",'Cost scenario - input'!$G139=\"\"),\"\",Q154/'Cost scenario - input'!$G139),\"\")","v":""},{"$f":"IFERROR(IF(OR(R154=\"\",'Cost scenario - input'!$G139=\"\"),\"\",R154/'Cost scenario - input'!$G139),\"\")","v":""},{"$f":"IFERROR(IF(OR(S154=\"\",'Cost scenario - input'!$G139=\"\"),\"\",S154/'Cost scenario - input'!$G139),\"\")","v":""},{"$f":"IFERROR(IF(OR(T154=\"\",'Cost scenario - input'!$G139=\"\"),\"\",T154/'Cost scenario - input'!$G139),\"\")","v":""},{"$f":"IFERROR(IF(OR(U154=\"\",'Cost scenario - input'!$G139=\"\"),\"\",U154/'Cost scenario - input'!$G139),\"\")","v":""},{"$f":"IFERROR(IF(OR(V154=\"\",'Cost scenario - input'!$G139=\"\"),\"\",V154/'Cost scenario - input'!$G139),\"\")","v":""},{"$f":"IFERROR(IF(OR(W154=\"\",'Cost scenario - input'!$G139=\"\"),\"\",W154/'Cost scenario - input'!$G139),\"\")","v":""}]
[{"$f":"IFERROR('Cost scenario - input'!A140,\"\")","v":""},{"$f":"IFERROR('Cost scenario - input'!B140,\"\")","v":""},{"$f":"IFERROR('Cost scenario - input'!C140,\"\")","v":""},{"$f":"IFERROR(repcalc('Cost scenario - input'!$CY140:$GK140,'Cost scenario - input'!$J140,'Cost scenario - input'!$H140,'Cost scenario - input'!$I140,20,TRUE,TRUE),\"\")","v":""},"","","","","","","","","","","","","","","","","","","",{"$f":"IFERROR(IF(OR(D155=\"\",'Cost scenario - input'!$G140=\"\"),\"\",D155/'Cost scenario - input'!$G140),\"\")","v":""},{"$f":"IFERROR(IF(OR(E155=\"\",'Cost scenario - input'!$G140=\"\"),\"\",E155/'Cost scenario - input'!$G140),\"\")","v":""},{"$f":"IFERROR(IF(OR(F155=\"\",'Cost scenario - input'!$G140=\"\"),\"\",F155/'Cost scenario - input'!$G140),\"\")","v":""},{"$f":"IFERROR(IF(OR(G155=\"\",'Cost scenario - input'!$G140=\"\"),\"\",G155/'Cost scenario - input'!$G140),\"\")","v":""},{"$f":"IFERROR(IF(OR(H155=\"\",'Cost scenario - input'!$G140=\"\"),\"\",H155/'Cost scenario - input'!$G140),\"\")","v":""},{"$f":"IFERROR(IF(OR(I155=\"\",'Cost scenario - input'!$G140=\"\"),\"\",I155/'Cost scenario - input'!$G140),\"\")","v":""},{"$f":"IFERROR(IF(OR(J155=\"\",'Cost scenario - input'!$G140=\"\"),\"\",J155/'Cost scenario - input'!$G140),\"\")","v":""},{"$f":"IFERROR(IF(OR(K155=\"\",'Cost scenario - input'!$G140=\"\"),\"\",K155/'Cost scenario - input'!$G140),\"\")","v":""},{"$f":"IFERROR(IF(OR(L155=\"\",'Cost scenario - input'!$G140=\"\"),\"\",L155/'Cost scenario - input'!$G140),\"\")","v":""},{"$f":"IFERROR(IF(OR(M155=\"\",'Cost scenario - input'!$G140=\"\"),\"\",M155/'Cost scenario - input'!$G140),\"\")","v":""},{"$f":"IFERROR(IF(OR(N155=\"\",'Cost scenario - input'!$G140=\"\"),\"\",N155/'Cost scenario - input'!$G140),\"\")","v":""},{"$f":"IFERROR(IF(OR(O155=\"\",'Cost scenario - input'!$G140=\"\"),\"\",O155/'Cost scenario - input'!$G140),\"\")","v":""},{"$f":"IFERROR(IF(OR(P155=\"\",'Cost scenario - input'!$G140=\"\"),\"\",P155/'Cost scenario - input'!$G140),\"\")","v":""},{"$f":"IFERROR(IF(OR(Q155=\"\",'Cost scenario - input'!$G140=\"\"),\"\",Q155/'Cost scenario - input'!$G140),\"\")","v":""},{"$f":"IFERROR(IF(OR(R155=\"\",'Cost scenario - input'!$G140=\"\"),\"\",R155/'Cost scenario - input'!$G140),\"\")","v":""},{"$f":"IFERROR(IF(OR(S155=\"\",'Cost scenario - input'!$G140=\"\"),\"\",S155/'Cost scenario - input'!$G140),\"\")","v":""},{"$f":"IFERROR(IF(OR(T155=\"\",'Cost scenario - input'!$G140=\"\"),\"\",T155/'Cost scenario - input'!$G140),\"\")","v":""},{"$f":"IFERROR(IF(OR(U155=\"\",'Cost scenario - input'!$G140=\"\"),\"\",U155/'Cost scenario - input'!$G140),\"\")","v":""},{"$f":"IFERROR(IF(OR(V155=\"\",'Cost scenario - input'!$G140=\"\"),\"\",V155/'Cost scenario - input'!$G140),\"\")","v":""},{"$f":"IFERROR(IF(OR(W155=\"\",'Cost scenario - input'!$G140=\"\"),\"\",W155/'Cost scenario - input'!$G140),\"\")","v":""}]
[{"$f":"IFERROR('Cost scenario - input'!A141,\"\")","v":""},{"$f":"IFERROR('Cost scenario - input'!B141,\"\")","v":""},{"$f":"IFERROR('Cost scenario - input'!C141,\"\")","v":""},{"$f":"IFERROR(repcalc('Cost scenario - input'!$CY141:$GK141,'Cost scenario - input'!$J141,'Cost scenario - input'!$H141,'Cost scenario - input'!$I141,20,TRUE,TRUE),\"\")","v":""},"","","","","","","","","","","","","","","","","","","",{"$f":"IFERROR(IF(OR(D156=\"\",'Cost scenario - input'!$G141=\"\"),\"\",D156/'Cost scenario - input'!$G141),\"\")","v":""},{"$f":"IFERROR(IF(OR(E156=\"\",'Cost scenario - input'!$G141=\"\"),\"\",E156/'Cost scenario - input'!$G141),\"\")","v":""},{"$f":"IFERROR(IF(OR(F156=\"\",'Cost scenario - input'!$G141=\"\"),\"\",F156/'Cost scenario - input'!$G141),\"\")","v":""},{"$f":"IFERROR(IF(OR(G156=\"\",'Cost scenario - input'!$G141=\"\"),\"\",G156/'Cost scenario - input'!$G141),\"\")","v":""},{"$f":"IFERROR(IF(OR(H156=\"\",'Cost scenario - input'!$G141=\"\"),\"\",H156/'Cost scenario - input'!$G141),\"\")","v":""},{"$f":"IFERROR(IF(OR(I156=\"\",'Cost scenario - input'!$G141=\"\"),\"\",I156/'Cost scenario - input'!$G141),\"\")","v":""},{"$f":"IFERROR(IF(OR(J156=\"\",'Cost scenario - input'!$G141=\"\"),\"\",J156/'Cost scenario - input'!$G141),\"\")","v":""},{"$f":"IFERROR(IF(OR(K156=\"\",'Cost scenario - input'!$G141=\"\"),\"\",K156/'Cost scenario - input'!$G141),\"\")","v":""},{"$f":"IFERROR(IF(OR(L156=\"\",'Cost scenario - input'!$G141=\"\"),\"\",L156/'Cost scenario - input'!$G141),\"\")","v":""},{"$f":"IFERROR(IF(OR(M156=\"\",'Cost scenario - input'!$G141=\"\"),\"\",M156/'Cost scenario - input'!$G141),\"\")","v":""},{"$f":"IFERROR(IF(OR(N156=\"\",'Cost scenario - input'!$G141=\"\"),\"\",N156/'Cost scenario - input'!$G141),\"\")","v":""},{"$f":"IFERROR(IF(OR(O156=\"\",'Cost scenario - input'!$G141=\"\"),\"\",O156/'Cost scenario - input'!$G141),\"\")","v":""},{"$f":"IFERROR(IF(OR(P156=\"\",'Cost scenario - input'!$G141=\"\"),\"\",P156/'Cost scenario - input'!$G141),\"\")","v":""},{"$f":"IFERROR(IF(OR(Q156=\"\",'Cost scenario - input'!$G141=\"\"),\"\",Q156/'Cost scenario - input'!$G141),\"\")","v":""},{"$f":"IFERROR(IF(OR(R156=\"\",'Cost scenario - input'!$G141=\"\"),\"\",R156/'Cost scenario - input'!$G141),\"\")","v":""},{"$f":"IFERROR(IF(OR(S156=\"\",'Cost scenario - input'!$G141=\"\"),\"\",S156/'Cost scenario - input'!$G141),\"\")","v":""},{"$f":"IFERROR(IF(OR(T156=\"\",'Cost scenario - input'!$G141=\"\"),\"\",T156/'Cost scenario - input'!$G141),\"\")","v":""},{"$f":"IFERROR(IF(OR(U156=\"\",'Cost scenario - input'!$G141=\"\"),\"\",U156/'Cost scenario - input'!$G141),\"\")","v":""},{"$f":"IFERROR(IF(OR(V156=\"\",'Cost scenario - input'!$G141=\"\"),\"\",V156/'Cost scenario - input'!$G141),\"\")","v":""},{"$f":"IFERROR(IF(OR(W156=\"\",'Cost scenario - input'!$G141=\"\"),\"\",W156/'Cost scenario - input'!$G141),\"\")","v":""}]
[{"$f":"IFERROR('Cost scenario - input'!A142,\"\")","v":""},{"$f":"IFERROR('Cost scenario - input'!B142,\"\")","v":""},{"$f":"IFERROR('Cost scenario - input'!C142,\"\")","v":""},{"$f":"IFERROR(repcalc('Cost scenario - input'!$CY142:$GK142,'Cost scenario - input'!$J142,'Cost scenario - input'!$H142,'Cost scenario - input'!$I142,20,TRUE,TRUE),\"\")","v":""},"","","","","","","","","","","","","","","","","","","",{"$f":"IFERROR(IF(OR(D157=\"\",'Cost scenario - input'!$G142=\"\"),\"\",D157/'Cost scenario - input'!$G142),\"\")","v":""},{"$f":"IFERROR(IF(OR(E157=\"\",'Cost scenario - input'!$G142=\"\"),\"\",E157/'Cost scenario - input'!$G142),\"\")","v":""},{"$f":"IFERROR(IF(OR(F157=\"\",'Cost scenario - input'!$G142=\"\"),\"\",F157/'Cost scenario - input'!$G142),\"\")","v":""},{"$f":"IFERROR(IF(OR(G157=\"\",'Cost scenario - input'!$G142=\"\"),\"\",G157/'Cost scenario - input'!$G142),\"\")","v":""},{"$f":"IFERROR(IF(OR(H157=\"\",'Cost scenario - input'!$G142=\"\"),\"\",H157/'Cost scenario - input'!$G142),\"\")","v":""},{"$f":"IFERROR(IF(OR(I157=\"\",'Cost scenario - input'!$G142=\"\"),\"\",I157/'Cost scenario - input'!$G142),\"\")","v":""},{"$f":"IFERROR(IF(OR(J157=\"\",'Cost scenario - input'!$G142=\"\"),\"\",J157/'Cost scenario - input'!$G142),\"\")","v":""},{"$f":"IFERROR(IF(OR(K157=\"\",'Cost scenario - input'!$G142=\"\"),\"\",K157/'Cost scenario - input'!$G142),\"\")","v":""},{"$f":"IFERROR(IF(OR(L157=\"\",'Cost scenario - input'!$G142=\"\"),\"\",L157/'Cost scenario - input'!$G142),\"\")","v":""},{"$f":"IFERROR(IF(OR(M157=\"\",'Cost scenario - input'!$G142=\"\"),\"\",M157/'Cost scenario - input'!$G142),\"\")","v":""},{"$f":"IFERROR(IF(OR(N157=\"\",'Cost scenario - input'!$G142=\"\"),\"\",N157/'Cost scenario - input'!$G142),\"\")","v":""},{"$f":"IFERROR(IF(OR(O157=\"\",'Cost scenario - input'!$G142=\"\"),\"\",O157/'Cost scenario - input'!$G142),\"\")","v":""},{"$f":"IFERROR(IF(OR(P157=\"\",'Cost scenario - input'!$G142=\"\"),\"\",P157/'Cost scenario - input'!$G142),\"\")","v":""},{"$f":"IFERROR(IF(OR(Q157=\"\",'Cost scenario - input'!$G142=\"\"),\"\",Q157/'Cost scenario - input'!$G142),\"\")","v":""},{"$f":"IFERROR(IF(OR(R157=\"\",'Cost scenario - input'!$G142=\"\"),\"\",R157/'Cost scenario - input'!$G142),\"\")","v":""},{"$f":"IFERROR(IF(OR(S157=\"\",'Cost scenario - input'!$G142=\"\"),\"\",S157/'Cost scenario - input'!$G142),\"\")","v":""},{"$f":"IFERROR(IF(OR(T157=\"\",'Cost scenario - input'!$G142=\"\"),\"\",T157/'Cost scenario - input'!$G142),\"\")","v":""},{"$f":"IFERROR(IF(OR(U157=\"\",'Cost scenario - input'!$G142=\"\"),\"\",U157/'Cost scenario - input'!$G142),\"\")","v":""},{"$f":"IFERROR(IF(OR(V157=\"\",'Cost scenario - input'!$G142=\"\"),\"\",V157/'Cost scenario - input'!$G142),\"\")","v":""},{"$f":"IFERROR(IF(OR(W157=\"\",'Cost scenario - input'!$G142=\"\"),\"\",W157/'Cost scenario - input'!$G142),\"\")","v":""}]
[{"$f":"IFERROR('Cost scenario - input'!A143,\"\")","v":""},{"$f":"IFERROR('Cost scenario - input'!B143,\"\")","v":""},{"$f":"IFERROR('Cost scenario - input'!C143,\"\")","v":""},{"$f":"IFERROR(repcalc('Cost scenario - input'!$CY143:$GK143,'Cost scenario - input'!$J143,'Cost scenario - input'!$H143,'Cost scenario - input'!$I143,20,TRUE,TRUE),\"\")","v":""},"","","","","","","","","","","","","","","","","","","",{"$f":"IFERROR(IF(OR(D158=\"\",'Cost scenario - input'!$G143=\"\"),\"\",D158/'Cost scenario - input'!$G143),\"\")","v":""},{"$f":"IFERROR(IF(OR(E158=\"\",'Cost scenario - input'!$G143=\"\"),\"\",E158/'Cost scenario - input'!$G143),\"\")","v":""},{"$f":"IFERROR(IF(OR(F158=\"\",'Cost scenario - input'!$G143=\"\"),\"\",F158/'Cost scenario - input'!$G143),\"\")","v":""},{"$f":"IFERROR(IF(OR(G158=\"\",'Cost scenario - input'!$G143=\"\"),\"\",G158/'Cost scenario - input'!$G143),\"\")","v":""},{"$f":"IFERROR(IF(OR(H158=\"\",'Cost scenario - input'!$G143=\"\"),\"\",H158/'Cost scenario - input'!$G143),\"\")","v":""},{"$f":"IFERROR(IF(OR(I158=\"\",'Cost scenario - input'!$G143=\"\"),\"\",I158/'Cost scenario - input'!$G143),\"\")","v":""},{"$f":"IFERROR(IF(OR(J158=\"\",'Cost scenario - input'!$G143=\"\"),\"\",J158/'Cost scenario - input'!$G143),\"\")","v":""},{"$f":"IFERROR(IF(OR(K158=\"\",'Cost scenario - input'!$G143=\"\"),\"\",K158/'Cost scenario - input'!$G143),\"\")","v":""},{"$f":"IFERROR(IF(OR(L158=\"\",'Cost scenario - input'!$G143=\"\"),\"\",L158/'Cost scenario - input'!$G143),\"\")","v":""},{"$f":"IFERROR(IF(OR(M158=\"\",'Cost scenario - input'!$G143=\"\"),\"\",M158/'Cost scenario - input'!$G143),\"\")","v":""},{"$f":"IFERROR(IF(OR(N158=\"\",'Cost scenario - input'!$G143=\"\"),\"\",N158/'Cost scenario - input'!$G143),\"\")","v":""},{"$f":"IFERROR(IF(OR(O158=\"\",'Cost scenario - input'!$G143=\"\"),\"\",O158/'Cost scenario - input'!$G143),\"\")","v":""},{"$f":"IFERROR(IF(OR(P158=\"\",'Cost scenario - input'!$G143=\"\"),\"\",P158/'Cost scenario - input'!$G143),\"\")","v":""},{"$f":"IFERROR(IF(OR(Q158=\"\",'Cost scenario - input'!$G143=\"\"),\"\",Q158/'Cost scenario - input'!$G143),\"\")","v":""},{"$f":"IFERROR(IF(OR(R158=\"\",'Cost scenario - input'!$G143=\"\"),\"\",R158/'Cost scenario - input'!$G143),\"\")","v":""},{"$f":"IFERROR(IF(OR(S158=\"\",'Cost scenario - input'!$G143=\"\"),\"\",S158/'Cost scenario - input'!$G143),\"\")","v":""},{"$f":"IFERROR(IF(OR(T158=\"\",'Cost scenario - input'!$G143=\"\"),\"\",T158/'Cost scenario - input'!$G143),\"\")","v":""},{"$f":"IFERROR(IF(OR(U158=\"\",'Cost scenario - input'!$G143=\"\"),\"\",U158/'Cost scenario - input'!$G143),\"\")","v":""},{"$f":"IFERROR(IF(OR(V158=\"\",'Cost scenario - input'!$G143=\"\"),\"\",V158/'Cost scenario - input'!$G143),\"\")","v":""},{"$f":"IFERROR(IF(OR(W158=\"\",'Cost scenario - input'!$G143=\"\"),\"\",W158/'Cost scenario - input'!$G143),\"\")","v":""}]
[{"$f":"IFERROR('Cost scenario - input'!A144,\"\")","v":""},{"$f":"IFERROR('Cost scenario - input'!B144,\"\")","v":""},{"$f":"IFERROR('Cost scenario - input'!C144,\"\")","v":""},{"$f":"IFERROR(repcalc('Cost scenario - input'!$CY144:$GK144,'Cost scenario - input'!$J144,'Cost scenario - input'!$H144,'Cost scenario - input'!$I144,20,TRUE,TRUE),\"\")","v":""},"","","","","","","","","","","","","","","","","","","",{"$f":"IFERROR(IF(OR(D159=\"\",'Cost scenario - input'!$G144=\"\"),\"\",D159/'Cost scenario - input'!$G144),\"\")","v":""},{"$f":"IFERROR(IF(OR(E159=\"\",'Cost scenario - input'!$G144=\"\"),\"\",E159/'Cost scenario - input'!$G144),\"\")","v":""},{"$f":"IFERROR(IF(OR(F159=\"\",'Cost scenario - input'!$G144=\"\"),\"\",F159/'Cost scenario - input'!$G144),\"\")","v":""},{"$f":"IFERROR(IF(OR(G159=\"\",'Cost scenario - input'!$G144=\"\"),\"\",G159/'Cost scenario - input'!$G144),\"\")","v":""},{"$f":"IFERROR(IF(OR(H159=\"\",'Cost scenario - input'!$G144=\"\"),\"\",H159/'Cost scenario - input'!$G144),\"\")","v":""},{"$f":"IFERROR(IF(OR(I159=\"\",'Cost scenario - input'!$G144=\"\"),\"\",I159/'Cost scenario - input'!$G144),\"\")","v":""},{"$f":"IFERROR(IF(OR(J159=\"\",'Cost scenario - input'!$G144=\"\"),\"\",J159/'Cost scenario - input'!$G144),\"\")","v":""},{"$f":"IFERROR(IF(OR(K159=\"\",'Cost scenario - input'!$G144=\"\"),\"\",K159/'Cost scenario - input'!$G144),\"\")","v":""},{"$f":"IFERROR(IF(OR(L159=\"\",'Cost scenario - input'!$G144=\"\"),\"\",L159/'Cost scenario - input'!$G144),\"\")","v":""},{"$f":"IFERROR(IF(OR(M159=\"\",'Cost scenario - input'!$G144=\"\"),\"\",M159/'Cost scenario - input'!$G144),\"\")","v":""},{"$f":"IFERROR(IF(OR(N159=\"\",'Cost scenario - input'!$G144=\"\"),\"\",N159/'Cost scenario - input'!$G144),\"\")","v":""},{"$f":"IFERROR(IF(OR(O159=\"\",'Cost scenario - input'!$G144=\"\"),\"\",O159/'Cost scenario - input'!$G144),\"\")","v":""},{"$f":"IFERROR(IF(OR(P159=\"\",'Cost scenario - input'!$G144=\"\"),\"\",P159/'Cost scenario - input'!$G144),\"\")","v":""},{"$f":"IFERROR(IF(OR(Q159=\"\",'Cost scenario - input'!$G144=\"\"),\"\",Q159/'Cost scenario - input'!$G144),\"\")","v":""},{"$f":"IFERROR(IF(OR(R159=\"\",'Cost scenario - input'!$G144=\"\"),\"\",R159/'Cost scenario - input'!$G144),\"\")","v":""},{"$f":"IFERROR(IF(OR(S159=\"\",'Cost scenario - input'!$G144=\"\"),\"\",S159/'Cost scenario - input'!$G144),\"\")","v":""},{"$f":"IFERROR(IF(OR(T159=\"\",'Cost scenario - input'!$G144=\"\"),\"\",T159/'Cost scenario - input'!$G144),\"\")","v":""},{"$f":"IFERROR(IF(OR(U159=\"\",'Cost scenario - input'!$G144=\"\"),\"\",U159/'Cost scenario - input'!$G144),\"\")","v":""},{"$f":"IFERROR(IF(OR(V159=\"\",'Cost scenario - input'!$G144=\"\"),\"\",V159/'Cost scenario - input'!$G144),\"\")","v":""},{"$f":"IFERROR(IF(OR(W159=\"\",'Cost scenario - input'!$G144=\"\"),\"\",W159/'Cost scenario - input'!$G144),\"\")","v":""}]
[{"$f":"IFERROR('Cost scenario - input'!A145,\"\")","v":""},{"$f":"IFERROR('Cost scenario - input'!B145,\"\")","v":""},{"$f":"IFERROR('Cost scenario - input'!C145,\"\")","v":""},{"$f":"IFERROR(repcalc('Cost scenario - input'!$CY145:$GK145,'Cost scenario - input'!$J145,'Cost scenario - input'!$H145,'Cost scenario - input'!$I145,20,TRUE,TRUE),\"\")","v":""},"","","","","","","","","","","","","","","","","","","",{"$f":"IFERROR(IF(OR(D160=\"\",'Cost scenario - input'!$G145=\"\"),\"\",D160/'Cost scenario - input'!$G145),\"\")","v":""},{"$f":"IFERROR(IF(OR(E160=\"\",'Cost scenario - input'!$G145=\"\"),\"\",E160/'Cost scenario - input'!$G145),\"\")","v":""},{"$f":"IFERROR(IF(OR(F160=\"\",'Cost scenario - input'!$G145=\"\"),\"\",F160/'Cost scenario - input'!$G145),\"\")","v":""},{"$f":"IFERROR(IF(OR(G160=\"\",'Cost scenario - input'!$G145=\"\"),\"\",G160/'Cost scenario - input'!$G145),\"\")","v":""},{"$f":"IFERROR(IF(OR(H160=\"\",'Cost scenario - input'!$G145=\"\"),\"\",H160/'Cost scenario - input'!$G145),\"\")","v":""},{"$f":"IFERROR(IF(OR(I160=\"\",'Cost scenario - input'!$G145=\"\"),\"\",I160/'Cost scenario - input'!$G145),\"\")","v":""},{"$f":"IFERROR(IF(OR(J160=\"\",'Cost scenario - input'!$G145=\"\"),\"\",J160/'Cost scenario - input'!$G145),\"\")","v":""},{"$f":"IFERROR(IF(OR(K160=\"\",'Cost scenario - input'!$G145=\"\"),\"\",K160/'Cost scenario - input'!$G145),\"\")","v":""},{"$f":"IFERROR(IF(OR(L160=\"\",'Cost scenario - input'!$G145=\"\"),\"\",L160/'Cost scenario - input'!$G145),\"\")","v":""},{"$f":"IFERROR(IF(OR(M160=\"\",'Cost scenario - input'!$G145=\"\"),\"\",M160/'Cost scenario - input'!$G145),\"\")","v":""},{"$f":"IFERROR(IF(OR(N160=\"\",'Cost scenario - input'!$G145=\"\"),\"\",N160/'Cost scenario - input'!$G145),\"\")","v":""},{"$f":"IFERROR(IF(OR(O160=\"\",'Cost scenario - input'!$G145=\"\"),\"\",O160/'Cost scenario - input'!$G145),\"\")","v":""},{"$f":"IFERROR(IF(OR(P160=\"\",'Cost scenario - input'!$G145=\"\"),\"\",P160/'Cost scenario - input'!$G145),\"\")","v":""},{"$f":"IFERROR(IF(OR(Q160=\"\",'Cost scenario - input'!$G145=\"\"),\"\",Q160/'Cost scenario - input'!$G145),\"\")","v":""},{"$f":"IFERROR(IF(OR(R160=\"\",'Cost scenario - input'!$G145=\"\"),\"\",R160/'Cost scenario - input'!$G145),\"\")","v":""},{"$f":"IFERROR(IF(OR(S160=\"\",'Cost scenario - input'!$G145=\"\"),\"\",S160/'Cost scenario - input'!$G145),\"\")","v":""},{"$f":"IFERROR(IF(OR(T160=\"\",'Cost scenario - input'!$G145=\"\"),\"\",T160/'Cost scenario - input'!$G145),\"\")","v":""},{"$f":"IFERROR(IF(OR(U160=\"\",'Cost scenario - input'!$G145=\"\"),\"\",U160/'Cost scenario - input'!$G145),\"\")","v":""},{"$f":"IFERROR(IF(OR(V160=\"\",'Cost scenario - input'!$G145=\"\"),\"\",V160/'Cost scenario - input'!$G145),\"\")","v":""},{"$f":"IFERROR(IF(OR(W160=\"\",'Cost scenario - input'!$G145=\"\"),\"\",W160/'Cost scenario - input'!$G145),\"\")","v":""}]
[{"$f":"IFERROR('Cost scenario - input'!A146,\"\")","v":""},{"$f":"IFERROR('Cost scenario - input'!B146,\"\")","v":""},{"$f":"IFERROR('Cost scenario - input'!C146,\"\")","v":""},{"$f":"IFERROR(repcalc('Cost scenario - input'!$CY146:$GK146,'Cost scenario - input'!$J146,'Cost scenario - input'!$H146,'Cost scenario - input'!$I146,20,TRUE,TRUE),\"\")","v":""},"","","","","","","","","","","","","","","","","","","",{"$f":"IFERROR(IF(OR(D161=\"\",'Cost scenario - input'!$G146=\"\"),\"\",D161/'Cost scenario - input'!$G146),\"\")","v":""},{"$f":"IFERROR(IF(OR(E161=\"\",'Cost scenario - input'!$G146=\"\"),\"\",E161/'Cost scenario - input'!$G146),\"\")","v":""},{"$f":"IFERROR(IF(OR(F161=\"\",'Cost scenario - input'!$G146=\"\"),\"\",F161/'Cost scenario - input'!$G146),\"\")","v":""},{"$f":"IFERROR(IF(OR(G161=\"\",'Cost scenario - input'!$G146=\"\"),\"\",G161/'Cost scenario - input'!$G146),\"\")","v":""},{"$f":"IFERROR(IF(OR(H161=\"\",'Cost scenario - input'!$G146=\"\"),\"\",H161/'Cost scenario - input'!$G146),\"\")","v":""},{"$f":"IFERROR(IF(OR(I161=\"\",'Cost scenario - input'!$G146=\"\"),\"\",I161/'Cost scenario - input'!$G146),\"\")","v":""},{"$f":"IFERROR(IF(OR(J161=\"\",'Cost scenario - input'!$G146=\"\"),\"\",J161/'Cost scenario - input'!$G146),\"\")","v":""},{"$f":"IFERROR(IF(OR(K161=\"\",'Cost scenario - input'!$G146=\"\"),\"\",K161/'Cost scenario - input'!$G146),\"\")","v":""},{"$f":"IFERROR(IF(OR(L161=\"\",'Cost scenario - input'!$G146=\"\"),\"\",L161/'Cost scenario - input'!$G146),\"\")","v":""},{"$f":"IFERROR(IF(OR(M161=\"\",'Cost scenario - input'!$G146=\"\"),\"\",M161/'Cost scenario - input'!$G146),\"\")","v":""},{"$f":"IFERROR(IF(OR(N161=\"\",'Cost scenario - input'!$G146=\"\"),\"\",N161/'Cost scenario - input'!$G146),\"\")","v":""},{"$f":"IFERROR(IF(OR(O161=\"\",'Cost scenario - input'!$G146=\"\"),\"\",O161/'Cost scenario - input'!$G146),\"\")","v":""},{"$f":"IFERROR(IF(OR(P161=\"\",'Cost scenario - input'!$G146=\"\"),\"\",P161/'Cost scenario - input'!$G146),\"\")","v":""},{"$f":"IFERROR(IF(OR(Q161=\"\",'Cost scenario - input'!$G146=\"\"),\"\",Q161/'Cost scenario - input'!$G146),\"\")","v":""},{"$f":"IFERROR(IF(OR(R161=\"\",'Cost scenario - input'!$G146=\"\"),\"\",R161/'Cost scenario - input'!$G146),\"\")","v":""},{"$f":"IFERROR(IF(OR(S161=\"\",'Cost scenario - input'!$G146=\"\"),\"\",S161/'Cost scenario - input'!$G146),\"\")","v":""},{"$f":"IFERROR(IF(OR(T161=\"\",'Cost scenario - input'!$G146=\"\"),\"\",T161/'Cost scenario - input'!$G146),\"\")","v":""},{"$f":"IFERROR(IF(OR(U161=\"\",'Cost scenario - input'!$G146=\"\"),\"\",U161/'Cost scenario - input'!$G146),\"\")","v":""},{"$f":"IFERROR(IF(OR(V161=\"\",'Cost scenario - input'!$G146=\"\"),\"\",V161/'Cost scenario - input'!$G146),\"\")","v":""},{"$f":"IFERROR(IF(OR(W161=\"\",'Cost scenario - input'!$G146=\"\"),\"\",W161/'Cost scenario - input'!$G146),\"\")","v":""}]
[{"$f":"IFERROR('Cost scenario - input'!A147,\"\")","v":""},{"$f":"IFERROR('Cost scenario - input'!B147,\"\")","v":""},{"$f":"IFERROR('Cost scenario - input'!C147,\"\")","v":""},{"$f":"IFERROR(repcalc('Cost scenario - input'!$CY147:$GK147,'Cost scenario - input'!$J147,'Cost scenario - input'!$H147,'Cost scenario - input'!$I147,20,TRUE,TRUE),\"\")","v":""},"","","","","","","","","","","","","","","","","","","",{"$f":"IFERROR(IF(OR(D162=\"\",'Cost scenario - input'!$G147=\"\"),\"\",D162/'Cost scenario - input'!$G147),\"\")","v":""},{"$f":"IFERROR(IF(OR(E162=\"\",'Cost scenario - input'!$G147=\"\"),\"\",E162/'Cost scenario - input'!$G147),\"\")","v":""},{"$f":"IFERROR(IF(OR(F162=\"\",'Cost scenario - input'!$G147=\"\"),\"\",F162/'Cost scenario - input'!$G147),\"\")","v":""},{"$f":"IFERROR(IF(OR(G162=\"\",'Cost scenario - input'!$G147=\"\"),\"\",G162/'Cost scenario - input'!$G147),\"\")","v":""},{"$f":"IFERROR(IF(OR(H162=\"\",'Cost scenario - input'!$G147=\"\"),\"\",H162/'Cost scenario - input'!$G147),\"\")","v":""},{"$f":"IFERROR(IF(OR(I162=\"\",'Cost scenario - input'!$G147=\"\"),\"\",I162/'Cost scenario - input'!$G147),\"\")","v":""},{"$f":"IFERROR(IF(OR(J162=\"\",'Cost scenario - input'!$G147=\"\"),\"\",J162/'Cost scenario - input'!$G147),\"\")","v":""},{"$f":"IFERROR(IF(OR(K162=\"\",'Cost scenario - input'!$G147=\"\"),\"\",K162/'Cost scenario - input'!$G147),\"\")","v":""},{"$f":"IFERROR(IF(OR(L162=\"\",'Cost scenario - input'!$G147=\"\"),\"\",L162/'Cost scenario - input'!$G147),\"\")","v":""},{"$f":"IFERROR(IF(OR(M162=\"\",'Cost scenario - input'!$G147=\"\"),\"\",M162/'Cost scenario - input'!$G147),\"\")","v":""},{"$f":"IFERROR(IF(OR(N162=\"\",'Cost scenario - input'!$G147=\"\"),\"\",N162/'Cost scenario - input'!$G147),\"\")","v":""},{"$f":"IFERROR(IF(OR(O162=\"\",'Cost scenario - input'!$G147=\"\"),\"\",O162/'Cost scenario - input'!$G147),\"\")","v":""},{"$f":"IFERROR(IF(OR(P162=\"\",'Cost scenario - input'!$G147=\"\"),\"\",P162/'Cost scenario - input'!$G147),\"\")","v":""},{"$f":"IFERROR(IF(OR(Q162=\"\",'Cost scenario - input'!$G147=\"\"),\"\",Q162/'Cost scenario - input'!$G147),\"\")","v":""},{"$f":"IFERROR(IF(OR(R162=\"\",'Cost scenario - input'!$G147=\"\"),\"\",R162/'Cost scenario - input'!$G147),\"\")","v":""},{"$f":"IFERROR(IF(OR(S162=\"\",'Cost scenario - input'!$G147=\"\"),\"\",S162/'Cost scenario - input'!$G147),\"\")","v":""},{"$f":"IFERROR(IF(OR(T162=\"\",'Cost scenario - input'!$G147=\"\"),\"\",T162/'Cost scenario - input'!$G147),\"\")","v":""},{"$f":"IFERROR(IF(OR(U162=\"\",'Cost scenario - input'!$G147=\"\"),\"\",U162/'Cost scenario - input'!$G147),\"\")","v":""},{"$f":"IFERROR(IF(OR(V162=\"\",'Cost scenario - input'!$G147=\"\"),\"\",V162/'Cost scenario - input'!$G147),\"\")","v":""},{"$f":"IFERROR(IF(OR(W162=\"\",'Cost scenario - input'!$G147=\"\"),\"\",W162/'Cost scenario - input'!$G147),\"\")","v":""}]
[{"$f":"IFERROR('Cost scenario - input'!A148,\"\")","v":""},{"$f":"IFERROR('Cost scenario - input'!B148,\"\")","v":""},{"$f":"IFERROR('Cost scenario - input'!C148,\"\")","v":""},{"$f":"IFERROR(repcalc('Cost scenario - input'!$CY148:$GK148,'Cost scenario - input'!$J148,'Cost scenario - input'!$H148,'Cost scenario - input'!$I148,20,TRUE,TRUE),\"\")","v":""},"","","","","","","","","","","","","","","","","","","",{"$f":"IFERROR(IF(OR(D163=\"\",'Cost scenario - input'!$G148=\"\"),\"\",D163/'Cost scenario - input'!$G148),\"\")","v":""},{"$f":"IFERROR(IF(OR(E163=\"\",'Cost scenario - input'!$G148=\"\"),\"\",E163/'Cost scenario - input'!$G148),\"\")","v":""},{"$f":"IFERROR(IF(OR(F163=\"\",'Cost scenario - input'!$G148=\"\"),\"\",F163/'Cost scenario - input'!$G148),\"\")","v":""},{"$f":"IFERROR(IF(OR(G163=\"\",'Cost scenario - input'!$G148=\"\"),\"\",G163/'Cost scenario - input'!$G148),\"\")","v":""},{"$f":"IFERROR(IF(OR(H163=\"\",'Cost scenario - input'!$G148=\"\"),\"\",H163/'Cost scenario - input'!$G148),\"\")","v":""},{"$f":"IFERROR(IF(OR(I163=\"\",'Cost scenario - input'!$G148=\"\"),\"\",I163/'Cost scenario - input'!$G148),\"\")","v":""},{"$f":"IFERROR(IF(OR(J163=\"\",'Cost scenario - input'!$G148=\"\"),\"\",J163/'Cost scenario - input'!$G148),\"\")","v":""},{"$f":"IFERROR(IF(OR(K163=\"\",'Cost scenario - input'!$G148=\"\"),\"\",K163/'Cost scenario - input'!$G148),\"\")","v":""},{"$f":"IFERROR(IF(OR(L163=\"\",'Cost scenario - input'!$G148=\"\"),\"\",L163/'Cost scenario - input'!$G148),\"\")","v":""},{"$f":"IFERROR(IF(OR(M163=\"\",'Cost scenario - input'!$G148=\"\"),\"\",M163/'Cost scenario - input'!$G148),\"\")","v":""},{"$f":"IFERROR(IF(OR(N163=\"\",'Cost scenario - input'!$G148=\"\"),\"\",N163/'Cost scenario - input'!$G148),\"\")","v":""},{"$f":"IFERROR(IF(OR(O163=\"\",'Cost scenario - input'!$G148=\"\"),\"\",O163/'Cost scenario - input'!$G148),\"\")","v":""},{"$f":"IFERROR(IF(OR(P163=\"\",'Cost scenario - input'!$G148=\"\"),\"\",P163/'Cost scenario - input'!$G148),\"\")","v":""},{"$f":"IFERROR(IF(OR(Q163=\"\",'Cost scenario - input'!$G148=\"\"),\"\",Q163/'Cost scenario - input'!$G148),\"\")","v":""},{"$f":"IFERROR(IF(OR(R163=\"\",'Cost scenario - input'!$G148=\"\"),\"\",R163/'Cost scenario - input'!$G148),\"\")","v":""},{"$f":"IFERROR(IF(OR(S163=\"\",'Cost scenario - input'!$G148=\"\"),\"\",S163/'Cost scenario - input'!$G148),\"\")","v":""},{"$f":"IFERROR(IF(OR(T163=\"\",'Cost scenario - input'!$G148=\"\"),\"\",T163/'Cost scenario - input'!$G148),\"\")","v":""},{"$f":"IFERROR(IF(OR(U163=\"\",'Cost scenario - input'!$G148=\"\"),\"\",U163/'Cost scenario - input'!$G148),\"\")","v":""},{"$f":"IFERROR(IF(OR(V163=\"\",'Cost scenario - input'!$G148=\"\"),\"\",V163/'Cost scenario - input'!$G148),\"\")","v":""},{"$f":"IFERROR(IF(OR(W163=\"\",'Cost scenario - input'!$G148=\"\"),\"\",W163/'Cost scenario - input'!$G148),\"\")","v":""}]
[{"$f":"IFERROR('Cost scenario - input'!A149,\"\")","v":""},{"$f":"IFERROR('Cost scenario - input'!B149,\"\")","v":""},{"$f":"IFERROR('Cost scenario - input'!C149,\"\")","v":""},{"$f":"IFERROR(repcalc('Cost scenario - input'!$CY149:$GK149,'Cost scenario - input'!$J149,'Cost scenario - input'!$H149,'Cost scenario - input'!$I149,20,TRUE,TRUE),\"\")","v":""},"","","","","","","","","","","","","","","","","","","",{"$f":"IFERROR(IF(OR(D164=\"\",'Cost scenario - input'!$G149=\"\"),\"\",D164/'Cost scenario - input'!$G149),\"\")","v":""},{"$f":"IFERROR(IF(OR(E164=\"\",'Cost scenario - input'!$G149=\"\"),\"\",E164/'Cost scenario - input'!$G149),\"\")","v":""},{"$f":"IFERROR(IF(OR(F164=\"\",'Cost scenario - input'!$G149=\"\"),\"\",F164/'Cost scenario - input'!$G149),\"\")","v":""},{"$f":"IFERROR(IF(OR(G164=\"\",'Cost scenario - input'!$G149=\"\"),\"\",G164/'Cost scenario - input'!$G149),\"\")","v":""},{"$f":"IFERROR(IF(OR(H164=\"\",'Cost scenario - input'!$G149=\"\"),\"\",H164/'Cost scenario - input'!$G149),\"\")","v":""},{"$f":"IFERROR(IF(OR(I164=\"\",'Cost scenario - input'!$G149=\"\"),\"\",I164/'Cost scenario - input'!$G149),\"\")","v":""},{"$f":"IFERROR(IF(OR(J164=\"\",'Cost scenario - input'!$G149=\"\"),\"\",J164/'Cost scenario - input'!$G149),\"\")","v":""},{"$f":"IFERROR(IF(OR(K164=\"\",'Cost scenario - input'!$G149=\"\"),\"\",K164/'Cost scenario - input'!$G149),\"\")","v":""},{"$f":"IFERROR(IF(OR(L164=\"\",'Cost scenario - input'!$G149=\"\"),\"\",L164/'Cost scenario - input'!$G149),\"\")","v":""},{"$f":"IFERROR(IF(OR(M164=\"\",'Cost scenario - input'!$G149=\"\"),\"\",M164/'Cost scenario - input'!$G149),\"\")","v":""},{"$f":"IFERROR(IF(OR(N164=\"\",'Cost scenario - input'!$G149=\"\"),\"\",N164/'Cost scenario - input'!$G149),\"\")","v":""},{"$f":"IFERROR(IF(OR(O164=\"\",'Cost scenario - input'!$G149=\"\"),\"\",O164/'Cost scenario - input'!$G149),\"\")","v":""},{"$f":"IFERROR(IF(OR(P164=\"\",'Cost scenario - input'!$G149=\"\"),\"\",P164/'Cost scenario - input'!$G149),\"\")","v":""},{"$f":"IFERROR(IF(OR(Q164=\"\",'Cost scenario - input'!$G149=\"\"),\"\",Q164/'Cost scenario - input'!$G149),\"\")","v":""},{"$f":"IFERROR(IF(OR(R164=\"\",'Cost scenario - input'!$G149=\"\"),\"\",R164/'Cost scenario - input'!$G149),\"\")","v":""},{"$f":"IFERROR(IF(OR(S164=\"\",'Cost scenario - input'!$G149=\"\"),\"\",S164/'Cost scenario - input'!$G149),\"\")","v":""},{"$f":"IFERROR(IF(OR(T164=\"\",'Cost scenario - input'!$G149=\"\"),\"\",T164/'Cost scenario - input'!$G149),\"\")","v":""},{"$f":"IFERROR(IF(OR(U164=\"\",'Cost scenario - input'!$G149=\"\"),\"\",U164/'Cost scenario - input'!$G149),\"\")","v":""},{"$f":"IFERROR(IF(OR(V164=\"\",'Cost scenario - input'!$G149=\"\"),\"\",V164/'Cost scenario - input'!$G149),\"\")","v":""},{"$f":"IFERROR(IF(OR(W164=\"\",'Cost scenario - input'!$G149=\"\"),\"\",W164/'Cost scenario - input'!$G149),\"\")","v":""}]
[{"$f":"IFERROR('Cost scenario - input'!A150,\"\")","v":""},{"$f":"IFERROR('Cost scenario - input'!B150,\"\")","v":""},{"$f":"IFERROR('Cost scenario - input'!C150,\"\")","v":""},{"$f":"IFERROR(repcalc('Cost scenario - input'!$CY150:$GK150,'Cost scenario - input'!$J150,'Cost scenario - input'!$H150,'Cost scenario - input'!$I150,20,TRUE,TRUE),\"\")","v":""},"","","","","","","","","","","","","","","","","","","",{"$f":"IFERROR(IF(OR(D165=\"\",'Cost scenario - input'!$G150=\"\"),\"\",D165/'Cost scenario - input'!$G150),\"\")","v":""},{"$f":"IFERROR(IF(OR(E165=\"\",'Cost scenario - input'!$G150=\"\"),\"\",E165/'Cost scenario - input'!$G150),\"\")","v":""},{"$f":"IFERROR(IF(OR(F165=\"\",'Cost scenario - input'!$G150=\"\"),\"\",F165/'Cost scenario - input'!$G150),\"\")","v":""},{"$f":"IFERROR(IF(OR(G165=\"\",'Cost scenario - input'!$G150=\"\"),\"\",G165/'Cost scenario - input'!$G150),\"\")","v":""},{"$f":"IFERROR(IF(OR(H165=\"\",'Cost scenario - input'!$G150=\"\"),\"\",H165/'Cost scenario - input'!$G150),\"\")","v":""},{"$f":"IFERROR(IF(OR(I165=\"\",'Cost scenario - input'!$G150=\"\"),\"\",I165/'Cost scenario - input'!$G150),\"\")","v":""},{"$f":"IFERROR(IF(OR(J165=\"\",'Cost scenario - input'!$G150=\"\"),\"\",J165/'Cost scenario - input'!$G150),\"\")","v":""},{"$f":"IFERROR(IF(OR(K165=\"\",'Cost scenario - input'!$G150=\"\"),\"\",K165/'Cost scenario - input'!$G150),\"\")","v":""},{"$f":"IFERROR(IF(OR(L165=\"\",'Cost scenario - input'!$G150=\"\"),\"\",L165/'Cost scenario - input'!$G150),\"\")","v":""},{"$f":"IFERROR(IF(OR(M165=\"\",'Cost scenario - input'!$G150=\"\"),\"\",M165/'Cost scenario - input'!$G150),\"\")","v":""},{"$f":"IFERROR(IF(OR(N165=\"\",'Cost scenario - input'!$G150=\"\"),\"\",N165/'Cost scenario - input'!$G150),\"\")","v":""},{"$f":"IFERROR(IF(OR(O165=\"\",'Cost scenario - input'!$G150=\"\"),\"\",O165/'Cost scenario - input'!$G150),\"\")","v":""},{"$f":"IFERROR(IF(OR(P165=\"\",'Cost scenario - input'!$G150=\"\"),\"\",P165/'Cost scenario - input'!$G150),\"\")","v":""},{"$f":"IFERROR(IF(OR(Q165=\"\",'Cost scenario - input'!$G150=\"\"),\"\",Q165/'Cost scenario - input'!$G150),\"\")","v":""},{"$f":"IFERROR(IF(OR(R165=\"\",'Cost scenario - input'!$G150=\"\"),\"\",R165/'Cost scenario - input'!$G150),\"\")","v":""},{"$f":"IFERROR(IF(OR(S165=\"\",'Cost scenario - input'!$G150=\"\"),\"\",S165/'Cost scenario - input'!$G150),\"\")","v":""},{"$f":"IFERROR(IF(OR(T165=\"\",'Cost scenario - input'!$G150=\"\"),\"\",T165/'Cost scenario - input'!$G150),\"\")","v":""},{"$f":"IFERROR(IF(OR(U165=\"\",'Cost scenario - input'!$G150=\"\"),\"\",U165/'Cost scenario - input'!$G150),\"\")","v":""},{"$f":"IFERROR(IF(OR(V165=\"\",'Cost scenario - input'!$G150=\"\"),\"\",V165/'Cost scenario - input'!$G150),\"\")","v":""},{"$f":"IFERROR(IF(OR(W165=\"\",'Cost scenario - input'!$G150=\"\"),\"\",W165/'Cost scenario - input'!$G150),\"\")","v":""}]
[{"$f":"IFERROR('Cost scenario - input'!A151,\"\")","v":""},{"$f":"IFERROR('Cost scenario - input'!B151,\"\")","v":""},{"$f":"IFERROR('Cost scenario - input'!C151,\"\")","v":""},{"$f":"IFERROR(repcalc('Cost scenario - input'!$CY151:$GK151,'Cost scenario - input'!$J151,'Cost scenario - input'!$H151,'Cost scenario - input'!$I151,20,TRUE,TRUE),\"\")","v":""},"","","","","","","","","","","","","","","","","","","",{"$f":"IFERROR(IF(OR(D166=\"\",'Cost scenario - input'!$G151=\"\"),\"\",D166/'Cost scenario - input'!$G151),\"\")","v":""},{"$f":"IFERROR(IF(OR(E166=\"\",'Cost scenario - input'!$G151=\"\"),\"\",E166/'Cost scenario - input'!$G151),\"\")","v":""},{"$f":"IFERROR(IF(OR(F166=\"\",'Cost scenario - input'!$G151=\"\"),\"\",F166/'Cost scenario - input'!$G151),\"\")","v":""},{"$f":"IFERROR(IF(OR(G166=\"\",'Cost scenario - input'!$G151=\"\"),\"\",G166/'Cost scenario - input'!$G151),\"\")","v":""},{"$f":"IFERROR(IF(OR(H166=\"\",'Cost scenario - input'!$G151=\"\"),\"\",H166/'Cost scenario - input'!$G151),\"\")","v":""},{"$f":"IFERROR(IF(OR(I166=\"\",'Cost scenario - input'!$G151=\"\"),\"\",I166/'Cost scenario - input'!$G151),\"\")","v":""},{"$f":"IFERROR(IF(OR(J166=\"\",'Cost scenario - input'!$G151=\"\"),\"\",J166/'Cost scenario - input'!$G151),\"\")","v":""},{"$f":"IFERROR(IF(OR(K166=\"\",'Cost scenario - input'!$G151=\"\"),\"\",K166/'Cost scenario - input'!$G151),\"\")","v":""},{"$f":"IFERROR(IF(OR(L166=\"\",'Cost scenario - input'!$G151=\"\"),\"\",L166/'Cost scenario - input'!$G151),\"\")","v":""},{"$f":"IFERROR(IF(OR(M166=\"\",'Cost scenario - input'!$G151=\"\"),\"\",M166/'Cost scenario - input'!$G151),\"\")","v":""},{"$f":"IFERROR(IF(OR(N166=\"\",'Cost scenario - input'!$G151=\"\"),\"\",N166/'Cost scenario - input'!$G151),\"\")","v":""},{"$f":"IFERROR(IF(OR(O166=\"\",'Cost scenario - input'!$G151=\"\"),\"\",O166/'Cost scenario - input'!$G151),\"\")","v":""},{"$f":"IFERROR(IF(OR(P166=\"\",'Cost scenario - input'!$G151=\"\"),\"\",P166/'Cost scenario - input'!$G151),\"\")","v":""},{"$f":"IFERROR(IF(OR(Q166=\"\",'Cost scenario - input'!$G151=\"\"),\"\",Q166/'Cost scenario - input'!$G151),\"\")","v":""},{"$f":"IFERROR(IF(OR(R166=\"\",'Cost scenario - input'!$G151=\"\"),\"\",R166/'Cost scenario - input'!$G151),\"\")","v":""},{"$f":"IFERROR(IF(OR(S166=\"\",'Cost scenario - input'!$G151=\"\"),\"\",S166/'Cost scenario - input'!$G151),\"\")","v":""},{"$f":"IFERROR(IF(OR(T166=\"\",'Cost scenario - input'!$G151=\"\"),\"\",T166/'Cost scenario - input'!$G151),\"\")","v":""},{"$f":"IFERROR(IF(OR(U166=\"\",'Cost scenario - input'!$G151=\"\"),\"\",U166/'Cost scenario - input'!$G151),\"\")","v":""},{"$f":"IFERROR(IF(OR(V166=\"\",'Cost scenario - input'!$G151=\"\"),\"\",V166/'Cost scenario - input'!$G151),\"\")","v":""},{"$f":"IFERROR(IF(OR(W166=\"\",'Cost scenario - input'!$G151=\"\"),\"\",W166/'Cost scenario - input'!$G151),\"\")","v":""}]
[{"$f":"IFERROR('Cost scenario - input'!A152,\"\")","v":""},{"$f":"IFERROR('Cost scenario - input'!B152,\"\")","v":""},{"$f":"IFERROR('Cost scenario - input'!C152,\"\")","v":""},{"$f":"IFERROR(repcalc('Cost scenario - input'!$CY152:$GK152,'Cost scenario - input'!$J152,'Cost scenario - input'!$H152,'Cost scenario - input'!$I152,20,TRUE,TRUE),\"\")","v":""},"","","","","","","","","","","","","","","","","","","",{"$f":"IFERROR(IF(OR(D167=\"\",'Cost scenario - input'!$G152=\"\"),\"\",D167/'Cost scenario - input'!$G152),\"\")","v":""},{"$f":"IFERROR(IF(OR(E167=\"\",'Cost scenario - input'!$G152=\"\"),\"\",E167/'Cost scenario - input'!$G152),\"\")","v":""},{"$f":"IFERROR(IF(OR(F167=\"\",'Cost scenario - input'!$G152=\"\"),\"\",F167/'Cost scenario - input'!$G152),\"\")","v":""},{"$f":"IFERROR(IF(OR(G167=\"\",'Cost scenario - input'!$G152=\"\"),\"\",G167/'Cost scenario - input'!$G152),\"\")","v":""},{"$f":"IFERROR(IF(OR(H167=\"\",'Cost scenario - input'!$G152=\"\"),\"\",H167/'Cost scenario - input'!$G152),\"\")","v":""},{"$f":"IFERROR(IF(OR(I167=\"\",'Cost scenario - input'!$G152=\"\"),\"\",I167/'Cost scenario - input'!$G152),\"\")","v":""},{"$f":"IFERROR(IF(OR(J167=\"\",'Cost scenario - input'!$G152=\"\"),\"\",J167/'Cost scenario - input'!$G152),\"\")","v":""},{"$f":"IFERROR(IF(OR(K167=\"\",'Cost scenario - input'!$G152=\"\"),\"\",K167/'Cost scenario - input'!$G152),\"\")","v":""},{"$f":"IFERROR(IF(OR(L167=\"\",'Cost scenario - input'!$G152=\"\"),\"\",L167/'Cost scenario - input'!$G152),\"\")","v":""},{"$f":"IFERROR(IF(OR(M167=\"\",'Cost scenario - input'!$G152=\"\"),\"\",M167/'Cost scenario - input'!$G152),\"\")","v":""},{"$f":"IFERROR(IF(OR(N167=\"\",'Cost scenario - input'!$G152=\"\"),\"\",N167/'Cost scenario - input'!$G152),\"\")","v":""},{"$f":"IFERROR(IF(OR(O167=\"\",'Cost scenario - input'!$G152=\"\"),\"\",O167/'Cost scenario - input'!$G152),\"\")","v":""},{"$f":"IFERROR(IF(OR(P167=\"\",'Cost scenario - input'!$G152=\"\"),\"\",P167/'Cost scenario - input'!$G152),\"\")","v":""},{"$f":"IFERROR(IF(OR(Q167=\"\",'Cost scenario - input'!$G152=\"\"),\"\",Q167/'Cost scenario - input'!$G152),\"\")","v":""},{"$f":"IFERROR(IF(OR(R167=\"\",'Cost scenario - input'!$G152=\"\"),\"\",R167/'Cost scenario - input'!$G152),\"\")","v":""},{"$f":"IFERROR(IF(OR(S167=\"\",'Cost scenario - input'!$G152=\"\"),\"\",S167/'Cost scenario - input'!$G152),\"\")","v":""},{"$f":"IFERROR(IF(OR(T167=\"\",'Cost scenario - input'!$G152=\"\"),\"\",T167/'Cost scenario - input'!$G152),\"\")","v":""},{"$f":"IFERROR(IF(OR(U167=\"\",'Cost scenario - input'!$G152=\"\"),\"\",U167/'Cost scenario - input'!$G152),\"\")","v":""},{"$f":"IFERROR(IF(OR(V167=\"\",'Cost scenario - input'!$G152=\"\"),\"\",V167/'Cost scenario - input'!$G152),\"\")","v":""},{"$f":"IFERROR(IF(OR(W167=\"\",'Cost scenario - input'!$G152=\"\"),\"\",W167/'Cost scenario - input'!$G152),\"\")","v":""}]
[{"$f":"IFERROR('Cost scenario - input'!A153,\"\")","v":""},{"$f":"IFERROR('Cost scenario - input'!B153,\"\")","v":""},{"$f":"IFERROR('Cost scenario - input'!C153,\"\")","v":""},{"$f":"IFERROR(repcalc('Cost scenario - input'!$CY153:$GK153,'Cost scenario - input'!$J153,'Cost scenario - input'!$H153,'Cost scenario - input'!$I153,20,TRUE,TRUE),\"\")","v":""},"","","","","","","","","","","","","","","","","","","",{"$f":"IFERROR(IF(OR(D168=\"\",'Cost scenario - input'!$G153=\"\"),\"\",D168/'Cost scenario - input'!$G153),\"\")","v":""},{"$f":"IFERROR(IF(OR(E168=\"\",'Cost scenario - input'!$G153=\"\"),\"\",E168/'Cost scenario - input'!$G153),\"\")","v":""},{"$f":"IFERROR(IF(OR(F168=\"\",'Cost scenario - input'!$G153=\"\"),\"\",F168/'Cost scenario - input'!$G153),\"\")","v":""},{"$f":"IFERROR(IF(OR(G168=\"\",'Cost scenario - input'!$G153=\"\"),\"\",G168/'Cost scenario - input'!$G153),\"\")","v":""},{"$f":"IFERROR(IF(OR(H168=\"\",'Cost scenario - input'!$G153=\"\"),\"\",H168/'Cost scenario - input'!$G153),\"\")","v":""},{"$f":"IFERROR(IF(OR(I168=\"\",'Cost scenario - input'!$G153=\"\"),\"\",I168/'Cost scenario - input'!$G153),\"\")","v":""},{"$f":"IFERROR(IF(OR(J168=\"\",'Cost scenario - input'!$G153=\"\"),\"\",J168/'Cost scenario - input'!$G153),\"\")","v":""},{"$f":"IFERROR(IF(OR(K168=\"\",'Cost scenario - input'!$G153=\"\"),\"\",K168/'Cost scenario - input'!$G153),\"\")","v":""},{"$f":"IFERROR(IF(OR(L168=\"\",'Cost scenario - input'!$G153=\"\"),\"\",L168/'Cost scenario - input'!$G153),\"\")","v":""},{"$f":"IFERROR(IF(OR(M168=\"\",'Cost scenario - input'!$G153=\"\"),\"\",M168/'Cost scenario - input'!$G153),\"\")","v":""},{"$f":"IFERROR(IF(OR(N168=\"\",'Cost scenario - input'!$G153=\"\"),\"\",N168/'Cost scenario - input'!$G153),\"\")","v":""},{"$f":"IFERROR(IF(OR(O168=\"\",'Cost scenario - input'!$G153=\"\"),\"\",O168/'Cost scenario - input'!$G153),\"\")","v":""},{"$f":"IFERROR(IF(OR(P168=\"\",'Cost scenario - input'!$G153=\"\"),\"\",P168/'Cost scenario - input'!$G153),\"\")","v":""},{"$f":"IFERROR(IF(OR(Q168=\"\",'Cost scenario - input'!$G153=\"\"),\"\",Q168/'Cost scenario - input'!$G153),\"\")","v":""},{"$f":"IFERROR(IF(OR(R168=\"\",'Cost scenario - input'!$G153=\"\"),\"\",R168/'Cost scenario - input'!$G153),\"\")","v":""},{"$f":"IFERROR(IF(OR(S168=\"\",'Cost scenario - input'!$G153=\"\"),\"\",S168/'Cost scenario - input'!$G153),\"\")","v":""},{"$f":"IFERROR(IF(OR(T168=\"\",'Cost scenario - input'!$G153=\"\"),\"\",T168/'Cost scenario - input'!$G153),\"\")","v":""},{"$f":"IFERROR(IF(OR(U168=\"\",'Cost scenario - input'!$G153=\"\"),\"\",U168/'Cost scenario - input'!$G153),\"\")","v":""},{"$f":"IFERROR(IF(OR(V168=\"\",'Cost scenario - input'!$G153=\"\"),\"\",V168/'Cost scenario - input'!$G153),\"\")","v":""},{"$f":"IFERROR(IF(OR(W168=\"\",'Cost scenario - input'!$G153=\"\"),\"\",W168/'Cost scenario - input'!$G153),\"\")","v":""}]
[{"$f":"IFERROR('Cost scenario - input'!A154,\"\")","v":""},{"$f":"IFERROR('Cost scenario - input'!B154,\"\")","v":""},{"$f":"IFERROR('Cost scenario - input'!C154,\"\")","v":""},{"$f":"IFERROR(repcalc('Cost scenario - input'!$CY154:$GK154,'Cost scenario - input'!$J154,'Cost scenario - input'!$H154,'Cost scenario - input'!$I154,20,TRUE,TRUE),\"\")","v":""},"","","","","","","","","","","","","","","","","","","",{"$f":"IFERROR(IF(OR(D169=\"\",'Cost scenario - input'!$G154=\"\"),\"\",D169/'Cost scenario - input'!$G154),\"\")","v":""},{"$f":"IFERROR(IF(OR(E169=\"\",'Cost scenario - input'!$G154=\"\"),\"\",E169/'Cost scenario - input'!$G154),\"\")","v":""},{"$f":"IFERROR(IF(OR(F169=\"\",'Cost scenario - input'!$G154=\"\"),\"\",F169/'Cost scenario - input'!$G154),\"\")","v":""},{"$f":"IFERROR(IF(OR(G169=\"\",'Cost scenario - input'!$G154=\"\"),\"\",G169/'Cost scenario - input'!$G154),\"\")","v":""},{"$f":"IFERROR(IF(OR(H169=\"\",'Cost scenario - input'!$G154=\"\"),\"\",H169/'Cost scenario - input'!$G154),\"\")","v":""},{"$f":"IFERROR(IF(OR(I169=\"\",'Cost scenario - input'!$G154=\"\"),\"\",I169/'Cost scenario - input'!$G154),\"\")","v":""},{"$f":"IFERROR(IF(OR(J169=\"\",'Cost scenario - input'!$G154=\"\"),\"\",J169/'Cost scenario - input'!$G154),\"\")","v":""},{"$f":"IFERROR(IF(OR(K169=\"\",'Cost scenario - input'!$G154=\"\"),\"\",K169/'Cost scenario - input'!$G154),\"\")","v":""},{"$f":"IFERROR(IF(OR(L169=\"\",'Cost scenario - input'!$G154=\"\"),\"\",L169/'Cost scenario - input'!$G154),\"\")","v":""},{"$f":"IFERROR(IF(OR(M169=\"\",'Cost scenario - input'!$G154=\"\"),\"\",M169/'Cost scenario - input'!$G154),\"\")","v":""},{"$f":"IFERROR(IF(OR(N169=\"\",'Cost scenario - input'!$G154=\"\"),\"\",N169/'Cost scenario - input'!$G154),\"\")","v":""},{"$f":"IFERROR(IF(OR(O169=\"\",'Cost scenario - input'!$G154=\"\"),\"\",O169/'Cost scenario - input'!$G154),\"\")","v":""},{"$f":"IFERROR(IF(OR(P169=\"\",'Cost scenario - input'!$G154=\"\"),\"\",P169/'Cost scenario - input'!$G154),\"\")","v":""},{"$f":"IFERROR(IF(OR(Q169=\"\",'Cost scenario - input'!$G154=\"\"),\"\",Q169/'Cost scenario - input'!$G154),\"\")","v":""},{"$f":"IFERROR(IF(OR(R169=\"\",'Cost scenario - input'!$G154=\"\"),\"\",R169/'Cost scenario - input'!$G154),\"\")","v":""},{"$f":"IFERROR(IF(OR(S169=\"\",'Cost scenario - input'!$G154=\"\"),\"\",S169/'Cost scenario - input'!$G154),\"\")","v":""},{"$f":"IFERROR(IF(OR(T169=\"\",'Cost scenario - input'!$G154=\"\"),\"\",T169/'Cost scenario - input'!$G154),\"\")","v":""},{"$f":"IFERROR(IF(OR(U169=\"\",'Cost scenario - input'!$G154=\"\"),\"\",U169/'Cost scenario - input'!$G154),\"\")","v":""},{"$f":"IFERROR(IF(OR(V169=\"\",'Cost scenario - input'!$G154=\"\"),\"\",V169/'Cost scenario - input'!$G154),\"\")","v":""},{"$f":"IFERROR(IF(OR(W169=\"\",'Cost scenario - input'!$G154=\"\"),\"\",W169/'Cost scenario - input'!$G154),\"\")","v":""}]
[{"$f":"IFERROR('Cost scenario - input'!A155,\"\")","v":""},{"$f":"IFERROR('Cost scenario - input'!B155,\"\")","v":""},{"$f":"IFERROR('Cost scenario - input'!C155,\"\")","v":""},{"$f":"IFERROR(repcalc('Cost scenario - input'!$CY155:$GK155,'Cost scenario - input'!$J155,'Cost scenario - input'!$H155,'Cost scenario - input'!$I155,20,TRUE,TRUE),\"\")","v":""},"","","","","","","","","","","","","","","","","","","",{"$f":"IFERROR(IF(OR(D170=\"\",'Cost scenario - input'!$G155=\"\"),\"\",D170/'Cost scenario - input'!$G155),\"\")","v":""},{"$f":"IFERROR(IF(OR(E170=\"\",'Cost scenario - input'!$G155=\"\"),\"\",E170/'Cost scenario - input'!$G155),\"\")","v":""},{"$f":"IFERROR(IF(OR(F170=\"\",'Cost scenario - input'!$G155=\"\"),\"\",F170/'Cost scenario - input'!$G155),\"\")","v":""},{"$f":"IFERROR(IF(OR(G170=\"\",'Cost scenario - input'!$G155=\"\"),\"\",G170/'Cost scenario - input'!$G155),\"\")","v":""},{"$f":"IFERROR(IF(OR(H170=\"\",'Cost scenario - input'!$G155=\"\"),\"\",H170/'Cost scenario - input'!$G155),\"\")","v":""},{"$f":"IFERROR(IF(OR(I170=\"\",'Cost scenario - input'!$G155=\"\"),\"\",I170/'Cost scenario - input'!$G155),\"\")","v":""},{"$f":"IFERROR(IF(OR(J170=\"\",'Cost scenario - input'!$G155=\"\"),\"\",J170/'Cost scenario - input'!$G155),\"\")","v":""},{"$f":"IFERROR(IF(OR(K170=\"\",'Cost scenario - input'!$G155=\"\"),\"\",K170/'Cost scenario - input'!$G155),\"\")","v":""},{"$f":"IFERROR(IF(OR(L170=\"\",'Cost scenario - input'!$G155=\"\"),\"\",L170/'Cost scenario - input'!$G155),\"\")","v":""},{"$f":"IFERROR(IF(OR(M170=\"\",'Cost scenario - input'!$G155=\"\"),\"\",M170/'Cost scenario - input'!$G155),\"\")","v":""},{"$f":"IFERROR(IF(OR(N170=\"\",'Cost scenario - input'!$G155=\"\"),\"\",N170/'Cost scenario - input'!$G155),\"\")","v":""},{"$f":"IFERROR(IF(OR(O170=\"\",'Cost scenario - input'!$G155=\"\"),\"\",O170/'Cost scenario - input'!$G155),\"\")","v":""},{"$f":"IFERROR(IF(OR(P170=\"\",'Cost scenario - input'!$G155=\"\"),\"\",P170/'Cost scenario - input'!$G155),\"\")","v":""},{"$f":"IFERROR(IF(OR(Q170=\"\",'Cost scenario - input'!$G155=\"\"),\"\",Q170/'Cost scenario - input'!$G155),\"\")","v":""},{"$f":"IFERROR(IF(OR(R170=\"\",'Cost scenario - input'!$G155=\"\"),\"\",R170/'Cost scenario - input'!$G155),\"\")","v":""},{"$f":"IFERROR(IF(OR(S170=\"\",'Cost scenario - input'!$G155=\"\"),\"\",S170/'Cost scenario - input'!$G155),\"\")","v":""},{"$f":"IFERROR(IF(OR(T170=\"\",'Cost scenario - input'!$G155=\"\"),\"\",T170/'Cost scenario - input'!$G155),\"\")","v":""},{"$f":"IFERROR(IF(OR(U170=\"\",'Cost scenario - input'!$G155=\"\"),\"\",U170/'Cost scenario - input'!$G155),\"\")","v":""},{"$f":"IFERROR(IF(OR(V170=\"\",'Cost scenario - input'!$G155=\"\"),\"\",V170/'Cost scenario - input'!$G155),\"\")","v":""},{"$f":"IFERROR(IF(OR(W170=\"\",'Cost scenario - input'!$G155=\"\"),\"\",W170/'Cost scenario - input'!$G155),\"\")","v":""}]
[{"$f":"IFERROR('Cost scenario - input'!A156,\"\")","v":""},{"$f":"IFERROR('Cost scenario - input'!B156,\"\")","v":""},{"$f":"IFERROR('Cost scenario - input'!C156,\"\")","v":""},{"$f":"IFERROR(repcalc('Cost scenario - input'!$CY156:$GK156,'Cost scenario - input'!$J156,'Cost scenario - input'!$H156,'Cost scenario - input'!$I156,20,TRUE,TRUE),\"\")","v":""},"","","","","","","","","","","","","","","","","","","",{"$f":"IFERROR(IF(OR(D171=\"\",'Cost scenario - input'!$G156=\"\"),\"\",D171/'Cost scenario - input'!$G156),\"\")","v":""},{"$f":"IFERROR(IF(OR(E171=\"\",'Cost scenario - input'!$G156=\"\"),\"\",E171/'Cost scenario - input'!$G156),\"\")","v":""},{"$f":"IFERROR(IF(OR(F171=\"\",'Cost scenario - input'!$G156=\"\"),\"\",F171/'Cost scenario - input'!$G156),\"\")","v":""},{"$f":"IFERROR(IF(OR(G171=\"\",'Cost scenario - input'!$G156=\"\"),\"\",G171/'Cost scenario - input'!$G156),\"\")","v":""},{"$f":"IFERROR(IF(OR(H171=\"\",'Cost scenario - input'!$G156=\"\"),\"\",H171/'Cost scenario - input'!$G156),\"\")","v":""},{"$f":"IFERROR(IF(OR(I171=\"\",'Cost scenario - input'!$G156=\"\"),\"\",I171/'Cost scenario - input'!$G156),\"\")","v":""},{"$f":"IFERROR(IF(OR(J171=\"\",'Cost scenario - input'!$G156=\"\"),\"\",J171/'Cost scenario - input'!$G156),\"\")","v":""},{"$f":"IFERROR(IF(OR(K171=\"\",'Cost scenario - input'!$G156=\"\"),\"\",K171/'Cost scenario - input'!$G156),\"\")","v":""},{"$f":"IFERROR(IF(OR(L171=\"\",'Cost scenario - input'!$G156=\"\"),\"\",L171/'Cost scenario - input'!$G156),\"\")","v":""},{"$f":"IFERROR(IF(OR(M171=\"\",'Cost scenario - input'!$G156=\"\"),\"\",M171/'Cost scenario - input'!$G156),\"\")","v":""},{"$f":"IFERROR(IF(OR(N171=\"\",'Cost scenario - input'!$G156=\"\"),\"\",N171/'Cost scenario - input'!$G156),\"\")","v":""},{"$f":"IFERROR(IF(OR(O171=\"\",'Cost scenario - input'!$G156=\"\"),\"\",O171/'Cost scenario - input'!$G156),\"\")","v":""},{"$f":"IFERROR(IF(OR(P171=\"\",'Cost scenario - input'!$G156=\"\"),\"\",P171/'Cost scenario - input'!$G156),\"\")","v":""},{"$f":"IFERROR(IF(OR(Q171=\"\",'Cost scenario - input'!$G156=\"\"),\"\",Q171/'Cost scenario - input'!$G156),\"\")","v":""},{"$f":"IFERROR(IF(OR(R171=\"\",'Cost scenario - input'!$G156=\"\"),\"\",R171/'Cost scenario - input'!$G156),\"\")","v":""},{"$f":"IFERROR(IF(OR(S171=\"\",'Cost scenario - input'!$G156=\"\"),\"\",S171/'Cost scenario - input'!$G156),\"\")","v":""},{"$f":"IFERROR(IF(OR(T171=\"\",'Cost scenario - input'!$G156=\"\"),\"\",T171/'Cost scenario - input'!$G156),\"\")","v":""},{"$f":"IFERROR(IF(OR(U171=\"\",'Cost scenario - input'!$G156=\"\"),\"\",U171/'Cost scenario - input'!$G156),\"\")","v":""},{"$f":"IFERROR(IF(OR(V171=\"\",'Cost scenario - input'!$G156=\"\"),\"\",V171/'Cost scenario - input'!$G156),\"\")","v":""},{"$f":"IFERROR(IF(OR(W171=\"\",'Cost scenario - input'!$G156=\"\"),\"\",W171/'Cost scenario - input'!$G156),\"\")","v":""}]
[{"$f":"IFERROR('Cost scenario - input'!A157,\"\")","v":""},{"$f":"IFERROR('Cost scenario - input'!B157,\"\")","v":""},{"$f":"IFERROR('Cost scenario - input'!C157,\"\")","v":""},{"$f":"IFERROR(repcalc('Cost scenario - input'!$CY157:$GK157,'Cost scenario - input'!$J157,'Cost scenario - input'!$H157,'Cost scenario - input'!$I157,20,TRUE,TRUE),\"\")","v":""},"","","","","","","","","","","","","","","","","","","",{"$f":"IFERROR(IF(OR(D172=\"\",'Cost scenario - input'!$G157=\"\"),\"\",D172/'Cost scenario - input'!$G157),\"\")","v":""},{"$f":"IFERROR(IF(OR(E172=\"\",'Cost scenario - input'!$G157=\"\"),\"\",E172/'Cost scenario - input'!$G157),\"\")","v":""},{"$f":"IFERROR(IF(OR(F172=\"\",'Cost scenario - input'!$G157=\"\"),\"\",F172/'Cost scenario - input'!$G157),\"\")","v":""},{"$f":"IFERROR(IF(OR(G172=\"\",'Cost scenario - input'!$G157=\"\"),\"\",G172/'Cost scenario - input'!$G157),\"\")","v":""},{"$f":"IFERROR(IF(OR(H172=\"\",'Cost scenario - input'!$G157=\"\"),\"\",H172/'Cost scenario - input'!$G157),\"\")","v":""},{"$f":"IFERROR(IF(OR(I172=\"\",'Cost scenario - input'!$G157=\"\"),\"\",I172/'Cost scenario - input'!$G157),\"\")","v":""},{"$f":"IFERROR(IF(OR(J172=\"\",'Cost scenario - input'!$G157=\"\"),\"\",J172/'Cost scenario - input'!$G157),\"\")","v":""},{"$f":"IFERROR(IF(OR(K172=\"\",'Cost scenario - input'!$G157=\"\"),\"\",K172/'Cost scenario - input'!$G157),\"\")","v":""},{"$f":"IFERROR(IF(OR(L172=\"\",'Cost scenario - input'!$G157=\"\"),\"\",L172/'Cost scenario - input'!$G157),\"\")","v":""},{"$f":"IFERROR(IF(OR(M172=\"\",'Cost scenario - input'!$G157=\"\"),\"\",M172/'Cost scenario - input'!$G157),\"\")","v":""},{"$f":"IFERROR(IF(OR(N172=\"\",'Cost scenario - input'!$G157=\"\"),\"\",N172/'Cost scenario - input'!$G157),\"\")","v":""},{"$f":"IFERROR(IF(OR(O172=\"\",'Cost scenario - input'!$G157=\"\"),\"\",O172/'Cost scenario - input'!$G157),\"\")","v":""},{"$f":"IFERROR(IF(OR(P172=\"\",'Cost scenario - input'!$G157=\"\"),\"\",P172/'Cost scenario - input'!$G157),\"\")","v":""},{"$f":"IFERROR(IF(OR(Q172=\"\",'Cost scenario - input'!$G157=\"\"),\"\",Q172/'Cost scenario - input'!$G157),\"\")","v":""},{"$f":"IFERROR(IF(OR(R172=\"\",'Cost scenario - input'!$G157=\"\"),\"\",R172/'Cost scenario - input'!$G157),\"\")","v":""},{"$f":"IFERROR(IF(OR(S172=\"\",'Cost scenario - input'!$G157=\"\"),\"\",S172/'Cost scenario - input'!$G157),\"\")","v":""},{"$f":"IFERROR(IF(OR(T172=\"\",'Cost scenario - input'!$G157=\"\"),\"\",T172/'Cost scenario - input'!$G157),\"\")","v":""},{"$f":"IFERROR(IF(OR(U172=\"\",'Cost scenario - input'!$G157=\"\"),\"\",U172/'Cost scenario - input'!$G157),\"\")","v":""},{"$f":"IFERROR(IF(OR(V172=\"\",'Cost scenario - input'!$G157=\"\"),\"\",V172/'Cost scenario - input'!$G157),\"\")","v":""},{"$f":"IFERROR(IF(OR(W172=\"\",'Cost scenario - input'!$G157=\"\"),\"\",W172/'Cost scenario - input'!$G157),\"\")","v":""}]
[{"$f":"IFERROR('Cost scenario - input'!A158,\"\")","v":""},{"$f":"IFERROR('Cost scenario - input'!B158,\"\")","v":""},{"$f":"IFERROR('Cost scenario - input'!C158,\"\")","v":""},{"$f":"IFERROR(repcalc('Cost scenario - input'!$CY158:$GK158,'Cost scenario - input'!$J158,'Cost scenario - input'!$H158,'Cost scenario - input'!$I158,20,TRUE,TRUE),\"\")","v":""},"","","","","","","","","","","","","","","","","","","",{"$f":"IFERROR(IF(OR(D173=\"\",'Cost scenario - input'!$G158=\"\"),\"\",D173/'Cost scenario - input'!$G158),\"\")","v":""},{"$f":"IFERROR(IF(OR(E173=\"\",'Cost scenario - input'!$G158=\"\"),\"\",E173/'Cost scenario - input'!$G158),\"\")","v":""},{"$f":"IFERROR(IF(OR(F173=\"\",'Cost scenario - input'!$G158=\"\"),\"\",F173/'Cost scenario - input'!$G158),\"\")","v":""},{"$f":"IFERROR(IF(OR(G173=\"\",'Cost scenario - input'!$G158=\"\"),\"\",G173/'Cost scenario - input'!$G158),\"\")","v":""},{"$f":"IFERROR(IF(OR(H173=\"\",'Cost scenario - input'!$G158=\"\"),\"\",H173/'Cost scenario - input'!$G158),\"\")","v":""},{"$f":"IFERROR(IF(OR(I173=\"\",'Cost scenario - input'!$G158=\"\"),\"\",I173/'Cost scenario - input'!$G158),\"\")","v":""},{"$f":"IFERROR(IF(OR(J173=\"\",'Cost scenario - input'!$G158=\"\"),\"\",J173/'Cost scenario - input'!$G158),\"\")","v":""},{"$f":"IFERROR(IF(OR(K173=\"\",'Cost scenario - input'!$G158=\"\"),\"\",K173/'Cost scenario - input'!$G158),\"\")","v":""},{"$f":"IFERROR(IF(OR(L173=\"\",'Cost scenario - input'!$G158=\"\"),\"\",L173/'Cost scenario - input'!$G158),\"\")","v":""},{"$f":"IFERROR(IF(OR(M173=\"\",'Cost scenario - input'!$G158=\"\"),\"\",M173/'Cost scenario - input'!$G158),\"\")","v":""},{"$f":"IFERROR(IF(OR(N173=\"\",'Cost scenario - input'!$G158=\"\"),\"\",N173/'Cost scenario - input'!$G158),\"\")","v":""},{"$f":"IFERROR(IF(OR(O173=\"\",'Cost scenario - input'!$G158=\"\"),\"\",O173/'Cost scenario - input'!$G158),\"\")","v":""},{"$f":"IFERROR(IF(OR(P173=\"\",'Cost scenario - input'!$G158=\"\"),\"\",P173/'Cost scenario - input'!$G158),\"\")","v":""},{"$f":"IFERROR(IF(OR(Q173=\"\",'Cost scenario - input'!$G158=\"\"),\"\",Q173/'Cost scenario - input'!$G158),\"\")","v":""},{"$f":"IFERROR(IF(OR(R173=\"\",'Cost scenario - input'!$G158=\"\"),\"\",R173/'Cost scenario - input'!$G158),\"\")","v":""},{"$f":"IFERROR(IF(OR(S173=\"\",'Cost scenario - input'!$G158=\"\"),\"\",S173/'Cost scenario - input'!$G158),\"\")","v":""},{"$f":"IFERROR(IF(OR(T173=\"\",'Cost scenario - input'!$G158=\"\"),\"\",T173/'Cost scenario - input'!$G158),\"\")","v":""},{"$f":"IFERROR(IF(OR(U173=\"\",'Cost scenario - input'!$G158=\"\"),\"\",U173/'Cost scenario - input'!$G158),\"\")","v":""},{"$f":"IFERROR(IF(OR(V173=\"\",'Cost scenario - input'!$G158=\"\"),\"\",V173/'Cost scenario - input'!$G158),\"\")","v":""},{"$f":"IFERROR(IF(OR(W173=\"\",'Cost scenario - input'!$G158=\"\"),\"\",W173/'Cost scenario - input'!$G158),\"\")","v":""}]
[{"$f":"IFERROR('Cost scenario - input'!A159,\"\")","v":""},{"$f":"IFERROR('Cost scenario - input'!B159,\"\")","v":""},{"$f":"IFERROR('Cost scenario - input'!C159,\"\")","v":""},{"$f":"IFERROR(repcalc('Cost scenario - input'!$CY159:$GK159,'Cost scenario - input'!$J159,'Cost scenario - input'!$H159,'Cost scenario - input'!$I159,20,TRUE,TRUE),\"\")","v":""},"","","","","","","","","","","","","","","","","","","",{"$f":"IFERROR(IF(OR(D174=\"\",'Cost scenario - input'!$G159=\"\"),\"\",D174/'Cost scenario - input'!$G159),\"\")","v":""},{"$f":"IFERROR(IF(OR(E174=\"\",'Cost scenario - input'!$G159=\"\"),\"\",E174/'Cost scenario - input'!$G159),\"\")","v":""},{"$f":"IFERROR(IF(OR(F174=\"\",'Cost scenario - input'!$G159=\"\"),\"\",F174/'Cost scenario - input'!$G159),\"\")","v":""},{"$f":"IFERROR(IF(OR(G174=\"\",'Cost scenario - input'!$G159=\"\"),\"\",G174/'Cost scenario - input'!$G159),\"\")","v":""},{"$f":"IFERROR(IF(OR(H174=\"\",'Cost scenario - input'!$G159=\"\"),\"\",H174/'Cost scenario - input'!$G159),\"\")","v":""},{"$f":"IFERROR(IF(OR(I174=\"\",'Cost scenario - input'!$G159=\"\"),\"\",I174/'Cost scenario - input'!$G159),\"\")","v":""},{"$f":"IFERROR(IF(OR(J174=\"\",'Cost scenario - input'!$G159=\"\"),\"\",J174/'Cost scenario - input'!$G159),\"\")","v":""},{"$f":"IFERROR(IF(OR(K174=\"\",'Cost scenario - input'!$G159=\"\"),\"\",K174/'Cost scenario - input'!$G159),\"\")","v":""},{"$f":"IFERROR(IF(OR(L174=\"\",'Cost scenario - input'!$G159=\"\"),\"\",L174/'Cost scenario - input'!$G159),\"\")","v":""},{"$f":"IFERROR(IF(OR(M174=\"\",'Cost scenario - input'!$G159=\"\"),\"\",M174/'Cost scenario - input'!$G159),\"\")","v":""},{"$f":"IFERROR(IF(OR(N174=\"\",'Cost scenario - input'!$G159=\"\"),\"\",N174/'Cost scenario - input'!$G159),\"\")","v":""},{"$f":"IFERROR(IF(OR(O174=\"\",'Cost scenario - input'!$G159=\"\"),\"\",O174/'Cost scenario - input'!$G159),\"\")","v":""},{"$f":"IFERROR(IF(OR(P174=\"\",'Cost scenario - input'!$G159=\"\"),\"\",P174/'Cost scenario - input'!$G159),\"\")","v":""},{"$f":"IFERROR(IF(OR(Q174=\"\",'Cost scenario - input'!$G159=\"\"),\"\",Q174/'Cost scenario - input'!$G159),\"\")","v":""},{"$f":"IFERROR(IF(OR(R174=\"\",'Cost scenario - input'!$G159=\"\"),\"\",R174/'Cost scenario - input'!$G159),\"\")","v":""},{"$f":"IFERROR(IF(OR(S174=\"\",'Cost scenario - input'!$G159=\"\"),\"\",S174/'Cost scenario - input'!$G159),\"\")","v":""},{"$f":"IFERROR(IF(OR(T174=\"\",'Cost scenario - input'!$G159=\"\"),\"\",T174/'Cost scenario - input'!$G159),\"\")","v":""},{"$f":"IFERROR(IF(OR(U174=\"\",'Cost scenario - input'!$G159=\"\"),\"\",U174/'Cost scenario - input'!$G159),\"\")","v":""},{"$f":"IFERROR(IF(OR(V174=\"\",'Cost scenario - input'!$G159=\"\"),\"\",V174/'Cost scenario - input'!$G159),\"\")","v":""},{"$f":"IFERROR(IF(OR(W174=\"\",'Cost scenario - input'!$G159=\"\"),\"\",W174/'Cost scenario - input'!$G159),\"\")","v":""}]
[{"$f":"IFERROR('Cost scenario - input'!A160,\"\")","v":""},{"$f":"IFERROR('Cost scenario - input'!B160,\"\")","v":""},{"$f":"IFERROR('Cost scenario - input'!C160,\"\")","v":""},{"$f":"IFERROR(repcalc('Cost scenario - input'!$CY160:$GK160,'Cost scenario - input'!$J160,'Cost scenario - input'!$H160,'Cost scenario - input'!$I160,20,TRUE,TRUE),\"\")","v":""},"","","","","","","","","","","","","","","","","","","",{"$f":"IFERROR(IF(OR(D175=\"\",'Cost scenario - input'!$G160=\"\"),\"\",D175/'Cost scenario - input'!$G160),\"\")","v":""},{"$f":"IFERROR(IF(OR(E175=\"\",'Cost scenario - input'!$G160=\"\"),\"\",E175/'Cost scenario - input'!$G160),\"\")","v":""},{"$f":"IFERROR(IF(OR(F175=\"\",'Cost scenario - input'!$G160=\"\"),\"\",F175/'Cost scenario - input'!$G160),\"\")","v":""},{"$f":"IFERROR(IF(OR(G175=\"\",'Cost scenario - input'!$G160=\"\"),\"\",G175/'Cost scenario - input'!$G160),\"\")","v":""},{"$f":"IFERROR(IF(OR(H175=\"\",'Cost scenario - input'!$G160=\"\"),\"\",H175/'Cost scenario - input'!$G160),\"\")","v":""},{"$f":"IFERROR(IF(OR(I175=\"\",'Cost scenario - input'!$G160=\"\"),\"\",I175/'Cost scenario - input'!$G160),\"\")","v":""},{"$f":"IFERROR(IF(OR(J175=\"\",'Cost scenario - input'!$G160=\"\"),\"\",J175/'Cost scenario - input'!$G160),\"\")","v":""},{"$f":"IFERROR(IF(OR(K175=\"\",'Cost scenario - input'!$G160=\"\"),\"\",K175/'Cost scenario - input'!$G160),\"\")","v":""},{"$f":"IFERROR(IF(OR(L175=\"\",'Cost scenario - input'!$G160=\"\"),\"\",L175/'Cost scenario - input'!$G160),\"\")","v":""},{"$f":"IFERROR(IF(OR(M175=\"\",'Cost scenario - input'!$G160=\"\"),\"\",M175/'Cost scenario - input'!$G160),\"\")","v":""},{"$f":"IFERROR(IF(OR(N175=\"\",'Cost scenario - input'!$G160=\"\"),\"\",N175/'Cost scenario - input'!$G160),\"\")","v":""},{"$f":"IFERROR(IF(OR(O175=\"\",'Cost scenario - input'!$G160=\"\"),\"\",O175/'Cost scenario - input'!$G160),\"\")","v":""},{"$f":"IFERROR(IF(OR(P175=\"\",'Cost scenario - input'!$G160=\"\"),\"\",P175/'Cost scenario - input'!$G160),\"\")","v":""},{"$f":"IFERROR(IF(OR(Q175=\"\",'Cost scenario - input'!$G160=\"\"),\"\",Q175/'Cost scenario - input'!$G160),\"\")","v":""},{"$f":"IFERROR(IF(OR(R175=\"\",'Cost scenario - input'!$G160=\"\"),\"\",R175/'Cost scenario - input'!$G160),\"\")","v":""},{"$f":"IFERROR(IF(OR(S175=\"\",'Cost scenario - input'!$G160=\"\"),\"\",S175/'Cost scenario - input'!$G160),\"\")","v":""},{"$f":"IFERROR(IF(OR(T175=\"\",'Cost scenario - input'!$G160=\"\"),\"\",T175/'Cost scenario - input'!$G160),\"\")","v":""},{"$f":"IFERROR(IF(OR(U175=\"\",'Cost scenario - input'!$G160=\"\"),\"\",U175/'Cost scenario - input'!$G160),\"\")","v":""},{"$f":"IFERROR(IF(OR(V175=\"\",'Cost scenario - input'!$G160=\"\"),\"\",V175/'Cost scenario - input'!$G160),\"\")","v":""},{"$f":"IFERROR(IF(OR(W175=\"\",'Cost scenario - input'!$G160=\"\"),\"\",W175/'Cost scenario - input'!$G160),\"\")","v":""}]

{"sheet":"Lives scenario - input","index":4,"n_rows":190,"n_cols":192,"rows_kept":190,"cut":false,"hidden":false,"merged":[[1,3,1,4],[2,5,3,5],[2,6,3,7],[2,8,3,8],[2,3,3,3],[2,4,3,4]]}
[null,"Unit cost - historical"]
[null,"Replacement lives - comparative",null,"Asset lives"]
[null,null,null,"Historical","NEM median","Unit cost","Replacement \nlife",null,"Method","Volume",null,null,null,null,null,null,null,null,null,null,null,null,null,null,null,null,null,null,null,null,null,null,null,null,null,null,null,null,null,null,null,null,null,null,null,null,null,null,null,null,null,null,null,null,null,null,null,null,null,null,null,null,null,null,null,null,null,null,null,null,null,null,null,null,null,null,null,null,null,null,null,null,null,null,null,null,null,null,null,null,null,null,null,null,null,null,null,null,null,null,null,"Replacement Cost (NOT depreciated)"]
[null,null,null,null,null,null,null,null,null,"Installation date",null,null,null,null,null,null,null,null,null,null,null,null,null,null,null,null,null,null,null,null,null,null,null,null,null,null,null,null,null,null,null,null,null,null,null,null,null,null,null,null,null,null,null,null,null,null,null,null,null,null,null,null,null,null,null,null,null,null,null,null,null,null,null,null,null,null,null,null,null,null,null,null,null,null,null,null,null,null,null,null,null,null,null,null,null,null,null,null,null,null,null,"Installation date"]
["ID","Asset group","Asset category",null,null,"$ ('000)","μ","σ","#",2019,2018,2017,2016,2015,2014,2013,2012,2011,2010,2009,2008,2007,2006,2005,2004,2003,2002,2001,2000,1999,1998,1997,1996,1995,1994,1993,1992,1991,1990,1989,1988,1987,1986,1985,1984,1983,1982,1981,1980,1979,1978,1977,1976,1975,1974,1973,1972,1971,1970,1969,1968,1967,1966,1965,1964,1963,1962,1961,1960,1959,1958,1957,1956,1955,1954,1953,1952,1951,1950,1949,1948,1947,1946,1945,1944,1943,1942,1941,1940,1939,1938,1937,1936,1935,1934,1933,1932,1931,1930,1929,null,{"$f":"J5","v":2019},{"$f":"K5","v":2018},2017,2016,2015,2014,2013,2012,2011,2010,2009,2008,2007,2006,2005,2004,2003,2002,2001,2000,1999,1998,1997,1996,1995,1994,1993,1992,1991,1990,1989,1988,1987,1986,1985,1984,1983,1982,1981,1980,1979,1978,1977,1976,1975,1974,1973,1972,1971,1970,1969,1968,1967,1966,1965,1964,1963,1962,1961,1960,1959,1958,1957,1956,1955,{"$f":"BW5","v":1954},1953,1952,1951,1950,1949,1948,1947,1946,1945,1944,1943,1942,1941,1940,1939,1938,1937,1936,1935,1934,1933,1932,1931,1930,1929]
[1,"OVERHEAD CONDUCTORS","˂ = 1 kv",68.145314867989612,71.976305130281446,67.773763544457012,71.976305130281446,8.4838850257580365,2,30,33,43,39,50,47,66,82,65,75,75,66,68,73,60,52,38,47,59,80,70,84,105,115,173,196,228,250,270,308,296,254,298,393,368,429,482,367,365,405,515,585,585,605,552,526,549,501,522,498,183,204,190,199,189,136,80,67,73,53,61,50,54,42,50,45,49,43,42,33,37,30,23,20,7,4,4,9,11,15,14,12,20,21,17,16,8,10,3,2,0,null,{"$f":"IFERROR($F6*J6,\"\")","v":2033.2129063337104},{"$f":"IFERROR($F6*K6,\"\")","v":2236.5341969670812},2914.2718324116513,2643.1767782338234,3388.6881772228508,3185.3668865894797,4473.0683939341625,5557.4486106454751,4405.2946303897061,5083.0322658342757,5083.0322658342757,4473.0683939341625,4608.6159210230771,4947.4847387453619,4066.4258126674208,3524.2357043117645,2575.4030146893665,{"$f":"IFERROR($F6*AA6,\"\")","v":3185.3668865894797},3998.6520491229635,5421.9010835565605,4744.1634481119909,5692.9961377343889,7116.2451721679863,7793.9828076125559,11724.861093191063,13283.657654713574,15452.418088136199,16943.440886114255,18298.916157003394,20874.319171692761,20061.034009159277,17214.53594029208,20196.581536248188,{"$f":"IFERROR($F6*AQ6,\"\")","v":26635.089072971605},24940.744984360179,29074.944560572058,32666.954028428281,24872.971220815722,24737.423693726811,27448.374235505089,34903.488225395362,39647.651673507353,39647.651673507353,41003.126944396492,37411.117476540268,35648.999624384385,37207.796185906896,33954.655535772959,35377.904570206563,{"$f":"IFERROR($F6*BG6,\"\")","v":33751.334245139595},12402.598728635634,13825.84776306923,12877.015073446832,13486.978945346946,12809.241309902376,9217.2318420461543,5421.9010835565605,4540.8421574786198,4947.4847387453619,3592.0094678562218,4134.1995762118777,3388.6881772228508,3659.7832314006787,2846.4980688671944,3388.6881772228508,{"$f":"IFERROR($F6*BW6,\"\")","v":3049.8193595005655},3320.9144136783934,2914.2718324116513,2846.4980688671944,2236.5341969670812,2507.6292511449096,2033.2129063337104,1558.7965615225112,1355.4752708891401,474.41634481119911,271.09505417782805,271.09505417782805,609.96387190011308,745.51139898902716,1016.6064531668552,948.83268962239822,{"$f":"IFERROR($F6*CM6,\"\")","v":813.28516253348414},1355.4752708891401,1423.2490344335972,1152.1539802557693,1084.3802167113122,542.19010835565609,677.73763544457006,203.32129063337104,135.54752708891402,0]
[1,"OVERHEAD CONDUCTORS","˃ 11 kv & < = 22 kv ; swer",32.841580000808662,67.548460114723383,3.2166597272169155,67.548460114723383,8.2187870221051096,2,0,0,0,0,0,0,0,0,0,0,0,0,2,0,0,0,0,0,1,0,0,0,0,0,0,0,13,24,0,0,0,0,0,0,0,0,0,0,0,0,0,0,0,0,0,0,0,0,0,0,0,0,0,0,0,0,0,0,0,0,0,0,0,0,0,0,0,0,0,0,0,0,0,0,0,0,0,0,0,0,0,0,0,0,0,0,0,0,0,0,0,null,{"$f":"IFERROR($F7*J7,\"\")","v":0},0,0,0,0,0,0,0,0,0,0,0,6.433319454433831,0,0,0,0,0,3.2166597272169155,0,0,0,0,0,0,0,41.816576453819899,77.199833453205969,0,0,0,0,0,0,0,0,0,0,0,0,0,0,0,0,0,0,0,0,0,0,0,0,0,0,0,0,0,0,0,0,0,0,0,0,0,0,0,0,0,0,0,0,0,0,0,0,0,0,0,0,0,0,0,0,0,0,0,0,0,0,0]
[1,"OVERHEAD CONDUCTORS","> 1 kv & < = 11 kv",66.252496526759842,76.759176488804613,28.076082998794007,76.759176488804613,8.7612314481929197,2,25,45,52,72,73,71,118,145,126,136,132,127,145,131,131,94,79,96,142,126,154,163,210,217,264,277,274,329,426,430,415,415,438,535,475,535,614,572,558,540,591,653,591,600,550,545,500,459,493,482,119,135,142,140,159,127,71,71,78,59,82,71,121,64,66,103,88,62,61,34,33,42,38,31,8,6,6,9,25,46,33,15,17,17,9,22,5,17,2,0,0,null,701.90207496985022,1263.4237349457303,1459.9563159372883,2021.4779759131684,2049.5540589119623,1993.4018929143745,3312.9777938576926,4071.0320348251312,3537.586457848045,3818.3472878359848,3706.0429558408091,3565.662540846839,4071.0320348251312,3677.9668728420147,3677.9668728420147,2639.1518018866368,2218.0105569047264,2695.3039678842247,3986.8037858287489,3537.586457848045,4323.7167818142771,4576.4015288034234,5895.9774297467411,6092.5100107382996,7412.0859116816182,7777.0749906659403,7692.8467416695576,9237.0313066032286,11960.411357486248,12072.715689481423,11651.574444499513,11651.574444499513,12297.324353471775,15020.704404354794,13336.139424427154,15020.704404354794,17238.71496125952,16059.519475310171,15666.454313327056,15161.084819348764,16592.965052287258,18333.682198212486,16592.965052287258,16845.649799276405,15441.845649336703,15301.465234342733,14038.041499397004,12886.922096446449,13841.508918405445,13532.672005418712,3341.053876856487,3790.2712048371909,3986.8037858287489,3930.651619831161,4464.0971968082467,3565.662540846839,1993.4018929143745,1993.4018929143745,2189.9344739059325,1656.4888969288463,2302.2388059011087,1993.4018929143745,3397.2060428540749,1796.8693119228165,1853.0214779204045,2891.8365488757827,2470.6953038938727,1740.7171459252284,1712.6410629264344,954.58682195899621,926.51073896020227,1179.1954859493483,1066.8911539541723,870.35857296261418,224.60866399035206,168.45649799276404,168.45649799276404,252.68474698914605,701.90207496985022,1291.4998179445242,926.51073896020227,421.14124498191012,477.29341097949811,477.29341097949811,252.68474698914605,617.67382597346818,140.38041499397002,477.29341097949811,56.152165997588014,0,0]
[1,"OVERHEAD CONDUCTORS","> 22 kv & < = 66 kv",90.482322508096885,85.989832083900211,29.112055926473751,90.482322508096885,9.5122196414978184,2,1,0,0,0,0,0,1,3,46,42,5,22,16,1,7,12,20,20,10,5,25,3,30,22,4,1,0,2,24,68,8,6,3,13,64,55,53,0,12,64,25,62,77,110,116,70,80,28,100,170,10,13,11,21,35,4,5,3,1,14,14,32,38,4,3,13,18,50,40,11,7,31,0,3,0,0,4,14,58,61,26,4,10,32,8,0,0,18,1,0,0,null,29.112055926473751,0,0,0,0,0,29.112055926473751,87.33616777942126,1339.1545726177926,1222.7063489118975,145.56027963236875,640.46523038242253,465.79289482358001,29.112055926473751,203.78439148531626,349.34467111768504,582.24111852947499,582.24111852947499,291.12055926473749,145.56027963236875,727.80139816184374,87.33616777942126,873.36167779421248,640.46523038242253,116.448223705895,29.112055926473751,0,58.224111852947502,698.68934223537008,1979.6198030002151,232.89644741179001,174.67233555884252,87.33616777942126,378.45672704415875,1863.1715792943201,1601.1630759560562,1542.9389641031089,0,349.34467111768504,1863.1715792943201,727.80139816184374,1804.9474674413725,2241.628306338479,3202.3261519121124,3376.9984874709553,2037.8439148531625,2328.9644741179,815.13756594126505,2911.2055926473749,4949.0495075005374,291.12055926473749,378.45672704415875,320.23261519121127,611.35317445594876,1018.9219574265812,116.448223705895,145.56027963236875,87.33616777942126,29.112055926473751,407.56878297063253,407.56878297063253,931.58578964716003,1106.2581252060024,116.448223705895,87.33616777942126,378.45672704415875,524.01700667652756,1455.6027963236875,1164.48223705895,320.23261519121127,203.78439148531626,902.47373372068625,0,87.33616777942126,0,0,116.448223705895,407.56878297063253,1688.4992437354776,1775.8354115148989,756.91345408831751,116.448223705895,291.12055926473749,931.58578964716003,232.89644741179001,0,0,524.01700667652756,29.112055926473751,0,0]
[1,"OVERHEAD CONDUCTORS","> 66 kv & < = 132 kv",73.00558738623775,80.139007134687802,244.12735040353596,80.139007134687802,8.9520392724053544,2,0,0,0,7,0,0,0,0,20,0,0,9,0,0,2,0,0,8,8,26,215,2,0,0,0,40,38,0,5,4,0,14,14,19,13,0,63,7,0,7,143,0,0,0,0,0,0,192,0,0,0,0,0,95,184,0,0,0,0,0,0,0,0,0,0,0,0,0,0,0,0,0,0,0,0,0,0,0,0,0,0,0,0,0,0,0,0,0,0,0,0,null,0,0,0,1708.8914528247517,0,0,0,0,4882.5470080707191,0,0,2197.1461536318238,0,0,488.25470080707191,0,0,1953.0188032282877,1953.0188032282877,6347.3111104919353,52487.38033676023,488.25470080707191,0,0,0,9765.0940161414383,9276.8393153343659,0,1220.6367520176798,976.50940161414383,0,3417.7829056495034,3417.7829056495034,4638.4196576671829,3173.6555552459677,0,15380.023075422765,1708.8914528247517,0,1708.8914528247517,34910.21110770564,0,0,0,0,0,0,46872.451277478904,0,0,0,0,0,23192.098288335917,44919.432474250614,0,0,0,0,0,0,0,0,0,0,0,0,0,0,0,0,0,0,0,0,0,0,0,0,0,0,0,0,0,0,0,0,0,0,0,0]
[2,"POLES","˂ = 1 kv ; concrete",55.674287401218827,58.700576926829058,3.2259764803631912,58.700576926829058,7.6616301742402744,2,2,54,3,2,3,3,8,41,2,0,7,79,19,19,11,9,16,48,23,35,35,57,78,110,367,176,56,6,18,62,30,20,65,71,45,40,48,26,40,77,86,83,28,33,43,75,158,51,37,32,23,10,23,9,7,7,3,31,2,20,2,5,0,0,0,0,2,1,0,0,0,0,0,0,0,0,0,1,0,0,1,0,0,1,0,0,0,0,0,0,0,null,6.4519529607263824,174.20272993961231,9.6779294410895744,6.4519529607263824,9.6779294410895744,9.6779294410895744,25.807811842905529,132.26503569489083,6.4519529607263824,0,22.581835362542339,254.85214194869209,61.293553126900633,61.293553126900633,35.485741283995104,29.03378832326872,51.615623685811059,154.84687105743319,74.197459048353394,112.90917681271169,112.90917681271169,183.8806593807019,251.62616546832891,354.85741283995105,1183.9333682932911,567.77186054392166,180.65468290033871,19.355858882179149,58.067576646537439,200.01054178251786,96.77929441089573,64.51952960726382,209.68847122360742,229.04433010578657,145.1689416163436,129.03905921452764,154.84687105743319,83.875388489442969,129.03905921452764,248.40018898796572,277.43397731123446,267.75604787014487,90.327341450169357,106.4572238519853,138.71698865561723,241.94823602723935,509.70428389738419,164.52480049852275,119.36112977343808,103.23124737162212,74.197459048353394,32.25976480363191,74.197459048353394,29.03378832326872,22.581835362542339,22.581835362542339,9.6779294410895744,100.00527089125893,6.4519529607263824,64.51952960726382,6.4519529607263824,16.129882401815955,0,0,0,0,6.4519529607263824,3.2259764803631912,0,0,0,0,0,0,0,0,0,3.2259764803631912,0,0,3.2259764803631912,0,0,3.2259764803631912,0,0,0,0,0,0,0]
[2,"POLES","˂ = 1 kv ; steel",55.674287401218827,62.773803142181045,3.2259764803631912,62.773803142181045,7.9229920574351862,2,0,0,0,0,0,203,12,54,7,0,5,1,8,1,0,1,5,6,16,0,541,0,0,0,0,0,9,0,0,0,0,0,0,0,0,0,0,0,0,0,0,0,0,0,0,0,0,0,0,0,0,0,0,0,0,0,0,0,0,0,0,0,0,0,0,0,0,0,0,0,0,0,0,0,0,0,0,0,0,0,0,0,0,0,0,0,0,0,0,0,0,null,0,0,0,0,0,654.87322551372779,38.711717764358298,174.20272993961231,22.581835362542339,0,16.129882401815955,3.2259764803631912,25.807811842905529,3.2259764803631912,0,3.2259764803631912,16.129882401815955,19.355858882179149,51.615623685811059,0,1745.2532758764864,0,0,0,0,0,29.03378832326872,0,0,0,0,0,0,0,0,0,0,0,0,0,0,0,0,0,0,0,0,0,0,0,0,0,0,0,0,0,0,0,0,0,0,0,0,0,0,0,0,0,0,0,0,0,0,0,0,0,0,0,0,0,0,0,0,0,0,0,0,0,0,0,0]
[2,"POLES","˂ = 1 kv ; wood",55.674287401218827,70.808183294387732,3.2259764803631912,70.808183294387732,8.4147598476954606,2,2919,3722,4338,4267,3052,3203,3066,3051,2661,2946,3172,2606,2243,2499,1668,1612,1658,1861,1767,2331,2158,2445,2873,2986,3741,3875,4487,4099,4442,4840,4781,3665,3827,4883,4522,5007,4584,3550,3356,3124,3099,3473,3417,3309,2761,2890,3100,2728,2556,2489,1922,1791,1661,1569,1271,873,527,419,399,312,303,230,210,194,212,221,184,181,138,132,136,126,95,87,28,12,28,44,57,78,98,64,84,76,85,37,16,27,4,9,5,null,9416.6253461801552,12007.084459911797,13994.285971815523,13765.241641709737,9845.680218068459,10332.802666603302,9890.8438887935445,9842.4542415880969,8584.3234142464516,9503.7267111499605,10232.797395712043,8406.8947078264755,7235.8652454546382,8061.7152244276149,5380.9287692458029,5200.2740863454637,5348.6690044421712,6003.5422299558986,5700.3004408017587,7519.7511757265984,6961.6572446237669,7887.5124944880026,9268.2304280834487,9632.7657703644891,12068.378013038699,12500.658861407366,14474.956467389638,13223.277593008721,14329.787525773296,15613.726164957845,15423.393552616417,11823.203800531095,12345.811990349932,15752.443153613462,14587.865644202351,16152.464237178498,14787.876185984869,11452.216505289329,10826.377068098869,10077.950524654609,9997.3011126455294,11203.816316301363,11023.161633401025,10674.756173521801,8906.9210622827704,9323.0720282496222,10000.527089125893,8800.4638384307855,8245.595883808317,8029.4554596239832,6200.3267952580536,5777.7238763304758,5358.3469338832601,5061.5570976898471,4100.2161065416158,2816.2774673570657,1700.0896051514017,1351.6841452721771,1287.1646156649133,1006.5046618733156,977.47087355004692,741.97459048353392,677.45506087627018,625.83943719045908,683.9070138369965,712.94080216026521,593.57967238682716,583.90174294573762,445.1847542901204,425.82889540794122,438.73280132939402,406.4730365257621,306.46776563450317,280.65995379159762,90.327341450169357,38.711717764358298,90.327341450169357,141.94296513598042,183.8806593807019,251.62616546832891,316.14569507559276,206.46249474324424,270.98202435050808,245.17421250760253,274.20800083087124,119.36112977343808,51.615623685811059,87.101364969806156,12.903905921452765,29.03378832326872,16.129882401815955]
[2,"POLES","˃ 11 kv & < = 22 kv ; wood",56.962364192267323,66.225916147793768,4.2298168272744592,66.225916147793768,8.1379307042880242,2,0,0,0,0,0,2,0,3,0,0,4,0,8,9,0,7,0,0,8,2,0,0,1,2,0,0,95,17,0,0,0,0,0,0,0,0,1,0,0,0,0,0,0,0,0,0,0,0,0,0,0,0,0,0,0,0,0,0,0,0,0,0,0,0,0,0,0,0,0,0,0,0,0,0,0,0,0,0,0,0,0,0,0,0,0,0,0,0,0,0,0,null,0,0,0,0,0,8.4596336545489184,0,12.689450481823378,0,0,16.919267309097837,0,33.838534618195673,38.068351445470135,0,29.608717790921215,0,0,33.838534618195673,8.4596336545489184,0,0,4.2298168272744592,8.4596336545489184,0,0,401.83259859107363,71.906886063665809,0,0,0,0,0,0,0,0,4.2298168272744592,0,0,0,0,0,0,0,0,0,0,0,0,0,0,0,0,0,0,0,0,0,0,0,0,0,0,0,0,0,0,0,0,0,0,0,0,0,0,0,0,0,0,0,0,0,0,0,0,0,0,0,0,0,0]
[2,"POLES","> 1 kv & < = 11 kv ; concrete",51.70750393200975,54.008139631117032,12.151043627747573,54.008139631117032,7.3490230392288902,2,230,236,215,146,131,152,200,203,183,214,236,319,316,342,393,100,60,42,45,86,52,35,40,56,81,92,101,67,52,43,46,55,275,344,181,40,25,24,32,16,13,14,24,13,21,37,44,44,78,91,46,44,51,25,32,12,1,2,1,1,0,0,1,0,2,0,1,0,0,0,0,0,0,0,0,0,0,0,0,0,2,0,1,0,0,1,0,1,0,1,0,null,2794.7400343819418,2867.6462961484272,2612.4743799657281,1774.0523696511457,1591.786715234932,1846.9586314176311,2430.2087255495144,2466.6618564327573,2223.6409838778059,2600.3233363379804,2867.6462961484272,3876.1829172514758,3839.7297863682329,4155.6569206896702,4775.3601457047962,1215.1043627747572,729.06261766485432,510.34383236539804,546.79696324864074,1044.9897519862911,631.85426864287376,425.28652697116502,486.04174510990288,680.4584431538641,984.23453384755339,1117.8960137527768,1227.2554064025048,814.11992305908734,631.85426864287376,522.49487599314557,558.94800687638838,668.30739952611646,3341.5369976305824,4179.9590079451646,2199.3388966223106,486.04174510990288,303.7760906936893,291.62504706594177,388.83339608792232,194.41669804396116,157.96356716071844,170.11461078846602,291.62504706594177,157.96356716071844,255.17191618269902,449.58861422666018,534.64591962089321,534.64591962089321,947.7814029643107,1105.7449701250291,558.94800687638838,534.64591962089321,619.70322501512624,303.7760906936893,388.83339608792232,145.81252353297089,12.151043627747573,24.302087255495145,12.151043627747573,12.151043627747573,0,0,12.151043627747573,0,24.302087255495145,0,12.151043627747573,0,0,0,0,0,0,0,0,0,0,0,0,0,24.302087255495145,0,12.151043627747573,0,0,12.151043627747573,0,12.151043627747573,0,12.151043627747573,0]
[2,"POLES","> 1 kv & < = 11 kv ; steel",51.70750393200975,58.719502298916979,12.151043627747573,58.719502298916979,7.6628651494670699,2,0,0,0,0,0,0,0,0,0,0,0,0,3,1,0,0,0,1,0,2,0,1,0,0,0,0,0,1,0,0,0,0,0,0,0,0,0,1,0,0,0,0,0,0,0,0,0,0,0,0,1,0,0,0,0,0,0,0,0,0,0,0,0,0,0,0,0,0,0,0,0,1,0,0,0,0,0,0,0,0,0,0,0,0,0,0,0,0,0,0,0,null,0,0,0,0,0,0,0,0,0,0,0,0,36.453130883242721,12.151043627747573,0,0,0,12.151043627747573,0,24.302087255495145,0,12.151043627747573,0,0,0,0,0,12.151043627747573,0,0,0,0,0,0,0,0,0,12.151043627747573,0,0,0,0,0,0,0,0,0,0,0,0,12.151043627747573,0,0,0,0,0,0,0,0,0,0,0,0,0,0,0,0,0,0,0,0,12.151043627747573,0,0,0,0,0,0,0,0,0,0,0,0,0,0,0,0,0,0,0]
[2,"POLES","> 1 kv & < = 11 kv ; wood",56.962364192267323,69.96988038599676,4.2298168272744592,69.96988038599676,8.3648000804560034,2,3953,5159,4928,4591,5101,5188,4865,4892,4613,4849,4449,3593,3593,2816,2501,1853,1492,2384,2342,2591,2362,2637,2986,3145,3731,3564,4005,4288,4748,5136,4747,4160,4301,5612,4516,5459,5325,4294,4014,3679,3507,3575,3084,2999,2915,2697,2568,2447,2400,2267,1782,1681,1497,1388,1402,1030,564,434,509,437,482,347,447,286,297,453,333,228,180,120,130,118,123,117,22,29,28,30,40,126,94,59,94,52,49,99,21,59,8,5,3,null,16720.465918215938,21821.625011908935,20844.537324808534,19419.08905401704,21576.295635927017,21944.289699899895,20578.058864690243,20692.263919026653,19512.145024217079,20510.381795453854,18818.455064544069,15197.731860397133,15197.731860397133,11911.164185604877,10578.771885013422,7837.8505809395729,6310.8867062934933,10083.883316222311,9906.2310094767836,10959.455399468125,9990.8273460222717,11154.026973522748,12630.233046241536,13302.773921778175,15781.446582561008,15075.067172406172,16940.416393234209,18137.454555352881,20083.170295899134,21724.339224881624,20078.940479071858,17596.038001461751,18192.442174107447,23737.732034664266,19101.852791971458,23090.570060091271,22523.774605236496,18162.833456316526,16978.484744679678,15561.496107542735,14833.967613251529,15121.595157506192,13044.755095314433,12685.220664996103,12329.916051505048,11407.815983159217,10862.169612440812,10350.361776340602,10151.560385458703,9588.9947474311994,7537.5335862030861,7110.3220866483662,6332.0357904298653,5870.9857562569496,5930.203191838792,4356.7113320926928,2385.6166905827949,1835.7405030371153,2152.9767650826998,1848.4299535189386,2038.7717107462893,1467.7464390642374,1890.7281217916832,1209.7276126004954,1256.2555977005143,1916.10702275533,1408.529003482395,964.39823661857668,761.36702890940262,507.57801927293508,549.87618754567973,499.11838561838618,520.26746975475851,494.88856879111171,93.055970200038104,122.66468799095932,118.43487116368486,126.89450481823377,169.19267309097836,532.95692023658182,397.60278176379916,249.55919280919309,397.60278176379916,219.95047501827187,207.2610245364485,418.75186590017148,88.826153372763642,249.55919280919309,33.838534618195673,21.149084136372295,12.689450481823378]
[2,"POLES","> 22 kv & < = 66 kv ; concrete",64.566814308494372,53.029318754976657,8.3588420464910165,64.566814308494372,8.0353478025841785,2,4,3,3,9,23,36,7,12,10,27,2,4,4,22,0,1,10,0,67,22,55,0,6,4,34,18,4,3,2,18,93,21,20,36,0,0,2,0,149,0,0,0,1,0,0,0,0,0,0,0,0,1,0,0,0,0,0,0,0,0,1,0,0,0,0,0,0,0,0,0,0,0,0,0,0,0,0,0,0,0,0,0,0,0,0,0,0,0,0,0,0,null,33.435368185964066,25.076526139473049,25.076526139473049,75.229578418419152,192.25336706929338,300.91831367367661,58.511894325437112,100.3061045578922,83.588420464910172,225.68873525525746,16.717684092982033,33.435368185964066,33.435368185964066,183.89452502280236,0,8.3588420464910165,83.588420464910172,0,560.04241711489806,183.89452502280236,459.73631255700593,0,50.153052278946099,33.435368185964066,284.20062958069457,150.4591568368383,33.435368185964066,25.076526139473049,16.717684092982033,150.4591568368383,777.37231032366458,175.53568297631134,167.17684092982034,300.91831367367661,0,0,16.717684092982033,0,1245.4674649271615,0,0,0,8.3588420464910165,0,0,0,0,0,0,0,0,8.3588420464910165,0,0,0,0,0,0,0,0,8.3588420464910165,0,0,0,0,0,0,0,0,0,0,0,0,0,0,0,0,0,0,0,0,0,0,0,0,0,0,0,0,0,0]
[2,"POLES","> 22 kv & < = 66 kv ; steel",64.566814308494372,59.699238933213174,8.3588420464910165,64.566814308494372,8.0353478025841785,2,0,1,0,0,0,0,0,0,0,0,0,0,0,0,0,0,0,0,0,0,1,0,0,1,0,0,0,0,0,1,0,0,1,0,0,0,0,0,0,0,0,0,0,0,0,0,0,0,0,0,0,0,0,0,0,0,0,0,0,0,0,0,0,0,0,0,0,0,0,0,0,0,0,0,0,0,0,0,0,0,0,0,0,0,0,0,0,0,0,0,0,null,0,8.3588420464910165,0,0,0,0,0,0,0,0,0,0,0,0,0,0,0,0,0,0,8.3588420464910165,0,0,8.3588420464910165,0,0,0,0,0,8.3588420464910165,0,0,8.3588420464910165,0,0,0,0,0,0,0,0,0,0,0,0,0,0,0,0,0,0,0,0,0,0,0,0,0,0,0,0,0,0,0,0,0,0,0,0,0,0,0,0,0,0,0,0,0,0,0,0,0,0,0,0,0,0,0,0,0,0]
[2,"POLES","> 22 kv & < = 66 kv ; wood",64.566814308494372,64.380281596698424,8.3588420464910165,64.566814308494372,8.0353478025841785,2,282,451,437,388,545,628,1376,1271,930,843,558,639,465,551,246,352,335,337,557,329,303,313,342,331,272,271,184,245,276,304,231,463,318,401,285,325,271,255,207,429,427,688,686,526,576,469,261,342,298,397,327,136,348,218,277,102,47,38,58,74,61,99,92,23,14,44,21,27,40,21,40,15,23,41,0,0,3,16,54,37,13,16,18,17,4,1,0,2,1,0,15,null,2357.1934571104666,3769.8377629674483,3652.8139743165743,3243.2307140385142,4555.5689153376043,5249.3528051963585,11501.766655971638,10624.088241090081,7773.7231032366453,7046.5038451919272,4664.233861941987,5341.3000677077598,3886.8615516183227,4605.7219676165505,2056.2751434367901,2942.3124003648377,2800.2120855744906,2816.9297696674726,4655.8750198954958,2750.0590332955444,2532.729140086778,2616.3175605516881,2858.7239798999276,2766.7767173885263,2273.6050366455565,2265.2461945990653,1538.026936554347,2047.9163013902989,2307.0404048315204,2541.0879821332692,1930.8925127394248,3870.1438675253407,2658.1117707841431,3351.8956606428974,2382.2699832499397,2716.6236651095805,2265.2461945990653,2131.504721855209,1730.2803036236405,3585.9432379446462,3569.2255538516642,5750.8833279858191,5734.1656438928376,4396.7509164542744,4814.6930187788257,3920.2969198042865,2181.6577741341553,2858.7239798999276,2490.9349298543229,3318.4602924569335,2733.3413492025625,1136.8025183227783,2908.8770321788738,1822.2275661350416,2315.3992468780116,852.6018887420837,392.86557618507777,317.63599776665865,484.81283869647893,618.55431144033525,509.88936483595199,827.52536260261058,769.0134682771735,192.25336706929338,117.02378865087422,367.78905004560471,175.53568297631134,225.68873525525746,334.35368185964069,175.53568297631134,334.35368185964069,125.38263069736524,192.25336706929338,342.71252390613165,0,0,25.076526139473049,133.74147274385626,451.37747051051491,309.27715572016763,108.66494660438322,133.74147274385626,150.4591568368383,142.10031479034728,33.435368185964066,8.3588420464910165,0,16.717684092982033,8.3588420464910165,0,125.38263069736524]
[2,"POLES","> 66 kv & < = 132 kv ; concrete",43.558852355643651,53.884527064126004,23.18659162844299,53.884527064126004,7.3406080854467364,2,1,3,48,63,28,112,9,45,27,32,5,77,105,31,28,2,1,98,213,38,83,5,0,0,1,0,8,79,2,1,2,0,102,1,24,2,179,39,0,1,0,0,0,0,0,0,0,0,0,0,0,0,0,0,0,0,0,0,0,0,0,0,0,0,0,0,0,0,0,0,0,0,0,0,0,0,0,0,0,0,0,0,0,0,0,0,0,0,0,0,0,null,23.18659162844299,69.559774885328977,1112.9563981652636,1460.7552725919084,649.22456559640375,2596.898262385615,208.6793246559869,1043.3966232799346,626.03797396796074,741.97093211017568,115.93295814221494,1785.3675553901103,2434.5921209865141,718.78434048173267,649.22456559640375,46.37318325688598,{"$f":"IFERROR($F21*Z21,\"\")","v":23.18659162844299},2272.2859795874128,4938.7440168583571,881.09048188083364,1924.4871051607681,115.93295814221494,0,0,23.18659162844299,0,185.49273302754392,1831.7407386469963,46.37318325688598,23.18659162844299,46.37318325688598,0,{"$f":"IFERROR($F21*AP21,\"\")","v":2365.0323461011849},23.18659162844299,556.47819908263182,46.37318325688598,4150.3999014912952,904.27707350927665,0,23.18659162844299,0,0,0,0,0,0,0,0,{"$f":"IFERROR($F21*BF21,\"\")","v":0},0,0,0,0,0,0,0,0,0,0,0,0,0,0,0,{"$f":"IFERROR($F21*BV21,\"\")","v":0},0,0,0,0,0,0,0,0,0,0,0,0,0,0,0,{"$f":"IFERROR($F21*CL21,\"\")","v":0},0,0,0,0,0,0,0,0,0,0]
[2,"POLES","> 66 kv & < = 132 kv ; steel",43.558852355643651,62.741360400155131,23.18659162844299,62.741360400155131,7.9209444133988924,2,0,0,0,0,0,0,0,0,1,1,0,0,0,0,0,0,0,0,0,0,0,0,0,0,0,0,0,0,0,0,0,0,0,1,0,0,0,0,0,0,0,0,0,0,0,0,0,0,0,0,0,0,0,0,0,0,0,0,0,0,0,0,0,0,0,0,0,0,0,0,0,0,0,0,0,0,0,0,0,0,0,0,0,0,0,0,0,0,0,0,0,null,0,0,0,0,0,0,0,0,23.18659162844299,23.18659162844299,0,0,0,0,0,0,0,0,0,0,0,0,0,0,0,0,0,0,0,0,0,0,0,23.18659162844299,0,0,0,0,0,0,0,0,0,0,0,0,0,0,0,0,0,0,0,0,0,0,0,0,0,0,0,0,0,0,0,0,0,0,0,0,0,0,0,0,0,0,0,0,0,0,0,0,0,0,0,0,0,0,0,0,0]
[2,"POLES","> 66 kv & < = 132 kv ; wood",43.558852355643651,63.751357684510282,23.18659162844299,63.751357684510282,7.9844447323849819,2,5,37,61,76,22,68,19,14,67,45,11,19,206,195,34,7,7,104,281,280,38,46,7,14,0,0,12,8,29,1,4,5,9,15,0,15,9,2,0,33,40,0,2,1,0,0,0,2,0,0,1,0,1,29,0,0,0,0,0,0,0,0,0,0,0,0,0,0,1,0,0,0,0,0,0,0,1,0,0,0,0,0,0,0,0,0,0,0,0,0,0,null,115.93295814221494,857.90389025239062,1414.3820893350223,1762.1809637616673,510.1050158257458,1576.6882307341234,440.54524094041682,324.61228279820187,1553.5016391056804,1043.3966232799346,255.0525079128729,440.54524094041682,4776.4378754592562,4521.3853675463833,788.3441153670617,162.30614139910094,162.30614139910094,2411.4055293580709,6515.4322475924801,6492.2456559640368,881.09048188083364,1066.5832149083776,162.30614139910094,324.61228279820187,0,0,278.23909954131591,185.49273302754392,672.41115722484676,23.18659162844299,92.74636651377196,115.93295814221494,208.6793246559869,347.79887442664483,0,347.79887442664483,208.6793246559869,46.37318325688598,0,765.15752373861869,927.46366513771954,0,46.37318325688598,23.18659162844299,0,0,0,46.37318325688598,0,0,23.18659162844299,0,23.18659162844299,672.41115722484676,0,0,0,0,0,0,0,0,0,0,0,0,0,0,23.18659162844299,0,0,0,0,0,0,0,23.18659162844299,0,0,0,0,0,0,0,0,0,0,0,0,0,0]
[2,"POLES","staking of a wooden pole",20.218714526221358,27.957861426462316,4.9180129971000195,27.957861426462316,5.2875194019939364,2,995,1454,1298,1106,1027,1420,1483,1342,751,1229,2753,3106,1991,2129,2319,1187,1516,1500,1392,1894,816,8,9,0,0,0,0,0,0,0,0,0,0,0,0,0,0,0,0,0,0,0,0,0,0,0,0,0,0,0,0,0,0,0,0,0,0,0,0,0,0,0,0,0,0,0,0,0,0,0,0,0,0,0,0,0,0,0,0,0,0,0,0,0,0,0,0,0,0,0,0,null,4893.4229321145194,7150.7908977834286,6383.5808702358254,5439.3223747926213,5050.7993480217201,6983.5784558820278,7293.4132746993291,6599.9734421082258,3693.4277608221146,6044.2379734359238,13539.289781016354,15275.34836899266,9791.763877226138,10470.449670825941,11404.872140274945,5837.6814275577235,7455.7077036036299,7377.0194956500291,6845.8740919632273,9314.7166165074377,4013.098605633616,39.344103976800156,44.262116973900177,0,0,0,0,0,0,0,0,0,0,0,0,0,0,0,0,0,0,0,0,0,0,0,0,0,0,0,0,0,0,0,0,0,0,0,0,0,0,0,0,0,0,0,0,0,0,0,0,0,0,0,0,0,0,0,0,0,0,0,0,0,0,0,0,0,0,0,0]
[3,"SERVICE LINES","˂ = 11 kv ; commercial and industrial ; simple type",38.760796872583533,55.112173242658272,0.41513598818554842,55.112173242658272,7.4237573534335208,2,975,1937,1765,1867,1909,1475,1155,1751,1672,1854,2352,3025,2700,344,248,1881,2024,1579,1558,1834,1693,1361,212,392,392,392,392,392,392,392,392,392,392,480,480,480,480,480,480,480,480,480,480,480,97,97,97,97,97,97,97,97,97,97,97,97,97,97,97,97,0,0,0,0,0,0,0,0,0,0,0,0,0,0,0,0,0,0,0,0,0,0,0,0,0,0,0,0,0,0,0,null,404.7575884809097,804.1184091154073,732.71501914749297,775.05888994241889,792.49460144621196,612.32558257368396,479.48206635430842,726.90311531289524,694.10737224623699,769.66212209600678,976.3998442124099,1255.786364261284,1120.8671681009807,142.80677993582864,102.95372507001601,780.87079377701662,840.23524008754998,655.4997253449809,646.78186959308448,761.35940233229576,702.82522799813353,565.00007992053145,88.008829495336272,162.73330736873498,162.73330736873498,162.73330736873498,162.73330736873498,162.73330736873498,162.73330736873498,162.73330736873498,162.73330736873498,162.73330736873498,162.73330736873498,199.26527432906323,199.26527432906323,199.26527432906323,199.26527432906323,199.26527432906323,199.26527432906323,199.26527432906323,199.26527432906323,199.26527432906323,199.26527432906323,199.26527432906323,40.268190853998199,40.268190853998199,40.268190853998199,40.268190853998199,40.268190853998199,40.268190853998199,40.268190853998199,40.268190853998199,40.268190853998199,40.268190853998199,40.268190853998199,40.268190853998199,40.268190853998199,40.268190853998199,40.268190853998199,40.268190853998199,0,0,0,0,0,0,0,0,0,0,0,0,0,0,0,0,0,0,0,0,0,0,0,0,0,0,0,0,0,0,0]
[3,"SERVICE LINES","˂ = 11 kv ; residential ; simple type",38.766189387019161,55.61841616039446,0.4151156691985538,55.61841616039446,7.4577755504167902,2,10916,21686,20247,20896,21380,16959,13282,20132,19228,21318,27044,34786,31045,4014,2930,21666,23279,18161,17914,21091,19467,15655,2436,4600,4600,4600,4600,4600,4600,4600,4600,4600,4600,5613,5613,5613,5613,5613,5613,5613,5613,5613,5613,5613,1117,1117,1117,1117,1117,1117,1117,1117,1117,1117,1117,1117,1117,1117,1117,1117,0,0,0,0,0,0,0,0,0,0,0,0,0,0,0,0,0,0,0,0,0,0,0,0,0,0,0,0,0,0,0,null,4531.4026449714129,9002.1984022398374,8404.8469542631192,8674.25702357298,8875.1730074650804,7039.9466339382743,5513.5663182951912,8357.1086523052854,7981.844087349793,8849.4358359747694,11226.38815780569,14440.213668740893,12887.265950269102,1666.2742961629949,1216.2889107517626,8993.8960888558668,9663.4776632731337,7538.9156683149358,7436.3820980228929,8755.204579066698,8081.0567322882471,6498.6358013033596,1011.2217701676771,1909.5320783133475,1909.5320783133475,1909.5320783133475,1909.5320783133475,1909.5320783133475,1909.5320783133475,1909.5320783133475,1909.5320783133475,1909.5320783133475,1909.5320783133475,2330.0442512114823,2330.0442512114823,2330.0442512114823,2330.0442512114823,2330.0442512114823,2330.0442512114823,2330.0442512114823,2330.0442512114823,2330.0442512114823,2330.0442512114823,2330.0442512114823,463.68420249478459,463.68420249478459,463.68420249478459,463.68420249478459,463.68420249478459,463.68420249478459,463.68420249478459,463.68420249478459,463.68420249478459,463.68420249478459,463.68420249478459,463.68420249478459,463.68420249478459,463.68420249478459,463.68420249478459,463.68420249478459,0,0,0,0,0,0,0,0,0,0,0,0,0,0,0,0,0,0,0,0,0,0,0,0,0,0,0,0,0,0,0]
[4,"SWITCHGEAR","˂ = 11 kv ; circuit breaker",42.855152077197616,57.005570492020198,109.79488148629883,57.005570492020198,7.5502033411041456,2,20,58,156,94,54,191,231,359,245,195,412,256,331,363,349,178,80,110,65,146,75,9,63,44,41,28,33,31,29,45,55,72,30,71,91,170,86,61,47,18,10,3,41,68,59,10,7,16,26,12,0,5,5,8,8,2,0,0,0,0,0,0,0,0,0,0,0,0,0,0,0,0,0,0,0,0,0,0,0,0,0,0,0,0,0,0,0,0,0,0,0,null,2195.8976297259769,6368.103126205332,17128.001511862618,10320.718859712091,5928.9236002601374,20970.822363883079,25362.617623335031,39416.362453581285,26899.745964143214,21410.001889828272,45235.491172355119,28107.489660492502,36342.105771964911,39855.541979526475,38318.413638718295,19543.488904561193,8783.5905189039077,12077.436963492872,7136.6672966094238,16030.05269699963,8234.6161114724127,988.15393337668957,6917.077533636827,4830.9747853971485,4501.5901409382523,3074.2566816163671,3623.2310890478616,3403.6413260752638,3184.051563102666,4940.7696668834478,6038.7184817464358,7905.2314670135165,3293.8464445889649,7795.4365855272172,9991.3342152531932,18665.129852670801,9442.3598078217001,6697.4877706642292,5160.3594298560456,1976.3078667533791,1097.9488148629885,329.3846444588965,4501.5901409382523,7466.051941068321,6477.8980076916314,1097.9488148629885,768.56417040409178,1756.7181037807813,2854.6669186437698,1317.538577835586,0,548.97440743149423,548.97440743149423,878.35905189039067,878.35905189039067,219.58976297259767,0,0,0,0,0,0,0,0,0,0,0,0,0,0,0,0,0,0,0,0,0,0,0,0,0,0,0,0,0,0,0,0,0,0,0]
[4,"SWITCHGEAR","˂ = 11 kv ; switch",37.333720844819624,67.254500720590315,5.6981043891797256,67.254500720590315,8.2008841426147647,2,7391,10340,13040,14812,16752,12522,12919,10479,12480,8781,9172,9805,9063,8258,8640,4931,2741,4357,3711,3222,2815,2860,2418,2145,2613,2833,2887,2729,3561,3645,4899,2699,2528,3311,2225,1503,1019,725,534,604,336,198,164,114,120,72,130,154,109,308,79,60,37,146,101,35,41,21,7,0,0,0,1,0,1,0,0,1,0,1,0,0,1,0,0,0,0,0,0,0,0,0,0,0,0,0,0,0,0,0,0,null,42114.689540427353,58918.399384118362,74303.281234903625,84400.322212530096,95454.644727538762,71351.663161308519,73613.810603812875,59710.435894214344,71112.342776962978,50035.054641387171,52263.013457556444,55869.91353590721,51641.920079135853,47054.946045846176,49231.62192251283,28097.352743045227,15618.504130741629,24826.640823656064,21145.665388245961,18359.292341937075,16040.163855540928,16296.578553054016,13778.016413036577,12222.433914790512,14889.146768926623,16142.729734546163,16450.427371561869,15550.126878071471,20290.949729869004,20769.590498560101,27915.013402591474,15379.18374639608,14404.807895846347,18866.423632574071,12678.282265924889,8564.2508969371283,5806.3683725741403,4131.1256821553006,3042.7877438219734,3441.6550510645543,1914.5630747643877,1128.2246690575857,934.48911982547497,649.58390036648871,683.77252670156713,410.26351602094024,740.75357059336432,877.50807593367779,621.09337842059006,1755.0161518673556,450.15024674519833,341.88626335078357,210.82986239964984,831.92324082023993,575.50854330715231,199.4336536212904,233.62227995636874,119.66019217277423,39.886730724258079,0,0,0,5.6981043891797256,0,5.6981043891797256,0,0,5.6981043891797256,0,5.6981043891797256,0,0,5.6981043891797256,0,0,0,0,0,0,0,0,0,0,0,0,0,0,0,0,0,0]
[4,"SWITCHGEAR","> 11 kv & < = 22 kv ; switch",37.333720844819624,49.13259333019208,17.99203887823851,49.13259333019208,7.0094645537438938,2,0,0,0,0,0,0,0,0,0,0,1,0,0,0,0,0,0,0,0,0,0,0,0,0,0,0,0,0,0,0,0,0,0,0,0,0,0,0,0,0,0,0,0,0,0,0,0,0,0,0,0,0,0,0,0,0,0,0,0,0,0,0,0,0,0,0,0,0,0,0,0,0,0,0,0,0,0,0,0,0,0,0,0,0,0,0,0,0,0,0,0,null,0,0,0,0,0,0,0,0,0,0,17.99203887823851,0,0,0,0,0,0,0,0,0,0,0,0,0,0,0,0,0,0,0,0,0,0,0,0,0,0,0,0,0,0,0,0,0,0,0,0,0,0,0,0,0,0,0,0,0,0,0,0,0,0,0,0,0,0,0,0,0,0,0,0,0,0,0,0,0,0,0,0,0,0,0,0,0,0,0,0,0,0,0,0]
[4,"SWITCHGEAR","> 22 kv & < = 33 kv ; circuit breaker",54.541765113288093,59.478132462646826,314.71330064243415,59.478132462646826,7.7122067180961134,2,15,9,39,33,36,18,22,37,28,93,126,174,53,137,168,49,12,49,29,57,43,8,12,18,18,6,16,12,2,1,31,0,8,3,12,1,9,0,0,0,0,2,14,30,0,0,4,2,0,1,15,24,0,49,3,0,32,7,3,1,0,8,0,2,0,0,7,12,0,0,0,0,0,0,0,0,0,0,0,0,0,0,0,0,0,0,0,0,0,0,0,null,4720.6995096365126,2832.4197057819074,12273.818725054933,10385.538921200327,11329.67882312763,5664.8394115638148,6923.6926141335516,11644.392123770063,8811.9724179881559,29268.336959746375,39653.875880946704,54760.114311783545,16679.804934049011,43115.722188013475,52871.834507928936,15420.951731479274,3776.5596077092096,15420.951731479274,9126.6857186305897,17938.658136618746,13532.671927624668,2517.7064051394732,3776.5596077092096,5664.8394115638148,5664.8394115638148,1888.2798038546048,5035.4128102789464,3776.5596077092096,629.4266012848683,314.71330064243415,9756.112319915459,0,2517.7064051394732,944.13990192730239,3776.5596077092096,314.71330064243415,2832.4197057819074,0,0,0,0,629.4266012848683,4405.986208994078,9441.3990192730253,0,0,1258.8532025697366,629.4266012848683,0,314.71330064243415,4720.6995096365126,7553.1192154184191,0,15420.951731479274,944.13990192730239,0,10070.825620557893,2202.993104497039,944.13990192730239,314.71330064243415,0,2517.7064051394732,0,629.4266012848683,0,0,2202.993104497039,3776.5596077092096,0,0,0,0,0,0,0,0,0,0,0,0,0,0,0,0,0,0,0,0,0,0,0]
[4,"SWITCHGEAR","> 22 kv & < = 33 kv ; switch",42.691590884169536,54.055915571731703,53.172055419688839,54.055915571731703,7.3522728167371278,2,14,51,112,87,151,143,130,185,297,122,182,177,82,82,103,28,32,58,61,355,14,1,1,5,1,2,0,0,1,16,2,10,1,4,0,2,0,0,1,5,0,270,0,3,0,10,0,0,0,0,0,0,0,15,0,0,0,0,0,0,0,1,4,0,0,0,0,0,0,0,0,0,0,0,0,0,0,0,0,0,0,0,0,0,0,0,0,0,0,0,0,null,744.40877587564376,2711.7748264041306,5955.27020700515,4625.968821512929,8028.9803683730142,7603.6039250155036,6912.3672045595495,9836.8302526424359,15792.100459647585,6486.9907612020379,9677.3140863833687,9411.4538092849252,4360.1085444144846,4360.1085444144846,5476.7217082279503,1488.8175517512875,1701.5057734300428,3083.9792143419527,3243.495380601019,18876.079673989538,744.40877587564376,53.172055419688839,53.172055419688839,265.86027709844421,53.172055419688839,106.34411083937768,0,0,53.172055419688839,850.75288671502142,106.34411083937768,531.72055419688843,53.172055419688839,212.68822167875535,0,106.34411083937768,0,0,53.172055419688839,265.86027709844421,0,14356.454963315986,0,159.51616625906652,0,531.72055419688843,0,0,0,0,0,0,0,797.58083129533259,0,0,0,0,0,0,0,53.172055419688839,212.68822167875535,0,0,0,0,0,0,0,0,0,0,0,0,0,0,0,0,0,0,0,0,0,0,0,{"$f":"IFERROR($F31*CR31,\"\")","v":0},0,0,0,0]
[4,"SWITCHGEAR","> 33 kv & < = 66 kv ; circuit breaker",54.541765113288093,50.234040275081711,314.71330064243415,54.541765113288093,7.385239678797709,2,0,0,0,0,0,0,0,0,0,0,0,0,0,0,0,0,1,0,0,0,0,0,0,0,0,0,0,0,0,0,0,0,0,0,0,0,0,0,0,0,0,0,0,0,0,0,0,0,0,0,0,0,0,0,0,0,0,0,0,0,0,0,0,0,0,0,0,0,0,0,0,0,0,0,0,0,0,0,0,0,0,0,0,0,0,0,0,0,0,0,0,null,0,0,0,0,0,0,0,0,0,0,0,0,0,0,0,0,314.71330064243415,0,0,0,0,0,0,0,0,0,0,0,0,0,0,0,0,0,0,0,0,0,0,0,0,0,0,0,0,0,0,0,0,0,0,0,0,0,0,0,0,0,0,0,0,0,0,0,0,0,0,0,0,0,0,0,0,0,0,0,0,0,0,0,0,0,0,0,0,0,0,0,0,0,0]
[4,"SWITCHGEAR","> 33 kv & < = 66 kv ; switch",42.691590884169536,62.094070739875832,53.172055419688839,62.094070739875832,7.8799791078324457,2,0,0,0,0,0,0,0,0,0,0,0,0,0,0,1,0,0,0,0,0,0,0,0,0,0,0,0,0,0,0,0,0,0,0,0,0,0,0,0,0,0,0,0,0,0,0,0,0,0,0,0,0,0,0,0,0,0,0,0,0,0,0,0,0,0,0,0,0,0,0,0,0,0,0,0,0,0,0,0,0,0,0,0,0,0,0,0,0,0,0,0,null,0,0,0,0,0,0,0,0,0,0,0,0,0,0,53.172055419688839,0,0,0,0,0,0,0,0,0,0,0,0,0,0,0,0,0,0,0,0,0,0,0,0,0,0,0,0,0,0,0,0,0,0,0,0,0,0,0,0,0,0,0,0,0,0,0,0,0,0,0,0,0,0,0,0,0,0,0,0,0,0,0,0,0,0,0,0,0,0,0,0,0,0,0,0]
[4,"SWITCHGEAR","> 66 kv & < = 132 kv ; circuit breaker",54.541765113288093,44.767025734473151,314.71330064243415,54.541765113288093,7.385239678797709,2,0,0,1,0,0,2,25,22,16,46,23,41,24,21,23,1,2,18,5,2,2,8,0,0,0,0,0,0,0,6,2,0,4,0,3,0,0,5,1,0,0,1,0,0,4,0,0,0,0,4,0,0,0,0,0,0,0,0,0,0,0,0,0,0,0,0,0,0,0,0,0,0,0,0,0,0,0,0,0,0,0,0,0,0,0,0,0,0,0,0,0,null,0,0,314.71330064243415,0,0,629.4266012848683,7867.8325160608538,6923.6926141335516,5035.4128102789464,14476.811829551971,7238.4059147759854,12903.2453263398,7553.1192154184191,6608.979313491117,7238.4059147759854,314.71330064243415,629.4266012848683,5664.8394115638148,1573.5665032121708,629.4266012848683,629.4266012848683,2517.7064051394732,0,0,0,0,0,0,0,1888.2798038546048,629.4266012848683,0,1258.8532025697366,0,944.13990192730239,0,0,1573.5665032121708,314.71330064243415,0,0,314.71330064243415,0,0,1258.8532025697366,0,0,0,0,1258.8532025697366,0,0,0,0,0,0,0,0,0,0,0,0,0,0,0,0,0,0,0,0,0,0,0,0,0,0,0,0,0,0,0,0,0,0,0,0,0,0,0,0,0]
[4,"SWITCHGEAR","> 66 kv & < = 132 kv ; switch",42.691590884169536,"",53.172055419688839,42.691590884169536,6.5338802318507136,2,1,3,10,29,111,118,159,38,162,109,64,59,85,35,41,5,80,31,85,247,7,22,4,0,0,0,0,0,0,0,7,14,0,5,3,11,0,0,0,0,0,18,0,0,0,0,0,0,0,0,2,0,0,0,0,0,0,0,0,0,0,0,0,0,0,0,0,0,0,0,0,0,0,0,0,0,0,0,0,0,0,0,0,0,0,0,0,0,0,0,0,null,53.172055419688839,159.51616625906652,531.72055419688843,1541.9896071709763,5902.098151585461,6274.3025395232826,8454.3568117305258,2020.5381059481758,8613.8729779895912,5795.7540407460838,3403.0115468600857,3137.1512697616413,4519.6247106735509,1861.0219396891093,2180.0542722072423,265.86027709844421,4253.7644335751074,1648.333718010354,4519.6247106735509,13133.497688663143,372.20438793782188,1169.7852192331545,212.68822167875535,0,0,0,0,0,0,0,372.20438793782188,744.40877587564376,0,265.86027709844421,159.51616625906652,584.89260961657726,0,0,0,0,0,957.09699755439908,0,0,0,0,0,0,0,0,106.34411083937768,0,0,0,0,0,0,0,0,0,0,0,0,0,0,0,0,0,0,0,0,0,0,0,0,0,0,0,0,0,0,0,0,0,0,0,0,0,0,0,0]
[5,"TRANSFORMERS","ground outdoor / indoor chamber mounted ; ˂ 22 kv ; < = 60 kva ; multiple phase",72.260774780986296,"",130.44987424368148,72.260774780986296,8.5006337870176658,2,0,0,0,0,0,0,0,0,0,0,0,0,0,0,0,0,0,0,0,0,0,0,0,0,0,0,0,0,0,0,0,0,0,0,0,0,0,0,0,0,0,0,0,0,0,0,0,0,0,0,0,0,1,0,0,0,0,0,0,0,0,0,0,0,0,0,0,0,0,0,0,0,0,0,0,0,0,0,0,0,0,0,0,0,0,0,0,0,0,0,0,null,0,0,0,0,0,0,0,0,0,0,0,0,0,0,0,0,0,0,0,0,0,0,0,0,0,0,0,0,0,0,0,0,0,0,0,0,0,0,0,0,0,0,0,0,0,0,0,0,0,0,0,0,130.44987424368148,0,0,0,0,0,0,0,0,0,0,0,0,0,0,0,0,0,0,0,0,0,0,0,0,0,0,0,0,0,0,0,0,0,0,0,0,0,0]
[5,"TRANSFORMERS","ground outdoor / indoor chamber mounted ; ˂ 22 kv ; > 60 kva and < = 600 kva ; multiple phase",72.260774780986296,69.910387143810539,130.44987424368148,72.260774780986296,8.5006337870176658,2,0,1,7,5,13,4,17,9,12,8,15,10,5,26,7,7,3,8,1,14,6,4,0,2,0,12,6,0,0,5,3,0,33,25,3,8,50,4,36,16,13,8,1,1,0,6,2,1,17,5,19,0,16,29,12,8,12,8,2,5,2,1,1,0,3,0,1,9,7,0,7,7,7,1,2,1,0,0,0,3,0,4,0,2,0,0,0,0,0,0,0,null,{"$f":"IFERROR($F37*J37,\"\")","v":0},130.44987424368148,913.14911970577032,652.24937121840742,1695.8483651678591,521.79949697472591,2217.6478621425849,1174.0488681931333,1565.3984909241776,1043.5989939494518,1956.7481136552221,1304.4987424368148,652.24937121840742,3391.6967303357183,913.14911970577032,913.14911970577032,391.34962273104441,1043.5989939494518,130.44987424368148,1826.2982394115406,782.69924546208881,521.79949697472591,0,260.89974848736296,0,1565.3984909241776,782.69924546208881,0,0,652.24937121840742,{"$f":"IFERROR($F37*AN37,\"\")","v":391.34962273104441},0,4304.845850041489,3261.246856092037,391.34962273104441,1043.5989939494518,6522.493712184074,521.79949697472591,4696.1954727725333,2087.1979878989036,1695.8483651678591,1043.5989939494518,130.44987424368148,130.44987424368148,0,782.69924546208881,{"$f":"IFERROR($F37*BD37,\"\")","v":260.89974848736296},130.44987424368148,2217.6478621425849,652.24937121840742,2478.5476106299479,0,2087.1979878989036,3783.046353066763,1565.3984909241776,1043.5989939494518,1565.3984909241776,1043.5989939494518,260.89974848736296,652.24937121840742,260.89974848736296,130.44987424368148,{"$f":"IFERROR($F37*BT37,\"\")","v":130.44987424368148},0,391.34962273104441,0,130.44987424368148,1174.0488681931333,913.14911970577032,0,913.14911970577032,913.14911970577032,913.14911970577032,130.44987424368148,260.89974848736296,130.44987424368148,0,0,{"$f":"IFERROR($F37*CJ37,\"\")","v":0},391.34962273104441,0,521.79949697472591,0,260.89974848736296,0,0,0,0,0,0,0]
[5,"TRANSFORMERS","ground outdoor / indoor chamber mounted ; ˂ 22 kv ; > 600 kva ; multiple phase",54.559026563096481,59.033871191321985,62.196927448559912,59.033871191321985,7.6833502582741851,2,0,11,47,96,78,100,57,59,113,91,126,237,201,188,114,115,69,81,54,90,44,90,11,45,56,54,32,12,24,7,61,26,161,103,90,35,95,29,73,46,47,16,7,8,20,8,0,9,11,0,8,0,3,10,7,6,0,1,5,0,2,1,0,1,1,0,0,0,3,2,0,1,0,0,0,0,1,0,0,0,0,0,0,0,0,0,0,0,0,0,0,null,0,684.16620193415906,2923.2555900823158,5970.9050350617517,4851.3603409876732,6219.6927448559909,3545.2248645679151,3669.6187194650347,7028.2528016872702,5659.9203978189516,7836.8128585185486,14740.671805308699,12501.582417160542,11693.022360329263,7090.4497291358302,7152.6466565843903,{"$f":"IFERROR($F38*Z38,\"\")","v":4291.587993950634},5037.9511233333533,3358.6340822222351,5597.7234703703916,2736.6648077366362,5597.7234703703916,684.16620193415906,2798.8617351851958,3483.0279371193551,3358.6340822222351,1990.3016783539172,746.36312938271897,1492.7262587654379,435.37849213991939,3794.0125743621547,1617.1201136625577,10013.705319218147,6406.2835272016709,5597.7234703703916,2176.892460699597,5908.7081076131917,1803.7108960082373,4540.3757037448731,2861.0586626337558,2923.2555900823158,995.15083917695858,435.37849213991939,497.57541958847929,1243.9385489711983,497.57541958847929,0,559.77234703703925,684.16620193415906,0,497.57541958847929,0,186.59078234567974,621.96927448559916,435.37849213991939,373.18156469135948,0,62.196927448559912,310.98463724279958,0,124.39385489711982,62.196927448559912,0,62.196927448559912,62.196927448559912,0,0,0,186.59078234567974,124.39385489711982,0,62.196927448559912,0,0,0,0,62.196927448559912,0,0,0,0,0,0,0,0,0,0,0,0,0,0]
[5,"TRANSFORMERS","ground outdoor / indoor chamber mounted ; > = 22 kv & < = 33 kv ; < = 15 mva",79.712881380568035,67.750706019635018,4667.0755633816716,79.712881380568035,8.9282070641628852,2,0,0,0,0,0,0,3,1,2,16,10,2,2,4,8,13,6,14,13,9,4,1,1,2,4,0,1,0,0,4,1,3,0,2,0,1,2,2,2,0,1,0,2,11,2,2,7,2,6,2,1,0,9,4,3,1,2,3,0,2,0,0,1,0,0,0,0,0,0,0,2,0,4,0,0,1,0,0,0,0,0,0,0,0,0,0,0,0,0,0,0,null,0,0,0,0,0,0,14001.226690145015,4667.0755633816716,9334.1511267633432,74673.209014106746,46670.75563381672,9334.1511267633432,9334.1511267633432,18668.302253526686,37336.604507053373,60671.982323961733,28002.45338029003,65339.057887343399,60671.982323961733,42003.680070435046,18668.302253526686,4667.0755633816716,4667.0755633816716,9334.1511267633432,18668.302253526686,0,4667.0755633816716,0,0,18668.302253526686,4667.0755633816716,14001.226690145015,0,9334.1511267633432,0,4667.0755633816716,9334.1511267633432,9334.1511267633432,9334.1511267633432,0,4667.0755633816716,0,9334.1511267633432,51337.831197198386,9334.1511267633432,9334.1511267633432,32669.528943671699,9334.1511267633432,28002.45338029003,9334.1511267633432,4667.0755633816716,0,42003.680070435046,18668.302253526686,14001.226690145015,4667.0755633816716,9334.1511267633432,14001.226690145015,0,9334.1511267633432,0,0,4667.0755633816716,0,0,0,0,0,0,0,9334.1511267633432,0,18668.302253526686,0,0,4667.0755633816716,0,0,0,0,0,0,0,0,0,0,0,0,0,0,0]
[5,"TRANSFORMERS","ground outdoor / indoor chamber mounted ; > = 22 kv & < = 33 kv ; > 15 mva and < = 40 mva",40.168979241085836,50.025997098163948,2169.0305522237413,50.025997098163948,7.0729058454191192,2,0,0,4,7,2,4,11,10,15,24,22,14,11,17,35,22,2,4,1,3,5,0,2,0,3,2,0,0,2,0,0,0,0,0,1,4,2,0,0,0,0,1,7,0,0,4,0,0,0,0,0,0,0,0,0,0,0,0,0,0,0,0,0,0,0,0,0,0,0,0,0,0,0,0,0,0,0,0,0,0,0,0,0,0,0,0,0,0,0,0,0,null,0,0,8676.1222088949653,15183.213865566189,4338.0611044474826,8676.1222088949653,23859.336074461156,21690.305522237413,32535.458283356122,52056.733253369792,47718.672148922313,30366.427731132379,23859.336074461156,36873.519387803601,75916.069327830948,47718.672148922313,4338.0611044474826,8676.1222088949653,2169.0305522237413,6507.091656671224,10845.152761118707,0,4338.0611044474826,0,6507.091656671224,4338.0611044474826,0,0,4338.0611044474826,0,0,0,0,0,2169.0305522237413,8676.1222088949653,4338.0611044474826,0,0,0,0,2169.0305522237413,15183.213865566189,0,0,8676.1222088949653,0,0,0,0,0,0,0,0,0,0,0,0,0,0,0,0,0,0,0,0,0,0,0,0,0,0,0,0,0,0,0,0,0,0,0,0,0,0,0,0,0,0,0,0,0]
[5,"TRANSFORMERS","ground outdoor / indoor chamber mounted ; > 132 kv ; < = 100 mva",79.712881380568035,"",4667.0755633816716,79.712881380568035,8.9282070641628852,2,0,0,0,0,0,0,0,6,12,8,6,5,6,17,14,5,1,8,4,1,5,2,0,0,2,0,0,0,0,3,0,1,0,3,0,6,3,0,7,1,0,2,2,2,2,0,0,0,2,0,0,0,0,0,0,0,0,0,0,0,0,0,0,0,0,0,0,0,0,0,0,0,0,0,0,0,0,0,0,0,0,0,0,0,0,0,0,0,0,0,0,null,0,0,0,0,0,0,0,28002.45338029003,56004.906760580059,37336.604507053373,28002.45338029003,23335.37781690836,28002.45338029003,79340.284577488419,65339.057887343399,23335.37781690836,4667.0755633816716,37336.604507053373,18668.302253526686,4667.0755633816716,23335.37781690836,9334.1511267633432,0,0,9334.1511267633432,0,0,0,0,14001.226690145015,0,4667.0755633816716,0,14001.226690145015,0,28002.45338029003,14001.226690145015,0,32669.528943671699,4667.0755633816716,0,9334.1511267633432,9334.1511267633432,9334.1511267633432,9334.1511267633432,0,0,0,9334.1511267633432,0,0,0,0,0,0,0,0,0,0,0,0,0,0,0,0,0,0,0,0,0,0,0,0,0,0,0,0,0,0,0,0,0,0,0,0,0,0,0,0,0,0]
[5,"TRANSFORMERS","ground outdoor / indoor chamber mounted ; > 132 kv ; > 100 mva",79.712881380568035,"",4667.0755633816716,79.712881380568035,8.9282070641628852,2,0,0,0,0,0,0,0,1,0,0,1,2,0,0,0,1,0,0,0,1,1,0,0,0,0,0,0,0,0,0,0,0,0,0,0,0,0,0,0,0,0,0,0,0,0,0,0,0,0,0,0,0,0,0,0,0,0,0,0,0,0,0,0,0,0,0,0,0,0,0,0,0,0,0,0,0,0,0,0,0,0,0,0,0,0,0,0,0,0,0,0,null,0,0,0,0,0,0,0,4667.0755633816716,0,0,4667.0755633816716,9334.1511267633432,0,0,0,4667.0755633816716,0,0,0,4667.0755633816716,4667.0755633816716,0,0,0,0,0,0,0,0,0,0,0,0,0,0,0,0,0,0,0,0,0,0,0,0,0,0,0,0,0,0,0,0,0,0,0,0,0,0,0,0,0,0,0,0,0,0,0,0,0,0,0,0,0,0,0,0,0,0,0,0,0,0,0,0,0,0,0,0,0,0]
[5,"TRANSFORMERS","ground outdoor / indoor chamber mounted ; > 33 kv & < = 66 kv ; > 15 mva and < = 40 mva",40.168979241085836,55.543692388303583,2169.0305522237413,55.543692388303583,7.4527640770591672,2,0,0,0,0,0,0,0,0,0,0,0,0,0,0,0,0,1,0,0,0,0,0,0,0,0,0,0,0,0,0,0,0,0,0,0,0,0,0,0,0,0,0,0,0,0,0,0,0,0,0,0,0,0,0,0,0,0,0,0,0,0,0,0,0,0,0,0,0,0,0,0,0,0,0,0,0,0,0,0,0,0,0,0,0,0,0,0,0,0,0,0,null,0,0,0,0,0,0,0,0,0,0,0,0,0,0,0,0,2169.0305522237413,0,0,0,0,0,0,0,0,0,0,0,0,0,0,0,0,0,0,0,0,0,0,0,0,0,0,0,0,0,0,0,0,0,0,0,0,0,0,0,0,0,0,0,0,0,0,0,0,0,0,0,0,0,0,0,0,0,0,0,0,0,0,0,0,0,0,0,0,0,0,0,0,0,0]
[5,"TRANSFORMERS","ground outdoor / indoor chamber mounted ; > 33 kv & < = 66 kv ; > 40 mva",40.168979241085836,"",2169.0305522237413,40.168979241085836,6.3379002233457289,2,0,0,4,7,2,4,11,10,15,24,22,14,11,17,35,22,2,4,1,3,5,0,2,0,3,2,0,0,2,0,0,0,0,0,1,4,2,0,0,0,0,1,7,0,0,4,0,0,0,0,0,0,0,0,0,0,0,0,0,0,0,0,0,0,0,0,0,0,0,0,0,0,0,0,0,0,0,0,0,0,0,0,0,0,0,0,0,0,0,0,0,null,0,0,8676.1222088949653,15183.213865566189,4338.0611044474826,8676.1222088949653,23859.336074461156,21690.305522237413,32535.458283356122,52056.733253369792,47718.672148922313,30366.427731132379,23859.336074461156,36873.519387803601,75916.069327830948,47718.672148922313,4338.0611044474826,8676.1222088949653,2169.0305522237413,6507.091656671224,10845.152761118707,0,4338.0611044474826,0,6507.091656671224,4338.0611044474826,0,0,4338.0611044474826,0,0,0,0,0,2169.0305522237413,8676.1222088949653,4338.0611044474826,0,0,0,0,2169.0305522237413,15183.213865566189,0,0,8676.1222088949653,0,0,0,0,0,0,0,0,0,0,0,0,0,0,0,0,0,0,0,0,0,0,0,0,0,0,0,0,0,0,0,0,0,0,0,0,0,0,0,0,0,0,0,0,0]
[5,"TRANSFORMERS","ground outdoor / indoor chamber mounted ; > 66 kv & < = 132 kv ; < = 100 mva",79.712881380568035,49.943927499625808,4667.0755633816716,79.712881380568035,8.9282070641628852,2,0,0,0,0,0,0,0,0,0,0,0,0,0,0,0,0,1,0,0,0,0,0,0,0,0,0,0,0,0,0,0,0,0,0,0,0,0,0,0,0,0,0,0,0,0,0,0,0,0,0,0,0,0,0,0,0,0,0,0,0,0,0,0,0,0,0,0,0,0,0,0,0,0,0,0,0,0,0,0,0,0,0,0,0,0,0,0,0,0,0,0,null,0,0,0,0,0,0,0,0,0,0,0,0,0,0,0,0,4667.0755633816716,0,0,0,0,0,0,0,0,0,0,0,0,0,0,0,0,0,0,0,0,0,0,0,0,0,0,0,0,0,0,0,0,0,0,0,0,0,0,0,0,0,0,0,0,0,0,0,0,0,0,0,0,0,0,0,0,0,0,0,0,0,0,0,0,0,0,0,0,0,0,0,0,0,0]
[5,"TRANSFORMERS","kiosk mounted ; < = 22 kv ; > 60 kva and < = 600 kva ; multiple phase",38.08944470684289,49.002773266650671,58.082091925360686,49.002773266650671,7.000198087672282,2,22,289,484,491,427,327,197,181,401,546,647,732,592,878,318,408,277,173,161,114,112,195,100,135,114,123,68,85,97,145,14,272,7,150,1,5,155,79,49,92,38,2,7,23,15,8,2,7,7,7,5,1,0,0,0,0,0,0,0,0,0,0,0,0,0,0,0,0,0,0,0,0,0,0,0,0,0,0,0,0,0,0,0,0,0,0,0,0,0,0,0,null,1277.806022357935,16785.724566429239,28111.732491874573,28518.307135352097,24801.053252129012,18992.844059592946,11442.172109296054,10512.858638490285,23290.918862069637,31712.822191246934,37579.113475708364,42516.09128936402,34384.598419813527,50996.076710466681,18470.105232264697,23697.493505547161,16088.73946332491,10048.201903087398,9351.2167999830708,6621.3584794911185,6505.1942956403964,11326.007925445334,5808.2091925360683,7841.0824099236925,6621.3584794911185,7144.0973068193643,3949.5822509245268,4936.9778136556579,5633.9629167599869,8421.9033291772994,813.14928695504955,15798.329003698107,406.57464347752477,8712.3137888041038,58.082091925360686,290.41045962680346,9002.7242484309063,4588.4852621034943,2846.0225043426735,5343.5524571331835,2207.119493163706,116.16418385072137,406.57464347752477,1335.8881142832959,871.23137888041026,464.65673540288549,116.16418385072137,406.57464347752477,406.57464347752477,406.57464347752477,290.41045962680346,58.082091925360686,0,0,0,0,0,0,0,0,0,0,0,0,0,0,0,0,0,0,0,0,0,0,0,0,0,0,0,0,0,0,0,0,0,0,0,0,0,0,0]
[5,"TRANSFORMERS","kiosk mounted ; < = 22 kv ; > 600 kva ; multiple phase",28.080370869234841,44.996184644558582,66.242017871258568,44.996184644558582,6.7079195466671022,2,22,162,169,136,191,112,107,85,167,199,257,257,263,350,83,127,74,50,20,27,6,40,25,20,27,9,7,3,0,0,0,0,0,0,0,0,0,0,0,0,0,0,0,0,0,0,0,0,0,0,0,0,0,0,0,0,0,0,0,0,0,0,0,0,0,0,0,0,0,0,0,0,0,0,0,0,0,0,0,0,0,0,0,0,0,0,0,0,0,0,0,null,1457.3243931676884,10731.206895143889,11194.901020242698,9008.9144304911661,12652.225413410386,7419.1060015809599,7087.895912224667,5630.5715190569781,11062.416984500182,13182.161556380455,17024.198592913453,17024.198592913453,17421.650700141003,23184.706254940498,5498.0874833144608,8412.7362696498385,4901.9093224731341,3312.1008935629284,1324.8403574251713,1788.5344825239813,397.45210722755144,2649.6807148503426,1656.0504467814642,1324.8403574251713,1788.5344825239813,596.1781608413271,463.69412509880999,198.72605361377572,0,0,0,0,0,0,0,0,0,0,0,0,0,0,0,0,0,0,0,0,0,0,0,0,0,0,0,0,0,0,0,0,0,0,0,0,0,0,0,0,0,0,0,0,0,0,0,0,0,0,0,0,0,0,0,0,0,0,0,0,0,0,0]
[5,"TRANSFORMERS","pole mounted ; < = 22 kv ; < = 60 kva ; multiple phase",53.012395564006823,56.438601101701884,8.8924308575303677,56.438601101701884,7.5125628850414214,2,8,90,138,121,181,207,206,134,157,191,190,192,125,290,88,169,92,97,84,73,61,79,55,22,122,145,95,116,133,58,237,4,3,268,155,100,115,156,139,78,72,66,32,51,0,36,34,53,83,54,38,17,16,41,41,33,25,28,1,23,25,2,13,2,2,0,0,4,0,5,3,9,1,1,0,4,1,0,2,2,2,0,6,0,3,0,0,0,0,0,0,null,71.139446860242941,800.31877717773307,1227.1554583391908,1075.9841337611745,1609.5299852129965,1840.7331875087862,1831.8407566512558,1191.5857349090693,1396.1116446322678,1698.4542937883002,1689.5618629307698,1707.3467246458306,1111.5538571912959,2578.8049486838067,782.53391546267233,1502.8208149226321,818.10363889279381,862.56579318044567,746.96419203255084,649.14745259971687,542.43828230935242,702.5020377448991,489.08369716417025,195.63347886566808,1084.8765646187048,1289.4024743419034,844.78093146538492,1031.5219794735226,1182.6933040515389,515.7609897367613,2107.5061132346973,35.569723430121471,26.677292572591103,2383.1714698181386,1378.3267829172071,889.24308575303678,1022.6295486159922,1387.2192137747375,1236.0478891967211,693.60960688736873,640.2550217421865,586.90043659700427,284.55778744097177,453.51397373404876,0,320.12751087109325,302.34264915603251,471.2988354491095,738.07176117502047,480.19126630663987,337.91237258615399,151.17132457801625,142.27889372048588,364.58966515874505,364.58966515874505,293.45021829850214,222.3107714382592,248.98806401085028,8.8924308575303677,204.52590972319845,222.3107714382592,17.784861715060735,115.60160114789478,17.784861715060735,17.784861715060735,0,0,35.569723430121471,0,44.462154287651842,26.677292572591103,80.031877717773312,8.8924308575303677,8.8924308575303677,0,35.569723430121471,8.8924308575303677,0,17.784861715060735,17.784861715060735,17.784861715060735,0,53.354585145182206,0,26.677292572591103,0,0,0,0,0,0]
[5,"TRANSFORMERS","pole mounted ; < = 22 kv ; < = 60 kva ; single phase",44.85451357765443,53.67121732698093,6.5594180715963875,53.67121732698093,7.3260642453489941,2,19,117,172,116,153,134,127,126,121,148,188,158,116,342,67,201,78,131,120,184,119,122,49,52,121,172,101,111,129,114,212,4,2,280,110,84,135,173,101,183,76,175,110,46,11,24,19,23,17,8,7,7,0,9,25,10,4,5,4,0,0,0,0,0,0,0,0,0,0,0,4,0,0,0,0,0,0,0,0,0,0,0,0,0,0,0,0,0,0,0,0,null,124.62894336033136,767.45191437677738,1128.2199083145786,760.892496305181,1003.5909649542473,878.96202159391589,833.04609509274121,826.48667702114483,793.68958666316291,970.79387459626537,1233.1705974601209,1036.3880553122292,760.892496305181,2243.3209804859644,439.48101079695795,1318.4430323908739,511.63460958451822,859.28376737912674,787.13016859156653,1206.9329251737354,780.57075051997015,800.2490047347593,321.411485508223,341.08973972301214,793.68958666316291,1128.2199083145786,662.50122523123514,728.09540594719897,846.16493123593398,747.77366016198812,1390.5966311784341,26.23767228638555,13.118836143192775,1836.6370600469884,721.53598787560259,550.99111801409651,885.52143966551228,1134.7793263861749,662.50122523123514,1200.373507102139,498.51577344132545,1147.8981625293677,721.53598787560259,301.73323129343385,72.153598787560256,157.42603371831331,124.62894336033136,150.86661564671692,111.51010721713858,52.4753445727711,45.91592650117471,45.91592650117471,0,59.03476264436749,163.98545178990969,65.594180715963873,26.23767228638555,32.797090357981936,26.23767228638555,0,0,0,0,0,0,0,0,0,0,0,26.23767228638555,0,0,0,0,0,0,0,0,0,0,0,0,0,0,0,0,0,0,0,0]
[5,"TRANSFORMERS","pole mounted ; < = 22 kv ; > 60 kva and < = 600 kva ; multiple phase",38.875949292272381,56.238777880006779,18.803940963240905,56.238777880006779,7.4992518213490325,2,60,716,907,807,886,874,723,793,938,1014,1234,1322,1050,1642,689,1444,526,479,703,470,488,413,222,184,414,450,166,217,275,132,402,47,36,309,193,274,179,214,218,114,102,59,21,56,12,90,39,34,49,45,14,6,22,16,14,13,15,4,5,5,2,4,0,0,0,1,0,1,0,6,2,0,1,3,0,1,2,2,0,0,1,0,0,3,0,1,0,0,0,0,0,null,1128.2364577944543,13463.621729680488,17055.1744536595,15174.78035733541,16660.291693431442,16434.644401872552,13595.249316423175,14911.525183850037,17638.09662351997,19067.196136726277,23204.063148639278,24858.809953404478,19744.138011402949,30876.071061641567,12955.915323672984,27152.890750919865,9890.8729466647164,9007.0877213923941,13219.170497158357,8837.8522527232253,9176.323190061561,7766.027617818494,4174.4748938394805,3459.9251372363265,7784.8315587817342,8461.7734334584075,3121.4541998979903,4080.4551890232765,5171.0837648912484,2482.1202071477992,7559.184267222844,883.78522527232258,676.94187467667257,5810.4177576414395,3629.1606059054948,5152.2798239280082,3365.905432420122,4024.0433661335537,4099.2591299865171,2143.649269809463,1918.0019782505724,1109.4325168312134,394.882760228059,1053.0206939414907,225.64729155889086,1692.3546866916813,733.35369756639534,639.33399275019076,921.39310719880427,846.17734334584065,263.25517348537267,112.82364577944543,413.6867011912999,300.86305541185448,263.25517348537267,244.45123252213176,282.05911444861357,75.215763852963619,94.019704816204523,94.019704816204523,37.607881926481809,75.215763852963619,0,0,0,18.803940963240905,0,18.803940963240905,0,112.82364577944543,37.607881926481809,0,18.803940963240905,56.411822889722714,0,18.803940963240905,37.607881926481809,37.607881926481809,0,0,18.803940963240905,0,0,56.411822889722714,0,18.803940963240905,0,0,0,0,0]
[5,"TRANSFORMERS","pole mounted ; < = 22 kv ; > 60 kva and < = 600 kva ; single phase",38.875949292272381,56.265055027206813,18.803940963240905,56.265055027206813,7.5010036013327452,2,0,0,0,1,0,0,0,4,1,3,1,0,0,0,0,0,0,0,0,0,0,0,0,0,0,0,0,0,0,1,0,0,0,0,0,0,0,0,0,0,0,0,0,0,0,0,0,0,0,0,0,0,0,0,0,0,0,0,0,0,0,0,0,0,0,0,0,0,0,0,0,0,0,0,0,0,0,0,0,0,0,0,0,0,0,0,0,0,0,0,0,null,0,0,0,18.803940963240905,0,0,0,75.215763852963619,18.803940963240905,56.411822889722714,18.803940963240905,0,0,0,0,0,0,0,0,0,0,0,0,0,0,0,0,0,0,18.803940963240905,0,0,0,0,0,0,0,0,0,0,0,0,0,0,0,0,0,0,0,0,0,0,0,0,0,0,0,0,0,0,0,0,0,0,0,0,0,0,0,0,0,0,0,0,0,0,0,0,0,0,0,0,0,0,0,0,0,0,0,0,0]
[5,"TRANSFORMERS","pole mounted ; < = 22 kv ; > 600 kva ; multiple phase",38.875949292272381,49.838621071303649,18.803940963240905,49.838621071303649,7.0596473758470148,2,1,18,12,5,12,8.5,9,29,18,15,15,26,22,15,6,9,0,2,1,10,4,3,2,1,1,0,0,0,0,0,1,1,0,0,0,0,0,0,0,0,0,0,0,0,0,0,0,0,0,0,0,0,0,0,0,0,0,0,0,0,0,0,0,0,0,0,0,0,0,0,0,0,0,0,0,0,0,0,0,0,0,0,0,0,0,0,0,0,0,0,0,null,18.803940963240905,338.47093733833628,225.64729155889086,94.019704816204523,225.64729155889086,159.83349818754769,169.23546866916814,545.31428793398618,338.47093733833628,282.05911444861357,282.05911444861357,488.90246504426352,413.6867011912999,282.05911444861357,112.82364577944543,{"$f":"IFERROR($F52*Y52,\"\")","v":169.23546866916814},0,37.607881926481809,18.803940963240905,188.03940963240905,75.215763852963619,56.411822889722714,37.607881926481809,18.803940963240905,18.803940963240905,0,0,0,0,0,18.803940963240905,18.803940963240905,0,0,0,0,0,0,0,0,0,0,0,0,0,0,0,0,0,0,0,0,0,0,0,0,0,0,0,0,0,0,0,0,0,0,0,0,0,0,0,0,0,0,0,0,0,0,0,0,0,0,0,0,0,0,0,0,0,0,0]
[6,"UNDERGROUND CABLES","˂ = 1 kv",51.973425433305145,62.030581166293956,205.91220043090993,62.030581166293956,7.8759495406137514,2,213,335,387,403,332,212,188,255,305,281,402,482,509,470,576,489,329,55,33,25,111,218,329,437,407,586,615,484,555,476,374,446,152,57,170,51,51,14,57,152,11,202,8,45,0,12,146,2,12,0,2,0,0,0,0,0,0,0,0,0,0,0,0,0,0,0,0,0,0,0,0,0,0,0,0,0,0,0,0,0,0,0,0,0,0,0,0,0,0,0,0,null,{"$f":"IFERROR($F53*J53,\"\")","v":43859.298691783813},68980.587144354824,79688.021566762138,82982.6167736567,68362.850543062101,43653.386491352903,38711.493681011067,52507.611109882033,62803.221131427526,57861.32832108569,82776.704573225798,99249.680607698581,104809.31001933316,96778.734202527674,118605.42744820412,100691.06601071496,67745.113941769363,11325.171023700046,6795.102614220028,5147.8050107727486,22856.254247831002,44888.859693938364,67745.113941769363,89983.631588307646,83806.265575380341,120664.54945251322,126636.00326500961,99661.505008560402,114281.27123915502,98014.207405113135,77011.162961160313,91836.84139218583,31298.654465498308,11736.995424561866,35005.074073254691,10501.522221976407,10501.522221976407,2882.7708060327391,11736.995424561866,31298.654465498308,2265.034204740009,41594.264487043809,1647.2976034472795,{"$f":"IFERROR($F53*BA53,\"\")","v":9266.0490193909463},0,2470.9464051709192,30063.181262912851,411.82440086181987,2470.9464051709192,0,411.82440086181987,0,0,0,0,0,0,0,0,{"$f":"IFERROR($F53*BQ53,\"\")","v":0},0,0,0,0,0,0,0,0,0,0,0,0,0,0,0,{"$f":"IFERROR($F53*CG53,\"\")","v":0},0,0,0,0,0,0,0,0,0,0,0,0,0,0,0]
[6,"UNDERGROUND CABLES","> 1 kv & < = 11 kv",55.283471035909038,68.941686751934498,424.26397959070516,68.941686751934498,8.3031130759453404,2,20,87,146,137,115,118,117,133,165,233,266,316,384,435,340,234,165,100,94,84,74,96,181,62,64,69,81,89,141,108,180,178,170,84,74,103,176,60,66,75,88,77,66,40,40,4,40,53,8,1,0,0,5,0,1,1,0,0,0,0,0,0,1,0,2,0,0,0,0,0,0,0,0,0,0,0,0,0,0,0,0,0,0,0,0,0,0,0,0,0,0,null,8485.2795918141037,36910.966224391348,61942.541020242956,58124.165203926605,48790.357652931096,50063.149591703208,49638.885612112506,56427.109285563783,70003.556632466352,98853.507244634297,112854.21857112757,134067.41755066282,162917.36816283077,184554.83112195675,144249.75306083975,99277.771224225013,70003.556632466352,42426.397959070513,39880.814081526289,35638.174285619236,31395.534489712183,40729.342040707692,76791.780305917637,26304.36673462372,27152.89469380513,29274.214591758657,34365.382346847116,37759.494183572759,59821.221122289426,45820.509795796155,76367.516326326935,75518.988367145517,{"$f":"IFERROR($F54*AP54,\"\")","v":72124.876530419875},35638.174285619236,31395.534489712183,43699.189897842632,74670.460407964114,25455.838775442309,28001.422652986541,31819.798469302888,37335.230203982057,32668.326428484299,28001.422652986541,16970.559183628207,16970.559183628207,1697.0559183628206,16970.559183628207,22485.990918307372,3394.1118367256413,424.26397959070516,0,0,2121.3198979535259,0,424.26397959070516,424.26397959070516,0,0,0,0,0,0,424.26397959070516,0,848.52795918141032,0,0,0,0,0,0,0,0,0,0,0,0,0,0,0,0,0,0,0,0,0,0,0,0,0,0]
[6,"UNDERGROUND CABLES","> 22 kv & < = 33 kv",59.235372248425456,59.235372248425456,1003.1338811078523,59.235372248425456,7.696451925947791,2,0,0,1,4,1,17,8,12,37,16,37,21,63,54,58,7,41,47,42,47,0,17,1,0,0,5,0,0,12,14,0,0,5,3,5,0,0,0,0,0,0,47,0,0,12,0,48,8,64,13,7,11,19,0,0,11,0,0,0,0,8,0,0,0,0,6,0,0,0,0,0,0,0,0,0,0,0,0,0,0,0,0,0,0,0,0,0,0,0,0,0,null,0,0,1003.1338811078523,4012.5355244314092,1003.1338811078523,17053.275978833488,8025.0710488628183,12037.606573294228,37115.953600990535,16050.142097725637,37115.953600990535,21065.811503264897,63197.434509794693,54169.229579824023,58181.765104255435,7021.9371677549661,41128.489125421947,47147.292412069059,42131.623006529793,47147.292412069059,0,17053.275978833488,1003.1338811078523,0,0,5015.6694055392618,0,0,12037.606573294228,14043.874335509932,0,{"$f":"IFERROR($F55*AO55,\"\")","v":0},5015.6694055392618,3009.401643323557,5015.6694055392618,0,0,0,0,0,0,47147.292412069059,0,0,12037.606573294228,0,48150.426293176912,8025.0710488628183,64200.568390902547,13040.740454402079,7021.9371677549661,11034.472692186375,19059.543741049194,0,0,11034.472692186375,0,0,0,0,8025.0710488628183,0,0,0,0,6018.803286647114,0,0,0,0,0,0,0,0,0,0,0,0,0,0,0,0,0,0,0,0,0,0,0,0,0]
[6,"UNDERGROUND CABLES","> 66 kv & < = 132 kv",59.235372248425456,"",1003.1338811078523,59.235372248425456,7.696451925947791,2,0,0,0,0,9,0,0,6,3,15,6,9,31,12,4,2,0,26,3,31,6,0,0,0,0,0,0,0,0,0,0,0,0,0,0,0,0,0,0,0,0,0,0,0,0,0,0,0,0,0,0,0,0,0,0,0,0,0,0,0,0,0,0,0,0,0,0,0,0,0,0,0,0,0,0,0,0,0,0,0,0,0,0,0,0,0,0,0,0,0,0,null,0,0,0,0,9028.2049299706705,0,0,6018.803286647114,3009.401643323557,15047.008216617784,6018.803286647114,9028.2049299706705,31097.15031434342,12037.606573294228,4012.5355244314092,2006.2677622157046,0,26081.480908804158,3009.401643323557,31097.15031434342,6018.803286647114,0,0,0,0,0,0,0,0,0,0,0,0,0,0,0,0,0,0,0,0,0,0,0,0,0,0,0,0,0,0,0,0,0,0,0,0,0,0,0,0,0,0,0,0,0,0,0,0,0,0,0,0,0,0,0,0,0,0,0,0,0,0,0,0,0,0,0,0,0,0]
["","","","","","","","","","","","","","","","","","","","","","","","","","","","","","","","","","","","","","","","","","","","","","","","","","","","","","","","","","","","","","","","","","","","","","","","","","","","","","","","","","","","","","","","","","","","","","","","","","","","",null,"","","","","","","","","","","","","","","","","","","","","","","","","","","","","","","","","","","","","","","","","","","","","","","","","","","","","","","","","","","","","","","","","","","","","","","","","","","","","","","","","","","","","","","","","","",""]
["","","","","","","","","","","","","","","","","","","","","","","","","","","","","","","","","","","","","","","","","","","","","","","","","","","","","","","","","","","","","","","","","","","","","","","","","","","","","","","","","","","","","","","","","","","","","","","","","","","","",null,"","","","","","","","","","","","","","","","","","","","","","","","","","","","","","","","","","","","","","","","","","","","","","","","","","","","","","","","","","","","","","","","","","","","","","","","","","","","","","","","","","","","","","","","","","",""]
["","","","","","","","","","","","","","","","","","","","","","","","","","","","","","","","","","","","","","","","","","","","","","","","","","","","","","","","","","","","","","","","","","","","","","","","","","","","","","","","","","","","","","","","","","","","","","","","","","","","",null,"","","","","","","","","","","","","","","","","","","","","","","","","","","","","","","","","","","","","","","","","","","","","","","","","","","","","","","","","","","","","","","","","","","","","","","","","","","","","","","","","","","","","","","","","","",""]
["","","","","","","","","","","","","","","","","","","","","","","","","","","","","","","","","","","","","","","","","","","","","","","","","","","","","","","","","","","","","","","","","","","","","","","","","","","","","","","","","","","","","","","","","","","","","","","","","","","","",null,"","","","","","","","","","","","","","","","","","","","","","","","","","","","","","","","","","","","","","","","","","","","","","","","","","","","","","","","","","","","","","","","","","","","","","","","","","","","","","","","","","","","","","","","","","",""]
["","","","","","","","","","","","","","","","","","","","","","","","","","","","","","","","","","","","","","","","","","","","","","","","","","","","","","","","","","","","","","","","","","","","","","","","","","","","","","","","","","","","","","","","","","","","","","","","","","","","",null,"","","","","","","","","","","","","","","","","","","","","","","","","","","","","","","","","","","","","","","","","","","","","","","","","","","","","","","","","","","","","","","","","","","","","","","","","","","","","","","","","","","","","","","","","","",""]
["","","","","","","","","","","","","","","","","","","","","","","","","","","","","","","","","","","","","","","","","","","","","","","","","","","","","","","","","","","","","","","","","","","","","","","","","","","","","","","","","","","","","","","","","","","","","","","","","","","","",null,"","","","","","","","","","","","","","","","","","","","","","","","","","","","","","","","","","","","","","","","","","","","","","","","","","","","","","","","","","","","","","","","","","","","","","","","","","","","","","","","","","","","","","","","","","",""]
["","","","","","","","","","","","","","","","","","","","","","","","","","","","","","","","","","","","","","","","","","","","","","","","","","","","","","","","","","","","","","","","","","","","","","","","","","","","","","","","","","","","","","","","","","","","","","","","","","","","",null,"","","","","","","","","","","","","","","","","","","","","","","","","","","","","","","","","","","","","","","","","","","","","","","","","","","","","","","","","","","","","","","","","","","","","","","","","","","","","","","","","","","","","","","","","","",""]
["","","","","","","","","","","","","","","","","","","","","","","","","","","","","","","","","","","","","","","","","","","","","","","","","","","","","","","","","","","","","","","","","","","","","","","","","","","","","","","","","","","","","","","","","","","","","","","","","","","","",null,"","","","","","","","","","","","","","","","","","","","","","","","","","","","","","","","","","","","","","","","","","","","","","","","","","","","","","","","","","","","","","","","","","","","","","","","","","","","","","","","","","","","","","","","","","",""]
["","","","","","","","","","","","","","","","","","","","","","","","","","","","","","","","","","","","","","","","","","","","","","","","","","","","","","","","","","","","","","","","","","","","","","","","","","","","","","","","","","","","","","","","","","","","","","","","","","","","",null,"","","","","","","","","","","","","","","","","","","","","","","","","","","","","","","","","","","","","","","","","","","","","","","","","","","","","","","","","","","","","","","","","","","","","","","","","","","","","","","","","","","","","","","","","","",""]
["","","","","","","","","","","","","","","","","","","","","","","","","","","","","","","","","","","","","","","","","","","","","","","","","","","","","","","","","","","","","","","","","","","","","","","","","","","","","","","","","","","","","","","","","","","","","","","","","","","","",null,{"$f":"IFERROR($F66*J66,\"\")","v":""},"","","","","","","","","","","","","","","",{"$f":"IFERROR($F66*Z66,\"\")","v":""},"","","","","","","","","","","","","","","",{"$f":"IFERROR($F66*AP66,\"\")","v":""},"","","","","","","","","","","","","","","",{"$f":"IFERROR($F66*BF66,\"\")","v":""},"","","","","","","","","","","","","","","",{"$f":"IFERROR($F66*BV66,\"\")","v":""},"","","","","","","","","","","","","",{"$f":"IFERROR($F66*CJ66,\"\")","v":""},{"$f":"IFERROR($F66*CK66,\"\")","v":""},"","","","","","","","","","",""]
["","","","","","","","","","","","","","","","","","","","","","","","","","","","","","","","","","","","","","","","","","","","","","","","","","","","","","","","","","","","","","","","","","","","","","","","","","","","","","","","","","","","","","","","","","","","","","","","","","","","",null,"","","","","","","","","","","","","","","","","","","","","","","","","","","","","","","","","","","","","","","","","","","","","","","","","","","","","","","","","","","","","","","","","","","","","","","","","","","","","","","","","","","","","","","","","","",""]
["","","","","","","","","","","","","","","","","","","","","","","","","","","","","","","","","","","","","","","","","","","","","","","","","","","","","","","","","","","","","","","","","","","","","","","","","","","","","","","","","","","","","","","","","","","","","","","","","","","","",null,"","","","","","","","","","","","","","","","","","","","","","","","","","","","","","","","","","","","","","","","","","","","","","","","","","","","","","","","","","","","","","","","","","","","","","","","","","","","","","","","","","","","","","","","","","",""]
["","","","","","","","","","","","","","","","","","","","","","","","","","","","","","","","","","","","","","","","","","","","","","","","","","","","","","","","","","","","","","","","","","","","","","","","","","","","","","","","","","","","","","","","","","","","","","","","","","","","",null,"","","","","","","","","","","","","","","","","","","","","","","","","","","","","","","","","","","","","","","","","","","","","","","","","","","","","","","","","","","","","","","","","","","","","","","","","","","","","","","","","","","","","","","","","","",""]
["","","","","","","","","","","","","","","","","","","","","","","","","","","","","","","","","","","","","","","","","","","","","","","","","","","","","","","","","","","","","","","","","","","","","","","","","","","","","","","","","","","","","","","","","","","","","","","","","","","","",null,"","","","","","","","","","","","","","","","","","","","","","","","","","","","","","","","","","","","","","","","","","","","","","","","","","","","","","","","","","","","","","","","","","","","","","","","","","","","","","","","","","","","","","","","","","",""]
["","","","","","","","","","","","","","","","","","","","","","","","","","","","","","","","","","","","","","","","","","","","","","","","","","","","","","","","","","","","","","","","","","","","","","","","","","","","","","","","","","","","","","","","","","","","","","","","","","","","",null,"","","","","","","","","","","","","","","","","","","","","","","","","","","","","","","","","","","","","","","","","","","","","","","","","","","","","","","","","","","","","","","","","","","","","","","","","","","","","","","","","","","","","","","","","","",""]
["","","","","","","","","","","","","","","","","","","","","","","","","","","","","","","","","","","","","","","","","","","","","","","","","","","","","","","","","","","","","","","","","","","","","","","","","","","","","","","","","","","","","","","","","","","","","","","","","","","","",null,"","","","","","","","","","","","","","","","","","","","","","","","","","","","","","","","","","","","","","","","","","","","","","","","","","","","","","","","","","","","","","","","","","","","","","","","","","","","","","","","","","","","","","","","","","",""]
["","","","","","","","","","","","","","","","","","","","","","","","","","","","","","","","","","","","","","","","","","","","","","","","","","","","","","","","","","","","","","","","","","","","","","","","","","","","","","","","","","","","","","","","","","","","","","","","","","","","",null,"","","","","","","","","","","","","","","","","","","","","","","","","","","","","","","","","","","","","","","","","","","","","","","","","","","","","","","","","","","","","","","","","","","","","","","","","","","","","","","","","","","","","","","","","","",""]
["","","","","","","","","","","","","","","","","","","","","","","","","","","","","","","","","","","","","","","","","","","","","","","","","","","","","","","","","","","","","","","","","","","","","","","","","","","","","","","","","","","","","","","","","","","","","","","","","","","","",null,"","","","","","","","","","","","","","","","","","","","","","","","","","","","","","","","","","","","","","","","","","","","","","","","","","","","","","","","","","","","","","","","","","","","","","","","","","","","","","","","","","","","","","","","","","",""]
["","","","","","","","","","","","","","","","","","","","","","","","","","","","","","","","","","","","","","","","","","","","","","","","","","","","","","","","","","","","","","","","","","","","","","","","","","","","","","","","","","","","","","","","","","","","","","","","","","","","",null,"","","","","","","","","","","","","","","","","","","","","","","","","","","","","","","","","","","","","","","","","","","","","","","","","","","","","","","","","","","","","","","","","","","","","","","","","","","","","","","","","","","","","","","","","","",""]
["","","","","","","","","","","","","","","","","","","","","","","","","","","","","","","","","","","","","","","","","","","","","","","","","","","","","","","","","","","","","","","","","","","","","","","","","","","","","","","","","","","","","","","","","","","","","","","","","","","","",null,"","","","","","","","","","","","","","","","","","","","","","","","","","","","","","","","","","","","","","","","","","","","","","","","","","","","","","","","","","","","","","","","","","","","","","","","","","","","","","","","","","","","","","","","","","",""]
["","","","","","","","","","","","","","","","","","","","","","","","","","","","","","","","","","","","","","","","","","","","","","","","","","","","","","","","","","","","","","","","","","","","","","","","","","","","","","","","","","","","","","","","","","","","","","","","","","","","",null,"","","","","","","","","","","","","","","","","","","","","","","","","","","","","","","","","","","","","","","","","","","","","","","","","","","","","","","","","","","","","","","","","","","","","","","","","","","","","","","","","","","","","","","","","","",""]
["","","","","","","","","","","","","","","","","","","","","","","","","","","","","","","","","","","","","","","","","","","","","","","","","","","","","","","","","","","","","","","","","","","","","","","","","","","","","","","","","","","","","","","","","","","","","","","","","","","","",null,"","","","","","","","","","","","","","","","","","","","","","","","","","","","","","","","","","","","","","","","","","","","","","","","","","","","","","","","","","","","","","","","","","","","","","","","","","","","","","","","","","","","","","","","","","",""]
["","","","","","","","","","","","","","","","","","","","","","","","","","","","","","","","","","","","","","","","","","","","","","","","","","","","","","","","","","","","","","","","","","","","","","","","","","","","","","","","","","","","","","","","","","","","","","","","","","","","",null,"","","","","","","","","","","","","","","","","","","","","","","","","","","","","","","","","","","","","","","","","","","","","","","","","","","","","","","","","","","","","","","","","","","","","","","","","","","","","","","","","","","","","","","","","","",""]
["","","","","","","","","","","","","","","","","","","","","","","","","","","","","","","","","","","","","","","","","","","","","","","","","","","","","","","","","","","","","","","","","","","","","","","","","","","","","","","","","","","","","","","","","","","","","","","","","","","","",null,"","","","","","","","","","","","","","","","","","","","","","","","","","","","","","","","","","","","","","","","","","","","","","","","","","","","","","","","","","","","","","","","","","","","","","","","","","","","","","","","","","","","","","","","","","",""]
["","","","","","","","","","","","","","","","","","","","","","","","","","","","","","","","","","","","","","","","","","","","","","","","","","","","","","","","","","","","","","","","","","","","","","","","","","","","","","","","","","","","","","","","","","","","","","","","","","","","",null,"","","","","","","","","","","","","","","",{"$f":"IFERROR($F81*Y81,\"\")","v":""},"","","","","","","","","","","","","","","","","","","","","","","","","","","","","","","",{"$f":"IFERROR($F81*BE81,\"\")","v":""},"","","","","","","","","","","","","","","","","","","","","","","","","","","","","","","","","","","","","","","","","","",""]
["","","","","","","","","","","","","","","","","","","","","","","","","","","","","","","","","","","","","","","","","","","","","","","","","","","","","","","","","","","","","","","","","","","","","","","","","","","","","","","","","","","","","","","","","","","","","","","","","","","","",null,{"$f":"IFERROR($F82*J82,\"\")","v":""},"","","","","","","","","","","","","","","","","","","","","","","","","","","","","","","",{"$f":"IFERROR($F82*AP82,\"\")","v":""},"","","","","","","","","","","","","","","","","","","","","","","","","","","","","","","","","","","","","","","","","","","","","","","","","","","","","","","","","",""]
["","","","","","","","","","","","","","","","","","","","","","","","","","","","","","","","","","","","","","","","","","","","","","","","","","","","","","","","","","","","","","","","","","","","","","","","","","","","","","","","","","","","","","","","","","","","","","","","","","","","",null,"","","","","","","","","","","","","","","","","","","","","","","","","","","","","","","","","","","","","","","","","","","","","","","","","","","","","","","","","","","","","","","","","","","","","","","","","","","","","","","","","","","","","","","","","","",""]
["","","","","","","","","","","","","","","","","","","","","","","","","","","","","","","","","","","","","","","","","","","","","","","","","","","","","","","","","","","","","","","","","","","","","","","","","","","","","","","","","","","","","","","","","","","","","","","","","","","","",null,"","","","","","","","","","","","","","","","","","","","","","","","","","","","","","","","","","","","","","","","","","","","","","","","","","","","","","","","","","","",{"$f":"IFERROR($F84*BQ84,\"\")","v":""},"","","","","","","","","","","","","","","","","","","","","","","","","","","","","","",""]
["","","","","","","","","","","","","","","","","","","","","","","","","","","","","","","","","","","","","","","","","","","","","","","","","","","","","","","","","","","","","","","","","","","","","","","","","","","","","","","","","","","","","","","","","","","","","","","","","","","","",null,"","","","","","","","","","","","","","","","","","","","","","","","","","","","","","","","","","","","","","","","","","","","","","","","","","","","","","","","","","","","","","","","","","","","","","","","","","","",{"$f":"IFERROR($F85*CG85,\"\")","v":""},"","","","","","","","","","","","","","",""]
["","","","","","","","","","","","","","","","","","","","","","","","","","","","","","","","","","","","","","","","","","","","","","","","","","","","","","","","","","","","","","","","","","","","","","","","","","","","","","","","","","","","","","","","","","","","","","","","","","","","",null,{"$f":"IFERROR($F86*J86,\"\")","v":""},{"$f":"IFERROR($F86*K86,\"\")","v":""},"","","","","","","","","","","","","","",{"$f":"IFERROR($F86*Z86,\"\")","v":""},"","","","","","","","","",{"$f":"IFERROR($F86*AJ86,\"\")","v":""},"","","","","","","","","","","","","","","","","","","","",{"$f":"IFERROR($F86*BE86,\"\")","v":""},{"$f":"IFERROR($F86*BF86,\"\")","v":""},"","","","","","","","","","","","","","","",{"$f":"IFERROR($F86*BV86,\"\")","v":""},"",{"$f":"IFERROR($F86*BX86,\"\")","v":""},"","","","",{"$f":"IFERROR($F86*CC86,\"\")","v":""},"","","","","","","","","","","","",{"$f":"IFERROR($F86*CP86,\"\")","v":""},"","","","","",""]
["","","","","","","","","","","","","","","","","","","","","","","","","","","","","","","","","","","","","","","","","","","","","","","","","","","","","","","","","","","","","","","","","","","","","","","","","","","","","","","","","","","","","","","","","","","","","","","","","","","","",null,{"$f":"IFERROR($F87*J87,\"\")","v":""},"","","","","","","","","","","","","","","","","","","","","","","","","","","","","","","","","","","","","","","","","","","","","","","","","","","","","","","","","","","","","","","","","","","","","","","","","","","","","","","","","","","","","","","","","",""]
["","","","","","","","","","","","","","","","","","","","","","","","","","","","","","","","","","","","","","","","","","","","","","","","","","","","","","","","","","","","","","","","","","","","","","","","","","","","","","","","","","","","","","","","","","","","","","","","","","","","",null,"","","","","","","","","","","","","","","","","","","","","","","","","","","","","","","","","","","","","","","","","","","","","","","","","","","","","","","","","","","","","","","","","","","","","","","","","","","","","","","","","","","","","","","","","","",""]
["","","","","","","","","","","","","","","","","","","","","","","","","","","","","","","","","","","","","","","","","","","","","","","","","","","","","","","","","","","","","","","","","","","","","","","","","","","","","","","","","","","","","","","","","","","","","","","","","","","","",null,"","","","","","","","","","","","","","","","","","","","","","","","","","","","","","","","","","","","","","","","","","",{"$f":"IFERROR($F89*AZ89,\"\")","v":""},"","","","","","","","","","","","","","","","","","","","","","","","","","","","","","","","","","","","","","","","","","","","","","","",""]
["","","","","","","","","","","","","","","","","","","","","","","","","","","","","","","","","","","","","","","","","","","","","","","","","","","","","","","","","","","","","","","","","","","","","","","","","","","","","","","","","","","","","","","","","","","","","","","","","","","","",null,"","","","","","","","","","","","","","","","","","","","","","","","","","","","","","","","","","","","","","","","","","","","","","","","","","","","","","","","","","","","","","","","","","","","","","","","","","","","","","","","","","","","","","","","","","",""]
["","","","","","","","","","","","","","","","","","","","","","","","","","","","","","","","","","","","","","","","","","","","","","","","","","","","","","","","","","","","","","","","","","","","","","","","","","","","","","","","","","","","","","","","","","","","","","","","","","","","",null,"","","","","","","","","","","","","","","","","","","","","","","","","","","","","","","","","","","","","","","","","","","","","","","","","","","","","","","","","","","","","","","","","","","","","","","","","","","","","","","","","","","","","","","","","","",""]
["","","","","","","","","","","","","","","","","","","","","","","","","","","","","","","","","","","","","","","","","","","","","","","","","","","","","","","","","","","","","","","","","","","","","","","","","","","","","","","","","","","","","","","","","","","","","","","","","","","","",null,"","","","","","","","","","","","","","","","","","","","","","","","","","","","","","","","","","","","","","","","","","","","","","","","","","","","","","","","","","","","","","","","","","","","","","","","","","","","","","","","","","","","","","","","","","",""]
["","","","","","","","","","","","","","","","","","","","","","","","","","","","","","","","","","","","","","","","","","","","","","","","","","","","","","","","","","","","","","","","","","","","","","","","","","","","","","","","","","","","","","","","","","","","","","","","","","","","",null,"","","","","","","","","","","","","","","","","","","","","","","","","","","","","","","","","","","","","","","","","","","","","","","","","","","","","","","","","","","","","","","","","","","","","","","","","","","","","","","","","","","","","","","","","","",""]
["","","","","","","","","","","","","","","","","","","","","","","","","","","","","","","","","","","","","","","","","","","","","","","","","","","","","","","","","","","","","","","","","","","","","","","","","","","","","","","","","","","","","","","","","","","","","","","","","","","","",null,"","","","","","","","","","","","","","","","","","","","","","","","","","","","","","","","","","","","","","","","","","","","","","","","","","","","","","","","","","","","","","","",{"$f":"IFERROR($F94*BU94,\"\")","v":""},"","","","","","","","","","","","","","","","","","","","","","","","","","",""]
["","","","","","","","","","","","","","","","","","","","","","","","","","","","","","","","","","","","","","","","","","","","","","","","","","","","","","","","","","","","","","","","","","","","","","","","","","","","","","","","","","","","","","","","","","","","","","","","","","","","",null,"","","","","","","","","","","","","","","","","","","","","","","","","","","","","","","","","","","","","","","","","","","","","","","","","","","","","","","","","","","","","","","","","","","","","","","","","","","","","","","","","","","","","","","","","","",""]
["","","","","","","","","","","","","","","","","","","","","","","","","","","","","","","","","","","","","","","","","","","","","","","","","","","","","","","","","","","","","","","","","","","","","","","","","","","","","","","","","","","","","","","","","","","","","","","","","","","","",null,"","","","","","","","","","","","","","","","","","","","","","","","","","","","","","","","","","","","","","","","","","","","","","","","","","","","","","","","","","","","","","","","","","","","","","","","","","","","","","","","","","","","","","","","","","",""]
["","","","","","","","","","","","","","","","","","","","","","","","","","","","","","","","","","","","","","","","","","","","","","","","","","","","","","","","","","","","","","","","","","","","","","","","","","","","","","","","","","","","","","","","","","","","","","","","","","","","",null,"","","","","","","","","","","","","","","","","","","","","",{"$f":"IFERROR($F97*AE97,\"\")","v":""},"","","","","","","","","","","","","","","","","","","","","","","","","","","","","","","","","","","","","","","","","","","","","","","","","","","","","","","","","","","","","","","","","","","","",""]
["","","","","","","","","","","","","","","","","","","","","","","","","","","","","","","","","","","","","","","","","","","","","","","","","","","","","","","","","","","","","","","","","","","","","","","","","","","","","","","","","","","","","","","","","","","","","","","","","","","","",null,"","","","","","","","","","","","","","","","","",{"$f":"IFERROR($F98*AA98,\"\")","v":""},"","","","","","","","","","","","","","","","","","","","","","","","","","","","","","","","","","","","","","","","","","","","","","","","","","","","","","","","","","","","","","","","","","","","","","","","",""]
["","","","","","","","","","","","","","","","","","","","","","","","","","","","","","","","","","","","","","","","","","","","","","","","","","","","","","","","","","","","","","","","","","","","","","","","","","","","","","","","","","","","","","","","","","","","","","","","","","","","",null,"","","","","","","","","","","","","","","","","","","","","","","","","","","","","","","","","","","","","","","","","","","","","","","","","","","","","","","","","","","","","","","","","","","","","","","","","","","","","","","","","","","","","","","","","","",""]
["","","","","","","","","","","","","","","","","","","","","","","","","","","","","","","","","","","","","","","","","","","","","","","","","","","","","","","","","","","","","","","","","","","","","","","","","","","","","","","","","","","","","","","","","","","","","","","","","","","","",null,"","","","","","","","","","","","","","","","","","","","","","","","","","","","","","","","","","","","","",{"$f":"IFERROR($F100*AU100,\"\")","v":""},"","","","","","","","","","","","","","","","","","","","","","","","","","","","","","","","","","","","","","","","","","","","","","","","","","","","",""]
["","","","","","","","","","","","","","","","","","","","","","","","","","","","","","","","","","","","","","","","","","","","","","","","","","","","","","","","","","","","","","","","","","","","","","","","","","","","","","","","","","","","","","","","","","","","","","","","","","","","",null,"","","","","","","","","","","","","","","","","","","","","","","","","","","","","","","","","","","","","","","","","","","","","","","","","","","","","","","","","","","","","","","","","","","","","","","","","","","","","","","","","","","","","","","","","","",""]
["","","","","","","","","","","","","","","","","","","","","","","","","","","","","","","","","","","","","","","","","","","","","","","","","","","","","","","","","","","","","","","","","","","","","","","","","","","","","","","","","","","","","","","","","","","","","","","","","","","","",null,"","","","","","","","","","","","",{"$f":"IFERROR($F102*V102,\"\")","v":""},"","","","","","","","","","","","","","","","","","","","","","","","","","","","","","","","","","","","","","","","","","","","","","","","","","","","","","","","","","","","","","","","","","","","","","","","","","","","","",""]
["","","","","","","","","","","","","","","","","","","","","","","","","","","","","","","","","","","","","","","","","","","","","","","","","","","","","","","","","","","","","","","","","","","","","","","","","","","","","","","","","","","","","","","","","","","","","","","","","","","","",null,"","","","","","","","","","","","","","","","","","","","","","","","","","","","","","","","","","","","","","","","","","","","","","","","","","","","","","","","","","","","","","","","","","","","","","","","","","","","","","","","","","","","","","","","","","",""]
["","","","","","","","","","","","","","","","","","","","","","","","","","","","","","","","","","","","","","","","","","","","","","","","","","","","","","","","","","","","","","","","","","","","","","","","","","","","","","","","","","","","","","","","","","","","","","","","","","","","",null,"","","","","","","","","","","","","","","","","","","","","","","","","","","","","","","","","","","","","","","","","","","","","","","","","","","","","","","","","","","","","","","","","","","","","","","","","","","","","","","","","","","","","","","","","","",""]
["","","","","","","","","","","","","","","","","","","","","","","","","","","","","","","","","","","","","","","","","","","","","","","","","","","","","","","","","","","","","","","","","","","","","","","","","","","","","","","","","","","","","","","","","","","","","","","","","","","","",null,"","","","","","","","","","","","","","","","","","","","","","","","","","","","","","","","","","","","","","","","","","","","","","","","","","","","","","","","","","","","","","","","","","","","","","","","","","","","","","","","","","","","","","","","","","",""]
["","","","","","","","","","","","","","","","","","","","","","","","","","","","","","","","","","","","","","","","","","","","","","","","","","","","","","","","","","","","","","","","","","","","","","","","","","","","","","","","","","","","","","","","","","","","","","","","","","","","",null,"","","","","","","","","","","","","","","","","","","","","","","","","","","","","","","","","","","","","","","","","","","","","","","","","","","","","","","","","","","","","","","","","","","","","","","","","","","","","","","","","","","","","","","","","","",""]
["","","","","","","","","","","","","","","","","","","","","","","","","","","","","","","","","","","","","","","","","","","","","","","","","","","","","","","","","","","","","","","","","","","","","","","","","","","","","","","","","","","","","","","","","","","","","","","","","","","","",null,"","","","","","","","","","","","","","","","","","","","","","","","","","","","","","","","","","","","","","","","","","","","","","","","","","","","","","","","","","","","","","","","","","","","","","","","","","","","","","","","","","","","","","","","","","",""]
["","","","","","","","","","","","","","","","","","","","","","","","","","","","","","","","","","","","","","","","","","","","","","","","","","","","","","","","","","","","","","","","","","","","","","","","","","","","","","","","","","","","","","","","","","","","","","","","","","","","",null,"","","","","","","","","","","","","","","","","","","","","","","","","","","","","","","","","","","","","","","","","","","","","","","","","","","","","","","","","","","","","","","","","","","","","","","","","","","","","","","","","","","","","","","","","","",""]
["","","","","","","","","","","","","","","","","","","","","","","","","","","","","","","","","","","","","","","","","","","","","","","","","","","","","","","","","","","","","","","","","","","","","","","","","","","","","","","","","","","","","","","","","","","","","","","","","","","","",null,"","","","","","","","","","","","","","","","","","","","","","","","","","","","","","","","","","","","","","","","","","","","","","","","","","","","","","","","","",{"$f":"IFERROR($F109*BO109,\"\")","v":""},"","","","","","","","","","","","","","","","","","","","","","","","","","","","","","","","",""]
["","","","","","","","","","","","","","","","","","","","","","","","","","","","","","","","","","","","","","","","","","","","","","","","","","","","","","","","","","","","","","","","","","","","","","","","","","","","","","","","","","","","","","","","","","","","","","","","","","","","",null,"","","","","","","","","","","","","","","","","","","","","","","","","","","","","","","","","","","","","","","","","","","","","","","","","","","","","","","","","","","","","","","","","","","","","","","","","","","","","","","","","","","","","","","","","","",""]
["","","","","","","","","","","","","","","","","","","","","","","","","","","","","","","","","","","","","","","","","","","","","","","","","","","","","","","","","","","","","","","","","","","","","","","","","","","","","","","","","","","","","","","","","","","","","","","","","","","","",null,"","","","","","","","","","","","","","","","","","","","","","","","","","","","","","","","","","","","","","","","","","","","","","","","","","","","","","","","","","","","","","","","","","","","","","","","","","","","","","","","","","","","","","","","","","",""]
["","","","","","","","","","","","","","","","","","","","","","","","","","","","","","","","","","","","","","","","","","","","","","","","","","","","","","","","","","","","","","","","","","","","","","","","","","","","","","","","","","","","","","","","","","","","","","","","","","","","",null,"","","","","","","","","","","","","","","","","","","","","","","","","","","","","","","","","","","","","","","","","","","","","","","","","","","","","","","","","","","","","","","","","","","","","","","","","","","","","","","","","","","","","","","","","","",""]
["","","","","","","","","","","","","","","","","","","","","","","","","","","","","","","","","","","","","","","","","","","","","","","","","","","","","","","","","","","","","","","","","","","","","","","","","","","","","","","","","","","","","","","","","","","","","","","","","","","","",null,"","","","","","","","","","","","","","","","","","","","","","","","","","","","","","","","","","","","","","","","","","","","","","","","","","","","","","","","","","","","","","","","","","","","","","","","","","","","","","",{"$f":"IFERROR($F113*CJ113,\"\")","v":""},"","","","","","","","","","","",""]
["","","","","","","","","","","","","","","","","","","","","","","","","","","","","","","","","","","","","","","","","","","","","","","","","","","","","","","","","","","","","","","","","","","","","","","","","","","","","","","","","","","","","","","","","","","","","","","","","","","","",null,"","","","","","","","","","","","","","","","","","","","","","","","","","","","","","","","","","","","","","","","","","","","","","","","","","","","","","","","","","","","","","","","","","","","","","","","","","","","","","","","","","","","","","","","","","",""]
["","","","","","","","","","","","","","","","","","","","","","","","","","","","","","","","","","","","","","","","","","","","","","","","","","","","","","","","","","","","","","","","","","","","","","","","","","","","","","","","","","","","","","","","","","","","","","","","","","","","",null,"","","","","","","","","","","","","","","","","","","","","","","","","","","","","","","","","",{"$f":"IFERROR($F115*AQ115,\"\")","v":""},"","","","","","","","","","","","","","","","","","","","","","","","","","","","","","","","","","","","","","","","","","","","","","","","","","","","","","",{"$f":"IFERROR($F115*CT115,\"\")","v":""},"",""]
["","","","","","","","","","","","","","","","","","","","","","","","","","","","","","","","","","","","","","","","","","","","","","","","","","","","","","","","","","","","","","","","","","","","","","","","","","","","","","","","","","","","","","","","","","","","","","","","","","","","",null,"","","","","","","","","","","","","","","","","","","","","","","","","","","","","","","","","","","","","","","","","","","","","","","","","","","","","","","","","","","","","","","","","","","","","","","","","","","","","","","","","","","","","","","","","","",""]
["","","","","","","","","","","","","","","","","","","","","","","","","","","","","","","","","","","","","","","","","","","","","","","","","","","","","","","","","","","","","","","","","","","","","","","","","","","","","","","","","","","","","","","","","","","","","","","","","","","","",null,"","","","","","","","","","","","","","","","","","","","","","","","","","","","","","","","","","","","","","","","","","","","","","","","","","","","","","","","","","","","","","","","","","","","","","","","","","","","","","","","","","","","","","","","","","",""]
["","","","","","","","","","","","","","","","","","","","","","","","","","","","","","","","","","","","","","","","","","","","","","","","","","","","","","","","","","","","","","","","","","","","","","","","","","","","","","","","","","","","","","","","","","","","","","","","","","","","",null,"","","","","","","","","","","","","","","","","","","","","","","","","","","","","","","","","","","","","","","","","","","","","","","","","","","","","","","","","","","","","","","","","","","","","","","","","","","","","","","","","","","","","","","","","","",""]
["","","","","","","","","","","","","","","","","","","","","","","","","","","","","","","","","","","","","","","","","","","","","","","","","","","","","","","","","","","","","","","","","","","","","","","","","","","","","","","","","","","","","","","","","","","","","","","","","","","","",null,"","","","","","","","","","","","","","","","","","","","","","","","","","","","","","","","","","","","","","","","","","","","","","","","","","","","","","","","","","","","","","","","","","","","","","","","","","","","","","","","","","","","","","","","","","",""]
["","","","","","","","","","","","","","","","","","","","","","","","","","","","","","","","","","","","","","","","","","","","","","","","","","","","","","","","","","","","","","","","","","","","","","","","","","","","","","","","","","","","","","","","","","","","","","","","","","","","",null,"","","","","","","","","","","","","","","","","","","","","","","","","","","","","","","","","","","","","","","","","","","","","","","","","","","","","",{"$f":"IFERROR($F120*BK120,\"\")","v":""},"","","","","","","","","","","","","","","","","","","","","","","","","","","","","","","","","","","","",""]
["","","","","","","","","","","","","","","","","","","","","","","","","","","","","","","","","","","","","","","","","","","","","","","","","","","","","","","","","","","","","","","","","","","","","","","","","","","","","","","","","","","","","","","","","","","","","","","","","","","","",null,"","","","","","","","","","","","","","","","","","","","","","","","","","","","","","","","","","","","","","","","","","","","","","","","","","","","","","","","","","","","","","","","","","","","","","","","","","","","","","","","","","","","","","","","","","",""]
["","","","","","","","","","","","","","","","","","","","","","","","","","","","","","","","","","","","","","","","","","","","","","","","","","","","","","","","","","","","","","","","","","","","","","","","","","","","","","","","","","","","","","","","","","","","","","","","","","","","",null,"","","","","","","","","","","",{"$f":"IFERROR($F122*U122,\"\")","v":""},"","","","","","","","","","","","","","","","","","","","","","","","","","","","","","","","","","","","","","","","","","","","","","","","","","","","","","","","","","","","","","","","","","","","","","","","","","","","","","",""]
["","","","","","","","","","","","","","","","","","","","","","","","","","","","","","","","","","","","","","","","","","","","","","","","","","","","","","","","","","","","","","","","","","","","","","","","","","","","","","","","","","","","","","","","","","","","","","","","","","","","",null,{"$f":"IFERROR($F123*J123,\"\")","v":""},"","","","","","","","","","","","","","","","","","","","","","","","","","","","","","","","","","","","","","","","","","","","","","","","","","","","","","","","","","","","","","","","","","","","","","","","","","","","","","","","","","","","","","","","","",""]
["","","","","","","","","","","","","","","","","","","","","","","","","","","","","","","","","","","","","","","","","","","","","","","","","","","","","","","","","","","","","","","","","","","","","","","","","","","","","","","","","","","","","","","","","","","","","","","","","","","","",null,"","","","","","","","","","","","","","","","","","","","","","","","","","","","","","","","","","","","","","","","","","","","","","","","","","","","","","","","","","","","","","","","","","","","","","","","","","","","",{"$f":"IFERROR($F124*CH124,\"\")","v":""},"","","","","","","","","","","","","",""]
["","","","","","","","","","","","","","","","","","","","","","","","","","","","","","","","","","","","","","","","","","","","","","","","","","","","","","","","","","","","","","","","","","","","","","","","","","","","","","","","","","","","","","","","","","","","","","","","","","","","",null,"","","","","","","","","","","","","","","","","","","","","","","","","","","","","","","","","","","","","","","","","","","","","","","","","","","","","","","","","","","","","","","","","","","","","","","","","","","","","","","","","","","","","","","","","","",""]
["","","","","","","","","","","","","","","","","","","","","","","","","","","","","","","","","","","","","","","","","","","","","","","","","","","","","","","","","","","","","","","","","","","","","","","","","","","","","","","","","","","","","","","","","","","","","","","","","","","","",null,"","","","","","","","","","","","","","","","","","","","","","","","","","","","",{"$f":"IFERROR($F126*AL126,\"\")","v":""},"","","","","","","","","","","","","","","","","","","","","","","","","","","","","","","","","","","","","","","","","","","","","","","","","","","","","","","","","","","","","",""]
["","","","","","","","","","","","","","","","","","","","","","","","","","","","","","","","","","","","","","","","","","","","","","","","","","","","","","","","","","","","","","","","","","","","","","","","","","","","","","","","","","","","","","","","","","","","","","","","","","","","",null,"","","","","","","","","","","","","","","","","","","","","","","","","","","","","","","","","","","","","","","","","","","","","","","","","","","","","","","","","","","","","","","","","","","","","","","","","","","","","","","","","","","","","","","","","","",""]
["","","","","","","","","","","","","","","","","","","","","","","","","","","","","","","","","","","","","","","","","","","","","","","","","","","","","","","","","","","","","","","","","","","","","","","","","","","","","","","","","","","","","","","","","","","","","","","","","","","","",null,"","","","","","","","","","","","","","","","","","","","","","","","","","","","","","","","","","","","","","","","","","","","","","","","","","","","","","","","","","","","","","","","","","","","","","","","","","","","","","","","","","","","","","","","","","",""]
["","","","","","","","","","","","","","","","","","","","","","","","","","","","","","","","","","","","","","","","","","","","","","","","","","","","","","","","","","","","","","","","","","","","","","","","","","","","","","","","","","","","","","","","","","","","","","","","","","","","",null,"","","","","","","","","","","","","","","","","","","","","","","","","","","","","","","","","","","","","","","","","","","","","","","","",{"$f":"IFERROR($F129*BF129,\"\")","v":""},"","","","","","","","","","","","","","","","","","","","","","","","","","","","","","","","","","","","","","","","","",""]
["","","","","","","","","","","","","","","","","","","","","","","","","","","","","","","","","","","","","","","","","","","","","","","","","","","","","","","","","","","","","","","","","","","","","","","","","","","","","","","","","","","","","","","","","","","","","","","","","","","","",null,"","","","","","","","","","","","","","","","","","","","","","","","","","","","","","","","","","","","","","","","","","","","","","","","","","","","","","","","","","","","","","","","","","","","","","","",{"$f":"IFERROR($F130*CC130,\"\")","v":""},"","","","","","","","","","","","","","","","","","",""]
["","","","","","","","","","","","","","","","","","","","","","","","","","","","","","","","","","","","","","","","","","","","","","","","","","","","","","","","","","","","","","","","","","","","","","","","","","","","","","","","","","","","","","","","","","","","","","","","","","","","",null,"","","","","","","","","","","","","","","","","","","","","","","","","","","","","","","","","","","","","","","","","","","","","","","","","","","","","","","","","","","","","","","","","","","","","","","","","","","","","","","","","","","","","","","","","","",""]
["","","","","","","","","","","","","","","","","","","","","","","","","","","","","","","","","","","","","","","","","","","","","","","","","","","","","","","","","","","","","","","","","","","","","","","","","","","","","","","","","","","","","","","","","","","","","","","","","","","","",null,"","","","","","","","","","","","","","","","","","","","","","","","","","","","","","","","","","","","","","","","","","","","","","","","","","","","","","","","","","","","","","","","","","","","","","","","","","","","","","","","","","","","","","","","","","",""]
["","","","","","","","","","","","","","","","","","","","","","","","","","","","","","","","","","","","","","","","","","","","","","","","","","","","","","","","","","","","","","","","","","","","","","","","","","","","","","","","","","","","","","","","","","","","","","","","","","","","",null,"","","","","","","","","","","","","","","","","","","","","","","","","","","","","","","","","","","","","","","","","","","","","","","","","","","","","","","","","","","","","","","","","","","","","","","","","","","","","","","","","","","","","","","","","","",""]
["","","","","","","","","","","","","","","","","","","","","","","","","","","","","","","","","","","","","","","","","","","","","","","","","","","","","","","","","","","","","","","","","","","","","","","","","","","","","","","","","","","","","","","","","","","","","","","","","","","","",null,"","","","","","","","","","","","","","","","","","","","","","","","","","","","","","","","","","","","","","","","","","","","","","","","","","","","","","","","","","","","","","","","","","","","","","","","","","","","","","","","","","","","","","","","","","",""]
["","","","","","","","","","","","","","","","","","","","","","","","","","","","","","","","","","","","","","","","","","","","","","","","","","","","","","","","","","","","","","","","","","","","","","","","","","","","","","","","","","","","","","","","","","","","","","","","","","","","",null,"","","","","","","","","","","","","","",{"$f":"IFERROR($F135*X135,\"\")","v":""},"","","","","","","","","","","","","","","","","","","","","","","","","","","","","","","","","","","","","","","","","","","","","","","","","","","","","","","","","","","","","","","","","","","","","","","","","","","",""]
["","","","","","","","","","","","","","","","","","","","","","","","","","","","","","","","","","","","","","","","","","","","","","","","","","","","","","","","","","","","","","","","","","","","","","","","","","","","","","","","","","","","","","","","","","","","","","","","","","","","",null,"","","","","","","","","","","","","","","","","","","","","","","","","","","","","","","","","","","","","","","","","","","","","","","","","","","","","","","","","","","","","","","","","","","","","","","","","","","","","","","","","","","","","","","","","","",""]
["","","","","","","","","","","","","","","","","","","","","","","","","","","","","","","","","","","","","","","","","","","","","","","","","","","","","","","","","","","","","","","","","","","","","","","","","","","","","","","","","","","","","","","","","","","","","","","","","","","","",null,"","","","","","","","","","","","","","","","","","","","","","","","","","","","","","","","","","","","","","","","","","","","","","","","","","","","","","","","","","","","","","","","","","","","","","","","","","","","","","","","","","","","","","","","","","",""]
["","","","","","","","","","","","","","","","","","","","","","","","","","","","","","","","","","","","","","","","","","","","","","","","","","","","","","","","","","","","","","","","","","","","","","","","","","","","","","","","","","","","","","","","","","","","","","","","","","","","",null,"","","","","","","","","","","","","","","","","","","","","","","","","","","","","","","","","","","","","","","","","","","","","","","","","","","","","","","","","","","","","","","","","","","","","","","","","","","","","","","","","","","","","","","","","","",""]
["","","","","","","","","","","","","","","","","","","","","","","","","","","","","","","","","","","","","","","","","","","","","","","","","","","","","","","","","","","","","","","","","","","","","","","","","","","","","","","","","","","","","","","","","","","","","","","","","","","","",null,"","","","","","","","","","","","","","","","","","","","","","","","","","","","","","","","","","","","","","","","","","","","","","","","","","","","","","","","","","","","","","","","","","","","","","","","","","","","","","","","","","","","","",{"$f":"IFERROR($F139*CQ139,\"\")","v":""},"","","","",""]
["","","","","","","","","","","","","","","","","","","","","","","","","","","","","","","","","","","","","","","","","","","","","","","","","","","","","","","","","","","","","","","","","","","","","","","","","","","","","","","","","","","","","","","","","","","","","","","","","","","","",null,"","","","","","","","","","","","","","","","","","","","","","","","","","","","","","","","","","","","","","","","","","","","","","","","","","","","","","","","","","","","","","","","","","","","","","","","","","","","","","","","","","","","","","","","","","",""]
["","","","","","","","","","","","","","","","","","","","","","","","","","","","","","","","","","","","","","","","","","","","","","","","","","","","","","","","","","","","","","","","","","","","","","","","","","","","","","","","","","","","","","","","","","","","","","","","","","","","",null,"","","","","","","","","","","","","","","","","","","","","","","","","","","","","","","","","","","","","","","","","","","","","","","","","","","","","","","","","","","","","","","","","","","","","","","","","","","","","","","","","","","","","","","","","","",""]
["","","","","","","","","","","","","","","","","","","","","","","","","","","","","","","","","","","","","","","","","","","","","","","","","","","","","","","","","","","","","","","","","","","","","","","","","","","","","","","","","","","","","","","","","","","","","","","","","","","","",null,"","","","","","","","","","","","","","","","","","","","","","","","","","","","","","","","","","","","","","","","","","","","","","","","","","","","","","","","","","","","","","","","","","","","","","","","","","","","","","","","","","","","","","","","","","",""]
["","","","","","","","","","","","","","","","","","","","","","","","","","","","","","","","","","","","","","","","","","","","","","","","","","","","","","","","","","","","","","","","","","","","","","","","","","","","","","","","","","","","","","","","","","","","","","","","","","","","",null,"","","","","","","","","","","","","","","","","","","","","","","","","","","","","","","","","","","","","","","","","","","","",{"$f":"IFERROR($F143*BB143,\"\")","v":""},"","","","","","","","","","","","","","","","","","","","","","","","","","","","","","","","","","","","","","","","","","","","","",""]
["","","","","","","","","","","","","","","","","","","","","","","","","","","","","","","","","","","","","","","","","","","","","","","","","","","","","","","","","","","","","","","","","","","","","","","","","","","","","","","","","","","","","","","","","","","","","","","","","","","","",null,"","","","","","","","","","","","","","","","","","","","","","","","","","","","","","","","","","","","","","","","","","","","","","","","","","","","","","","","","","","","","","","","","","","","","","","","","","","","","","","","","","","","","","","","","","",""]
["","","","","","","","","","","","","","","","","","","","","","","","","","","","","","","","","","","","","","","","","","","","","","","","","","","","","","","","","","","","","","","","","","","","","","","","","","","","","","","","","","","","","","","","","","","","","","","","","","","","",null,"","","","","","","","","","","","","","","","","","","","","","","","","","","","","","","","","","","","","","","","","","","","","","","","","","","","","","","","","","","","","","","","","","","","","","","","","","","","","","","","","","","","","","","","","","",""]
["","","","","","","","","","","","","","","","","","","","","","","","","","","","","","","","","","","","","","","","","","","","","","","","","","","","","","","","","","","","","","","","","","","","","","","","","","","","","","","","","","","","","","","","","","","","","","","","","","","","",null,"","",{"$f":"IFERROR($F146*L146,\"\")","v":""},"","","","","","","","","","","","","","","","","","","","","","","","","","","","","","","","","","","","","","","","","","","","","","","","","","","","","","","","","","","","","","","","","","","","","","","","","","","","","","","","","","","","","","","",""]
["","","","","","","","","","","","","","","","","","","","","","","","","","","","","","","","","","","","","","","","","","","","","","","","","","","","","","","","","","","","","","","","","","","","","","","","","","","","","","","","","","","","","","","","","","","","","","","","","","","","",null,{"$f":"IFERROR($F147*J147,\"\")","v":""},"","","","","","","","","","","","","","","","","","","","","","","","","","","","","","","","","","","","","","","","","","","","","","","","","","","","","","","","","","","","","","","","","","","","","","","","","","","","","","","","","","","","","","","","","",""]
["","","","","","","","","","","","","","","","","","","","","","","","","","","","","","","","","","","","","","","","","","","","","","","","","","","","","","","","","","","","","","","","","","","","","","","","","","","","","","","","","","","","","","","","","","","","","","","","","","","","",null,"","","","","","","","","","","","","","","","","","","","","","","","","","","","","","","","","","","","","","","","","","","","","","","","","","","","","","","","","","","","","","","","","","","","","","","","","","","","","","","","","","","","","","","","","","",""]
["","","","","","","","","","","","","","","","","","","","","","","","","","","","","","","","","","","","","","","","","","","","","","","","","","","","","","","","","","","","","","","","","","","","","","","","","","","","","","","","","","","","","","","","","","","","","","","","","","","","",null,"","","","","","","","","","","","","","","","","","","","","","","","","","","","","","","","","","","","","","","","","","","","","","","","","","","","","","","","","","","","","","","","","","","","","","","","","","","","","","","","","","","","","","","","","","",""]
["","","","","","","","","","","","","","","","","","","","","","","","","","","","","","","","","","","","","","","","","","","","","","","","","","","","","","","","","","","","","","","","","","","","","","","","","","","","","","","","","","","","","","","","","","","","","","","","","","","","",null,"","","","","","","","","","","","","","","","","","","","","","","","","","","","","","","","","","","","","","","","","","","","","","","","","","","","","","","","","","","","","","","","","","","","","","","","","","","","","","","","","","","","","","","","","","",""]
["","","","","","","","","","","","","","","","","","","","","","","","","","","","","","","","","","","","","","","","","","","","","","","","","","","","","","","","","","","","","","","","","","","","","","","","","","","","","","","","","","","","","","","","","","","","","","","","","","","","",null,"","","","","","","","","","","","","","","","","","","","","","","","","","","","","","","","","","","","","","","","","","","","","","","","","","","","","","","","","","","","",{"$f":"IFERROR($F151*BR151,\"\")","v":""},"","","","","","","","","","","","","","","","","","","","","","","","","","","","","",""]
["","","","","","","","","","","","","","","","","","","","","","","","","","","","","","","","","","","","","","","","","","","","","","","","","","","","","","","","","","","","","","","","","","","","","","","","","","","","","","","","","","","","","","","","","","","","","","","","","","","","",null,"","","","","","","","","","","","","","","","","","","","","","","","","","","","","","","","","","","","","","","","","","","","","","","","","","","","","","","","","","","","","","","","","","","","","","","","","","","","","","","","","","","","","","","","","","",""]
["","","","","","","","","","","","","","","","","","","","","","","","","","","","","","","","","","","","","","","","","","","","","","","","","","","","","","","","","","","","","","","","","","","","","","","","","","","","","","","","","","","","","","","","","","","","","","","","","","","","",null,"","","","","","","","","","","","","","","","","",{"$f":"IFERROR($F153*AA153,\"\")","v":""},"","","","","","","","","","","","","","","","","","","","",{"$f":"IFERROR($F153*AV153,\"\")","v":""},"","","","","","","","","","","","","","","","","","","","","","","","","","","","","","","","","","","","","","","","","","","","","","","","","","","",""]
["","","","","","","","","","","","","","","","","","","","","","","","","","","","","","","","","","","","","","","","","","","","","","","","","","","","","","","","","","","","","","","","","","","","","","","","","","","","","","","","","","","","","","","","","","","","","","","","","","","","",null,"","","","","","","","","","","","","","","","","","","","","","","","","","","","","","","","","",{"$f":"IFERROR($F154*AQ154,\"\")","v":""},"","","","","","","","","","","","","","","","","","","","","","","","","","","","","","","","","","","","","","","","","","","","","","","","","","","","","","","","",""]
["","","","","","","","","","","","","","","","","","","","","","","","","","","","","","","","","","","","","","","","","","","","","","","","","","","","","","","","","","","","","","","","","","","","","","","","","","","","","","","","","","","","","","","","","","","","","","","","","","","","",null,"","","","","","","","","","","","","","","","","","","","","","","","","","","","","","","","","","","","","","","","","","","","","","","","","","","","","","","","","","","","","","","","","","","","","","","","","","","","","","","","","","","","","","","","","","",""]
["","","","","","","","","","","","","","","","","","","","","","","","","","","","","","","","","","","","","","","","","","","","","","","","","","","","","","","","","","","","","","","","","","","","","","","","","","","","","","","","","","","","","","","","","","","","","","","","","","","","",null,"","","","","","","","","","","","","","","","","","","","","","","","","","","","","","","","","","","","","","","","","","","","","","","","","","","","","","","","","","","","","","","","","","","","","","","","","","","","","","","","","","","","","","","","","","",""]
["","","","","","","","","","","","","","","","","","","","","","","","","","","","","","","","","","","","","","","","","","","","","","","","","","","","","","","","","","","","","","","","","","","","","","","","","","","","","","","","","","","","","","","","","","","","","","","","","","","","",null,"","","","","","","","","","","","","","","","","","","","","","","","","","","","","","","","","","","","","","","","","","","","","","","","","","","","","","","","","","","","","","","","","","","","","","","","","","","","","","","","","","","","","","","","","","",""]
["","","","","","","","","","","","","","","","","","","","","","","","","","","","","","","","","","","","","","","","","","","","","","","","","","","","","","","","","","","","","","","","","","","","","","","","","","","","","","","","","","","","","","","","","","","","","","","","","","","","",null,"","","","","","","","","","","","","","","","","","","","","","","","","","","","","","","","","","","","","","","","","","","","","","","","","","","","","","","","","","","","","","","","","","","","","","","","","","","","","","","","","","","","","","","","","","",""]
["","","","","","","","","","","","","","","","","","","","","","","","","","","","","","","","","","","","","","","","","","","","","","","","","","","","","","","","","","","","","","","","","","","","","","","","","","","","","","","","","","","","","","","","","","","","","","","","","","","","",null,"","","","","","","","","","","","","","","","","","","","","","","","","","","","","","","","","","","","","","","","","","","","","","","","","","","","","","","","","","","","","","","","","","","","","","","","","","","","","","","","","","","","","","","","","","",""]
["","","","","","","","","","","","","","","","","","","","","","","","","","","","","","","","","","","","","","","","","","","","","","","","","","","","","","","","","","","","","","","","","","","","","","","","","","","","","","","","","","","","","","","","","","","","","","","","","","","","",null,"","","","","","","","","","","","","","","","","","","","","","","","","","","","","","","","","","","","","","","","","","","","","","","","","","","","","","","","","","","","","","","","","","","","","","","","","","","","","","","","","","","","","","","","","","",""]
["","","","","","","","","","","","","","","","","","","","","","","","","","","","","","","","","","","","","","","","","","","","","","","","","","","","","","","","","","","","","","","","","","","","","","","","","","","","","","","","","","","","","","","","","","","","","","","","","","","","",null,"","","","","","","","","","","","","","","","","","","","","","","","","","","","","","","","","","","","","","","","","","","","","","","","","","","","","","","","","","","","","","","","","","","","","","","","","","","","","","","","","","","","","","","","","","",""]
["","","","","","","","","","","","","","","","","","","","","","","","","","","","","","","","","","","","","","","","","","","","","","","","","","","","","","","","","","","","","","","","","","","","","","","","","","","","","","","","","","","","","","","","","","","","","","","","","","","","",null,"","","","","","","","","","","","","","","","","","","","","","","","","","","","","","","","","","","","","","","","","","","","","","","","","","","","","","","","","","","","","","","","","","","","","","","","","","","","","","","","","","","","","","","","","","",""]
["","","","","","","","","","","","","","","","","","","","","","","","","","","","","","","","","","","","","","","","","","","","","","","","","","","","","","","","","","","","","","","","","","","","","","","","","","","","","","","","","","","","","","","","","","","","","","","","","","","","",null,"","","","","","","","","","","","","","","","","","","","","","","","","","","","","","","","","","","","","","","","","","","","","","","","","","","","","","","","","","","","","","","","","","","","","","","","","","","","","","","","","","","","","","","","","","",""]
["","","","","","","","","","","","","","","","","","","","","","","","","","","","","","","","","","","","","","","","","","","","","","","","","","","","","","","","","","","","","","","","","","","","","","","","","","","","","","","","","","","","","","","","","","","","","","","","","","","","",null,"","","","","","","","","","","","","","","","","","","","","","","","","","","","","","","","","","","","","","","","","","","","","","","","","","","","","","","","","","","","","","","","","","","","","","","","","","","","","","","","","","","",{"$f":"IFERROR($F164*CO164,\"\")","v":""},"","","","","","",""]
["","","","","","","","","","","","","","","","","","","","","","","","","","","","","","","","","","","","","","","","","","","","","","","","","","","","","","","","","","","","","","","","","","","","","","","","","","","","","","","","","","","","","","","","","","","","","","","","","","","","",null,"","","","","","","","","","","","","","","","","","","","","","","","","","","","","","","","","","","","","","","","","","","","","","","","","","","","","","","","","","","","","","","","","","","","","","","","","","","","","","","","","","","","","","","","","","",""]
["","","","","","","","","","","","","","","","","","","","","","","","","","","","","","","","","","","","","","","","","","","","","","","","","","","","","","","","","","","","","","","","","","","","","","","","","","","","","","","","","","","","","","","","","","","","","","","","","","","","",null,"","","","","","","","","","","","","","","","","","","","","","","","","","","","","","","","","","","","","","","","","","","","","","","","","","","","","","","","","","","","","","","","","","","","","","","","","","","","","","","","","","","","","","","","","","",""]
["","","","","","","","","","","","","","","","","","","","","","","","","","","","","","","","","","","","","","","","","","","","","","","","","","","","","","","","","","","","","","","","","","","","","","","","","","","","","","","","","","","","","","","","","","","","","","","","","","","","",null,"","","","","","","","","","","","","","","","","","","","","","","","","","","","","","","","","","","","","","","","","","","","","","","","","","","","","","","","","","","","","","","","","","","","","","","","","","","","","","","","","","","","","","","","","","",""]
["","","","","","","","","","","","","","","","","","","","","","","","","","","","","","","","","","","","","","","","","","","","","","","","","","","","","","","","","","","","","","","","","","","","","","","","","","","","","","","","","","","","","","","","","","","","","","","","","","","","",null,"","","","","","","","","","","","","","","","","","","","","","","","","","","","","","","","","","","","","","","","","","","","","","","","","","","","","","","","","","","","","","","","","","","","","","","","","","","","","","","","","","","","","","","","","","",""]
["","","","","","","","","","","","","","","","","","","","","","","","","","","","","","","","","","","","","","","","","","","","","","","","","","","","","","","","","","","","","","","","","","","","","","","","","","","","","","","","","","","","","","","","","","","","","","","","","","","","",null,"","","","","","","","","","","","","","","","","","","","","",{"$f":"IFERROR($F169*AE169,\"\")","v":""},"","","","","","","","","","","","","","","","","","","","","","","","","","","","","","","","","","","","","","","","","","","","","","","","","","","","","","","","","","","","","","","","","","","","",""]
["","","","","","","","","","","","","","","","","","","","","","","","","","","","","","","","","","","","","","","","","","","","","","","","","","","","","","","","","","","","","","","","","","","","","","","","","","","","","","","","","","","","","","","","","","","","","","","","","","","","",null,"","","","","","","","","","","","","","","","","","","","","","","","","","","","","","","","","","","","","","","","","","","","","","","","","","","","","","",{"$f":"IFERROR($F170*BL170,\"\")","v":""},"","","","","","","","","","","","","","","","","","","","","","","","","","","","","","","","","","","",""]
["","","","","","","","","","","","","","","","","","","","","","","","","","","","","","","","","","","","","","","","","","","","","","","","","","","","","","","","","","","","","","","","","","","","","","","","","","","","","","","","","","","","","","","","","","","","","","","","","","","","",null,"","","","","","","","","","","","","","","","","","","","","","","","","","","","","","","","","","","","","","","","","","","","","","","","","","","","","","","","","","","","","","","","","","","","","","","","","","","","","","","",{"$f":"IFERROR($F171*CK171,\"\")","v":""},"","","","","","","","","","",""]
["","","","","","","","","","","","","","","","","","","","","","","","","","","","","","","","","","","","","","","","","","","","","","","","","","","","","","","","","","","","","","","","","","","","","","","","","","","","","","","","","","","","","","","","","","","","","","","","","","","","",null,"","","","","","","","","","","","","","","","","","","","","","","","","","","","","","","","","","","","","","","","","","","","","","","","","","","","","","","","","","","","","","","","","","","","","","","","","","","","",{"$f":"IFERROR($F172*CH172,\"\")","v":""},"","","","","","","","","","","","","",""]
["","","","","","","","","","","","","","","","","","","","","","","","","","","","","","","","","","","","","","","","","","","","","","","","","","","","","","","","","","","","","","","","","","","","","","","","","","","","","","","","","","","","","","","","","","","","","","","","","","","","",null,"","","","","","","","","","","","","","","","","","","","","","","","","","","","","","","","","","","","","","","","","","","","","","","","","","","","","","","","","","","","","","","","","","","","","","","","","","","","","","","","","","","","","","","","","","",""]
["","","","","","","","","","","","","","","","","","","","","","","","","","","","","","","","","","","","","","","","","","","","","","","","","","","","","","","","","","","","","","","","","","","","","","","","","","","","","","","","","","","","","","","","","","","","","","","","","","","","",null,"","","","","",{"$f":"IFERROR($F174*O174,\"\")","v":""},"","","","","","","","","","","","","","","","","","","","","","","","","","","","","","","","","","","","","","","","","","","","","","","","","","","","","","","","","","","","","","","","","","","","","","","","","","","","","","","","","","","","",""]
["","","","","","","","","","","","","","","","","","","","","","","","","","","","","","","","","","","","","","","","","","","","","","","","","","","","","","","","","","","","","","","","","","","","","","","","","","","","","","","","","","","","","","","","","","","","","","","","","","","","",null,"","","","","","","","","","","","","","","","","","","","","","","","","","","","","","","","","","","","","","","","","","","","","","","","","","","","","","","","","","","","","","","","","","","","","","","","","","","","","","","","","","","","","","","","","","",""]
["","","","","","","","","","","","","","","","","","","","","","","","","","","","","","","","","","","","","","","","","","","","","","","","","","","","","","","","","","","","","","","","","","","","","","","","","","","","","","","","","","","","","","","","","","","","","","","","","","","","",null,"","","","","","","","","","","","","","","","","","","","","","","","","","","","","","","","","","","","","","","","","","","","","","","","","","","","","","","","","","","","","","","","","","","","","","","","","","","","","","","","","","","","","","","","","","",""]
["","","","","","","","","","","","","","","","","","","","","","","","","","","","","","","","","","","","","","","","","","","","","","","","","","","","","","","","","","","","","","","","","","","","","","","","","","","","","","","","","","","","","","","","","","","","","","","","","","","","",null,"","","","","","","","","","","","","","","","","","","","","","","","","","","","","","","","","","","","","","","","","","","","","","","","","","","","","","","","","","","","","","","","","","","","","","",{"$f":"IFERROR($F177*CB177,\"\")","v":""},"","","","","","","","","","","","","","","","","","","",""]
["","","","","","","","","","","","","","","","","","","","","","","","","","","","","","","","","","","","","","","","","","","","","","","","","","","","","","","","","","","","","","","","","","","","","","","","","","","","","","","","","","","","","","","","","","","","","","","","","","","","",null,"","","","","","","","","","","","","","","","","","","","","","","","","","","","","","","","","","","","","","","","","","","","","","","","","","","",{"$f":"IFERROR($F178*BI178,\"\")","v":""},"","","","","","","","","","","","","","","","","","","","","","","","","","","","","","","","","","","","","","",""]
["","","","","","","","","","","","","","","","","","","","","","","","","","","","","","","","","","","","","","","","","","","","","","","","","","","","","","","","","","","","","","","","","","","","","","","","","","","","","","","","","","","","","","","","","","","","","","","","","","","","",null,"","","","","","","","","","","","",{"$f":"IFERROR($F179*V179,\"\")","v":""},"","","","","","","","","","","","","","","","","","","","","","","","","","","","","","","","","","","","","","","","","","","","","","","","","","","","","","","","","","","","","","","","","","","","","","","","","","","","","",""]
["","","","","","","","","","","","","","","","","","","","","","","","","","","","","","","","","","","","","","","","","","","","","","","","","","","","","","","","","","","","","","","","","","","","","","","","","","","","","","","","","","","","","","","","","","","","","","","","","","","","",null,"","","","","","","","","","","","","","","","","","","","","","","","","","","","","","","","","","","","","","","","","","","","","","","","","","","","","","","","","","","","","","","","","","","","","","","","","","","","","","","","","","","","","","","","","","",""]
["","","","","","","","","","","","","","","","","","","","","","","","","","","","","","","","","","","","","","","","","","","","","","","","","","","","","","","","","","","","","","","","","","","","","","","","","","","","","","","","","","","","","","","","","","","","","","","","","","","","",null,"","","","","","","","","","","","","","","","","","","","","","","","","","","","","","","","","","","","","","","","","","","","","","","","","","","","","","","","","","","","","","","","","","","","","","","","","","","","","","","","","","","","","","","","","","",""]
["","","","","","","","","","","","","","","","","","","","","","","","","","","","","","","","","","","","","","","","","","","","","","","","","","","","","","","","","","","","","","","","","","","","","","","","","","","","","","","","","","","","","","","","","","","","","","","","","","","","",null,"","","","","","","","","","","","","","","","","","","","","","","","","","","","","","","","","","","","","","","","","","","","","","","","","","","","","","","","","","","","","","","","","","","","","","","","","","","","","","","","","","","","","","","","","","",""]
["","","","","","","","","","","","","","","","","","","","","","","","","","","","","","","","","","","","","","","","","","","","","","","","","","","","","","","","","","","","","","","","","","","","","","","","","","","","","","","","","","","","","","","","","","","","","","","","","","","","",null,"","","","","","","","","","","","","","","","","","","","","","","","","","","","","","","","","","","","","","","","","","","","","","","","","","","","","","","","","","","","","","","","","","","","","","","","","","","","","","","","","","","","","","","","","","",""]
["","","","","","","","","","","","","","","","","","","","","","","","","","","","","","","","","","","","","","","","","","","","","","","","","","","","","","","","","","","","","","","","","","","","","","","","","","","","","","","","","","","","","","","","","","","","","","","","","","","","",null,"","","","","","","","","","","","","","","","","","","","","","","","","","","","","","","","","","","","","","","","","","","","","","","","","","","","","","","","","","","","","","","","","","","","","","","","","","","","","","","","","","","","","","","","","","",""]
["","","","","","","","","","","","","","","","","","","","","","","","","","","","","","","","","","","","","","","","","","","","","","","","","","","","","","","","","","","","","","","","","","","","","","","","","","","","","","","","","","","","","","","","","","","","","","","","","","","","",null,"","","","","","","","","","","","","","","","","","","","","","","","","","","","","","","","","","","","","","","","","","","","","","","","","","","","","","","","","","","","","","","","","","","","","","","","","","","","","","","","","","","","","","","","","","",""]
["","","","","","","","","","","","","","","","","","","","","","","","","","","","","","","","","","","","","","","","","","","","","","","","","","","","","","","","","","","","","","","","","","","","","","","","","","","","","","","","","","","","","","","","","","","","","","","","","","","","",null,"","","","","","","","","","","","","","","","","","","","","","","","","","","","","","","","","","","","","","","","","","","","","","","","","","","","","","","","","","","","","","","","","","","","","","","","","","","","","","","","","","","","","","","","","","",""]
["","","","","","","","","","","","","","","","","","","","","","","","","","","","","","","","","","","","","","","","","","","","","","","","","","","","","","","","","","","","","","","","","","","","","","","","","","","","","","","","","","","","","","","","","","","","","","","","","","","","",null,"","","","","","","","","","","","","","","","","","","","","","","","","","","","","","","","","","","","","","","","","","","","","","","","","","","","","","","","","","","","","","","","","","","","","","","","","","","","","","","","","","","","","","","","","","",""]
["","","","","","","","","","","","","","","","","","","","","","","","","","","","","","","","","","","","","","","","","","","","","","","","","","","","","","","","","","","","","","","","","","","","","","","","","","","","","","","","","","","","","","","","","","","","","","","","","","","","",null,"","","","","","","","","","","","","","","","","","","","","","","","","","","","","","","","","","","","","","","","","","","","","","","","","","","","","","","","","","","","","","","","","","","","","","","","","","","","","","","","","","","","","","","","","","",""]
["","","","","","","","","","","","","","","","","","","","","","","","","","","","","","","","","","","","","","","","","","","","","","","","","","","","","","","","","","","","","","","","","","","","","","","","","","","","","","","","","","","","","","","","","","","","","","","","","","","","",null,"","","","","","","","","","","","","","","","","","","","","","","","","","","","","","","","","","","","","","","","","","","","","","","","","","","","","","","","","","","","","","","","","","","","","","","","","","","","","","","","","","","","","","","","","","",""]
["","","","","","","","","","","","","","","","","","","","","","","","","","","","","","","","","","","","","","","","","","","","","","","","","","","","","","","","","","","","","","","","","","","","","","","","","","","","","","","","","","","","","","","","","","","","","","","","","","","","",null,"","","","","","","","","","","","","","","","","","","","","","","","",{"$f":"IFERROR($F190*AH190,\"\")","v":""},"","","","","","","","","","","","","","","","","","","","","","","","","","","","","","","","","","",{"$f":"IFERROR($F190*BQ190,\"\")","v":""},"","","","","","","","","","","","","","","","","","","","","","","","","","","","","","",""]

{"sheet":"Lives scenario - output","index":5,"n_rows":175,"n_cols":43,"rows_kept":175,"cut":false,"hidden":false,"merged":[]}
[null,null,null,"Replacement expenditure forecast ($,000)",null,null,null,null,null,null,null,null,null,null,null,null,null,null,null,null,null,null,null,"Replacement quantity forecast (#)"]
[null,null,null,1,2,3,4,5,6,7,8,9,10,11,12,13,14,15,16,17,18,19,20,1,2,3,4,5,6,7,8,9,10,11,12,13,14,15,16,17,18,19,20]
[]
[]
["ID","Asset group",null,2020,2021,2022,2023,2024,2025,2026,2027,2028,2029,2030,2031,2032,2033,2034,2035,2036,2037,2038,2039,2020,2021,2022,2023,2024,2025,2026,2027,2028,2029,2030,2031,2032,2033,2034,2035,2036,2037,2038,2039]
[{"$f":"IFERROR(IF('Historical scenario - output'!A6=\"\",\"\",'Historical scenario - output'!A6),\"\")","v":1},{"$f":"IFERROR(IF('Historical scenario - output'!B6=\"\",\"\",'Historical scenario - output'!B6),\"\")","v":"OVERHEAD CONDUCTORS"},null,{"$f":"IFERROR(IF($A6=\"\",\"\",SUMIFS(D$21:D$175,$A$21:$A$175,$A6)),\"\")","v":6985.406560939412},{"$f":"IFERROR(IF($A6=\"\",\"\",SUMIFS(E$21:E$175,$A$21:$A$175,$A6)),\"\")","v":7069.3602261994274},7224.1304966050739,7458.7944800799214,7782.2270680505544,8203.1801169537375,8730.285256272331,9371.9558899542062,10136.173884487484,11030.158211014494,12059.925504129311,13229.765100319784,14541.662566649087,15994.714983159098,17584.58734532541,19303.061622226349,21137.727723565713,{"$f":"IFERROR(IF($A6=\"\",\"\",SUMIFS(U$21:U$175,$A$21:$A$175,$A6)),\"\")","v":23071.858731018008},25084.501498742917,27150.798845456789,{"$f":"IFERROR(IF($A6=\"\",\"\",SUMIFS(X$21:X$175,$A$21:$A$175,$A6)),\"\")","v":141.34959795003732},{"$f":"IFERROR(IF($A6=\"\",\"\",SUMIFS(Y$21:Y$175,$A$21:$A$175,$A6)),\"\")","v":143.69216707650085},147.11285157897692,151.75807923776978,157.76946963942135,165.28574860773634,174.44396543335941,185.37955596517619,198.22489743512088,213.10614047560912,230.13826997203037,249.41852682813376,271.01850340295994,294.97539130649062,321.28299634667133,349.88322773890786,380.65880574655336,{"$f":"IFERROR(IF($A6=\"\",\"\",SUMIFS(AO$21:AO$175,$A$21:$A$175,$A6)),\"\")","v":413.4279061801505},447.94136934847717,483.88294899291515]
[{"$f":"IFERROR(IF('Historical scenario - output'!A7=\"\",\"\",'Historical scenario - output'!A7),\"\")","v":2},{"$f":"IFERROR(IF('Historical scenario - output'!B7=\"\",\"\",'Historical scenario - output'!B7),\"\")","v":"POLES"},null,{"$f":"IFERROR(IF($A7=\"\",\"\",SUMIFS(D$21:D$175,$A$21:$A$175,$A7)),\"\")","v":6317.8667515157404},6686.3922731537632,7214.9034248240569,7903.2085610085514,8747.2866711197894,9738.2115454174891,10861.727419772767,12098.474203794642,13424.791391706531,14813.973344714166,16237.819920637205,17668.324722601312,19079.355253316353,20448.189318318935,21756.773565129672,22992.571394424973,24148.887690787902,25224.614224818848,26223.433859415552,27152.632989689831,1308.677251272218,1388.6512594493263,1501.1008843747684,1646.7265452818747,1825.2512403323212,2035.261366795411,2274.1642106443251,2538.2673762217551,2822.9687653290916,3123.0323867877009,3432.9182511907075,3747.1336536001909,4060.5754842715805,4368.8355564402991,4668.4418602646983,4957.0097072249209,5233.2816526606866,5497.0472570010361,5748.9533861014688,5990.2385274237058]
[{"$f":"IFERROR(IF('Historical scenario - output'!A8=\"\",\"\",'Historical scenario - output'!A8),\"\")","v":3},{"$f":"IFERROR(IF('Historical scenario - output'!B8=\"\",\"\",'Historical scenario - output'!B8),\"\")","v":"SERVICE LINES"},null,799.0823002273147,853.18467273736019,909.4457208486383,968.76248155691758,1031.9645075996582,1099.7060589059381,1172.3714781529936,1250.0062610608934,1332.2841054843489,1418.5166897461129,1507.7085001414951,1598.6542178792452,1690.0715363571617,1780.7583150500463,1869.7600820973391,1956.5323209504759,2041.081805136577,2124.0724259023336,2206.8833330449279,2291.6105631570817,1924.9549667805918,2055.2853022451909,2190.8157966101194,2333.7073734837736,2485.9583901336887,2649.1449312737504,2824.1928627458587,3011.211782680145,3209.4156440066222,3417.1463098696545,3632.0056305780236,3851.0900444472968,4071.3105288516467,4289.771177195199,4504.172705525817,4713.2033942385897,4916.8795576471148,5116.8004784683935,5316.2884668444949,5520.3927829719478]
[{"$f":"IFERROR(IF('Historical scenario - output'!A9=\"\",\"\",'Historical scenario - output'!A9),\"\")","v":4},{"$f":"IFERROR(IF('Historical scenario - output'!B9=\"\",\"\",'Historical scenario - output'!B9),\"\")","v":"SWITCHGEAR"},null,5549.670760636468,5805.8056901677974,6066.9911920493514,6333.0519719537524,6603.6917952200311,6878.7568764786383,7158.5162828125876,7443.9229196850192,7736.821027625464,8040.073023755609,8357.5896922271968,8694.2623721508025,9055.8124072420469,9448.5893858490017,9879.3626022510907,10355.15645448784,10883.177393322698,11470.866146767496,12126.084988263974,12857.419015626529,43.254964451925005,48.643007268173086,54.778013407011258,61.734011332113823,69.591005934059922,78.441187658949957,88.39731424630483,99.603030250559556,112.24460242086522,126.56325942342966,142.86707554372518,161.54117148577618,183.0549508993451,207.96515885593277,236.91372615487197,270.61962161336157,309.86423741640601,355.47015194335683,408.27344237826628,469.09007402576572]
[{"$f":"IFERROR(IF('Historical scenario - output'!A10=\"\",\"\",'Historical scenario - output'!A10),\"\")","v":5},{"$f":"IFERROR(IF('Historical scenario - output'!B10=\"\",\"\",'Historical scenario - output'!B10),\"\")","v":"TRANSFORMERS"},null,12074.170763689815,12308.215695603611,12561.308182703169,12850.368752821178,13194.217933747599,13612.620761694374,14125.874863616933,14754.859109125306,15521.393760444642,16448.725754969386,17561.942434694003,18888.128752294884,20456.111982514052,22295.681726785308,24436.231143445009,26904.83758599569,29723.88405738974,32908.408806991538,36463.445292377437,40381.661800515023,148.81954109641711,153.94370603851257,162.04918717260611,172.753312276033,185.79095535335662,200.97525507862201,218.16564583858971,237.2431466888288,258.09271177152624,280.59236084103361,304.60872329946056,329.99850510958589,356.61520407682059,384.32015123889153,412.99665794285698,442.56573081065108,473.00152755976836,504.34452446572601,536.71031343333846,570.29209770128045]
[{"$f":"IFERROR(IF('Historical scenario - output'!A11=\"\",\"\",'Historical scenario - output'!A11),\"\")","v":6},{"$f":"IFERROR(IF('Historical scenario - output'!B11=\"\",\"\",'Historical scenario - output'!B11),\"\")","v":"UNDERGROUND CABLES"},null,8092.2365062536664,8989.3639748696587,9960.4584639240675,11002.306302128456,12109.797374904234,13276.637971121845,14496.377646991123,15763.685401816791,17075.774880107652,18433.850705270848,19844.431739398788,21320.404039287008,22881.667028119384,24555.260007882236,26374.890582080952,28379.829139490248,30613.181285134411,33119.600016461372,35942.54865739659,39121.271232063868,10.342278037068844,11.930222805056456,13.763741091672761,15.870040633718395,18.27701040233698,21.013792630324957,24.111736303370783,27.605717741879513,31.535764193937382,35.948860129915303,40.900756367131265,46.457543850473037,52.696703173260225,59.707305863242823,67.589033729697874,76.44970846557969,86.401094612654745,97.552861241974298,110.00476200571599,123.83731233710229]
[{"$f":"IFERROR(IF('Historical scenario - output'!A12=\"\",\"\",'Historical scenario - output'!A12),\"\")","v":""},{"$f":"IFERROR(IF('Historical scenario - output'!B12=\"\",\"\",'Historical scenario - output'!B12),\"\")","v":""},null,"","","","","","","","","","","","","","","","","","","","","","","","","","","","","","","","","","","","","","","",""]
[{"$f":"IFERROR(IF('Historical scenario - output'!A13=\"\",\"\",'Historical scenario - output'!A13),\"\")","v":""},{"$f":"IFERROR(IF('Historical scenario - output'!B13=\"\",\"\",'Historical scenario - output'!B13),\"\")","v":""},null,"","","","","","","","","","","","","","","","","","","","","","","","","","","","","","","","","","","","","","","",""]
[{"$f":"IFERROR(IF('Historical scenario - output'!A14=\"\",\"\",'Historical scenario - output'!A14),\"\")","v":""},{"$f":"IFERROR(IF('Historical scenario - output'!B14=\"\",\"\",'Historical scenario - output'!B14),\"\")","v":""},null,"","","","","","","","","","","","","","","","","","","","","","","","","","","","","","","","","","","","","","","",""]
[{"$f":"IFERROR(IF('Historical scenario - output'!A15=\"\",\"\",'Historical scenario - output'!A15),\"\")","v":""},{"$f":"IFERROR(IF('Historical scenario - output'!B15=\"\",\"\",'Historical scenario - output'!B15),\"\")","v":""},null,"","","","","","","","","","","","","","","","","","","","","","","","","","","","","","","","","","","","","","","",""]
[{"$f":"IFERROR(IF('Historical scenario - output'!A16=\"\",\"\",'Historical scenario - output'!A16),\"\")","v":""},{"$f":"IFERROR(IF('Historical scenario - output'!B16=\"\",\"\",'Historical scenario - output'!B16),\"\")","v":""},null,"","","","","","","","","","","","","","","","","","","","","","","","","","","","","","","","","","","","","","","",""]
[{"$f":"IFERROR(IF('Historical scenario - output'!A17=\"\",\"\",'Historical scenario - output'!A17),\"\")","v":""},{"$f":"IFERROR(IF('Historical scenario - output'!B17=\"\",\"\",'Historical scenario - output'!B17),\"\")","v":""},null,"","","","","","","","","","","","","","","","","","","","","","","","","","","","","","","","","","","","","","","",""]
[null,null,"Total",{"$f":"IFERROR(SUM(D$6:D$17),\"\")","v":39818.433643262411},{"$f":"IFERROR(SUM(E$6:E$17),\"\")","v":41712.322532731618},43937.237480954354,46516.492549548777,49469.18535064187,52809.113330572021,56545.152947618735,60682.903785436851,65227.239049856122,70185.297729470607,75569.417791227999,81399.539204533037,87704.680774198074,94523.19373704461,101901.60532032949,109891.98851757558,118547.93995533705,127919.42035195959,138046.8976292414,148955.39444650913]
[]
["ID","Asset group","Asset category"]
[{"$f":"IFERROR('Lives scenario - input'!A6,\"\")","v":1},{"$f":"IFERROR('Lives scenario - input'!B6,\"\")","v":"OVERHEAD CONDUCTORS"},{"$f":"IFERROR('Lives scenario - input'!C6,\"\")","v":"˂ = 1 kv"},{"$f":"IFERROR(repcalc('Lives scenario - input'!$CX6:$GJ6,'Lives scenario - input'!$I6,'Lives scenario - input'!$G6,'Lives scenario - input'!$H6,20,TRUE,TRUE),\"\")","v":5049.6308676056169},5047.0861786055684,5103.7541944709556,5225.7473414132992,5418.7403267592454,5688.0458872517611,6038.6215705141894,6474.9911452175038,7001.0743472548729,7619.929501909487,8333.4241515481845,9141.8582555164048,10043.572008919917,11034.575189810021,12108.236709707226,13255.071443105724,14462.656424180044,15715.700368579408,16996.279730188824,18284.241931745237,{"$f":"IFERROR(IF(OR(D21=\"\",'Lives scenario - input'!$F6=\"\"),\"\",D21/'Lives scenario - input'!$F6),\"\")","v":74.507163296210507},{"$f":"IFERROR(IF(OR(E21=\"\",'Lives scenario - input'!$F6=\"\"),\"\",E21/'Lives scenario - input'!$F6),\"\")","v":74.469616480644049},{"$f":"IFERROR(IF(OR(F21=\"\",'Lives scenario - input'!$F6=\"\"),\"\",F21/'Lives scenario - input'!$F6),\"\")","v":75.305751481885565},{"$f":"IFERROR(IF(OR(G21=\"\",'Lives scenario - input'!$F6=\"\"),\"\",G21/'Lives scenario - input'!$F6),\"\")","v":77.105756979032279},{"$f":"IFERROR(IF(OR(H21=\"\",'Lives scenario - input'!$F6=\"\"),\"\",H21/'Lives scenario - input'!$F6),\"\")","v":79.953363121184168},{"$f":"IFERROR(IF(OR(I21=\"\",'Lives scenario - input'!$F6=\"\"),\"\",I21/'Lives scenario - input'!$F6),\"\")","v":83.926959191525782},{"$f":"IFERROR(IF(OR(J21=\"\",'Lives scenario - input'!$F6=\"\"),\"\",J21/'Lives scenario - input'!$F6),\"\")","v":89.09969366764004},{"$f":"IFERROR(IF(OR(K21=\"\",'Lives scenario - input'!$F6=\"\"),\"\",K21/'Lives scenario - input'!$F6),\"\")","v":95.538314630707433},{"$f":"IFERROR(IF(OR(L21=\"\",'Lives scenario - input'!$F6=\"\"),\"\",L21/'Lives scenario - input'!$F6),\"\")","v":103.30065767503724},{"$f":"IFERROR(IF(OR(M21=\"\",'Lives scenario - input'!$F6=\"\"),\"\",M21/'Lives scenario - input'!$F6),\"\")","v":112.43184830529742},{"$f":"IFERROR(IF(OR(N21=\"\",'Lives scenario - input'!$F6=\"\"),\"\",N21/'Lives scenario - input'!$F6),\"\")","v":122.95944205727596},{"$f":"IFERROR(IF(OR(O21=\"\",'Lives scenario - input'!$F6=\"\"),\"\",O21/'Lives scenario - input'!$F6),\"\")","v":134.88786482278934},{"$f":"IFERROR(IF(OR(P21=\"\",'Lives scenario - input'!$F6=\"\"),\"\",P21/'Lives scenario - input'!$F6),\"\")","v":148.19262622669191},{"$f":"IFERROR(IF(OR(Q21=\"\",'Lives scenario - input'!$F6=\"\"),\"\",Q21/'Lives scenario - input'!$F6),\"\")","v":162.8148506548815},{"$f":"IFERROR(IF(OR(R21=\"\",'Lives scenario - input'!$F6=\"\"),\"\",R21/'Lives scenario - input'!$F6),\"\")","v":178.65669658089274},{"$f":"IFERROR(IF(OR(S21=\"\",'Lives scenario - input'!$F6=\"\"),\"\",S21/'Lives scenario - input'!$F6),\"\")","v":195.57821124115236},{"$f":"IFERROR(IF(OR(T21=\"\",'Lives scenario - input'!$F6=\"\"),\"\",T21/'Lives scenario - input'!$F6),\"\")","v":213.39609411971185},{"$f":"IFERROR(IF(OR(U21=\"\",'Lives scenario - input'!$F6=\"\"),\"\",U21/'Lives scenario - input'!$F6),\"\")","v":231.88472274039358},{"$f":"IFERROR(IF(OR(V21=\"\",'Lives scenario - input'!$F6=\"\"),\"\",V21/'Lives scenario - input'!$F6),\"\")","v":250.77963567774881},{"$f":"IFERROR(IF(OR(W21=\"\",'Lives scenario - input'!$F6=\"\"),\"\",W21/'Lives scenario - input'!$F6),\"\")","v":269.78348221360716}]
[{"$f":"IFERROR('Lives scenario - input'!A7,\"\")","v":1},{"$f":"IFERROR('Lives scenario - input'!B7,\"\")","v":"OVERHEAD CONDUCTORS"},{"$f":"IFERROR('Lives scenario - input'!C7,\"\")","v":"˃ 11 kv & < = 22 kv ; swer"},{"$f":"IFERROR(repcalc('Lives scenario - input'!$CX7:$GJ7,'Lives scenario - input'!$I7,'Lives scenario - input'!$G7,'Lives scenario - input'!$H7,20,TRUE,TRUE),\"\")","v":4.6286697402328511E-5},8.2737071845829122E-5,1.4572709408075313E-4,2.5291636144508421E-4,4.3252407010133955E-4,7.2885420666829166E-4,1.2102313279342709E-3,1.9801304405812617E-3,3.192399717703982E-3,5.0715321993202098E-3,7.9388942537825073E-3,1.2245605035165376E-2,1.8612316472127785E-2,2.7875404182724793E-2,4.1137999832934737E-2,5.9822864378990349E-2,8.5722366273434145E-2,0.12103891411130209,0.16840731721957447,0.23088902338093012,{"$f":"IFERROR(IF(OR(D22=\"\",'Lives scenario - input'!$F7=\"\"),\"\",D22/'Lives scenario - input'!$F7),\"\")","v":1.4389677904282465E-5},{"$f":"IFERROR(IF(OR(E22=\"\",'Lives scenario - input'!$F7=\"\"),\"\",E22/'Lives scenario - input'!$F7),\"\")","v":2.5721424975657597E-5},{"$f":"IFERROR(IF(OR(F22=\"\",'Lives scenario - input'!$F7=\"\"),\"\",F22/'Lives scenario - input'!$F7),\"\")","v":4.5303857553760462E-5},{"$f":"IFERROR(IF(OR(G22=\"\",'Lives scenario - input'!$F7=\"\"),\"\",G22/'Lives scenario - input'!$F7),\"\")","v":7.8627017743001937E-5},{"$f":"IFERROR(IF(OR(H22=\"\",'Lives scenario - input'!$F7=\"\"),\"\",H22/'Lives scenario - input'!$F7),\"\")","v":1.3446373156652272E-4},{"$f":"IFERROR(IF(OR(I22=\"\",'Lives scenario - input'!$F7=\"\"),\"\",I22/'Lives scenario - input'!$F7),\"\")","v":2.2658728882675547E-4},{"$f":"IFERROR(IF(OR(J22=\"\",'Lives scenario - input'!$F7=\"\"),\"\",J22/'Lives scenario - input'!$F7),\"\")","v":3.7623853020393131E-4},{"$f":"IFERROR(IF(OR(K22=\"\",'Lives scenario - input'!$F7=\"\"),\"\",K22/'Lives scenario - input'!$F7),\"\")","v":6.1558592095611224E-4},{"$f":"IFERROR(IF(OR(L22=\"\",'Lives scenario - input'!$F7=\"\"),\"\",L22/'Lives scenario - input'!$F7),\"\")","v":9.9245801186004733E-4},{"$f":"IFERROR(IF(OR(M22=\"\",'Lives scenario - input'!$F7=\"\"),\"\",M22/'Lives scenario - input'!$F7),\"\")","v":1.5766455358671549E-3},{"$f":"IFERROR(IF(OR(N22=\"\",'Lives scenario - input'!$F7=\"\"),\"\",N22/'Lives scenario - input'!$F7),\"\")","v":2.4680553515218453E-3},{"$f":"IFERROR(IF(OR(O22=\"\",'Lives scenario - input'!$F7=\"\"),\"\",O22/'Lives scenario - input'!$F7),\"\")","v":3.8069320579831394E-3},{"$f":"IFERROR(IF(OR(P22=\"\",'Lives scenario - input'!$F7=\"\"),\"\",P22/'Lives scenario - input'!$F7),\"\")","v":5.7862248576200309E-3},{"$f":"IFERROR(IF(OR(Q22=\"\",'Lives scenario - input'!$F7=\"\"),\"\",Q22/'Lives scenario - input'!$F7),\"\")","v":8.6659474568803255E-3},{"$f":"IFERROR(IF(OR(R22=\"\",'Lives scenario - input'!$F7=\"\"),\"\",R22/'Lives scenario - input'!$F7),\"\")","v":1.2789043082442457E-2},{"$f":"IFERROR(IF(OR(S22=\"\",'Lives scenario - input'!$F7=\"\"),\"\",S22/'Lives scenario - input'!$F7),\"\")","v":1.8597821794085027E-2},{"$f":"IFERROR(IF(OR(T22=\"\",'Lives scenario - input'!$F7=\"\"),\"\",T22/'Lives scenario - input'!$F7),\"\")","v":2.6649497784337277E-2},{"$f":"IFERROR(IF(OR(U22=\"\",'Lives scenario - input'!$F7=\"\"),\"\",U22/'Lives scenario - input'!$F7),\"\")","v":3.7628759140161248E-2},{"$f":"IFERROR(IF(OR(V22=\"\",'Lives scenario - input'!$F7=\"\"),\"\",V22/'Lives scenario - input'!$F7),\"\")","v":5.235471933653426E-2},{"$f":"IFERROR(IF(OR(W22=\"\",'Lives scenario - input'!$F7=\"\"),\"\",W22/'Lives scenario - input'!$F7),\"\")","v":7.1779125851368031E-2}]
[{"$f":"IFERROR('Lives scenario - input'!A8,\"\")","v":1},{"$f":"IFERROR('Lives scenario - input'!B8,\"\")","v":"OVERHEAD CONDUCTORS"},{"$f":"IFERROR('Lives scenario - input'!C8,\"\")","v":"> 1 kv & < = 11 kv"},{"$f":"IFERROR(repcalc('Lives scenario - input'!$CX8:$GJ8,'Lives scenario - input'!$I8,'Lives scenario - input'!$G8,'Lives scenario - input'!$H8,20,TRUE,TRUE),\"\")","v":1638.6560058943687},1679.1939030342915,1724.4919865520108,1776.2647885704027,1836.2508364077996,1906.2245617282949,1988.0192849112645,2083.5562251159495,2194.872986330854,2324.1440910431411,2473.6860110387383,2645.9398459238005,2843.4263132779711,3068.669948680782,3324.0922021756346,3611.8762287622076,3933.8093267188865,4291.1118787160622,4684.2640012259217,5112.8426458790445,{"$f":"IFERROR(IF(OR(D23=\"\",'Lives scenario - input'!$F8=\"\"),\"\",D23/'Lives scenario - input'!$F8),\"\")","v":58.364836931303998},{"$f":"IFERROR(IF(OR(E23=\"\",'Lives scenario - input'!$F8=\"\"),\"\",E23/'Lives scenario - input'!$F8),\"\")","v":59.808695646982535},{"$f":"IFERROR(IF(OR(F23=\"\",'Lives scenario - input'!$F8=\"\"),\"\",F23/'Lives scenario - input'!$F8),\"\")","v":61.422100320264953},{"$f":"IFERROR(IF(OR(G23=\"\",'Lives scenario - input'!$F8=\"\"),\"\",G23/'Lives scenario - input'!$F8),\"\")","v":63.266118305986673},{"$f":"IFERROR(IF(OR(H23=\"\",'Lives scenario - input'!$F8=\"\"),\"\",H23/'Lives scenario - input'!$F8),\"\")","v":65.402671607954531},{"$f":"IFERROR(IF(OR(I23=\"\",'Lives scenario - input'!$F8=\"\"),\"\",I23/'Lives scenario - input'!$F8),\"\")","v":67.894961053156024},{"$f":"IFERROR(IF(OR(J23=\"\",'Lives scenario - input'!$F8=\"\"),\"\",J23/'Lives scenario - input'!$F8),\"\")","v":70.808284937633886},{"$f":"IFERROR(IF(OR(K23=\"\",'Lives scenario - input'!$F8=\"\"),\"\",K23/'Lives scenario - input'!$F8),\"\")","v":74.211072292578976},{"$f":"IFERROR(IF(OR(L23=\"\",'Lives scenario - input'!$F8=\"\"),\"\",L23/'Lives scenario - input'!$F8),\"\")","v":78.175897486310092},{"$f":"IFERROR(IF(OR(M23=\"\",'Lives scenario - input'!$F8=\"\"),\"\",M23/'Lives scenario - input'!$F8),\"\")","v":82.78021158232697},{"$f":"IFERROR(IF(OR(N23=\"\",'Lives scenario - input'!$F8=\"\"),\"\",N23/'Lives scenario - input'!$F8),\"\")","v":88.106521523853388},{"$f":"IFERROR(IF(OR(O23=\"\",'Lives scenario - input'!$F8=\"\"),\"\",O23/'Lives scenario - input'!$F8),\"\")","v":94.241773186005162},{"$f":"IFERROR(IF(OR(P23=\"\",'Lives scenario - input'!$F8=\"\"),\"\",P23/'Lives scenario - input'!$F8),\"\")","v":101.27574823739155},{"$f":"IFERROR(IF(OR(Q23=\"\",'Lives scenario - input'!$F8=\"\"),\"\",Q23/'Lives scenario - input'!$F8),\"\")","v":109.2983643342483},{"$f":"IFERROR(IF(OR(R23=\"\",'Lives scenario - input'!$F8=\"\"),\"\",R23/'Lives scenario - input'!$F8),\"\")","v":118.39586748331023},{"$f":"IFERROR(IF(OR(S23=\"\",'Lives scenario - input'!$F8=\"\"),\"\",S23/'Lives scenario - input'!$F8),\"\")","v":128.64601621662658},{"$f":"IFERROR(IF(OR(T23=\"\",'Lives scenario - input'!$F8=\"\"),\"\",T23/'Lives scenario - input'!$F8),\"\")","v":140.11246963787153},{"$f":"IFERROR(IF(OR(U23=\"\",'Lives scenario - input'!$F8=\"\"),\"\",U23/'Lives scenario - input'!$F8),\"\")","v":152.83869473175389},{"$f":"IFERROR(IF(OR(V23=\"\",'Lives scenario - input'!$F8=\"\"),\"\",V23/'Lives scenario - input'!$F8),\"\")","v":166.8417920486676},{"$f":"IFERROR(IF(OR(W23=\"\",'Lives scenario - input'!$F8=\"\"),\"\",W23/'Lives scenario - input'!$F8),\"\")","v":182.1066936616003}]
[{"$f":"IFERROR('Lives scenario - input'!A9,\"\")","v":1},{"$f":"IFERROR('Lives scenario - input'!B9,\"\")","v":"OVERHEAD CONDUCTORS"},{"$f":"IFERROR('Lives scenario - input'!C9,\"\")","v":"> 22 kv & < = 66 kv"},{"$f":"IFERROR(repcalc('Lives scenario - input'!$CX9:$GJ9,'Lives scenario - input'!$I9,'Lives scenario - input'!$G9,'Lives scenario - input'!$H9,20,TRUE,TRUE),\"\")","v":239.98682198802896},264.71038036622224,289.66022706329113,314.50732704794393,338.92020153585764,362.57833513001765,385.1856126072114,406.48302263699111,426.25991930500516,444.36325045069395,460.70433283676027,475.26295910505121,488.08883618541802,499.30055290558619,509.08243087690579,517.67970707701454,525.39251675896503,532.56908952082267,539.59844887227553,546.90273622542702,{"$f":"IFERROR(IF(OR(D24=\"\",'Lives scenario - input'!$F9=\"\"),\"\",D24/'Lives scenario - input'!$F9),\"\")","v":8.2435545807601702},{"$f":"IFERROR(IF(OR(E24=\"\",'Lives scenario - input'!$F9=\"\"),\"\",E24/'Lives scenario - input'!$F9),\"\")","v":9.0928095574830721},{"$f":"IFERROR(IF(OR(F24=\"\",'Lives scenario - input'!$F9=\"\"),\"\",F24/'Lives scenario - input'!$F9),\"\")","v":9.949837544791249},{"$f":"IFERROR(IF(OR(G24=\"\",'Lives scenario - input'!$F9=\"\"),\"\",G24/'Lives scenario - input'!$F9),\"\")","v":10.803336179425896},{"$f":"IFERROR(IF(OR(H24=\"\",'Lives scenario - input'!$F9=\"\"),\"\",H24/'Lives scenario - input'!$F9),\"\")","v":11.641919155137799},{"$f":"IFERROR(IF(OR(I24=\"\",'Lives scenario - input'!$F9=\"\"),\"\",I24/'Lives scenario - input'!$F9),\"\")","v":12.454576758362789},{"$f":"IFERROR(IF(OR(J24=\"\",'Lives scenario - input'!$F9=\"\"),\"\",J24/'Lives scenario - input'!$F9),\"\")","v":13.231137422243462},{"$f":"IFERROR(IF(OR(K24=\"\",'Lives scenario - input'!$F9=\"\"),\"\",K24/'Lives scenario - input'!$F9),\"\")","v":13.962704099759096},{"$f":"IFERROR(IF(OR(L24=\"\",'Lives scenario - input'!$F9=\"\"),\"\",L24/'Lives scenario - input'!$F9),\"\")","v":14.642041097392074},{"$f":"IFERROR(IF(OR(M24=\"\",'Lives scenario - input'!$F9=\"\"),\"\",M24/'Lives scenario - input'!$F9),\"\")","v":15.263891068806361},{"$f":"IFERROR(IF(OR(N24=\"\",'Lives scenario - input'!$F9=\"\"),\"\",N24/'Lives scenario - input'!$F9),\"\")","v":15.825207742123347},{"$f":"IFERROR(IF(OR(O24=\"\",'Lives scenario - input'!$F9=\"\"),\"\",O24/'Lives scenario - input'!$F9),\"\")","v":16.325296993980398},{"$f":"IFERROR(IF(OR(P24=\"\",'Lives scenario - input'!$F9=\"\"),\"\",P24/'Lives scenario - input'!$F9),\"\")","v":16.765866258918617},{"$f":"IFERROR(IF(OR(Q24=\"\",'Lives scenario - input'!$F9=\"\"),\"\",Q24/'Lives scenario - input'!$F9),\"\")","v":17.1509890667507},{"$f":"IFERROR(IF(OR(R24=\"\",'Lives scenario - input'!$F9=\"\"),\"\",R24/'Lives scenario - input'!$F9),\"\")","v":17.486996870391398},{"$f":"IFERROR(IF(OR(S24=\"\",'Lives scenario - input'!$F9=\"\"),\"\",S24/'Lives scenario - input'!$F9),\"\")","v":17.782313567426545},{"$f":"IFERROR(IF(OR(T24=\"\",'Lives scenario - input'!$F9=\"\"),\"\",T24/'Lives scenario - input'!$F9),\"\")","v":18.04724881285992},{"$f":"IFERROR(IF(OR(U24=\"\",'Lives scenario - input'!$F9=\"\"),\"\",U24/'Lives scenario - input'!$F9),\"\")","v":18.293764303898513},{"$f":"IFERROR(IF(OR(V24=\"\",'Lives scenario - input'!$F9=\"\"),\"\",V24/'Lives scenario - input'!$F9),\"\")","v":18.535223009845165},{"$f":"IFERROR(IF(OR(W24=\"\",'Lives scenario - input'!$F9=\"\"),\"\",W24/'Lives scenario - input'!$F9),\"\")","v":18.786125500950547}]
[{"$f":"IFERROR('Lives scenario - input'!A10,\"\")","v":1},{"$f":"IFERROR('Lives scenario - input'!B10,\"\")","v":"OVERHEAD CONDUCTORS"},{"$f":"IFERROR('Lives scenario - input'!C10,\"\")","v":"> 66 kv & < = 132 kv"},{"$f":"IFERROR(repcalc('Lives scenario - input'!$CX10:$GJ10,'Lives scenario - input'!$I10,'Lives scenario - input'!$G10,'Lives scenario - input'!$H10,20,TRUE,TRUE),\"\")","v":57.132819164699782},78.3696814562729,106.22394279172335,142.27477013191418,188.31527082358227,246.33060398945747,318.4575780083382,406.92351685332096,513.96343919703395,641.71629607897364,792.10306981137387,966.69179416949135,1166.5567959493112,1392.1414163585262,1643.1348645658104,1918.3744204170198,2215.7837335415416,2532.3563552876076,2864.1909111386758,3206.5806425837004,{"$f":"IFERROR(IF(OR(D25=\"\",'Lives scenario - input'!$F10=\"\"),\"\",D25/'Lives scenario - input'!$F10),\"\")","v":0.23402875208476545},{"$f":"IFERROR(IF(OR(E25=\"\",'Lives scenario - input'!$F10=\"\"),\"\",E25/'Lives scenario - input'!$F10),\"\")","v":0.32101966996622838},{"$f":"IFERROR(IF(OR(F25=\"\",'Lives scenario - input'!$F10=\"\"),\"\",F25/'Lives scenario - input'!$F10),\"\")","v":0.43511692817760084},{"$f":"IFERROR(IF(OR(G25=\"\",'Lives scenario - input'!$F10=\"\"),\"\",G25/'Lives scenario - input'!$F10),\"\")","v":0.58278914630719503},{"$f":"IFERROR(IF(OR(H25=\"\",'Lives scenario - input'!$F10=\"\"),\"\",H25/'Lives scenario - input'!$F10),\"\")","v":0.7713812914132816},{"$f":"IFERROR(IF(OR(I25=\"\",'Lives scenario - input'!$F10=\"\"),\"\",I25/'Lives scenario - input'!$F10),\"\")","v":1.0090250174029236},{"$f":"IFERROR(IF(OR(J25=\"\",'Lives scenario - input'!$F10=\"\"),\"\",J25/'Lives scenario - input'!$F10),\"\")","v":1.3044731673118},{"$f":"IFERROR(IF(OR(K25=\"\",'Lives scenario - input'!$F10=\"\"),\"\",K25/'Lives scenario - input'!$F10),\"\")","v":1.6668493562097295},{"$f":"IFERROR(IF(OR(L25=\"\",'Lives scenario - input'!$F10=\"\"),\"\",L25/'Lives scenario - input'!$F10),\"\")","v":2.1053087183695975},{"$f":"IFERROR(IF(OR(M25=\"\",'Lives scenario - input'!$F10=\"\"),\"\",M25/'Lives scenario - input'!$F10),\"\")","v":2.6286128736425223},{"$f":"IFERROR(IF(OR(N25=\"\",'Lives scenario - input'!$F10=\"\"),\"\",N25/'Lives scenario - input'!$F10),\"\")","v":3.2446305934261308},{"$f":"IFERROR(IF(OR(O25=\"\",'Lives scenario - input'!$F10=\"\"),\"\",O25/'Lives scenario - input'!$F10),\"\")","v":3.9597848933008768},{"$f":"IFERROR(IF(OR(P25=\"\",'Lives scenario - input'!$F10=\"\"),\"\",P25/'Lives scenario - input'!$F10),\"\")","v":4.7784764551002752},{"$f":"IFERROR(IF(OR(Q25=\"\",'Lives scenario - input'!$F10=\"\"),\"\",Q25/'Lives scenario - input'!$F10),\"\")","v":5.7025213031532669},{"$f":"IFERROR(IF(OR(R25=\"\",'Lives scenario - input'!$F10=\"\"),\"\",R25/'Lives scenario - input'!$F10),\"\")","v":6.7306463689945124},{"$f":"IFERROR(IF(OR(S25=\"\",'Lives scenario - input'!$F10=\"\"),\"\",S25/'Lives scenario - input'!$F10),\"\")","v":7.8580888919082534},{"$f":"IFERROR(IF(OR(T25=\"\",'Lives scenario - input'!$F10=\"\"),\"\",T25/'Lives scenario - input'!$F10),\"\")","v":9.0763436783257205},{"$f":"IFERROR(IF(OR(U25=\"\",'Lives scenario - input'!$F10=\"\"),\"\",U25/'Lives scenario - input'!$F10),\"\")","v":10.373095644964362},{"$f":"IFERROR(IF(OR(V25=\"\",'Lives scenario - input'!$F10=\"\"),\"\",V25/'Lives scenario - input'!$F10),\"\")","v":11.732363892879045},{"$f":"IFERROR(IF(OR(W25=\"\",'Lives scenario - input'!$F10=\"\"),\"\",W25/'Lives scenario - input'!$F10),\"\")","v":13.134868490905705}]
[{"$f":"IFERROR('Lives scenario - input'!A11,\"\")","v":2},{"$f":"IFERROR('Lives scenario - input'!B11,\"\")","v":"POLES"},{"$f":"IFERROR('Lives scenario - input'!C11,\"\")","v":"˂ = 1 kv ; concrete"},{"$f":"IFERROR(repcalc('Lives scenario - input'!$CX11:$GJ11,'Lives scenario - input'!$I11,'Lives scenario - input'!$G11,'Lives scenario - input'!$H11,20,TRUE,TRUE),\"\")","v":67.228524257147555},73.09105184081703,79.660628793631119,86.80114181021024,94.377791872982939,102.25291632859438,110.28401521184119,118.32435609887067,126.22619306083084,133.84629955370332,141.05321509155257,147.73537208691869,153.80912644450598,159.22567721468289,163.97592872274512,168.09251360867808,171.64843892432756,174.75211656563062,177.53886908938011,180.15933847987691,{"$f":"IFERROR(IF(OR(D26=\"\",'Lives scenario - input'!$F11=\"\"),\"\",D26/'Lives scenario - input'!$F11),\"\")","v":20.839744079466676},{"$f":"IFERROR(IF(OR(E26=\"\",'Lives scenario - input'!$F11=\"\"),\"\",E26/'Lives scenario - input'!$F11),\"\")","v":22.657031843142327},{"$f":"IFERROR(IF(OR(F26=\"\",'Lives scenario - input'!$F11=\"\"),\"\",F26/'Lives scenario - input'!$F11),\"\")","v":24.693493358842673},{"$f":"IFERROR(IF(OR(G26=\"\",'Lives scenario - input'!$F11=\"\"),\"\",G26/'Lives scenario - input'!$F11),\"\")","v":26.906935725841954},{"$f":"IFERROR(IF(OR(H26=\"\",'Lives scenario - input'!$F11=\"\"),\"\",H26/'Lives scenario - input'!$F11),\"\")","v":29.255573451160924},{"$f":"IFERROR(IF(OR(I26=\"\",'Lives scenario - input'!$F11=\"\"),\"\",I26/'Lives scenario - input'!$F11),\"\")","v":31.696733361516142},{"$f":"IFERROR(IF(OR(J26=\"\",'Lives scenario - input'!$F11=\"\"),\"\",J26/'Lives scenario - input'!$F11),\"\")","v":34.186242795987482},{"$f":"IFERROR(IF(OR(K26=\"\",'Lives scenario - input'!$F11=\"\"),\"\",K26/'Lives scenario - input'!$F11),\"\")","v":36.678617100627257},{"$f":"IFERROR(IF(OR(L26=\"\",'Lives scenario - input'!$F11=\"\"),\"\",L26/'Lives scenario - input'!$F11),\"\")","v":39.128057451497561},{"$f":"IFERROR(IF(OR(M26=\"\",'Lives scenario - input'!$F11=\"\"),\"\",M26/'Lives scenario - input'!$F11),\"\")","v":41.490165960117125},{"$f":"IFERROR(IF(OR(N26=\"\",'Lives scenario - input'!$F11=\"\"),\"\",N26/'Lives scenario - input'!$F11),\"\")","v":43.72419202376588},{"$f":"IFERROR(IF(OR(O26=\"\",'Lives scenario - input'!$F11=\"\"),\"\",O26/'Lives scenario - input'!$F11),\"\")","v":45.795551513223103},{"$f":"IFERROR(IF(OR(P26=\"\",'Lives scenario - input'!$F11=\"\"),\"\",P26/'Lives scenario - input'!$F11),\"\")","v":47.678316125599785},{"$f":"IFERROR(IF(OR(Q26=\"\",'Lives scenario - input'!$F11=\"\"),\"\",Q26/'Lives scenario - input'!$F11),\"\")","v":49.357358363864059},{"$f":"IFERROR(IF(OR(R26=\"\",'Lives scenario - input'!$F11=\"\"),\"\",R26/'Lives scenario - input'!$F11),\"\")","v":50.829858717470927},{"$f":"IFERROR(IF(OR(S26=\"\",'Lives scenario - input'!$F11=\"\"),\"\",S26/'Lives scenario - input'!$F11),\"\")","v":52.105932771634365},{"$f":"IFERROR(IF(OR(T26=\"\",'Lives scenario - input'!$F11=\"\"),\"\",T26/'Lives scenario - input'!$F11),\"\")","v":53.208211519571528},{"$f":"IFERROR(IF(OR(U26=\"\",'Lives scenario - input'!$F11=\"\"),\"\",U26/'Lives scenario - input'!$F11),\"\")","v":54.170300877691595},{"$f":"IFERROR(IF(OR(V26=\"\",'Lives scenario - input'!$F11=\"\"),\"\",V26/'Lives scenario - input'!$F11),\"\")","v":55.034148627578396},{"$f":"IFERROR(IF(OR(W26=\"\",'Lives scenario - input'!$F11=\"\"),\"\",W26/'Lives scenario - input'!$F11),\"\")","v":55.846451323040633}]
[{"$f":"IFERROR('Lives scenario - input'!A12,\"\")","v":2},{"$f":"IFERROR('Lives scenario - input'!B12,\"\")","v":"POLES"},{"$f":"IFERROR('Lives scenario - input'!C12,\"\")","v":"˂ = 1 kv ; steel"},{"$f":"IFERROR(repcalc('Lives scenario - input'!$CX12:$GJ12,'Lives scenario - input'!$I12,'Lives scenario - input'!$G12,'Lives scenario - input'!$H12,20,TRUE,TRUE),\"\")","v":1.3844039994560819E-4},2.5728531461725456E-4,4.7162712481737488E-4,8.5269005609410584E-4,1.5204291563536113E-3,2.6735910866580006E-3,4.636033648953374E-3,7.9266224965645771E-3,1.3362435736496505E-2,2.2207715690535614E-2,3.6383745598835747E-2,5.8757123990875799E-2,9.3525031045703519E-2,0.14671502055753163,0.22681236798587329,0.34551865550480704,0.51862974330026723,0.76699862580703193,1.1175188026308056,1.6040279442158056,{"$f":"IFERROR(IF(OR(D27=\"\",'Lives scenario - input'!$F12=\"\"),\"\",D27/'Lives scenario - input'!$F12),\"\")","v":4.2914262019052942E-5},{"$f":"IFERROR(IF(OR(E27=\"\",'Lives scenario - input'!$F12=\"\"),\"\",E27/'Lives scenario - input'!$F12),\"\")","v":7.9754243771885323E-5},{"$f":"IFERROR(IF(OR(F27=\"\",'Lives scenario - input'!$F12=\"\"),\"\",F27/'Lives scenario - input'!$F12),\"\")","v":1.4619670282415621E-4},{"$f":"IFERROR(IF(OR(G27=\"\",'Lives scenario - input'!$F12=\"\"),\"\",G27/'Lives scenario - input'!$F12),\"\")","v":2.6431998537016833E-4},{"$f":"IFERROR(IF(OR(H27=\"\",'Lives scenario - input'!$F12=\"\"),\"\",H27/'Lives scenario - input'!$F12),\"\")","v":4.713081963270967E-4},{"$f":"IFERROR(IF(OR(I27=\"\",'Lives scenario - input'!$F12=\"\"),\"\",I27/'Lives scenario - input'!$F12),\"\")","v":8.2876955332203753E-4},{"$f":"IFERROR(IF(OR(J27=\"\",'Lives scenario - input'!$F12=\"\"),\"\",J27/'Lives scenario - input'!$F12),\"\")","v":1.4370946834774921E-3},{"$f":"IFERROR(IF(OR(K27=\"\",'Lives scenario - input'!$F12=\"\"),\"\",K27/'Lives scenario - input'!$F12),\"\")","v":2.457123461629259E-3},{"$f":"IFERROR(IF(OR(L27=\"\",'Lives scenario - input'!$F12=\"\"),\"\",L27/'Lives scenario - input'!$F12),\"\")","v":4.142136750789986E-3},{"$f":"IFERROR(IF(OR(M27=\"\",'Lives scenario - input'!$F12=\"\"),\"\",M27/'Lives scenario - input'!$F12),\"\")","v":6.8840290143824595E-3},{"$f":"IFERROR(IF(OR(N27=\"\",'Lives scenario - input'!$F12=\"\"),\"\",N27/'Lives scenario - input'!$F12),\"\")","v":1.1278366665196377E-2},{"$f":"IFERROR(IF(OR(O27=\"\",'Lives scenario - input'!$F12=\"\"),\"\",O27/'Lives scenario - input'!$F12),\"\")","v":1.8213748410298616E-2},{"$f":"IFERROR(IF(OR(P27=\"\",'Lives scenario - input'!$F12=\"\"),\"\",P27/'Lives scenario - input'!$F12),\"\")","v":2.8991231527879632E-2},{"$f":"IFERROR(IF(OR(Q27=\"\",'Lives scenario - input'!$F12=\"\"),\"\",Q27/'Lives scenario - input'!$F12),\"\")","v":4.547925921053645E-2},{"$f":"IFERROR(IF(OR(R27=\"\",'Lives scenario - input'!$F12=\"\"),\"\",R27/'Lives scenario - input'!$F12),\"\")","v":7.0308128210636547E-2},{"$f":"IFERROR(IF(OR(S27=\"\",'Lives scenario - input'!$F12=\"\"),\"\",S27/'Lives scenario - input'!$F12),\"\")","v":0.10710513781114343},{"$f":"IFERROR(IF(OR(T27=\"\",'Lives scenario - input'!$F12=\"\"),\"\",T27/'Lives scenario - input'!$F12),\"\")","v":0.16076674658268997},{"$f":"IFERROR(IF(OR(U27=\"\",'Lives scenario - input'!$F12=\"\"),\"\",U27/'Lives scenario - input'!$F12),\"\")","v":0.23775704208503115},{"$f":"IFERROR(IF(OR(V27=\"\",'Lives scenario - input'!$F12=\"\"),\"\",V27/'Lives scenario - input'!$F12),\"\")","v":0.34641256978568907},{"$f":"IFERROR(IF(OR(W27=\"\",'Lives scenario - input'!$F12=\"\"),\"\",W27/'Lives scenario - input'!$F12),\"\")","v":0.4972224546520001}]
[{"$f":"IFERROR('Lives scenario - input'!A13,\"\")","v":2},{"$f":"IFERROR('Lives scenario - input'!B13,\"\")","v":"POLES"},{"$f":"IFERROR('Lives scenario - input'!C13,\"\")","v":"˂ = 1 kv ; wood"},{"$f":"IFERROR(repcalc('Lives scenario - input'!$CX13:$GJ13,'Lives scenario - input'!$I13,'Lives scenario - input'!$G13,'Lives scenario - input'!$H13,20,TRUE,TRUE),\"\")","v":1261.3548284882686},1290.944468121917,1340.994017471133,1413.4292705199064,1509.9935125284103,1632.2319450554639,1781.4644913435816,1958.7474807613014,2164.8268214599811,2400.0870385080602,2664.5017552340259,2957.5916750666893,3278.3958149911523,3625.4606798949071,3996.8503704763634,4390.1784839324782,4802.6603489202653,5231.1819130553149,5672.3797455395352,6122.725364912113,{"$f":"IFERROR(IF(OR(D28=\"\",'Lives scenario - input'!$F13=\"\"),\"\",D28/'Lives scenario - input'!$F13),\"\")","v":390.99938767881565},{"$f":"IFERROR(IF(OR(E28=\"\",'Lives scenario - input'!$F13=\"\"),\"\",E28/'Lives scenario - input'!$F13),\"\")","v":400.17169250303346},{"$f":"IFERROR(IF(OR(F28=\"\",'Lives scenario - input'!$F13=\"\"),\"\",F28/'Lives scenario - input'!$F13),\"\")","v":415.68623504662361},{"$f":"IFERROR(IF(OR(G28=\"\",'Lives scenario - input'!$F13=\"\"),\"\",G28/'Lives scenario - input'!$F13),\"\")","v":438.13997997926441},{"$f":"IFERROR(IF(OR(H28=\"\",'Lives scenario - input'!$F13=\"\"),\"\",H28/'Lives scenario - input'!$F13),\"\")","v":468.07331724824297},{"$f":"IFERROR(IF(OR(I28=\"\",'Lives scenario - input'!$F13=\"\"),\"\",I28/'Lives scenario - input'!$F13),\"\")","v":505.96523408989697},{"$f":"IFERROR(IF(OR(J28=\"\",'Lives scenario - input'!$F13=\"\"),\"\",J28/'Lives scenario - input'!$F13),\"\")","v":552.22488514330962},{"$f":"IFERROR(IF(OR(K28=\"\",'Lives scenario - input'!$F13=\"\"),\"\",K28/'Lives scenario - input'!$F13),\"\")","v":607.17971525346616},{"$f":"IFERROR(IF(OR(L28=\"\",'Lives scenario - input'!$F13=\"\"),\"\",L28/'Lives scenario - input'!$F13),\"\")","v":671.06094375996747},{"$f":"IFERROR(IF(OR(M28=\"\",'Lives scenario - input'!$F13=\"\"),\"\",M28/'Lives scenario - input'!$F13),\"\")","v":743.98776715131237},{"$f":"IFERROR(IF(OR(N28=\"\",'Lives scenario - input'!$F13=\"\"),\"\",N28/'Lives scenario - input'!$F13),\"\")","v":825.95200909029802},{"$f":"IFERROR(IF(OR(O28=\"\",'Lives scenario - input'!$F13=\"\"),\"\",O28/'Lives scenario - input'!$F13),\"\")","v":916.80509547103509},{"$f":"IFERROR(IF(OR(P28=\"\",'Lives scenario - input'!$F13=\"\"),\"\",P28/'Lives scenario - input'!$F13),\"\")","v":1016.2491372603124},{"$f":"IFERROR(IF(OR(Q28=\"\",'Lives scenario - input'!$F13=\"\"),\"\",Q28/'Lives scenario - input'!$F13),\"\")","v":1123.8335747217664},{"$f":"IFERROR(IF(OR(R28=\"\",'Lives scenario - input'!$F13=\"\"),\"\",R28/'Lives scenario - input'!$F13),\"\")","v":1238.958310702372},{"$f":"IFERROR(IF(OR(S28=\"\",'Lives scenario - input'!$F13=\"\"),\"\",S28/'Lives scenario - input'!$F13),\"\")","v":1360.8835993243872},{"$f":"IFERROR(IF(OR(T28=\"\",'Lives scenario - input'!$F13=\"\"),\"\",T28/'Lives scenario - input'!$F13),\"\")","v":1488.7462379699575},{"$f":"IFERROR(IF(OR(U28=\"\",'Lives scenario - input'!$F13=\"\"),\"\",U28/'Lives scenario - input'!$F13),\"\")","v":1621.5809212801114},{"$f":"IFERROR(IF(OR(V28=\"\",'Lives scenario - input'!$F13=\"\"),\"\",V28/'Lives scenario - input'!$F13),\"\")","v":1758.345040662206},{"$f":"IFERROR(IF(OR(W28=\"\",'Lives scenario - input'!$F13=\"\"),\"\",W28/'Lives scenario - input'!$F13),\"\")","v":1897.9448245149003}]
[{"$f":"IFERROR('Lives scenario - input'!A14,\"\")","v":2},{"$f":"IFERROR('Lives scenario - input'!B14,\"\")","v":"POLES"},{"$f":"IFERROR('Lives scenario - input'!C14,\"\")","v":"˃ 11 kv & < = 22 kv ; wood"},{"$f":"IFERROR(repcalc('Lives scenario - input'!$CX14:$GJ14,'Lives scenario - input'!$I14,'Lives scenario - input'!$G14,'Lives scenario - input'!$H14,20,TRUE,TRUE),\"\")","v":5.6933466141369737E-4},9.3650103368225616E-4,1.5256357463843701E-3,2.4615956473106929E-3,3.9337053543627935E-3,6.2255409920988092E-3,9.7564013097222197E-3,1.5137882003025713E-2,2.3249338111837541E-2,3.5336070649253246E-2,5.3133585243733142E-2,7.901997687027576E-2,0.11619611378563743,0.16888957618278158,0.24257310526013848,0.34418168421273809,0.4823046420910892,0.66732105702212319,0.91143936921567736,1.2285970244965032,{"$f":"IFERROR(IF(OR(D29=\"\",'Lives scenario - input'!$F14=\"\"),\"\",D29/'Lives scenario - input'!$F14),\"\")","v":1.3460031123393965E-4},{"$f":"IFERROR(IF(OR(E29=\"\",'Lives scenario - input'!$F14=\"\"),\"\",E29/'Lives scenario - input'!$F14),\"\")","v":2.2140463096263758E-4},{"$f":"IFERROR(IF(OR(F29=\"\",'Lives scenario - input'!$F14=\"\"),\"\",F29/'Lives scenario - input'!$F14),\"\")","v":3.6068600809067058E-4},{"$f":"IFERROR(IF(OR(G29=\"\",'Lives scenario - input'!$F14=\"\"),\"\",G29/'Lives scenario - input'!$F14),\"\")","v":5.819627061479293E-4},{"$f":"IFERROR(IF(OR(H29=\"\",'Lives scenario - input'!$F14=\"\"),\"\",H29/'Lives scenario - input'!$F14),\"\")","v":9.2999425625187905E-4},{"$f":"IFERROR(IF(OR(I29=\"\",'Lives scenario - input'!$F14=\"\"),\"\",I29/'Lives scenario - input'!$F14),\"\")","v":1.4718228344914696E-3},{"$f":"IFERROR(IF(OR(J29=\"\",'Lives scenario - input'!$F14=\"\"),\"\",J29/'Lives scenario - input'!$F14),\"\")","v":2.3065777332984161E-3},{"$f":"IFERROR(IF(OR(K29=\"\",'Lives scenario - input'!$F14=\"\"),\"\",K29/'Lives scenario - input'!$F14),\"\")","v":3.5788504848282086E-3},{"$f":"IFERROR(IF(OR(L29=\"\",'Lives scenario - input'!$F14=\"\"),\"\",L29/'Lives scenario - input'!$F14),\"\")","v":5.4965354437862433E-3},{"$f":"IFERROR(IF(OR(M29=\"\",'Lives scenario - input'!$F14=\"\"),\"\",M29/'Lives scenario - input'!$F14),\"\")","v":8.3540427617104472E-3},{"$f":"IFERROR(IF(OR(N29=\"\",'Lives scenario - input'!$F14=\"\"),\"\",N29/'Lives scenario - input'!$F14),\"\")","v":1.2561675224591345E-2},{"$f":"IFERROR(IF(OR(O29=\"\",'Lives scenario - input'!$F14=\"\"),\"\",O29/'Lives scenario - input'!$F14),\"\")","v":1.868165457207124E-2},{"$f":"IFERROR(IF(OR(P29=\"\",'Lives scenario - input'!$F14=\"\"),\"\",P29/'Lives scenario - input'!$F14),\"\")","v":2.7470720017091142E-2},{"$f":"IFERROR(IF(OR(Q29=\"\",'Lives scenario - input'!$F14=\"\"),\"\",Q29/'Lives scenario - input'!$F14),\"\")","v":3.992834278159698E-2},{"$f":"IFERROR(IF(OR(R29=\"\",'Lives scenario - input'!$F14=\"\"),\"\",R29/'Lives scenario - input'!$F14),\"\")","v":5.734837113890906E-2},{"$f":"IFERROR(IF(OR(S29=\"\",'Lives scenario - input'!$F14=\"\"),\"\",S29/'Lives scenario - input'!$F14),\"\")","v":8.1370352019360687E-2},{"$f":"IFERROR(IF(OR(T29=\"\",'Lives scenario - input'!$F14=\"\"),\"\",T29/'Lives scenario - input'!$F14),\"\")","v":0.11402494760083236},{"$f":"IFERROR(IF(OR(U29=\"\",'Lives scenario - input'!$F14=\"\"),\"\",U29/'Lives scenario - input'!$F14),\"\")","v":0.15776594691267534},{"$f":"IFERROR(IF(OR(V29=\"\",'Lives scenario - input'!$F14=\"\"),\"\",V29/'Lives scenario - input'!$F14),\"\")","v":0.21547963101820083},{"$f":"IFERROR(IF(OR(W29=\"\",'Lives scenario - input'!$F14=\"\"),\"\",W29/'Lives scenario - input'!$F14),\"\")","v":0.29046104705393749}]
[{"$f":"IFERROR('Lives scenario - input'!A15,\"\")","v":2},{"$f":"IFERROR('Lives scenario - input'!B15,\"\")","v":"POLES"},{"$f":"IFERROR('Lives scenario - input'!C15,\"\")","v":"> 1 kv & < = 11 kv ; concrete"},{"$f":"IFERROR(repcalc('Lives scenario - input'!$CX15:$GJ15,'Lives scenario - input'!$I15,'Lives scenario - input'!$G15,'Lives scenario - input'!$H15,20,TRUE,TRUE),\"\")","v":518.62477118400534},532.86243937678137,550.19512247328612,567.97286994873105,584.92733551529693,600.74291703764561,615.75160747106088,630.69678261037257,646.53435062675544,664.25680718372655,684.73764115758024,708.60093630094332,736.12453021770943,767.18531875052474,801.25288534260653,837.43334595946123,874.55998684238966,911.32184024486128,946.41665868497716,978.71153448118321,{"$f":"IFERROR(IF(OR(D30=\"\",'Lives scenario - input'!$F15=\"\"),\"\",D30/'Lives scenario - input'!$F15),\"\")","v":42.681500212845691},{"$f":"IFERROR(IF(OR(E30=\"\",'Lives scenario - input'!$F15=\"\"),\"\",E30/'Lives scenario - input'!$F15),\"\")","v":43.853224109899571},{"$f":"IFERROR(IF(OR(F30=\"\",'Lives scenario - input'!$F15=\"\"),\"\",F30/'Lives scenario - input'!$F15),\"\")","v":45.27965986533745},{"$f":"IFERROR(IF(OR(G30=\"\",'Lives scenario - input'!$F15=\"\"),\"\",G30/'Lives scenario - input'!$F15),\"\")","v":46.742723287712828},{"$f":"IFERROR(IF(OR(H30=\"\",'Lives scenario - input'!$F15=\"\"),\"\",H30/'Lives scenario - input'!$F15),\"\")","v":48.138032701946962},{"$f":"IFERROR(IF(OR(I30=\"\",'Lives scenario - input'!$F15=\"\"),\"\",I30/'Lives scenario - input'!$F15),\"\")","v":49.439614854629959},{"$f":"IFERROR(IF(OR(J30=\"\",'Lives scenario - input'!$F15=\"\"),\"\",J30/'Lives scenario - input'!$F15),\"\")","v":50.674791921984252},{"$f":"IFERROR(IF(OR(K30=\"\",'Lives scenario - input'!$F15=\"\"),\"\",K30/'Lives scenario - input'!$F15),\"\")","v":51.904741842103334},{"$f":"IFERROR(IF(OR(L30=\"\",'Lives scenario - input'!$F15=\"\"),\"\",L30/'Lives scenario - input'!$F15),\"\")","v":53.208133427350958},{"$f":"IFERROR(IF(OR(M30=\"\",'Lives scenario - input'!$F15=\"\"),\"\",M30/'Lives scenario - input'!$F15),\"\")","v":54.666646547697333},{"$f":"IFERROR(IF(OR(N30=\"\",'Lives scenario - input'!$F15=\"\"),\"\",N30/'Lives scenario - input'!$F15),\"\")","v":56.352167117065108},{"$f":"IFERROR(IF(OR(O30=\"\",'Lives scenario - input'!$F15=\"\"),\"\",O30/'Lives scenario - input'!$F15),\"\")","v":58.316055641740462},{"$f":"IFERROR(IF(OR(P30=\"\",'Lives scenario - input'!$F15=\"\"),\"\",P30/'Lives scenario - input'!$F15),\"\")","v":60.581177450200968},{"$f":"IFERROR(IF(OR(Q30=\"\",'Lives scenario - input'!$F15=\"\"),\"\",Q30/'Lives scenario - input'!$F15),\"\")","v":63.137401383253625},{"$f":"IFERROR(IF(OR(R30=\"\",'Lives scenario - input'!$F15=\"\"),\"\",R30/'Lives scenario - input'!$F15),\"\")","v":65.94107550670806},{"$f":"IFERROR(IF(OR(S30=\"\",'Lives scenario - input'!$F15=\"\"),\"\",S30/'Lives scenario - input'!$F15),\"\")","v":68.918635436970732},{"$f":"IFERROR(IF(OR(T30=\"\",'Lives scenario - input'!$F15=\"\"),\"\",T30/'Lives scenario - input'!$F15),\"\")","v":71.974063597737739},{"$f":"IFERROR(IF(OR(U30=\"\",'Lives scenario - input'!$F15=\"\"),\"\",U30/'Lives scenario - input'!$F15),\"\")","v":74.999470676231297},{"$f":"IFERROR(IF(OR(V30=\"\",'Lives scenario - input'!$F15=\"\"),\"\",V30/'Lives scenario - input'!$F15),\"\")","v":77.887685015284035},{"$f":"IFERROR(IF(OR(W30=\"\",'Lives scenario - input'!$F15=\"\"),\"\",W30/'Lives scenario - input'!$F15),\"\")","v":80.545471192798772}]
[{"$f":"IFERROR('Lives scenario - input'!A16,\"\")","v":2},{"$f":"IFERROR('Lives scenario - input'!B16,\"\")","v":"POLES"},{"$f":"IFERROR('Lives scenario - input'!C16,\"\")","v":"> 1 kv & < = 11 kv ; steel"},{"$f":"IFERROR(repcalc('Lives scenario - input'!$CX16:$GJ16,'Lives scenario - input'!$I16,'Lives scenario - input'!$G16,'Lives scenario - input'!$H16,20,TRUE,TRUE),\"\")","v":3.4201374483791871},2.8666840793340866,2.4114965084325317,2.0467368606144554,1.7619339143155304,1.5452637386965309,1.3846574141848405,1.2686758330979921,1.1871267137368209,1.1314292236590289,1.0947548982426034,1.0719890140141306,1.0595643524911555,1.0552201557667602,1.0577342370842862,1.0666671233176983,1.082145356588077,1.1046982889624746,1.1351504203955365,1.1745609225374487,{"$f":"IFERROR(IF(OR(D31=\"\",'Lives scenario - input'!$F16=\"\"),\"\",D31/'Lives scenario - input'!$F16),\"\")","v":0.2814686172773766},{"$f":"IFERROR(IF(OR(E31=\"\",'Lives scenario - input'!$F16=\"\"),\"\",E31/'Lives scenario - input'!$F16),\"\")","v":0.23592081200234166},{"$f":"IFERROR(IF(OR(F31=\"\",'Lives scenario - input'!$F16=\"\"),\"\",F31/'Lives scenario - input'!$F16),\"\")","v":0.19846003210174865},{"$f":"IFERROR(IF(OR(G31=\"\",'Lives scenario - input'!$F16=\"\"),\"\",G31/'Lives scenario - input'!$F16),\"\")","v":0.1684412403837165},{"$f":"IFERROR(IF(OR(H31=\"\",'Lives scenario - input'!$F16=\"\"),\"\",H31/'Lives scenario - input'!$F16),\"\")","v":0.14500268193359606},{"$f":"IFERROR(IF(OR(I31=\"\",'Lives scenario - input'!$F16=\"\"),\"\",I31/'Lives scenario - input'!$F16),\"\")","v":0.12717127730229169},{"$f":"IFERROR(IF(OR(J31=\"\",'Lives scenario - input'!$F16=\"\"),\"\",J31/'Lives scenario - input'!$F16),\"\")","v":0.11395378509076369},{"$f":"IFERROR(IF(OR(K31=\"\",'Lives scenario - input'!$F16=\"\"),\"\",K31/'Lives scenario - input'!$F16),\"\")","v":0.10440879581741452},{"$f":"IFERROR(IF(OR(L31=\"\",'Lives scenario - input'!$F16=\"\"),\"\",L31/'Lives scenario - input'!$F16),\"\")","v":9.7697510609372859E-2},{"$f":"IFERROR(IF(OR(M31=\"\",'Lives scenario - input'!$F16=\"\"),\"\",M31/'Lives scenario - input'!$F16),\"\")","v":9.311374877095728E-2},{"$f":"IFERROR(IF(OR(N31=\"\",'Lives scenario - input'!$F16=\"\"),\"\",N31/'Lives scenario - input'!$F16),\"\")","v":9.0095545023200371E-2},{"$f":"IFERROR(IF(OR(O31=\"\",'Lives scenario - input'!$F16=\"\"),\"\",O31/'Lives scenario - input'!$F16),\"\")","v":8.8221970626966156E-2},{"$f":"IFERROR(IF(OR(P31=\"\",'Lives scenario - input'!$F16=\"\"),\"\",P31/'Lives scenario - input'!$F16),\"\")","v":8.7199452569784411E-2},{"$f":"IFERROR(IF(OR(Q31=\"\",'Lives scenario - input'!$F16=\"\"),\"\",Q31/'Lives scenario - input'!$F16),\"\")","v":8.6841936223248123E-2},{"$f":"IFERROR(IF(OR(R31=\"\",'Lives scenario - input'!$F16=\"\"),\"\",R31/'Lives scenario - input'!$F16),\"\")","v":8.7048838724345629E-2},{"$f":"IFERROR(IF(OR(S31=\"\",'Lives scenario - input'!$F16=\"\"),\"\",S31/'Lives scenario - input'!$F16),\"\")","v":8.7783992552039364E-2},{"$f":"IFERROR(IF(OR(T31=\"\",'Lives scenario - input'!$F16=\"\"),\"\",T31/'Lives scenario - input'!$F16),\"\")","v":8.905781180119697E-2},{"$f":"IFERROR(IF(OR(U31=\"\",'Lives scenario - input'!$F16=\"\"),\"\",U31/'Lives scenario - input'!$F16),\"\")","v":9.0913860801210167E-2},{"$f":"IFERROR(IF(OR(V31=\"\",'Lives scenario - input'!$F16=\"\"),\"\",V31/'Lives scenario - input'!$F16),\"\")","v":9.3419993802290241E-2},{"$f":"IFERROR(IF(OR(W31=\"\",'Lives scenario - input'!$F16=\"\"),\"\",W31/'Lives scenario - input'!$F16),\"\")","v":9.6663377938605591E-2}]
[{"$f":"IFERROR('Lives scenario - input'!A17,\"\")","v":2},{"$f":"IFERROR('Lives scenario - input'!B17,\"\")","v":"POLES"},{"$f":"IFERROR('Lives scenario - input'!C17,\"\")","v":"> 1 kv & < = 11 kv ; wood"},{"$f":"IFERROR(repcalc('Lives scenario - input'!$CX17:$GJ17,'Lives scenario - input'!$I17,'Lives scenario - input'!$G17,'Lives scenario - input'!$H17,20,TRUE,TRUE),\"\")","v":2188.6470756226195},2230.2853555055231,2302.0460096100041,2405.1185402359547,2540.4929436689913,2709.0110821390113,2911.393145668525,3148.2389886398928,3420.0072132310625,3726.977207759915,4069.2007230334784,4446.4499081226159,4858.1680886152872,5303.4281383722464,5780.9013491207643,6288.8375775391996,6825.0554956983833,7386.9403016933729,7971.4454986439478,8575.0954459995373,{"$f":"IFERROR(IF(OR(D32=\"\",'Lives scenario - input'!$F17=\"\"),\"\",D32/'Lives scenario - input'!$F17),\"\")","v":517.43306270614664},{"$f":"IFERROR(IF(OR(E32=\"\",'Lives scenario - input'!$F17=\"\"),\"\",E32/'Lives scenario - input'!$F17),\"\")","v":527.27705396704812},{"$f":"IFERROR(IF(OR(F32=\"\",'Lives scenario - input'!$F17=\"\"),\"\",F32/'Lives scenario - input'!$F17),\"\")","v":544.24248226686427},{"$f":"IFERROR(IF(OR(G32=\"\",'Lives scenario - input'!$F17=\"\"),\"\",G32/'Lives scenario - input'!$F17),\"\")","v":568.610566000733},{"$f":"IFERROR(IF(OR(H32=\"\",'Lives scenario - input'!$F17=\"\"),\"\",H32/'Lives scenario - input'!$F17),\"\")","v":600.61535697894351},{"$f":"IFERROR(IF(OR(I32=\"\",'Lives scenario - input'!$F17=\"\"),\"\",I32/'Lives scenario - input'!$F17),\"\")","v":640.4558856239172},{"$f":"IFERROR(IF(OR(J32=\"\",'Lives scenario - input'!$F17=\"\"),\"\",J32/'Lives scenario - input'!$F17),\"\")","v":688.30241699722046},{"$f":"IFERROR(IF(OR(K32=\"\",'Lives scenario - input'!$F17=\"\"),\"\",K32/'Lives scenario - input'!$F17),\"\")","v":744.29676678659018},{"$f":"IFERROR(IF(OR(L32=\"\",'Lives scenario - input'!$F17=\"\"),\"\",L32/'Lives scenario - input'!$F17),\"\")","v":808.54735627755099},{"$f":"IFERROR(IF(OR(M32=\"\",'Lives scenario - input'!$F17=\"\"),\"\",M32/'Lives scenario - input'!$F17),\"\")","v":881.12023757809959},{"$f":"IFERROR(IF(OR(N32=\"\",'Lives scenario - input'!$F17=\"\"),\"\",N32/'Lives scenario - input'!$F17),\"\")","v":962.02764545138098},{"$f":"IFERROR(IF(OR(O32=\"\",'Lives scenario - input'!$F17=\"\"),\"\",O32/'Lives scenario - input'!$F17),\"\")","v":1051.2157120968634},{"$f":"IFERROR(IF(OR(P32=\"\",'Lives scenario - input'!$F17=\"\"),\"\",P32/'Lives scenario - input'!$F17),\"\")","v":1148.5528302996786},{"$f":"IFERROR(IF(OR(Q32=\"\",'Lives scenario - input'!$F17=\"\"),\"\",Q32/'Lives scenario - input'!$F17),\"\")","v":1253.8198118119417},{"$f":"IFERROR(IF(OR(R32=\"\",'Lives scenario - input'!$F17=\"\"),\"\",R32/'Lives scenario - input'!$F17),\"\")","v":1366.7025275999406},{"$f":"IFERROR(IF(OR(S32=\"\",'Lives scenario - input'!$F17=\"\"),\"\",S32/'Lives scenario - input'!$F17),\"\")","v":1486.7872142802692},{"$f":"IFERROR(IF(OR(T32=\"\",'Lives scenario - input'!$F17=\"\"),\"\",T32/'Lives scenario - input'!$F17),\"\")","v":1613.558169159822},{"$f":"IFERROR(IF(OR(U32=\"\",'Lives scenario - input'!$F17=\"\"),\"\",U32/'Lives scenario - input'!$F17),\"\")","v":1746.3972089905485},{"$f":"IFERROR(IF(OR(V32=\"\",'Lives scenario - input'!$F17=\"\"),\"\",V32/'Lives scenario - input'!$F17),\"\")","v":1884.5840905551597},{"$f":"IFERROR(IF(OR(W32=\"\",'Lives scenario - input'!$F17=\"\"),\"\",W32/'Lives scenario - input'!$F17),\"\")","v":2027.2971138386195}]
[{"$f":"IFERROR('Lives scenario - input'!A18,\"\")","v":2},{"$f":"IFERROR('Lives scenario - input'!B18,\"\")","v":"POLES"},{"$f":"IFERROR('Lives scenario - input'!C18,\"\")","v":"> 22 kv & < = 66 kv ; concrete"},{"$f":"IFERROR(repcalc('Lives scenario - input'!$CX18:$GJ18,'Lives scenario - input'!$I18,'Lives scenario - input'!$G18,'Lives scenario - input'!$H18,20,TRUE,TRUE),\"\")","v":1.1031089146812532},1.3634264459892143,1.7042054898358652,2.1529598277367938,2.7442854823352749,3.5204837649285818,4.5318145282946158,5.8362293135839867,7.4984392421064259,9.5881972462662759,12.177721467217276,15.338256601365787,19.135859328471277,23.626595388163715,28.851438328692375,34.831249654841507,41.562282346379213,49.012671197268737,57.120344708338862,65.792710942292302,{"$f":"IFERROR(IF(OR(D33=\"\",'Lives scenario - input'!$F18=\"\"),\"\",D33/'Lives scenario - input'!$F18),\"\")","v":0.13196910631231878},{"$f":"IFERROR(IF(OR(E33=\"\",'Lives scenario - input'!$F18=\"\"),\"\",E33/'Lives scenario - input'!$F18),\"\")","v":0.16311188061767135},{"$f":"IFERROR(IF(OR(F33=\"\",'Lives scenario - input'!$F18=\"\"),\"\",F33/'Lives scenario - input'!$F18),\"\")","v":0.20388057105963364},{"$f":"IFERROR(IF(OR(G33=\"\",'Lives scenario - input'!$F18=\"\"),\"\",G33/'Lives scenario - input'!$F18),\"\")","v":0.25756675574945115},{"$f":"IFERROR(IF(OR(H33=\"\",'Lives scenario - input'!$F18=\"\"),\"\",H33/'Lives scenario - input'!$F18),\"\")","v":0.3283092881851149},{"$f":"IFERROR(IF(OR(I33=\"\",'Lives scenario - input'!$F18=\"\"),\"\",I33/'Lives scenario - input'!$F18),\"\")","v":0.42116883479171091},{"$f":"IFERROR(IF(OR(J33=\"\",'Lives scenario - input'!$F18=\"\"),\"\",J33/'Lives scenario - input'!$F18),\"\")","v":0.54215817251829035},{"$f":"IFERROR(IF(OR(K33=\"\",'Lives scenario - input'!$F18=\"\"),\"\",K33/'Lives scenario - input'!$F18),\"\")","v":0.69821026418772858},{"$f":"IFERROR(IF(OR(L33=\"\",'Lives scenario - input'!$F18=\"\"),\"\",L33/'Lives scenario - input'!$F18),\"\")","v":0.89706674685331789},{"$f":"IFERROR(IF(OR(M33=\"\",'Lives scenario - input'!$F18=\"\"),\"\",M33/'Lives scenario - input'!$F18),\"\")","v":1.1470724285657885},{"$f":"IFERROR(IF(OR(N33=\"\",'Lives scenario - input'!$F18=\"\"),\"\",N33/'Lives scenario - input'!$F18),\"\")","v":1.4568670396552592},{"$f":"IFERROR(IF(OR(O33=\"\",'Lives scenario - input'!$F18=\"\"),\"\",O33/'Lives scenario - input'!$F18),\"\")","v":1.834973853562011},{"$f":"IFERROR(IF(OR(P33=\"\",'Lives scenario - input'!$F18=\"\"),\"\",P33/'Lives scenario - input'!$F18),\"\")","v":2.2892954816037441},{"$f":"IFERROR(IF(OR(Q33=\"\",'Lives scenario - input'!$F18=\"\"),\"\",Q33/'Lives scenario - input'!$F18),\"\")","v":2.8265392810098611},{"$f":"IFERROR(IF(OR(R33=\"\",'Lives scenario - input'!$F18=\"\"),\"\",R33/'Lives scenario - input'!$F18),\"\")","v":3.4516070728724926},{"$f":"IFERROR(IF(OR(S33=\"\",'Lives scenario - input'!$F18=\"\"),\"\",S33/'Lives scenario - input'!$F18),\"\")","v":4.1669945981888032},{"$f":"IFERROR(IF(OR(T33=\"\",'Lives scenario - input'!$F18=\"\"),\"\",T33/'Lives scenario - input'!$F18),\"\")","v":4.9722535867066382},{"$f":"IFERROR(IF(OR(U33=\"\",'Lives scenario - input'!$F18=\"\"),\"\",U33/'Lives scenario - input'!$F18),\"\")","v":5.8635718828834564},{"$f":"IFERROR(IF(OR(V33=\"\",'Lives scenario - input'!$F18=\"\"),\"\",V33/'Lives scenario - input'!$F18),\"\")","v":6.8335236376810808},{"$f":"IFERROR(IF(OR(W33=\"\",'Lives scenario - input'!$F18=\"\"),\"\",W33/'Lives scenario - input'!$F18),\"\")","v":7.8710317262080123}]
[{"$f":"IFERROR('Lives scenario - input'!A19,\"\")","v":2},{"$f":"IFERROR('Lives scenario - input'!B19,\"\")","v":"POLES"},{"$f":"IFERROR('Lives scenario - input'!C19,\"\")","v":"> 22 kv & < = 66 kv ; steel"},{"$f":"IFERROR(repcalc('Lives scenario - input'!$CX19:$GJ19,'Lives scenario - input'!$I19,'Lives scenario - input'!$G19,'Lives scenario - input'!$H19,20,TRUE,TRUE),\"\")","v":2.2820119454461995E-4},3.7243302698854327E-4,5.9876716523498406E-4,9.4833002829552981E-4,1.4796742912320583E-3,2.2745343724711689E-3,3.444726326317568E-3,5.1400873654241152E-3,7.5571729471322182E-3,1.0948203569757387E-2,1.5629491058112479E-2,2.1988299018208549E-2,3.0486840920379819E-2,4.1661939809730993E-2,5.6118820591819572E-2,7.4517632884359142E-2,9.7551651813210682E-2,0.12591669483288287,0.16027210933242092,0.20119467136884972,{"$f":"IFERROR(IF(OR(D34=\"\",'Lives scenario - input'!$F19=\"\"),\"\",D34/'Lives scenario - input'!$F19),\"\")","v":2.7300575040823653E-5},{"$f":"IFERROR(IF(OR(E34=\"\",'Lives scenario - input'!$F19=\"\"),\"\",E34/'Lives scenario - input'!$F19),\"\")","v":4.4555576587894498E-5},{"$f":"IFERROR(IF(OR(F34=\"\",'Lives scenario - input'!$F19=\"\"),\"\",F34/'Lives scenario - input'!$F19),\"\")","v":7.1632788597356302E-5},{"$f":"IFERROR(IF(OR(G34=\"\",'Lives scenario - input'!$F19=\"\"),\"\",G34/'Lives scenario - input'!$F19),\"\")","v":1.1345232067085562E-4},{"$f":"IFERROR(IF(OR(H34=\"\",'Lives scenario - input'!$F19=\"\"),\"\",H34/'Lives scenario - input'!$F19),\"\")","v":1.7701905156267611E-4},{"$f":"IFERROR(IF(OR(I34=\"\",'Lives scenario - input'!$F19=\"\"),\"\",I34/'Lives scenario - input'!$F19),\"\")","v":2.7211117997211139E-4},{"$f":"IFERROR(IF(OR(J34=\"\",'Lives scenario - input'!$F19=\"\"),\"\",J34/'Lives scenario - input'!$F19),\"\")","v":4.1210568487337791E-4},{"$f":"IFERROR(IF(OR(K34=\"\",'Lives scenario - input'!$F19=\"\"),\"\",K34/'Lives scenario - input'!$F19),\"\")","v":6.1492816072315759E-4},{"$f":"IFERROR(IF(OR(L34=\"\",'Lives scenario - input'!$F19=\"\"),\"\",L34/'Lives scenario - input'!$F19),\"\")","v":9.0409328290928369E-4},{"$f":"IFERROR(IF(OR(M34=\"\",'Lives scenario - input'!$F19=\"\"),\"\",M34/'Lives scenario - input'!$F19),\"\")","v":1.3097751469479395E-3},{"$f":"IFERROR(IF(OR(N34=\"\",'Lives scenario - input'!$F19=\"\"),\"\",N34/'Lives scenario - input'!$F19),\"\")","v":1.8698153370027646E-3},{"$f":"IFERROR(IF(OR(O34=\"\",'Lives scenario - input'!$F19=\"\"),\"\",O34/'Lives scenario - input'!$F19),\"\")","v":2.6305436681195674E-3},{"$f":"IFERROR(IF(OR(P34=\"\",'Lives scenario - input'!$F19=\"\"),\"\",P34/'Lives scenario - input'!$F19),\"\")","v":3.6472564920852859E-3},{"$f":"IFERROR(IF(OR(Q34=\"\",'Lives scenario - input'!$F19=\"\"),\"\",Q34/'Lives scenario - input'!$F19),\"\")","v":4.984175987297234E-3},{"$f":"IFERROR(IF(OR(R34=\"\",'Lives scenario - input'!$F19=\"\"),\"\",R34/'Lives scenario - input'!$F19),\"\")","v":6.713707506337898E-3},{"$f":"IFERROR(IF(OR(S34=\"\",'Lives scenario - input'!$F19=\"\"),\"\",S34/'Lives scenario - input'!$F19),\"\")","v":8.9148272535716985E-3},{"$f":"IFERROR(IF(OR(T34=\"\",'Lives scenario - input'!$F19=\"\"),\"\",T34/'Lives scenario - input'!$F19),\"\")","v":1.1670474363630568E-2},{"$f":"IFERROR(IF(OR(U34=\"\",'Lives scenario - input'!$F19=\"\"),\"\",U34/'Lives scenario - input'!$F19),\"\")","v":1.5063892119571971E-2},{"$f":"IFERROR(IF(OR(V34=\"\",'Lives scenario - input'!$F19=\"\"),\"\",V34/'Lives scenario - input'!$F19),\"\")","v":1.9173960752099872E-2},{"$f":"IFERROR(IF(OR(W34=\"\",'Lives scenario - input'!$F19=\"\"),\"\",W34/'Lives scenario - input'!$F19),\"\")","v":2.4069682170069218E-2}]
[{"$f":"IFERROR('Lives scenario - input'!A20,\"\")","v":2},{"$f":"IFERROR('Lives scenario - input'!B20,\"\")","v":"POLES"},{"$f":"IFERROR('Lives scenario - input'!C20,\"\")","v":"> 22 kv & < = 66 kv ; wood"},{"$f":"IFERROR(repcalc('Lives scenario - input'!$CX20:$GJ20,'Lives scenario - input'!$I20,'Lives scenario - input'!$G20,'Lives scenario - input'!$H20,20,TRUE,TRUE),\"\")","v":1411.0910946178801},1370.5332834729975,1359.1504483494339,1373.9728007786025,1412.1875001705382,1471.1003187302153,1548.0898581648128,1640.5605949006406,1745.9007084912655,1861.4500246486127,1984.4824715766099,2112.2062294971884,2241.7832972577203,2370.3685764249408,2495.1668718096589,2613.5045379849198,2722.9109940489075,2821.2041278608181,2906.5728614274508,2977.649976345695,{"$f":"IFERROR(IF(OR(D35=\"\",'Lives scenario - input'!$F20=\"\"),\"\",D35/'Lives scenario - input'!$F20),\"\")","v":168.81418344425427},{"$f":"IFERROR(IF(OR(E35=\"\",'Lives scenario - input'!$F20=\"\"),\"\",E35/'Lives scenario - input'!$F20),\"\")","v":163.96209855985228},{"$f":"IFERROR(IF(OR(F35=\"\",'Lives scenario - input'!$F20=\"\"),\"\",F35/'Lives scenario - input'!$F20),\"\")","v":162.60032679047879},{"$f":"IFERROR(IF(OR(G35=\"\",'Lives scenario - input'!$F20=\"\"),\"\",G35/'Lives scenario - input'!$F20),\"\")","v":164.37358106980699},{"$f":"IFERROR(IF(OR(H35=\"\",'Lives scenario - input'!$F20=\"\"),\"\",H35/'Lives scenario - input'!$F20),\"\")","v":168.94535060192513},{"$f":"IFERROR(IF(OR(I35=\"\",'Lives scenario - input'!$F20=\"\"),\"\",I35/'Lives scenario - input'!$F20),\"\")","v":175.99331468977488},{"$f":"IFERROR(IF(OR(J35=\"\",'Lives scenario - input'!$F20=\"\"),\"\",J35/'Lives scenario - input'!$F20),\"\")","v":185.20386550607091},{"$f":"IFERROR(IF(OR(K35=\"\",'Lives scenario - input'!$F20=\"\"),\"\",K35/'Lives scenario - input'!$F20),\"\")","v":196.26649071438507},{"$f":"IFERROR(IF(OR(L35=\"\",'Lives scenario - input'!$F20=\"\"),\"\",L35/'Lives scenario - input'!$F20),\"\")","v":208.86872832154813},{"$f":"IFERROR(IF(OR(M35=\"\",'Lives scenario - input'!$F20=\"\"),\"\",M35/'Lives scenario - input'!$F20),\"\")","v":222.69233158078833},{"$f":"IFERROR(IF(OR(N35=\"\",'Lives scenario - input'!$F20=\"\"),\"\",N35/'Lives scenario - input'!$F20),\"\")","v":237.4111701763382},{"$f":"IFERROR(IF(OR(O35=\"\",'Lives scenario - input'!$F20=\"\"),\"\",O35/'Lives scenario - input'!$F20),\"\")","v":252.69124811179771},{"$f":"IFERROR(IF(OR(P35=\"\",'Lives scenario - input'!$F20=\"\"),\"\",P35/'Lives scenario - input'!$F20),\"\")","v":268.19304453764687},{"$f":"IFERROR(IF(OR(Q35=\"\",'Lives scenario - input'!$F20=\"\"),\"\",Q35/'Lives scenario - input'!$F20),\"\")","v":283.57618952974531},{"$f":"IFERROR(IF(OR(R35=\"\",'Lives scenario - input'!$F20=\"\"),\"\",R35/'Lives scenario - input'!$F20),\"\")","v":298.50628327844913},{"$f":"IFERROR(IF(OR(S35=\"\",'Lives scenario - input'!$F20=\"\"),\"\",S35/'Lives scenario - input'!$F20),\"\")","v":312.66346743351261},{"$f":"IFERROR(IF(OR(T35=\"\",'Lives scenario - input'!$F20=\"\"),\"\",T35/'Lives scenario - input'!$F20),\"\")","v":325.75217702456365},{"$f":"IFERROR(IF(OR(U35=\"\",'Lives scenario - input'!$F20=\"\"),\"\",U35/'Lives scenario - input'!$F20),\"\")","v":337.51135769399303},{"$f":"IFERROR(IF(OR(V35=\"\",'Lives scenario - input'!$F20=\"\"),\"\",V35/'Lives scenario - input'!$F20),\"\")","v":347.72434330752901},{"$f":"IFERROR(IF(OR(W35=\"\",'Lives scenario - input'!$F20=\"\"),\"\",W35/'Lives scenario - input'!$F20),\"\")","v":356.22756833833125}]
[{"$f":"IFERROR('Lives scenario - input'!A21,\"\")","v":2},{"$f":"IFERROR('Lives scenario - input'!B21,\"\")","v":"POLES"},{"$f":"IFERROR('Lives scenario - input'!C21,\"\")","v":"> 66 kv & < = 132 kv ; concrete"},{"$f":"IFERROR(repcalc('Lives scenario - input'!$CX21:$GJ21,'Lives scenario - input'!$I21,'Lives scenario - input'!$G21,'Lives scenario - input'!$H21,20,TRUE,TRUE),\"\")","v":25.026003964023122},34.130932181909458,45.739711734493106,60.237606272376823,77.968198065277278,99.196584834495255,124.07044946073631,152.58312792072002,184.54362884675589,219.55882789225171,257.03258862008767,296.18526199552377,336.0949354705956,375.75913633159064,414.17277522685117,450.41537085199667,483.73847814137559,513.64314954845372,539.93746331126613,562.76574084362574,{"$f":"IFERROR(IF(OR(D36=\"\",'Lives scenario - input'!$F21=\"\"),\"\",D36/'Lives scenario - input'!$F21),\"\")","v":1.0793308635031862},{"$f":"IFERROR(IF(OR(E36=\"\",'Lives scenario - input'!$F21=\"\"),\"\",E36/'Lives scenario - input'!$F21),\"\")","v":1.4720116146799707},{"$f":"IFERROR(IF(OR(F36=\"\",'Lives scenario - input'!$F21=\"\"),\"\",F36/'Lives scenario - input'!$F21),\"\")","v":1.9726794031419523},{"$f":"IFERROR(IF(OR(G36=\"\",'Lives scenario - input'!$F21=\"\"),\"\",G36/'Lives scenario - input'!$F21),\"\")","v":2.5979500237750925},{"$f":"IFERROR(IF(OR(H36=\"\",'Lives scenario - input'!$F21=\"\"),\"\",H36/'Lives scenario - input'!$F21),\"\")","v":3.362641621273637},{"$f":"IFERROR(IF(OR(I36=\"\",'Lives scenario - input'!$F21=\"\"),\"\",I36/'Lives scenario - input'!$F21),\"\")","v":4.2781874293594235},{"$f":"IFERROR(IF(OR(J36=\"\",'Lives scenario - input'!$F21=\"\"),\"\",J36/'Lives scenario - input'!$F21),\"\")","v":5.3509567705733474},{"$f":"IFERROR(IF(OR(K36=\"\",'Lives scenario - input'!$F21=\"\"),\"\",K36/'Lives scenario - input'!$F21),\"\")","v":6.5806622364257414},{"$f":"IFERROR(IF(OR(L36=\"\",'Lives scenario - input'!$F21=\"\"),\"\",L36/'Lives scenario - input'!$F21),\"\")","v":7.9590666797433149},{"$f":"IFERROR(IF(OR(M36=\"\",'Lives scenario - input'!$F21=\"\"),\"\",M36/'Lives scenario - input'!$F21),\"\")","v":9.4692152866020596},{"$f":"IFERROR(IF(OR(N36=\"\",'Lives scenario - input'!$F21=\"\"),\"\",N36/'Lives scenario - input'!$F21),\"\")","v":11.085397661672094},{"$f":"IFERROR(IF(OR(O36=\"\",'Lives scenario - input'!$F21=\"\"),\"\",O36/'Lives scenario - input'!$F21),\"\")","v":12.773988809644335},{"$f":"IFERROR(IF(OR(P36=\"\",'Lives scenario - input'!$F21=\"\"),\"\",P36/'Lives scenario - input'!$F21),\"\")","v":14.495228141177419},{"$f":"IFERROR(IF(OR(Q36=\"\",'Lives scenario - input'!$F21=\"\"),\"\",Q36/'Lives scenario - input'!$F21),\"\")","v":16.205880637956589},{"$f":"IFERROR(IF(OR(R36=\"\",'Lives scenario - input'!$F21=\"\"),\"\",R36/'Lives scenario - input'!$F21),\"\")","v":17.862598430326667},{"$f":"IFERROR(IF(OR(S36=\"\",'Lives scenario - input'!$F21=\"\"),\"\",S36/'Lives scenario - input'!$F21),\"\")","v":19.425682656155129},{"$f":"IFERROR(IF(OR(T36=\"\",'Lives scenario - input'!$F21=\"\"),\"\",T36/'Lives scenario - input'!$F21),\"\")","v":20.86285409658803},{"$f":"IFERROR(IF(OR(U36=\"\",'Lives scenario - input'!$F21=\"\"),\"\",U36/'Lives scenario - input'!$F21),\"\")","v":22.152593955136023},{"$f":"IFERROR(IF(OR(V36=\"\",'Lives scenario - input'!$F21=\"\"),\"\",V36/'Lives scenario - input'!$F21),\"\")","v":23.2866249582334},{"$f":"IFERROR(IF(OR(W36=\"\",'Lives scenario - input'!$F21=\"\"),\"\",W36/'Lives scenario - input'!$F21),\"\")","v":24.271171453819072}]
[{"$f":"IFERROR('Lives scenario - input'!A22,\"\")","v":2},{"$f":"IFERROR('Lives scenario - input'!B22,\"\")","v":"POLES"},{"$f":"IFERROR('Lives scenario - input'!C22,\"\")","v":"> 66 kv & < = 132 kv ; steel"},{"$f":"IFERROR(repcalc('Lives scenario - input'!$CX22:$GJ22,'Lives scenario - input'!$I22,'Lives scenario - input'!$G22,'Lives scenario - input'!$H22,20,TRUE,TRUE),\"\")","v":1.628970257690505E-3},2.5535285605673141E-3,3.9396299266018413E-3,5.9821499768986496E-3,8.9401817888541766E-3,1.3149905050161389E-2,1.9036457803126957E-2,2.7122953496267924E-2,3.8034281608817708E-2,5.2492949645423961E-2,7.1304088664382745E-2,9.5326982219056375E-2,0.12543120297367755,0.16243672140761234,0.20703918110272229,0.25972380843039278,0.3206739202315213,0.38968238314475151,0.46607625849678924,0.54866581345060861,{"$f":"IFERROR(IF(OR(D37=\"\",'Lives scenario - input'!$F22=\"\"),\"\",D37/'Lives scenario - input'!$F22),\"\")","v":7.0254838822116796E-5},{"$f":"IFERROR(IF(OR(E37=\"\",'Lives scenario - input'!$F22=\"\"),\"\",E37/'Lives scenario - input'!$F22),\"\")","v":1.101295352713635E-4},{"$f":"IFERROR(IF(OR(F37=\"\",'Lives scenario - input'!$F22=\"\"),\"\",F37/'Lives scenario - input'!$F22),\"\")","v":1.699098336544254E-4},{"$f":"IFERROR(IF(OR(G37=\"\",'Lives scenario - input'!$F22=\"\"),\"\",G37/'Lives scenario - input'!$F22),\"\")","v":2.5800040267929446E-4},{"$f":"IFERROR(IF(OR(H37=\"\",'Lives scenario - input'!$F22=\"\"),\"\",H37/'Lives scenario - input'!$F22),\"\")","v":3.8557550553860862E-4},{"$f":"IFERROR(IF(OR(I37=\"\",'Lives scenario - input'!$F22=\"\"),\"\",I37/'Lives scenario - input'!$F22),\"\")","v":5.6713402559910536E-4},{"$f":"IFERROR(IF(OR(J37=\"\",'Lives scenario - input'!$F22=\"\"),\"\",J37/'Lives scenario - input'!$F22),\"\")","v":8.2101147543285039E-4},{"$f":"IFERROR(IF(OR(K37=\"\",'Lives scenario - input'!$F22=\"\"),\"\",K37/'Lives scenario - input'!$F22),\"\")","v":1.1697688875926119E-3},{"$f":"IFERROR(IF(OR(L37=\"\",'Lives scenario - input'!$F22=\"\"),\"\",L37/'Lives scenario - input'!$F22),\"\")","v":1.6403567293677202E-3},{"$f":"IFERROR(IF(OR(M37=\"\",'Lives scenario - input'!$F22=\"\"),\"\",M37/'Lives scenario - input'!$F22),\"\")","v":2.2639355747755036E-3},{"$f":"IFERROR(IF(OR(N37=\"\",'Lives scenario - input'!$F22=\"\"),\"\",N37/'Lives scenario - input'!$F22),\"\")","v":3.0752294173721517E-3},{"$f":"IFERROR(IF(OR(O37=\"\",'Lives scenario - input'!$F22=\"\"),\"\",O37/'Lives scenario - input'!$F22),\"\")","v":4.1112977597845286E-3},{"$f":"IFERROR(IF(OR(P37=\"\",'Lives scenario - input'!$F22=\"\"),\"\",P37/'Lives scenario - input'!$F22),\"\")","v":5.4096438572632253E-3},{"$f":"IFERROR(IF(OR(Q37=\"\",'Lives scenario - input'!$F22=\"\"),\"\",Q37/'Lives scenario - input'!$F22),\"\")","v":7.0056317034691389E-3},{"$f":"IFERROR(IF(OR(R37=\"\",'Lives scenario - input'!$F22=\"\"),\"\",R37/'Lives scenario - input'!$F22),\"\")","v":8.9292632751054E-3},{"$f":"IFERROR(IF(OR(S37=\"\",'Lives scenario - input'!$F22=\"\"),\"\",S37/'Lives scenario - input'!$F22),\"\")","v":1.1201465596685181E-2},{"$f":"IFERROR(IF(OR(T37=\"\",'Lives scenario - input'!$F22=\"\"),\"\",T37/'Lives scenario - input'!$F22),\"\")","v":1.3830144825518496E-2},{"$f":"IFERROR(IF(OR(U37=\"\",'Lives scenario - input'!$F22=\"\"),\"\",U37/'Lives scenario - input'!$F22),\"\")","v":1.680636763648902E-2},{"$f":"IFERROR(IF(OR(V37=\"\",'Lives scenario - input'!$F22=\"\"),\"\",V37/'Lives scenario - input'!$F22),\"\")","v":2.0101111278686322E-2},{"$f":"IFERROR(IF(OR(W37=\"\",'Lives scenario - input'!$F22=\"\"),\"\",W37/'Lives scenario - input'!$F22),\"\")","v":2.3663064509126055E-2}]
[{"$f":"IFERROR('Lives scenario - input'!A23,\"\")","v":2},{"$f":"IFERROR('Lives scenario - input'!B23,\"\")","v":"POLES"},{"$f":"IFERROR('Lives scenario - input'!C23,\"\")","v":"> 66 kv & < = 132 kv ; wood"},{"$f":"IFERROR(repcalc('Lives scenario - input'!$CX23:$GJ23,'Lives scenario - input'!$I23,'Lives scenario - input'!$G23,'Lives scenario - input'!$H23,20,TRUE,TRUE),\"\")","v":29.104128122457379},31.451760382362274,34.252008157728746,37.486446206163137,41.129743182582892,45.154817119327127,49.538084094617936,54.264140804346823,59.32924246017852,64.743060467842184,70.528430259131937,76.719111107673385,83.355941201384283,90.482132196327925,98.138749132428032,106.3616057684923,115.18082427544972,124.62413309620305,134.72460409981011,145.5329838792868,{"$f":"IFERROR(IF(OR(D38=\"\",'Lives scenario - input'!$F23=\"\"),\"\",D38/'Lives scenario - input'!$F23),\"\")","v":1.2552137282115818},{"$f":"IFERROR(IF(OR(E38=\"\",'Lives scenario - input'!$F23=\"\"),\"\",E38/'Lives scenario - input'!$F23),\"\")","v":1.3564632907831267},{"$f":"IFERROR(IF(OR(F38=\"\",'Lives scenario - input'!$F23=\"\"),\"\",F38/'Lives scenario - input'!$F23),\"\")","v":1.4772334246708261},{"$f":"IFERROR(IF(OR(G38=\"\",'Lives scenario - input'!$F23=\"\"),\"\",G38/'Lives scenario - input'!$F23),\"\")","v":1.6167294791261393},{"$f":"IFERROR(IF(OR(H38=\"\",'Lives scenario - input'!$F23=\"\"),\"\",H38/'Lives scenario - input'!$F23),\"\")","v":1.7738589544195464},{"$f":"IFERROR(IF(OR(I38=\"\",'Lives scenario - input'!$F23=\"\"),\"\",I38/'Lives scenario - input'!$F23),\"\")","v":1.9474538493159002},{"$f":"IFERROR(IF(OR(J38=\"\",'Lives scenario - input'!$F23=\"\"),\"\",J38/'Lives scenario - input'!$F23),\"\")","v":2.1364970276118362},{"$f":"IFERROR(IF(OR(K38=\"\",'Lives scenario - input'!$F23=\"\"),\"\",K38/'Lives scenario - input'!$F23),\"\")","v":2.3403241698439632},{"$f":"IFERROR(IF(OR(L38=\"\",'Lives scenario - input'!$F23=\"\"),\"\",L38/'Lives scenario - input'!$F23),\"\")","v":2.5587737693796853},{"$f":"IFERROR(IF(OR(M38=\"\",'Lives scenario - input'!$F23=\"\"),\"\",M38/'Lives scenario - input'!$F23),\"\")","v":2.792262938224257},{"$f":"IFERROR(IF(OR(N38=\"\",'Lives scenario - input'!$F23=\"\"),\"\",N38/'Lives scenario - input'!$F23),\"\")","v":3.0417765314249428},{"$f":"IFERROR(IF(OR(O38=\"\",'Lives scenario - input'!$F23=\"\"),\"\",O38/'Lives scenario - input'!$F23),\"\")","v":3.3087705315671347},{"$f":"IFERROR(IF(OR(P38=\"\",'Lives scenario - input'!$F23=\"\"),\"\",P38/'Lives scenario - input'!$F23),\"\")","v":3.5950062233006923},{"$f":"IFERROR(IF(OR(Q38=\"\",'Lives scenario - input'!$F23=\"\"),\"\",Q38/'Lives scenario - input'!$F23),\"\")","v":3.9023472550977911},{"$f":"IFERROR(IF(OR(R38=\"\",'Lives scenario - input'!$F23=\"\"),\"\",R38/'Lives scenario - input'!$F23),\"\")","v":4.2325646953664906},{"$f":"IFERROR(IF(OR(S38=\"\",'Lives scenario - input'!$F23=\"\"),\"\",S38/'Lives scenario - input'!$F23),\"\")","v":4.5872031332978898},{"$f":"IFERROR(IF(OR(T38=\"\",'Lives scenario - input'!$F23=\"\"),\"\",T38/'Lives scenario - input'!$F23),\"\")","v":4.967561689151303},{"$f":"IFERROR(IF(OR(U38=\"\",'Lives scenario - input'!$F23=\"\"),\"\",U38/'Lives scenario - input'!$F23),\"\")","v":5.3748362455880168},{"$f":"IFERROR(IF(OR(V38=\"\",'Lives scenario - input'!$F23=\"\"),\"\",V38/'Lives scenario - input'!$F23),\"\")","v":5.810453138552},{"$f":"IFERROR(IF(OR(W38=\"\",'Lives scenario - input'!$F23=\"\"),\"\",W38/'Lives scenario - input'!$F23),\"\")","v":6.2766009860958389}]
[{"$f":"IFERROR('Lives scenario - input'!A24,\"\")","v":2},{"$f":"IFERROR('Lives scenario - input'!B24,\"\")","v":"POLES"},{"$f":"IFERROR('Lives scenario - input'!C24,\"\")","v":"staking of a wooden pole"},{"$f":"IFERROR(repcalc('Lives scenario - input'!$CX24:$GJ24,'Lives scenario - input'!$I24,'Lives scenario - input'!$G24,'Lives scenario - input'!$H24,20,TRUE,TRUE),\"\")","v":812.26451394976436},1118.8587519981966,1498.7432405761158,1953.9799437825461,2481.6875527284665,3073.430893097609,3715.1824227960251,4387.8984993664553,5068.6554643454519,5732.2134672905722,6352.8341683887138,6906.1708904262832,7371.0624562483135,7731.0781403318269,7975.6729192575367,8100.8261002205554,8109.0695362764009,8008.8793545071539,7813.5073569507722,7539.442847430154,{"$f":"IFERROR(IF(OR(D39=\"\",'Lives scenario - input'!$F24=\"\"),\"\",D39/'Lives scenario - input'!$F24),\"\")","v":165.1611157653972},{"$f":"IFERROR(IF(OR(E39=\"\",'Lives scenario - input'!$F24=\"\"),\"\",E39/'Lives scenario - input'!$F24),\"\")","v":227.50219502428084},{"$f":"IFERROR(IF(OR(F39=\"\",'Lives scenario - input'!$F24=\"\"),\"\",F39/'Lives scenario - input'!$F24),\"\")","v":304.74568519031413},{"$f":"IFERROR(IF(OR(G39=\"\",'Lives scenario - input'!$F24=\"\"),\"\",G39/'Lives scenario - input'!$F24),\"\")","v":397.31085398406628},{"$f":"IFERROR(IF(OR(H39=\"\",'Lives scenario - input'!$F24=\"\"),\"\",H39/'Lives scenario - input'!$F24),\"\")","v":504.61183290728002},{"$f":"IFERROR(IF(OR(I39=\"\",'Lives scenario - input'!$F24=\"\"),\"\",I39/'Lives scenario - input'!$F24),\"\")","v":624.93346294731305},{"$f":"IFERROR(IF(OR(J39=\"\",'Lives scenario - input'!$F24=\"\"),\"\",J39/'Lives scenario - input'!$F24),\"\")","v":755.42346573438067},{"$f":"IFERROR(IF(OR(K39=\"\",'Lives scenario - input'!$F24=\"\"),\"\",K39/'Lives scenario - input'!$F24),\"\")","v":892.2096183873133},{"$f":"IFERROR(IF(OR(L39=\"\",'Lives scenario - input'!$F24=\"\"),\"\",L39/'Lives scenario - input'!$F24),\"\")","v":1030.6307582623838},{"$f":"IFERROR(IF(OR(M39=\"\",'Lives scenario - input'!$F24=\"\"),\"\",M39/'Lives scenario - input'!$F24),\"\")","v":1165.5547617850254},{"$f":"IFERROR(IF(OR(N39=\"\",'Lives scenario - input'!$F24=\"\"),\"\",N39/'Lives scenario - input'!$F24),\"\")","v":1291.7481454674394},{"$f":"IFERROR(IF(OR(O39=\"\",'Lives scenario - input'!$F24=\"\"),\"\",O39/'Lives scenario - input'!$F24),\"\")","v":1404.2603983557203},{"$f":"IFERROR(IF(OR(P39=\"\",'Lives scenario - input'!$F24=\"\"),\"\",P39/'Lives scenario - input'!$F24),\"\")","v":1498.7887304475958},{"$f":"IFERROR(IF(OR(Q39=\"\",'Lives scenario - input'!$F24=\"\"),\"\",Q39/'Lives scenario - input'!$F24),\"\")","v":1571.9922141097582},{"$f":"IFERROR(IF(OR(R39=\"\",'Lives scenario - input'!$F24=\"\"),\"\",R39/'Lives scenario - input'!$F24),\"\")","v":1621.7266859523374},{"$f":"IFERROR(IF(OR(S39=\"\",'Lives scenario - input'!$F24=\"\"),\"\",S39/'Lives scenario - input'!$F24),\"\")","v":1647.1746018152717},{"$f":"IFERROR(IF(OR(T39=\"\",'Lives scenario - input'!$F24=\"\"),\"\",T39/'Lives scenario - input'!$F24),\"\")","v":1648.8507738914143},{"$f":"IFERROR(IF(OR(U39=\"\",'Lives scenario - input'!$F24=\"\"),\"\",U39/'Lives scenario - input'!$F24),\"\")","v":1628.478688289297},{"$f":"IFERROR(IF(OR(V39=\"\",'Lives scenario - input'!$F24=\"\"),\"\",V39/'Lives scenario - input'!$F24),\"\")","v":1588.7528889326086},{"$f":"IFERROR(IF(OR(W39=\"\",'Lives scenario - input'!$F24=\"\"),\"\",W39/'Lives scenario - input'!$F24),\"\")","v":1533.0262144235689}]
[{"$f":"IFERROR('Lives scenario - input'!A25,\"\")","v":3},{"$f":"IFERROR('Lives scenario - input'!B25,\"\")","v":"SERVICE LINES"},{"$f":"IFERROR('Lives scenario - input'!C25,\"\")","v":"˂ = 11 kv ; commercial and industrial ; simple type"},{"$f":"IFERROR(repcalc('Lives scenario - input'!$CX25:$GJ25,'Lives scenario - input'!$I25,'Lives scenario - input'!$G25,'Lives scenario - input'!$H25,20,TRUE,TRUE),\"\")","v":68.055767225765223},72.307175706513362,76.725288062984902,81.386638219803785,86.359119204828971,91.693161922129477,97.41448254969788,103.51938177592794,109.97333522546067,116.71327672517539,123.65358466112262,130.69538232205082,137.73840056217054,144.69436309505136,151.50066766590666,158.1330633375735,164.61606548604524,171.02999600266176,177.51377041852552,184.26285726145701,{"$f":"IFERROR(IF(OR(D40=\"\",'Lives scenario - input'!$F25=\"\"),\"\",D40/'Lives scenario - input'!$F25),\"\")","v":163.93608157948267},{"$f":"IFERROR(IF(OR(E40=\"\",'Lives scenario - input'!$F25=\"\"),\"\",E40/'Lives scenario - input'!$F25),\"\")","v":174.17708356856568},{"$f":"IFERROR(IF(OR(F40=\"\",'Lives scenario - input'!$F25=\"\"),\"\",F40/'Lives scenario - input'!$F25),\"\")","v":184.81965005812},{"$f":"IFERROR(IF(OR(G40=\"\",'Lives scenario - input'!$F25=\"\"),\"\",G40/'Lives scenario - input'!$F25),\"\")","v":196.04813973253354},{"$f":"IFERROR(IF(OR(H40=\"\",'Lives scenario - input'!$F25=\"\"),\"\",H40/'Lives scenario - input'!$F25),\"\")","v":208.02609665878944},{"$f":"IFERROR(IF(OR(I40=\"\",'Lives scenario - input'!$F25=\"\"),\"\",I40/'Lives scenario - input'!$F25),\"\")","v":220.87500128065619},{"$f":"IFERROR(IF(OR(J40=\"\",'Lives scenario - input'!$F25=\"\"),\"\",J40/'Lives scenario - input'!$F25),\"\")","v":234.65679999334984},{"$f":"IFERROR(IF(OR(K40=\"\",'Lives scenario - input'!$F25=\"\"),\"\",K40/'Lives scenario - input'!$F25),\"\")","v":249.36258171300511},{"$f":"IFERROR(IF(OR(L40=\"\",'Lives scenario - input'!$F25=\"\"),\"\",L40/'Lives scenario - input'!$F25),\"\")","v":264.90918242507848},{"$f":"IFERROR(IF(OR(M40=\"\",'Lives scenario - input'!$F25=\"\"),\"\",M40/'Lives scenario - input'!$F25),\"\")","v":281.14468522784261},{"$f":"IFERROR(IF(OR(N40=\"\",'Lives scenario - input'!$F25=\"\"),\"\",N40/'Lives scenario - input'!$F25),\"\")","v":297.8628405635954},{"$f":"IFERROR(IF(OR(O40=\"\",'Lives scenario - input'!$F25=\"\"),\"\",O40/'Lives scenario - input'!$F25),\"\")","v":314.82546934388029},{"$f":"IFERROR(IF(OR(P40=\"\",'Lives scenario - input'!$F25=\"\"),\"\",P40/'Lives scenario - input'!$F25),\"\")","v":331.7910383153947},{"$f":"IFERROR(IF(OR(Q40=\"\",'Lives scenario - input'!$F25=\"\"),\"\",Q40/'Lives scenario - input'!$F25),\"\")","v":348.54690321471003},{"$f":"IFERROR(IF(OR(R40=\"\",'Lives scenario - input'!$F25=\"\"),\"\",R40/'Lives scenario - input'!$F25),\"\")","v":364.9422646494146},{"$f":"IFERROR(IF(OR(S40=\"\",'Lives scenario - input'!$F25=\"\"),\"\",S40/'Lives scenario - input'!$F25),\"\")","v":380.9187057685171},{"$f":"IFERROR(IF(OR(T40=\"\",'Lives scenario - input'!$F25=\"\"),\"\",T40/'Lives scenario - input'!$F25),\"\")","v":396.53528041627834},{"$f":"IFERROR(IF(OR(U40=\"\",'Lives scenario - input'!$F25=\"\"),\"\",U40/'Lives scenario - input'!$F25),\"\")","v":411.98547191774304},{"$f":"IFERROR(IF(OR(V40=\"\",'Lives scenario - input'!$F25=\"\"),\"\",V40/'Lives scenario - input'!$F25),\"\")","v":427.60390684120671},{"$f":"IFERROR(IF(OR(W40=\"\",'Lives scenario - input'!$F25=\"\"),\"\",W40/'Lives scenario - input'!$F25),\"\")","v":443.86143939681574}]
[{"$f":"IFERROR('Lives scenario - input'!A26,\"\")","v":3},{"$f":"IFERROR('Lives scenario - input'!B26,\"\")","v":"SERVICE LINES"},{"$f":"IFERROR('Lives scenario - input'!C26,\"\")","v":"˂ = 11 kv ; residential ; simple type"},{"$f":"IFERROR(repcalc('Lives scenario - input'!$CX26:$GJ26,'Lives scenario - input'!$I26,'Lives scenario - input'!$G26,'Lives scenario - input'!$H26,20,TRUE,TRUE),\"\")","v":731.02653300154952},780.87749703084683,832.72043278565343,887.37584333711379,945.60538839482933,1008.0128969838087,1074.9569956032958,1146.4868792849654,1222.3107702588882,1301.8034130209376,1384.0549154803725,1467.9588355571943,1552.3331357949912,1636.063951954995,1718.2594144314326,1798.3992576129024,1876.4657396505318,1953.0424298996718,2029.3695626264025,2107.3477058956246,{"$f":"IFERROR(IF(OR(D41=\"\",'Lives scenario - input'!$F26=\"\"),\"\",D41/'Lives scenario - input'!$F26),\"\")","v":1761.018885201109},{"$f":"IFERROR(IF(OR(E41=\"\",'Lives scenario - input'!$F26=\"\"),\"\",E41/'Lives scenario - input'!$F26),\"\")","v":1881.1082186766253},{"$f":"IFERROR(IF(OR(F41=\"\",'Lives scenario - input'!$F26=\"\"),\"\",F41/'Lives scenario - input'!$F26),\"\")","v":2005.9961465519993},{"$f":"IFERROR(IF(OR(G41=\"\",'Lives scenario - input'!$F26=\"\"),\"\",G41/'Lives scenario - input'!$F26),\"\")","v":2137.6592337512402},{"$f":"IFERROR(IF(OR(H41=\"\",'Lives scenario - input'!$F26=\"\"),\"\",H41/'Lives scenario - input'!$F26),\"\")","v":2277.9322934748993},{"$f":"IFERROR(IF(OR(I41=\"\",'Lives scenario - input'!$F26=\"\"),\"\",I41/'Lives scenario - input'!$F26),\"\")","v":2428.2699299930941},{"$f":"IFERROR(IF(OR(J41=\"\",'Lives scenario - input'!$F26=\"\"),\"\",J41/'Lives scenario - input'!$F26),\"\")","v":2589.5360627525088},{"$f":"IFERROR(IF(OR(K41=\"\",'Lives scenario - input'!$F26=\"\"),\"\",K41/'Lives scenario - input'!$F26),\"\")","v":2761.84920096714},{"$f":"IFERROR(IF(OR(L41=\"\",'Lives scenario - input'!$F26=\"\"),\"\",L41/'Lives scenario - input'!$F26),\"\")","v":2944.5064615815436},{"$f":"IFERROR(IF(OR(M41=\"\",'Lives scenario - input'!$F26=\"\"),\"\",M41/'Lives scenario - input'!$F26),\"\")","v":3136.0016246418118},{"$f":"IFERROR(IF(OR(N41=\"\",'Lives scenario - input'!$F26=\"\"),\"\",N41/'Lives scenario - input'!$F26),\"\")","v":3334.1427900144281},{"$f":"IFERROR(IF(OR(O41=\"\",'Lives scenario - input'!$F26=\"\"),\"\",O41/'Lives scenario - input'!$F26),\"\")","v":3536.2645751034165},{"$f":"IFERROR(IF(OR(P41=\"\",'Lives scenario - input'!$F26=\"\"),\"\",P41/'Lives scenario - input'!$F26),\"\")","v":3739.5194905362519},{"$f":"IFERROR(IF(OR(Q41=\"\",'Lives scenario - input'!$F26=\"\"),\"\",Q41/'Lives scenario - input'!$F26),\"\")","v":3941.2242739804888},{"$f":"IFERROR(IF(OR(R41=\"\",'Lives scenario - input'!$F26=\"\"),\"\",R41/'Lives scenario - input'!$F26),\"\")","v":4139.2304408764021},{"$f":"IFERROR(IF(OR(S41=\"\",'Lives scenario - input'!$F26=\"\"),\"\",S41/'Lives scenario - input'!$F26),\"\")","v":4332.284688470073},{"$f":"IFERROR(IF(OR(T41=\"\",'Lives scenario - input'!$F26=\"\"),\"\",T41/'Lives scenario - input'!$F26),\"\")","v":4520.3442772308363},{"$f":"IFERROR(IF(OR(U41=\"\",'Lives scenario - input'!$F26=\"\"),\"\",U41/'Lives scenario - input'!$F26),\"\")","v":4704.8150065506507},{"$f":"IFERROR(IF(OR(V41=\"\",'Lives scenario - input'!$F26=\"\"),\"\",V41/'Lives scenario - input'!$F26),\"\")","v":4888.6845600032884},{"$f":"IFERROR(IF(OR(W41=\"\",'Lives scenario - input'!$F26=\"\"),\"\",W41/'Lives scenario - input'!$F26),\"\")","v":5076.5313435751323}]
[{"$f":"IFERROR('Lives scenario - input'!A27,\"\")","v":4},{"$f":"IFERROR('Lives scenario - input'!B27,\"\")","v":"SWITCHGEAR"},{"$f":"IFERROR('Lives scenario - input'!C27,\"\")","v":"˂ = 11 kv ; circuit breaker"},{"$f":"IFERROR(repcalc('Lives scenario - input'!$CX27:$GJ27,'Lives scenario - input'!$I27,'Lives scenario - input'!$G27,'Lives scenario - input'!$H27,20,TRUE,TRUE),\"\")","v":801.33011828808264},944.39062309455369,1104.1090306092642,1280.9568777323293,1475.18648245177,1686.7855094881875,1915.4235125126427,2160.3909981018401,2420.5338437030514,2694.1889422218323,2979.130441077612,3272.5393551716857,3571.0119198487891,3870.6229724166697,4167.0591359709679,4455.8321141627202,4732.5749169185228,4993.4138063940982,5235.3972242423979,5456.9514268075982,{"$f":"IFERROR(IF(OR(D42=\"\",'Lives scenario - input'!$F27=\"\"),\"\",D42/'Lives scenario - input'!$F27),\"\")","v":7.2984287376646027},{"$f":"IFERROR(IF(OR(E42=\"\",'Lives scenario - input'!$F27=\"\"),\"\",E42/'Lives scenario - input'!$F27),\"\")","v":8.6014084655886531},{"$f":"IFERROR(IF(OR(F42=\"\",'Lives scenario - input'!$F27=\"\"),\"\",F42/'Lives scenario - input'!$F27),\"\")","v":10.056106584049136},{"$f":"IFERROR(IF(OR(G42=\"\",'Lives scenario - input'!$F27=\"\"),\"\",G42/'Lives scenario - input'!$F27),\"\")","v":11.666817800538164},{"$f":"IFERROR(IF(OR(H42=\"\",'Lives scenario - input'!$F27=\"\"),\"\",H42/'Lives scenario - input'!$F27),\"\")","v":13.435840200217864},{"$f":"IFERROR(IF(OR(I42=\"\",'Lives scenario - input'!$F27=\"\"),\"\",I42/'Lives scenario - input'!$F27),\"\")","v":15.363061434687001},{"$f":"IFERROR(IF(OR(J42=\"\",'Lives scenario - input'!$F27=\"\"),\"\",J42/'Lives scenario - input'!$F27),\"\")","v":17.445471834237246},{"$f":"IFERROR(IF(OR(K42=\"\",'Lives scenario - input'!$F27=\"\"),\"\",K42/'Lives scenario - input'!$F27),\"\")","v":19.676609408895192},{"$f":"IFERROR(IF(OR(L42=\"\",'Lives scenario - input'!$F27=\"\"),\"\",L42/'Lives scenario - input'!$F27),\"\")","v":22.045962534283593},{"$f":"IFERROR(IF(OR(M42=\"\",'Lives scenario - input'!$F27=\"\"),\"\",M42/'Lives scenario - input'!$F27),\"\")","v":24.53838380943138},{"$f":"IFERROR(IF(OR(N42=\"\",'Lives scenario - input'!$F27=\"\"),\"\",N42/'Lives scenario - input'!$F27),\"\")","v":27.133600407860307},{"$f":"IFERROR(IF(OR(O42=\"\",'Lives scenario - input'!$F27=\"\"),\"\",O42/'Lives scenario - input'!$F27),\"\")","v":29.805937315757856},{"$f":"IFERROR(IF(OR(P42=\"\",'Lives scenario - input'!$F27=\"\"),\"\",P42/'Lives scenario - input'!$F27),\"\")","v":32.524393409855008},{"$f":"IFERROR(IF(OR(Q42=\"\",'Lives scenario - input'!$F27=\"\"),\"\",Q42/'Lives scenario - input'!$F27),\"\")","v":35.253218729505889},{"$f":"IFERROR(IF(OR(R42=\"\",'Lives scenario - input'!$F27=\"\"),\"\",R42/'Lives scenario - input'!$F27),\"\")","v":37.953127500674704},{"$f":"IFERROR(IF(OR(S42=\"\",'Lives scenario - input'!$F27=\"\"),\"\",S42/'Lives scenario - input'!$F27),\"\")","v":40.583240801792364},{"$f":"IFERROR(IF(OR(T42=\"\",'Lives scenario - input'!$F27=\"\"),\"\",T42/'Lives scenario - input'!$F27),\"\")","v":43.103784555831915},{"$f":"IFERROR(IF(OR(U42=\"\",'Lives scenario - input'!$F27=\"\"),\"\",U42/'Lives scenario - input'!$F27),\"\")","v":45.479477174145138},{"$f":"IFERROR(IF(OR(V42=\"\",'Lives scenario - input'!$F27=\"\"),\"\",V42/'Lives scenario - input'!$F27),\"\")","v":47.68343617999821},{"$f":"IFERROR(IF(OR(W42=\"\",'Lives scenario - input'!$F27=\"\"),\"\",W42/'Lives scenario - input'!$F27),\"\")","v":49.701328085030667}]
[{"$f":"IFERROR('Lives scenario - input'!A28,\"\")","v":4},{"$f":"IFERROR('Lives scenario - input'!B28,\"\")","v":"SWITCHGEAR"},{"$f":"IFERROR('Lives scenario - input'!C28,\"\")","v":"˂ = 11 kv ; switch"},{"$f":"IFERROR(repcalc('Lives scenario - input'!$CX28:$GJ28,'Lives scenario - input'!$I28,'Lives scenario - input'!$G28,'Lives scenario - input'!$H28,20,TRUE,TRUE),\"\")","v":70.467470273642519},87.067482238324914,106.82177962962498,130.1800762158648,157.65997398859702,189.87252749122362,227.55637173734857,271.62058779606213,323.19547729062265,383.68914536831375,454.84631954624268,538.8042763476243,638.13927481386486,755.89571410119538,895.58957744260601,1061.1778373468806,1256.9865911123206,1487.5929223071839,1757.6588913030798,2071.7205568531463,{"$f":"IFERROR(IF(OR(D43=\"\",'Lives scenario - input'!$F28=\"\"),\"\",D43/'Lives scenario - input'!$F28),\"\")","v":12.366826835860532},{"$f":"IFERROR(IF(OR(E43=\"\",'Lives scenario - input'!$F28=\"\"),\"\",E43/'Lives scenario - input'!$F28),\"\")","v":15.280078477266853},{"$f":"IFERROR(IF(OR(F43=\"\",'Lives scenario - input'!$F28=\"\"),\"\",F43/'Lives scenario - input'!$F28),\"\")","v":18.746897623088753},{"$f":"IFERROR(IF(OR(G43=\"\",'Lives scenario - input'!$F28=\"\"),\"\",G43/'Lives scenario - input'!$F28),\"\")","v":22.846207672689719},{"$f":"IFERROR(IF(OR(H43=\"\",'Lives scenario - input'!$F28=\"\"),\"\",H43/'Lives scenario - input'!$F28),\"\")","v":27.668846202253071},{"$f":"IFERROR(IF(OR(I43=\"\",'Lives scenario - input'!$F28=\"\"),\"\",I43/'Lives scenario - input'!$F28),\"\")","v":33.322051426747706},{"$f":"IFERROR(IF(OR(J43=\"\",'Lives scenario - input'!$F28=\"\"),\"\",J43/'Lives scenario - input'!$F28),\"\")","v":39.93545154586166},{"$f":"IFERROR(IF(OR(K43=\"\",'Lives scenario - input'!$F28=\"\"),\"\",K43/'Lives scenario - input'!$F28),\"\")","v":47.668587523922746},{"$f":"IFERROR(IF(OR(L43=\"\",'Lives scenario - input'!$F28=\"\"),\"\",L43/'Lives scenario - input'!$F28),\"\")","v":56.719823860079977},{"$f":"IFERROR(IF(OR(M43=\"\",'Lives scenario - input'!$F28=\"\"),\"\",M43/'Lives scenario - input'!$F28),\"\")","v":67.336278727520465},{"$f":"IFERROR(IF(OR(N43=\"\",'Lives scenario - input'!$F28=\"\"),\"\",N43/'Lives scenario - input'!$F28),\"\")","v":79.82414650211777},{"$f":"IFERROR(IF(OR(O43=\"\",'Lives scenario - input'!$F28=\"\"),\"\",O43/'Lives scenario - input'!$F28),\"\")","v":94.558512717101735},{"$f":"IFERROR(IF(OR(P43=\"\",'Lives scenario - input'!$F28=\"\"),\"\",P43/'Lives scenario - input'!$F28),\"\")","v":111.99150300328714},{"$f":"IFERROR(IF(OR(Q43=\"\",'Lives scenario - input'!$F28=\"\"),\"\",Q43/'Lives scenario - input'!$F28),\"\")","v":132.65740015865362},{"$f":"IFERROR(IF(OR(R43=\"\",'Lives scenario - input'!$F28=\"\"),\"\",R43/'Lives scenario - input'!$F28),\"\")","v":157.17324855319669},{"$f":"IFERROR(IF(OR(S43=\"\",'Lives scenario - input'!$F28=\"\"),\"\",S43/'Lives scenario - input'!$F28),\"\")","v":186.23348483435615},{"$f":"IFERROR(IF(OR(T43=\"\",'Lives scenario - input'!$F28=\"\"),\"\",T43/'Lives scenario - input'!$F28),\"\")","v":220.59732592811818},{"$f":"IFERROR(IF(OR(U43=\"\",'Lives scenario - input'!$F28=\"\"),\"\",U43/'Lives scenario - input'!$F28),\"\")","v":261.06803608793331},{"$f":"IFERROR(IF(OR(V43=\"\",'Lives scenario - input'!$F28=\"\"),\"\",V43/'Lives scenario - input'!$F28),\"\")","v":308.4637927379398},{"$f":"IFERROR(IF(OR(W43=\"\",'Lives scenario - input'!$F28=\"\"),\"\",W43/'Lives scenario - input'!$F28),\"\")","v":363.580660401236}]
[{"$f":"IFERROR('Lives scenario - input'!A29,\"\")","v":4},{"$f":"IFERROR('Lives scenario - input'!B29,\"\")","v":"SWITCHGEAR"},{"$f":"IFERROR('Lives scenario - input'!C29,\"\")","v":"> 11 kv & < = 22 kv ; switch"},{"$f":"IFERROR(repcalc('Lives scenario - input'!$CX29:$GJ29,'Lives scenario - input'!$I29,'Lives scenario - input'!$G29,'Lives scenario - input'!$H29,20,TRUE,TRUE),\"\")","v":3.9285701852065714E-7},8.4395527028819474E-7,1.7765591552162037E-6,3.6645045770745628E-6,7.406725286296538E-6,1.4669408395203434E-5,2.8469141812506641E-5,5.4139169016472175E-5,1.0088445393991859E-4,1.8420965135105137E-4,3.2959149944606947E-4,5.7785001618306236E-4,9.9272687680566321E-4,1.6711674534302787E-3,2.756675918333726E-3,4.4558137058696998E-3,7.0573868091324907E-3,1.0953083922238864E-2,1.6657296635920606E-2,2.4822655940660823E-2,{"$f":"IFERROR(IF(OR(D44=\"\",'Lives scenario - input'!$F29=\"\"),\"\",D44/'Lives scenario - input'!$F29),\"\")","v":2.1835047221680935E-8},{"$f":"IFERROR(IF(OR(E44=\"\",'Lives scenario - input'!$F29=\"\"),\"\",E44/'Lives scenario - input'!$F29),\"\")","v":4.6907150212362217E-8},{"$f":"IFERROR(IF(OR(F44=\"\",'Lives scenario - input'!$F29=\"\"),\"\",F44/'Lives scenario - input'!$F29),\"\")","v":9.8741402641418465E-8},{"$f":"IFERROR(IF(OR(G44=\"\",'Lives scenario - input'!$F29=\"\"),\"\",G44/'Lives scenario - input'!$F29),\"\")","v":2.0367366933087308E-7},{"$f":"IFERROR(IF(OR(H44=\"\",'Lives scenario - input'!$F29=\"\"),\"\",H44/'Lives scenario - input'!$F29),\"\")","v":4.1166681199511083E-7},{"$f":"IFERROR(IF(OR(I44=\"\",'Lives scenario - input'!$F29=\"\"),\"\",I44/'Lives scenario - input'!$F29),\"\")","v":8.1532773992313789E-7},{"$f":"IFERROR(IF(OR(J44=\"\",'Lives scenario - input'!$F29=\"\"),\"\",J44/'Lives scenario - input'!$F29),\"\")","v":1.5823188247408834E-6},{"$f":"IFERROR(IF(OR(K44=\"\",'Lives scenario - input'!$F29=\"\"),\"\",K44/'Lives scenario - input'!$F29),\"\")","v":3.0090624738452439E-6},{"$f":"IFERROR(IF(OR(L44=\"\",'Lives scenario - input'!$F29=\"\"),\"\",L44/'Lives scenario - input'!$F29),\"\")","v":5.6071718509867718E-6},{"$f":"IFERROR(IF(OR(M44=\"\",'Lives scenario - input'!$F29=\"\"),\"\",M44/'Lives scenario - input'!$F29),\"\")","v":1.0238397804589793E-5},{"$f":"IFERROR(IF(OR(N44=\"\",'Lives scenario - input'!$F29=\"\"),\"\",N44/'Lives scenario - input'!$F29),\"\")","v":1.8318740954073447E-5},{"$f":"IFERROR(IF(OR(O44=\"\",'Lives scenario - input'!$F29=\"\"),\"\",O44/'Lives scenario - input'!$F29),\"\")","v":3.2116983522194129E-5},{"$f":"IFERROR(IF(OR(P44=\"\",'Lives scenario - input'!$F29=\"\"),\"\",P44/'Lives scenario - input'!$F29),\"\")","v":5.5175896602045083E-5},{"$f":"IFERROR(IF(OR(Q44=\"\",'Lives scenario - input'!$F29=\"\"),\"\",Q44/'Lives scenario - input'!$F29),\"\")","v":9.2883717334090848E-5},{"$f":"IFERROR(IF(OR(R44=\"\",'Lives scenario - input'!$F29=\"\"),\"\",R44/'Lives scenario - input'!$F29),\"\")","v":1.5321642738711197E-4},{"$f":"IFERROR(IF(OR(S44=\"\",'Lives scenario - input'!$F29=\"\"),\"\",S44/'Lives scenario - input'!$F29),\"\")","v":2.4765473974486772E-4},{"$f":"IFERROR(IF(OR(T44=\"\",'Lives scenario - input'!$F29=\"\"),\"\",T44/'Lives scenario - input'!$F29),\"\")","v":3.9225053129850928E-4},{"$f":"IFERROR(IF(OR(U44=\"\",'Lives scenario - input'!$F29=\"\"),\"\",U44/'Lives scenario - input'!$F29),\"\")","v":6.0877391363836435E-4},{"$f":"IFERROR(IF(OR(V44=\"\",'Lives scenario - input'!$F29=\"\"),\"\",V44/'Lives scenario - input'!$F29),\"\")","v":9.2581484225602226E-4},{"$f":"IFERROR(IF(OR(W44=\"\",'Lives scenario - input'!$F29=\"\"),\"\",W44/'Lives scenario - input'!$F29),\"\")","v":1.3796466375294459E-3}]
[{"$f":"IFERROR('Lives scenario - input'!A30,\"\")","v":4},{"$f":"IFERROR('Lives scenario - input'!B30,\"\")","v":"SWITCHGEAR"},{"$f":"IFERROR('Lives scenario - input'!C30,\"\")","v":"> 22 kv & < = 33 kv ; circuit breaker"},{"$f":"IFERROR(repcalc('Lives scenario - input'!$CX30:$GJ30,'Lives scenario - input'!$I30,'Lives scenario - input'!$G30,'Lives scenario - input'!$H30,20,TRUE,TRUE),\"\")","v":3996.2307773051002},4020.3006799152195,4023.4303221489381,4005.1120446935633,3965.106282187558,3903.6315577570786,3821.5310771724871,3720.3895563207038,3602.5826945892754,3471.2528141707667,3330.2155515808381,3183.8121898075619,3036.7288359824852,2893.8064760615798,2759.8650299909659,2639.560580036748,2537.2890375574111,2457.1428378592755,2402.9208315302458,2378.1860476077995,{"$f":"IFERROR(IF(OR(D45=\"\",'Lives scenario - input'!$F30=\"\"),\"\",D45/'Lives scenario - input'!$F30),\"\")","v":12.698004085456409},{"$f":"IFERROR(IF(OR(E45=\"\",'Lives scenario - input'!$F30=\"\"),\"\",E45/'Lives scenario - input'!$F30),\"\")","v":12.774486085298758},{"$f":"IFERROR(IF(OR(F45=\"\",'Lives scenario - input'!$F30=\"\"),\"\",F45/'Lives scenario - input'!$F30),\"\")","v":12.78443050845256},{"$f":"IFERROR(IF(OR(G45=\"\",'Lives scenario - input'!$F30=\"\"),\"\",G45/'Lives scenario - input'!$F30),\"\")","v":12.726224269892001},{"$f":"IFERROR(IF(OR(H45=\"\",'Lives scenario - input'!$F30=\"\"),\"\",H45/'Lives scenario - input'!$F30),\"\")","v":12.599106151832357},{"$f":"IFERROR(IF(OR(I45=\"\",'Lives scenario - input'!$F30=\"\"),\"\",I45/'Lives scenario - input'!$F30),\"\")","v":12.403770510456575},{"$f":"IFERROR(IF(OR(J45=\"\",'Lives scenario - input'!$F30=\"\"),\"\",J45/'Lives scenario - input'!$F30),\"\")","v":12.142896628046783},{"$f":"IFERROR(IF(OR(K45=\"\",'Lives scenario - input'!$F30=\"\"),\"\",K45/'Lives scenario - input'!$F30),\"\")","v":11.821519931716123},{"$f":"IFERROR(IF(OR(L45=\"\",'Lives scenario - input'!$F30=\"\"),\"\",L45/'Lives scenario - input'!$F30),\"\")","v":11.447189194848804},{"$f":"IFERROR(IF(OR(M45=\"\",'Lives scenario - input'!$F30=\"\"),\"\",M45/'Lives scenario - input'!$F30),\"\")","v":11.029889131106913},{"$f":"IFERROR(IF(OR(N45=\"\",'Lives scenario - input'!$F30=\"\"),\"\",N45/'Lives scenario - input'!$F30),\"\")","v":10.581743907177627},{"$f":"IFERROR(IF(OR(O45=\"\",'Lives scenario - input'!$F30=\"\"),\"\",O45/'Lives scenario - input'!$F30),\"\")","v":10.116547928887487},{"$f":"IFERROR(IF(OR(P45=\"\",'Lives scenario - input'!$F30=\"\"),\"\",P45/'Lives scenario - input'!$F30),\"\")","v":9.6491912791213945},{"$f":"IFERROR(IF(OR(Q45=\"\",'Lives scenario - input'!$F30=\"\"),\"\",Q45/'Lives scenario - input'!$F30),\"\")","v":9.1950561674843794},{"$f":"IFERROR(IF(OR(R45=\"\",'Lives scenario - input'!$F30=\"\"),\"\",R45/'Lives scenario - input'!$F30),\"\")","v":8.7694578664364258},{"$f":"IFERROR(IF(OR(S45=\"\",'Lives scenario - input'!$F30=\"\"),\"\",S45/'Lives scenario - input'!$F30),\"\")","v":8.3871910549968174},{"$f":"IFERROR(IF(OR(T45=\"\",'Lives scenario - input'!$F30=\"\"),\"\",T45/'Lives scenario - input'!$F30),\"\")","v":8.0622237203764922},{"$f":"IFERROR(IF(OR(U45=\"\",'Lives scenario - input'!$F30=\"\"),\"\",U45/'Lives scenario - input'!$F30),\"\")","v":7.8075595560894078},{"$f":"IFERROR(IF(OR(V45=\"\",'Lives scenario - input'!$F30=\"\"),\"\",V45/'Lives scenario - input'!$F30),\"\")","v":7.6352693916179835},{"$f":"IFERROR(IF(OR(W45=\"\",'Lives scenario - input'!$F30=\"\"),\"\",W45/'Lives scenario - input'!$F30),\"\")","v":7.5566747346017271}]
[{"$f":"IFERROR('Lives scenario - input'!A31,\"\")","v":4},{"$f":"IFERROR('Lives scenario - input'!B31,\"\")","v":"SWITCHGEAR"},{"$f":"IFERROR('Lives scenario - input'!C31,\"\")","v":"> 22 kv & < = 33 kv ; switch"},{"$f":"IFERROR(repcalc('Lives scenario - input'!$CX31:$GJ31,'Lives scenario - input'!$I31,'Lives scenario - input'!$G31,'Lives scenario - input'!$H31,20,TRUE,TRUE),\"\")","v":374.22040515251115},420.42120847201483,472.26219785213203,528.96964349788391,589.26568837716832,651.39259459950915,713.19108199270602,772.233049273029,826.00209304981479,872.10833774444859,908.51831820322354,933.77709597519049,947.19919927220008,949.00760558620641,940.40549335551452,923.57299520471986,901.58945369478329,878.28938511447018,858.06636627350304,845.64266442625512,{"$f":"IFERROR(IF(OR(D46=\"\",'Lives scenario - input'!$F31=\"\"),\"\",D46/'Lives scenario - input'!$F31),\"\")","v":7.0379149761801907},{"$f":"IFERROR(IF(OR(E46=\"\",'Lives scenario - input'!$F31=\"\"),\"\",E46/'Lives scenario - input'!$F31),\"\")","v":7.9068075355300067},{"$f":"IFERROR(IF(OR(F46=\"\",'Lives scenario - input'!$F31=\"\"),\"\",F46/'Lives scenario - input'!$F31),\"\")","v":8.8817743479079461},{"$f":"IFERROR(IF(OR(G46=\"\",'Lives scenario - input'!$F31=\"\"),\"\",G46/'Lives scenario - input'!$F31),\"\")","v":9.948263976683025},{"$f":"IFERROR(IF(OR(H46=\"\",'Lives scenario - input'!$F31=\"\"),\"\",H46/'Lives scenario - input'!$F31),\"\")","v":11.082243929185626},{"$f":"IFERROR(IF(OR(I46=\"\",'Lives scenario - input'!$F31=\"\"),\"\",I46/'Lives scenario - input'!$F31),\"\")","v":12.250656655230747},{"$f":"IFERROR(IF(OR(J46=\"\",'Lives scenario - input'!$F31=\"\"),\"\",J46/'Lives scenario - input'!$F31),\"\")","v":13.412892850642402},{"$f":"IFERROR(IF(OR(K46=\"\",'Lives scenario - input'!$F31=\"\"),\"\",K46/'Lives scenario - input'!$F31),\"\")","v":14.523287527212693},{"$f":"IFERROR(IF(OR(L46=\"\",'Lives scenario - input'!$F31=\"\"),\"\",L46/'Lives scenario - input'!$F31),\"\")","v":15.534515010378144},{"$f":"IFERROR(IF(OR(M46=\"\",'Lives scenario - input'!$F31=\"\"),\"\",M46/'Lives scenario - input'!$F31),\"\")","v":16.401629217845123},{"$f":"IFERROR(IF(OR(N46=\"\",'Lives scenario - input'!$F31=\"\"),\"\",N46/'Lives scenario - input'!$F31),\"\")","v":17.086387032290883},{"$f":"IFERROR(IF(OR(O46=\"\",'Lives scenario - input'!$F31=\"\"),\"\",O46/'Lives scenario - input'!$F31),\"\")","v":17.561425613602037},{"$f":"IFERROR(IF(OR(P46=\"\",'Lives scenario - input'!$F31=\"\"),\"\",P46/'Lives scenario - input'!$F31),\"\")","v":17.813853382118193},{"$f":"IFERROR(IF(OR(Q46=\"\",'Lives scenario - input'!$F31=\"\"),\"\",Q46/'Lives scenario - input'!$F31),\"\")","v":17.847863846820612},{"$f":"IFERROR(IF(OR(R46=\"\",'Lives scenario - input'!$F31=\"\"),\"\",R46/'Lives scenario - input'!$F31),\"\")","v":17.686085029680761},{"$f":"IFERROR(IF(OR(S46=\"\",'Lives scenario - input'!$F31=\"\"),\"\",S46/'Lives scenario - input'!$F31),\"\")","v":17.369518404261918},{"$f":"IFERROR(IF(OR(T46=\"\",'Lives scenario - input'!$F31=\"\"),\"\",T46/'Lives scenario - input'!$F31),\"\")","v":16.956076769620942},{"$f":"IFERROR(IF(OR(U46=\"\",'Lives scenario - input'!$F31=\"\"),\"\",U46/'Lives scenario - input'!$F31),\"\")","v":16.517875379879566},{"$f":"IFERROR(IF(OR(V46=\"\",'Lives scenario - input'!$F31=\"\"),\"\",V46/'Lives scenario - input'!$F31),\"\")","v":16.137543668394162},{"$f":"IFERROR(IF(OR(W46=\"\",'Lives scenario - input'!$F31=\"\"),\"\",W46/'Lives scenario - input'!$F31),\"\")","v":15.903892707392425}]
[{"$f":"IFERROR('Lives scenario - input'!A32,\"\")","v":4},{"$f":"IFERROR('Lives scenario - input'!B32,\"\")","v":"SWITCHGEAR"},{"$f":"IFERROR('Lives scenario - input'!C32,\"\")","v":"> 33 kv & < = 66 kv ; circuit breaker"},{"$f":"IFERROR(repcalc('Lives scenario - input'!$CX32:$GJ32,'Lives scenario - input'!$I32,'Lives scenario - input'!$G32,'Lives scenario - input'!$H32,20,TRUE,TRUE),\"\")","v":4.2411095279531976E-5},8.3556732510164922E-5,1.6163399053774306E-4,3.0699637171617545E-4,5.7251003687623148E-4,1.0482920568796376E-3,1.8846505106925632E-3,3.326815466556395E-3,5.7660175981236782E-3,9.812340118872824E-3,1.6395271516008964E-2,2.6897631171531905E-2,4.3327024714505329E-2,6.852564340981733E-2,0.10641352005241671,0.16225195523051994,0.24290279935086678,0.3570463197912776,0.51530703417696755,0.73022560541993198,{"$f":"IFERROR(IF(OR(D47=\"\",'Lives scenario - input'!$F32=\"\"),\"\",D47/'Lives scenario - input'!$F32),\"\")","v":1.3476105138536208E-7},{"$f":"IFERROR(IF(OR(E47=\"\",'Lives scenario - input'!$F32=\"\"),\"\",E47/'Lives scenario - input'!$F32),\"\")","v":2.655011159032616E-7},{"$f":"IFERROR(IF(OR(F47=\"\",'Lives scenario - input'!$F32=\"\"),\"\",F47/'Lives scenario - input'!$F32),\"\")","v":5.1359122797731941E-7},{"$f":"IFERROR(IF(OR(G47=\"\",'Lives scenario - input'!$F32=\"\"),\"\",G47/'Lives scenario - input'!$F32),\"\")","v":9.7547949543121989E-7},{"$f":"IFERROR(IF(OR(H47=\"\",'Lives scenario - input'!$F32=\"\"),\"\",H47/'Lives scenario - input'!$F32),\"\")","v":1.8191478901830611E-6},{"$f":"IFERROR(IF(OR(I47=\"\",'Lives scenario - input'!$F32=\"\"),\"\",I47/'Lives scenario - input'!$F32),\"\")","v":3.3309429717133854E-6},{"$f":"IFERROR(IF(OR(J47=\"\",'Lives scenario - input'!$F32=\"\"),\"\",J47/'Lives scenario - input'!$F32),\"\")","v":5.9884679384232157E-6},{"$f":"IFERROR(IF(OR(K47=\"\",'Lives scenario - input'!$F32=\"\"),\"\",K47/'Lives scenario - input'!$F32),\"\")","v":1.0570940153356284E-5},{"$f":"IFERROR(IF(OR(L47=\"\",'Lives scenario - input'!$F32=\"\"),\"\",L47/'Lives scenario - input'!$F32),\"\")","v":1.8321493201441838E-5},{"$f":"IFERROR(IF(OR(M47=\"\",'Lives scenario - input'!$F32=\"\"),\"\",M47/'Lives scenario - input'!$F32),\"\")","v":3.1178663560906341E-5},{"$f":"IFERROR(IF(OR(N47=\"\",'Lives scenario - input'!$F32=\"\"),\"\",N47/'Lives scenario - input'!$F32),\"\")","v":5.2095896431897796E-5},{"$f":"IFERROR(IF(OR(O47=\"\",'Lives scenario - input'!$F32=\"\"),\"\",O47/'Lives scenario - input'!$F32),\"\")","v":8.5467093753663809E-5},{"$f":"IFERROR(IF(OR(P47=\"\",'Lives scenario - input'!$F32=\"\"),\"\",P47/'Lives scenario - input'!$F32),\"\")","v":1.3767141276222044E-4},{"$f":"IFERROR(IF(OR(Q47=\"\",'Lives scenario - input'!$F32=\"\"),\"\",Q47/'Lives scenario - input'!$F32),\"\")","v":2.1773990253965683E-4},{"$f":"IFERROR(IF(OR(R47=\"\",'Lives scenario - input'!$F32=\"\"),\"\",R47/'Lives scenario - input'!$F32),\"\")","v":3.3812844844876731E-4},{"$f":"IFERROR(IF(OR(S47=\"\",'Lives scenario - input'!$F32=\"\"),\"\",S47/'Lives scenario - input'!$F32),\"\")","v":5.1555480781813139E-4},{"$f":"IFERROR(IF(OR(T47=\"\",'Lives scenario - input'!$F32=\"\"),\"\",T47/'Lives scenario - input'!$F32),\"\")","v":7.7182247733102369E-4},{"$f":"IFERROR(IF(OR(U47=\"\",'Lives scenario - input'!$F32=\"\"),\"\",U47/'Lives scenario - input'!$F32),\"\")","v":1.1345129648554025E-3},{"$f":"IFERROR(IF(OR(V47=\"\",'Lives scenario - input'!$F32=\"\"),\"\",V47/'Lives scenario - input'!$F32),\"\")","v":1.6373856240745311E-3},{"$f":"IFERROR(IF(OR(W47=\"\",'Lives scenario - input'!$F32=\"\"),\"\",W47/'Lives scenario - input'!$F32),\"\")","v":2.3202883511097227E-3}]
[{"$f":"IFERROR('Lives scenario - input'!A33,\"\")","v":4},{"$f":"IFERROR('Lives scenario - input'!B33,\"\")","v":"SWITCHGEAR"},{"$f":"IFERROR('Lives scenario - input'!C33,\"\")","v":"> 33 kv & < = 66 kv ; switch"},{"$f":"IFERROR(repcalc('Lives scenario - input'!$CX33:$GJ33,'Lives scenario - input'!$I33,'Lives scenario - input'!$G33,'Lives scenario - input'!$H33,20,TRUE,TRUE),\"\")","v":4.8322751472003504E-8},1.0223601827112278E-7,2.1284879215584772E-7,4.3606723371518918E-7,8.791252049039051E-7,1.7440664617237686E-6,3.4047902451456156E-6,6.5408280959205453E-6,1.2364887235946869E-5,2.3001843576674845E-5,4.2106602581378742E-5,7.5849519810221544E-5,1.3445301877333028E-4,2.3453268489721273E-4,4.02579167282502E-4,6.8000848406162126E-4,1.1302967659410133E-3,1.8487822639583643E-3,2.975734512659482E-3,4.7132202998430781E-3,{"$f":"IFERROR(IF(OR(D48=\"\",'Lives scenario - input'!$F33=\"\"),\"\",D48/'Lives scenario - input'!$F33),\"\")","v":9.0879976503805216E-10},{"$f":"IFERROR(IF(OR(E48=\"\",'Lives scenario - input'!$F33=\"\"),\"\",E48/'Lives scenario - input'!$F33),\"\")","v":1.9227396320147946E-9},{"$f":"IFERROR(IF(OR(F48=\"\",'Lives scenario - input'!$F33=\"\"),\"\",F48/'Lives scenario - input'!$F33),\"\")","v":4.0030198282880922E-9},{"$f":"IFERROR(IF(OR(G48=\"\",'Lives scenario - input'!$F33=\"\"),\"\",G48/'Lives scenario - input'!$F33),\"\")","v":8.2010603177420112E-9},{"$f":"IFERROR(IF(OR(H48=\"\",'Lives scenario - input'!$F33=\"\"),\"\",H48/'Lives scenario - input'!$F33),\"\")","v":1.6533594535041762E-8},{"$f":"IFERROR(IF(OR(I48=\"\",'Lives scenario - input'!$F33=\"\"),\"\",I48/'Lives scenario - input'!$F33),\"\")","v":3.280043338475056E-8},{"$f":"IFERROR(IF(OR(J48=\"\",'Lives scenario - input'!$F33=\"\"),\"\",J48/'Lives scenario - input'!$F33),\"\")","v":6.4033451749635987E-8},{"$f":"IFERROR(IF(OR(K48=\"\",'Lives scenario - input'!$F33=\"\"),\"\",K48/'Lives scenario - input'!$F33),\"\")","v":1.2301251182211347E-7},{"$f":"IFERROR(IF(OR(L48=\"\",'Lives scenario - input'!$F33=\"\"),\"\",L48/'Lives scenario - input'!$F33),\"\")","v":2.3254484217979527E-7},{"$f":"IFERROR(IF(OR(M48=\"\",'Lives scenario - input'!$F33=\"\"),\"\",M48/'Lives scenario - input'!$F33),\"\")","v":4.3259271049652893E-7},{"$f":"IFERROR(IF(OR(N48=\"\",'Lives scenario - input'!$F33=\"\"),\"\",N48/'Lives scenario - input'!$F33),\"\")","v":7.918934532251932E-7},{"$f":"IFERROR(IF(OR(O48=\"\",'Lives scenario - input'!$F33=\"\"),\"\",O48/'Lives scenario - input'!$F33),\"\")","v":1.4264921529088673E-6},{"$f":"IFERROR(IF(OR(P48=\"\",'Lives scenario - input'!$F33=\"\"),\"\",P48/'Lives scenario - input'!$F33),\"\")","v":2.5286406122932061E-6},{"$f":"IFERROR(IF(OR(Q48=\"\",'Lives scenario - input'!$F33=\"\"),\"\",Q48/'Lives scenario - input'!$F33),\"\")","v":4.4108260071204373E-6},{"$f":"IFERROR(IF(OR(R48=\"\",'Lives scenario - input'!$F33=\"\"),\"\",R48/'Lives scenario - input'!$F33),\"\")","v":7.5712545641677936E-6},{"$f":"IFERROR(IF(OR(S48=\"\",'Lives scenario - input'!$F33=\"\"),\"\",S48/'Lives scenario - input'!$F33),\"\")","v":1.2788832003846593E-5},{"$f":"IFERROR(IF(OR(T48=\"\",'Lives scenario - input'!$F33=\"\"),\"\",T48/'Lives scenario - input'!$F33),\"\")","v":2.1257345743352266E-5},{"$f":"IFERROR(IF(OR(U48=\"\",'Lives scenario - input'!$F33=\"\"),\"\",U48/'Lives scenario - input'!$F33),\"\")","v":3.4769809994476669E-5},{"$f":"IFERROR(IF(OR(V48=\"\",'Lives scenario - input'!$F33=\"\"),\"\",V48/'Lives scenario - input'!$F33),\"\")","v":5.5964255832728457E-5},{"$f":"IFERROR(IF(OR(W48=\"\",'Lives scenario - input'!$F33=\"\"),\"\",W48/'Lives scenario - input'!$F33),\"\")","v":8.8640927318710364E-5}]
[{"$f":"IFERROR('Lives scenario - input'!A34,\"\")","v":4},{"$f":"IFERROR('Lives scenario - input'!B34,\"\")","v":"SWITCHGEAR"},{"$f":"IFERROR('Lives scenario - input'!C34,\"\")","v":"> 66 kv & < = 132 kv ; circuit breaker"},{"$f":"IFERROR(repcalc('Lives scenario - input'!$CX34:$GJ34,'Lives scenario - input'!$I34,'Lives scenario - input'!$G34,'Lives scenario - input'!$H34,20,TRUE,TRUE),\"\")","v":123.34819410923569},140.39124338917966,157.94521578144369,175.78623823860096,193.71105259104812,211.55115789582516,229.18264197956304,246.5306594945022,263.56846859575973,280.31203311739432,296.81226530354689,313.14784710374215,329.42206221303115,345.76707304888345,362.35852262652759,379.44223660375724,397.37322230241955,416.66524897181785,438.04723459033528,462.52067509594451,{"$f":"IFERROR(IF(OR(D49=\"\",'Lives scenario - input'!$F34=\"\"),\"\",D49/'Lives scenario - input'!$F34),\"\")","v":0.39193829386124179},{"$f":"IFERROR(IF(OR(E49=\"\",'Lives scenario - input'!$F34=\"\"),\"\",E49/'Lives scenario - input'!$F34),\"\")","v":0.44609250102424847},{"$f":"IFERROR(IF(OR(F49=\"\",'Lives scenario - input'!$F34=\"\"),\"\",F49/'Lives scenario - input'!$F34),\"\")","v":0.50187016392070227},{"$f":"IFERROR(IF(OR(G49=\"\",'Lives scenario - input'!$F34=\"\"),\"\",G49/'Lives scenario - input'!$F34),\"\")","v":0.55855992701853718},{"$f":"IFERROR(IF(OR(H49=\"\",'Lives scenario - input'!$F34=\"\"),\"\",H49/'Lives scenario - input'!$F34),\"\")","v":0.61551593846087749},{"$f":"IFERROR(IF(OR(I49=\"\",'Lives scenario - input'!$F34=\"\"),\"\",I49/'Lives scenario - input'!$F34),\"\")","v":0.67220278731143279},{"$f":"IFERROR(IF(OR(J49=\"\",'Lives scenario - input'!$F34=\"\"),\"\",J49/'Lives scenario - input'!$F34),\"\")","v":0.72822674323495484},{"$f":"IFERROR(IF(OR(K49=\"\",'Lives scenario - input'!$F34=\"\"),\"\",K49/'Lives scenario - input'!$F34),\"\")","v":0.78334998549871082},{"$f":"IFERROR(IF(OR(L49=\"\",'Lives scenario - input'!$F34=\"\"),\"\",L49/'Lives scenario - input'!$F34),\"\")","v":0.83748754201913023},{"$f":"IFERROR(IF(OR(M49=\"\",'Lives scenario - input'!$F34=\"\"),\"\",M49/'Lives scenario - input'!$F34),\"\")","v":0.8906901378021983},{"$f":"IFERROR(IF(OR(N49=\"\",'Lives scenario - input'!$F34=\"\"),\"\",N49/'Lives scenario - input'!$F34),\"\")","v":0.94311954625894323},{"$f":"IFERROR(IF(OR(O49=\"\",'Lives scenario - input'!$F34=\"\"),\"\",O49/'Lives scenario - input'!$F34),\"\")","v":0.99502577890576471},{"$f":"IFERROR(IF(OR(P49=\"\",'Lives scenario - input'!$F34=\"\"),\"\",P49/'Lives scenario - input'!$F34),\"\")","v":1.0467370191872143},{"$f":"IFERROR(IF(OR(Q49=\"\",'Lives scenario - input'!$F34=\"\"),\"\",Q49/'Lives scenario - input'!$F34),\"\")","v":1.0986732125495118},{"$f":"IFERROR(IF(OR(R49=\"\",'Lives scenario - input'!$F34=\"\"),\"\",R49/'Lives scenario - input'!$F34),\"\")","v":1.1513924638292494},{"$f":"IFERROR(IF(OR(S49=\"\",'Lives scenario - input'!$F34=\"\"),\"\",S49/'Lives scenario - input'!$F34),\"\")","v":1.2056758828724108},{"$f":"IFERROR(IF(OR(T49=\"\",'Lives scenario - input'!$F34=\"\"),\"\",T49/'Lives scenario - input'!$F34),\"\")","v":1.2626515037376849},{"$f":"IFERROR(IF(OR(U49=\"\",'Lives scenario - input'!$F34=\"\"),\"\",U49/'Lives scenario - input'!$F34),\"\")","v":1.323951825745102},{"$f":"IFERROR(IF(OR(V49=\"\",'Lives scenario - input'!$F34=\"\"),\"\",V49/'Lives scenario - input'!$F34),\"\")","v":1.3918929822671482},{"$f":"IFERROR(IF(OR(W49=\"\",'Lives scenario - input'!$F34=\"\"),\"\",W49/'Lives scenario - input'!$F34),\"\")","v":1.4696572218326538}]
[{"$f":"IFERROR('Lives scenario - input'!A35,\"\")","v":4},{"$f":"IFERROR('Lives scenario - input'!B35,\"\")","v":"SWITCHGEAR"},{"$f":"IFERROR('Lives scenario - input'!C35,\"\")","v":"> 66 kv & < = 132 kv ; switch"},{"$f":"IFERROR(repcalc('Lives scenario - input'!$CX35:$GJ35,'Lives scenario - input'!$I35,'Lives scenario - input'!$G35,'Lives scenario - input'!$H35,20,TRUE,TRUE),\"\")","v":184.07375265562163},193.23436855557932,202.42248240454919,212.04678047856711,222.76173482800132,235.52246454128388,251.62968089339773,272.75468120341748,300.93257113000129,338.51173158124033,388.05002954611666,452.15405641429078,533.26666090706783,633.4191132909192,753.97527008936913,895.40330335559156,1057.1130812543151,1237.3920979346706,1433.4595002590875,1641.6378833541251,{"$f":"IFERROR(IF(OR(D50=\"\",'Lives scenario - input'!$F35=\"\"),\"\",D50/'Lives scenario - input'!$F35),\"\")","v":3.4618513653971292},{"$f":"IFERROR(IF(OR(E50=\"\",'Lives scenario - input'!$F35=\"\"),\"\",E50/'Lives scenario - input'!$F35),\"\")","v":3.6341338891335662},{"$f":"IFERROR(IF(OR(F50=\"\",'Lives scenario - input'!$F35=\"\"),\"\",F50/'Lives scenario - input'!$F35),\"\")","v":3.80693356325652},{"$f":"IFERROR(IF(OR(G50=\"\",'Lives scenario - input'!$F35=\"\"),\"\",G50/'Lives scenario - input'!$F35),\"\")","v":3.9879364979381497},{"$f":"IFERROR(IF(OR(H50=\"\",'Lives scenario - input'!$F35=\"\"),\"\",H50/'Lives scenario - input'!$F35),\"\")","v":4.1894512647618258},{"$f":"IFERROR(IF(OR(I50=\"\",'Lives scenario - input'!$F35=\"\"),\"\",I50/'Lives scenario - input'!$F35),\"\")","v":4.4294406654453562},{"$f":"IFERROR(IF(OR(J50=\"\",'Lives scenario - input'!$F35=\"\"),\"\",J50/'Lives scenario - input'!$F35),\"\")","v":4.7323670094615702},{"$f":"IFERROR(IF(OR(K50=\"\",'Lives scenario - input'!$F35=\"\"),\"\",K50/'Lives scenario - input'!$F35),\"\")","v":5.1296621702989569},{"$f":"IFERROR(IF(OR(L50=\"\",'Lives scenario - input'!$F35=\"\"),\"\",L50/'Lives scenario - input'!$F35),\"\")","v":5.6596001180456597},{"$f":"IFERROR(IF(OR(M50=\"\",'Lives scenario - input'!$F35=\"\"),\"\",M50/'Lives scenario - input'!$F35),\"\")","v":6.3663465500695002},{"$f":"IFERROR(IF(OR(N50=\"\",'Lives scenario - input'!$F35=\"\"),\"\",N50/'Lives scenario - input'!$F35),\"\")","v":7.2980069414888069},{"$f":"IFERROR(IF(OR(O50=\"\",'Lives scenario - input'!$F35=\"\"),\"\",O50/'Lives scenario - input'!$F35),\"\")","v":8.5036031209518512},{"$f":"IFERROR(IF(OR(P50=\"\",'Lives scenario - input'!$F35=\"\"),\"\",P50/'Lives scenario - input'!$F35),\"\")","v":10.029077429826174},{"$f":"IFERROR(IF(OR(Q50=\"\",'Lives scenario - input'!$F35=\"\"),\"\",Q50/'Lives scenario - input'!$F35),\"\")","v":11.912631706472895},{"$f":"IFERROR(IF(OR(R50=\"\",'Lives scenario - input'!$F35=\"\"),\"\",R50/'Lives scenario - input'!$F35),\"\")","v":14.179915824923764},{"$f":"IFERROR(IF(OR(S50=\"\",'Lives scenario - input'!$F35=\"\"),\"\",S50/'Lives scenario - input'!$F35),\"\")","v":16.83973463670236},{"$f":"IFERROR(IF(OR(T50=\"\",'Lives scenario - input'!$F35=\"\"),\"\",T50/'Lives scenario - input'!$F35),\"\")","v":19.880989608366381},{"$f":"IFERROR(IF(OR(U50=\"\",'Lives scenario - input'!$F35=\"\"),\"\",U50/'Lives scenario - input'!$F35),\"\")","v":23.271473862875766},{"$f":"IFERROR(IF(OR(V50=\"\",'Lives scenario - input'!$F35=\"\"),\"\",V50/'Lives scenario - input'!$F35),\"\")","v":26.958888253326734},{"$f":"IFERROR(IF(OR(W50=\"\",'Lives scenario - input'!$F35=\"\"),\"\",W50/'Lives scenario - input'!$F35),\"\")","v":30.874072299756357}]
[{"$f":"IFERROR('Lives scenario - input'!A36,\"\")","v":5},{"$f":"IFERROR('Lives scenario - input'!B36,\"\")","v":"TRANSFORMERS"},{"$f":"IFERROR('Lives scenario - input'!C36,\"\")","v":"ground outdoor / indoor chamber mounted ; ˂ 22 kv ; < = 60 kva ; multiple phase"},{"$f":"IFERROR(repcalc('Lives scenario - input'!$CX36:$GJ36,'Lives scenario - input'!$I36,'Lives scenario - input'!$G36,'Lives scenario - input'!$H36,20,TRUE,TRUE),\"\")","v":0.4758998538562505},0.61679362738714649,0.78842609576330824,0.99398289492549463,1.2359293386046462,1.5156718508200167,1.8332155927496643,2.1868485969429803,2.5728869730731025,2.985516798841807,3.416765326451725,3.8566267152994271,4.2933558183908156,4.7139284309422633,5.1046493127727546,5.4518721730413455,5.7427808602052162,5.966170371886923,6.1131617254967034,6.177787240034081,{"$f":"IFERROR(IF(OR(D51=\"\",'Lives scenario - input'!$F36=\"\"),\"\",D51/'Lives scenario - input'!$F36),\"\")","v":3.6481434467868132E-3},{"$f":"IFERROR(IF(OR(E51=\"\",'Lives scenario - input'!$F36=\"\"),\"\",E51/'Lives scenario - input'!$F36),\"\")","v":4.7282040781041366E-3},{"$f":"IFERROR(IF(OR(F51=\"\",'Lives scenario - input'!$F36=\"\"),\"\",F51/'Lives scenario - input'!$F36),\"\")","v":6.0439007728786426E-3},{"$f":"IFERROR(IF(OR(G51=\"\",'Lives scenario - input'!$F36=\"\"),\"\",G51/'Lives scenario - input'!$F36),\"\")","v":7.6196539144892245E-3},{"$f":"IFERROR(IF(OR(H51=\"\",'Lives scenario - input'!$F36=\"\"),\"\",H51/'Lives scenario - input'!$F36),\"\")","v":9.4743620549293875E-3},{"$f":"IFERROR(IF(OR(I51=\"\",'Lives scenario - input'!$F36=\"\"),\"\",I51/'Lives scenario - input'!$F36),\"\")","v":1.1618806530918756E-2},{"$f":"IFERROR(IF(OR(J51=\"\",'Lives scenario - input'!$F36=\"\"),\"\",J51/'Lives scenario - input'!$F36),\"\")","v":1.40530269069114E-2},{"$f":"IFERROR(IF(OR(K51=\"\",'Lives scenario - input'!$F36=\"\"),\"\",K51/'Lives scenario - input'!$F36),\"\")","v":1.6763899617549101E-2},{"$f":"IFERROR(IF(OR(L51=\"\",'Lives scenario - input'!$F36=\"\"),\"\",L51/'Lives scenario - input'!$F36),\"\")","v":1.9723184771086307E-2},{"$f":"IFERROR(IF(OR(M51=\"\",'Lives scenario - input'!$F36=\"\"),\"\",M51/'Lives scenario - input'!$F36),\"\")","v":2.2886314119895862E-2},{"$f":"IFERROR(IF(OR(N51=\"\",'Lives scenario - input'!$F36=\"\"),\"\",N51/'Lives scenario - input'!$F36),\"\")","v":2.6192170335627755E-2},{"$f":"IFERROR(IF(OR(O51=\"\",'Lives scenario - input'!$F36=\"\"),\"\",O51/'Lives scenario - input'!$F36),\"\")","v":2.9564050848337464E-2},{"$f":"IFERROR(IF(OR(P51=\"\",'Lives scenario - input'!$F36=\"\"),\"\",P51/'Lives scenario - input'!$F36),\"\")","v":3.2911919948430082E-2},{"$f":"IFERROR(IF(OR(Q51=\"\",'Lives scenario - input'!$F36=\"\"),\"\",Q51/'Lives scenario - input'!$F36),\"\")","v":3.6135936951051439E-2},{"$f":"IFERROR(IF(OR(R51=\"\",'Lives scenario - input'!$F36=\"\"),\"\",R51/'Lives scenario - input'!$F36),\"\")","v":3.9131117161809031E-2},{"$f":"IFERROR(IF(OR(S51=\"\",'Lives scenario - input'!$F36=\"\"),\"\",S51/'Lives scenario - input'!$F36),\"\")","v":4.1792851121168595E-2},{"$f":"IFERROR(IF(OR(T51=\"\",'Lives scenario - input'!$F36=\"\"),\"\",T51/'Lives scenario - input'!$F36),\"\")","v":4.4022893034589304E-2},{"$f":"IFERROR(IF(OR(U51=\"\",'Lives scenario - input'!$F36=\"\"),\"\",U51/'Lives scenario - input'!$F36),\"\")","v":4.5735347822122588E-2},{"$f":"IFERROR(IF(OR(V51=\"\",'Lives scenario - input'!$F36=\"\"),\"\",V51/'Lives scenario - input'!$F36),\"\")","v":4.6862151159128486E-2},{"$f":"IFERROR(IF(OR(W51=\"\",'Lives scenario - input'!$F36=\"\"),\"\",W51/'Lives scenario - input'!$F36),\"\")","v":4.7357556117638887E-2}]
[{"$f":"IFERROR('Lives scenario - input'!A37,\"\")","v":5},{"$f":"IFERROR('Lives scenario - input'!B37,\"\")","v":"TRANSFORMERS"},{"$f":"IFERROR('Lives scenario - input'!C37,\"\")","v":"ground outdoor / indoor chamber mounted ; ˂ 22 kv ; > 60 kva and < = 600 kva ; multiple phase"},{"$f":"IFERROR(repcalc('Lives scenario - input'!$CX37:$GJ37,'Lives scenario - input'!$I37,'Lives scenario - input'!$G37,'Lives scenario - input'!$H37,20,TRUE,TRUE),\"\")","v":761.13132097250082},764.74782692929512,768.39227264188014,772.75068207098639,778.47627445226146,786.15606374453273,796.27800359495563,809.20148225336959,825.13429834715498,844.1191626246781,866.03220882913661,890.59496896819815,917.39986395256096,945.94764113796816,975.69356877487155,1006.0978092144848,1036.6744611730967,1067.0334626624458,1096.9099800087472,1126.1770779643273,{"$f":"IFERROR(IF(OR(D52=\"\",'Lives scenario - input'!$F37=\"\"),\"\",D52/'Lives scenario - input'!$F37),\"\")","v":5.8346650419202479},{"$f":"IFERROR(IF(OR(E52=\"\",'Lives scenario - input'!$F37=\"\"),\"\",E52/'Lives scenario - input'!$F37),\"\")","v":5.8623883799285208},{"$f":"IFERROR(IF(OR(F52=\"\",'Lives scenario - input'!$F37=\"\"),\"\",F52/'Lives scenario - input'!$F37),\"\")","v":5.890325897950019},{"$f":"IFERROR(IF(OR(G52=\"\",'Lives scenario - input'!$F37=\"\"),\"\",G52/'Lives scenario - input'!$F37),\"\")","v":5.923736504547958},{"$f":"IFERROR(IF(OR(H52=\"\",'Lives scenario - input'!$F37=\"\"),\"\",H52/'Lives scenario - input'!$F37),\"\")","v":5.9676276344894061},{"$f":"IFERROR(IF(OR(I52=\"\",'Lives scenario - input'!$F37=\"\"),\"\",I52/'Lives scenario - input'!$F37),\"\")","v":6.0264992074732593},{"$f":"IFERROR(IF(OR(J52=\"\",'Lives scenario - input'!$F37=\"\"),\"\",J52/'Lives scenario - input'!$F37),\"\")","v":6.1040917686704823},{"$f":"IFERROR(IF(OR(K52=\"\",'Lives scenario - input'!$F37=\"\"),\"\",K52/'Lives scenario - input'!$F37),\"\")","v":6.2031603092370506},{"$f":"IFERROR(IF(OR(L52=\"\",'Lives scenario - input'!$F37=\"\"),\"\",L52/'Lives scenario - input'!$F37),\"\")","v":6.3252977676758588},{"$f":"IFERROR(IF(OR(M52=\"\",'Lives scenario - input'!$F37=\"\"),\"\",M52/'Lives scenario - input'!$F37),\"\")","v":6.4708315551754101},{"$f":"IFERROR(IF(OR(N52=\"\",'Lives scenario - input'!$F37=\"\"),\"\",N52/'Lives scenario - input'!$F37),\"\")","v":6.6388121402967473},{"$f":"IFERROR(IF(OR(O52=\"\",'Lives scenario - input'!$F37=\"\"),\"\",O52/'Lives scenario - input'!$F37),\"\")","v":6.8271048487525494},{"$f":"IFERROR(IF(OR(P52=\"\",'Lives scenario - input'!$F37=\"\"),\"\",P52/'Lives scenario - input'!$F37),\"\")","v":7.0325852690271677},{"$f":"IFERROR(IF(OR(Q52=\"\",'Lives scenario - input'!$F37=\"\"),\"\",Q52/'Lives scenario - input'!$F37),\"\")","v":7.2514262403268397},{"$f":"IFERROR(IF(OR(R52=\"\",'Lives scenario - input'!$F37=\"\"),\"\",R52/'Lives scenario - input'!$F37),\"\")","v":7.4794519690549306},{"$f":"IFERROR(IF(OR(S52=\"\",'Lives scenario - input'!$F37=\"\"),\"\",S52/'Lives scenario - input'!$F37),\"\")","v":7.7125241787131618},{"$f":"IFERROR(IF(OR(T52=\"\",'Lives scenario - input'!$F37=\"\"),\"\",T52/'Lives scenario - input'!$F37),\"\")","v":7.946918057096628},{"$f":"IFERROR(IF(OR(U52=\"\",'Lives scenario - input'!$F37=\"\"),\"\",U52/'Lives scenario - input'!$F37),\"\")","v":8.1796434749275289},{"$f":"IFERROR(IF(OR(V52=\"\",'Lives scenario - input'!$F37=\"\"),\"\",V52/'Lives scenario - input'!$F37),\"\")","v":8.4086702756011089},{"$f":"IFERROR(IF(OR(W52=\"\",'Lives scenario - input'!$F37=\"\"),\"\",W52/'Lives scenario - input'!$F37),\"\")","v":8.6330254014704444}]
[{"$f":"IFERROR('Lives scenario - input'!A38,\"\")","v":5},{"$f":"IFERROR('Lives scenario - input'!B38,\"\")","v":"TRANSFORMERS"},{"$f":"IFERROR('Lives scenario - input'!C38,\"\")","v":"ground outdoor / indoor chamber mounted ; ˂ 22 kv ; > 600 kva ; multiple phase"},{"$f":"IFERROR(repcalc('Lives scenario - input'!$CX38:$GJ38,'Lives scenario - input'!$I38,'Lives scenario - input'!$G38,'Lives scenario - input'!$H38,20,TRUE,TRUE),\"\")","v":387.51257310410386},403.33829767150138,426.42327947588763,457.62735403765595,497.88238921023554,548.17679699504879,609.51846444588512,682.87519270937707,769.09432328394018,868.80609706299504,982.31816042587332,1109.5111751952975,1249.7473503687665,1401.8045488325895,1563.8481453169416,1733.4508452044543,1907.6671972175855,2083.1647192190635,2256.4077845174884,2423.8842545430084,{"$f":"IFERROR(IF(OR(D53=\"\",'Lives scenario - input'!$F38=\"\"),\"\",D53/'Lives scenario - input'!$F38),\"\")","v":6.2304134464615935},{"$f":"IFERROR(IF(OR(E53=\"\",'Lives scenario - input'!$F38=\"\"),\"\",E53/'Lives scenario - input'!$F38),\"\")","v":6.4848588863988992},{"$f":"IFERROR(IF(OR(F53=\"\",'Lives scenario - input'!$F38=\"\"),\"\",F53/'Lives scenario - input'!$F38),\"\")","v":6.8560184074777943},{"$f":"IFERROR(IF(OR(G53=\"\",'Lives scenario - input'!$F38=\"\"),\"\",G53/'Lives scenario - input'!$F38),\"\")","v":7.3577164147881344},{"$f":"IFERROR(IF(OR(H53=\"\",'Lives scenario - input'!$F38=\"\"),\"\",H53/'Lives scenario - input'!$F38),\"\")","v":8.0049354467229925},{"$f":"IFERROR(IF(OR(I53=\"\",'Lives scenario - input'!$F38=\"\"),\"\",I53/'Lives scenario - input'!$F38),\"\")","v":8.8135671564872631},{"$f":"IFERROR(IF(OR(J53=\"\",'Lives scenario - input'!$F38=\"\"),\"\",J53/'Lives scenario - input'!$F38),\"\")","v":9.7998163164890819},{"$f":"IFERROR(IF(OR(K53=\"\",'Lives scenario - input'!$F38=\"\"),\"\",K53/'Lives scenario - input'!$F38),\"\")","v":10.979243199338912},{"$f":"IFERROR(IF(OR(L53=\"\",'Lives scenario - input'!$F38=\"\"),\"\",L53/'Lives scenario - input'!$F38),\"\")","v":12.365471331683082},{"$f":"IFERROR(IF(OR(M53=\"\",'Lives scenario - input'!$F38=\"\"),\"\",M53/'Lives scenario - input'!$F38),\"\")","v":13.968633704318316},{"$f":"IFERROR(IF(OR(N53=\"\",'Lives scenario - input'!$F38=\"\"),\"\",N53/'Lives scenario - input'!$F38),\"\")","v":15.793676644851974},{"$f":"IFERROR(IF(OR(O53=\"\",'Lives scenario - input'!$F38=\"\"),\"\",O53/'Lives scenario - input'!$F38),\"\")","v":17.838681438290031},{"$f":"IFERROR(IF(OR(P53=\"\",'Lives scenario - input'!$F38=\"\"),\"\",P53/'Lives scenario - input'!$F38),\"\")","v":20.093393703448978},{"$f":"IFERROR(IF(OR(Q53=\"\",'Lives scenario - input'!$F38=\"\"),\"\",Q53/'Lives scenario - input'!$F38),\"\")","v":22.538163963034261},{"$f":"IFERROR(IF(OR(R53=\"\",'Lives scenario - input'!$F38=\"\"),\"\",R53/'Lives scenario - input'!$F38),\"\")","v":25.143495176836915},{"$f":"IFERROR(IF(OR(S53=\"\",'Lives scenario - input'!$F38=\"\"),\"\",S53/'Lives scenario - input'!$F38),\"\")","v":27.870361387837175},{"$f":"IFERROR(IF(OR(T53=\"\",'Lives scenario - input'!$F38=\"\"),\"\",T53/'Lives scenario - input'!$F38),\"\")","v":30.671405734556988},{"$f":"IFERROR(IF(OR(U53=\"\",'Lives scenario - input'!$F38=\"\"),\"\",U53/'Lives scenario - input'!$F38),\"\")","v":33.493048687042439},{"$f":"IFERROR(IF(OR(V53=\"\",'Lives scenario - input'!$F38=\"\"),\"\",V53/'Lives scenario - input'!$F38),\"\")","v":36.278444564382298},{"$f":"IFERROR(IF(OR(W53=\"\",'Lives scenario - input'!$F38=\"\"),\"\",W53/'Lives scenario - input'!$F38),\"\")","v":38.971125326852949}]
[{"$f":"IFERROR('Lives scenario - input'!A39,\"\")","v":5},{"$f":"IFERROR('Lives scenario - input'!B39,\"\")","v":"TRANSFORMERS"},{"$f":"IFERROR('Lives scenario - input'!C39,\"\")","v":"ground outdoor / indoor chamber mounted ; > = 22 kv & < = 33 kv ; < = 15 mva"},{"$f":"IFERROR(repcalc('Lives scenario - input'!$CX39:$GJ39,'Lives scenario - input'!$I39,'Lives scenario - input'!$G39,'Lives scenario - input'!$H39,20,TRUE,TRUE),\"\")","v":1569.3190019440299},1737.11440580001,1909.2878963981118,2085.5450249270334,2266.1698247003833,2452.1246537756197,2645.1039870467953,2847.5305710365028,3062.4863173320073,3293.5754139411029,3544.7229293454338,3819.9181182753409,4122.9171165821108,4456.9241703759662,4824.2735155631945,5226.1351959528483,5662.2673584584736,6130.8349690718951,6628.3107128542724,7149.4684792396638,{"$f":"IFERROR(IF(OR(D54=\"\",'Lives scenario - input'!$F39=\"\"),\"\",D54/'Lives scenario - input'!$F39),\"\")","v":0.33625318052637915},{"$f":"IFERROR(IF(OR(E54=\"\",'Lives scenario - input'!$F39=\"\"),\"\",E54/'Lives scenario - input'!$F39),\"\")","v":0.37220618826692636},{"$f":"IFERROR(IF(OR(F54=\"\",'Lives scenario - input'!$F39=\"\"),\"\",F54/'Lives scenario - input'!$F39),\"\")","v":0.40909727525703038},{"$f":"IFERROR(IF(OR(G54=\"\",'Lives scenario - input'!$F39=\"\"),\"\",G54/'Lives scenario - input'!$F39),\"\")","v":0.4468633508508888},{"$f":"IFERROR(IF(OR(H54=\"\",'Lives scenario - input'!$F39=\"\"),\"\",H54/'Lives scenario - input'!$F39),\"\")","v":0.485565273997484},{"$f":"IFERROR(IF(OR(I54=\"\",'Lives scenario - input'!$F39=\"\"),\"\",I54/'Lives scenario - input'!$F39),\"\")","v":0.52540924621303076},{"$f":"IFERROR(IF(OR(J54=\"\",'Lives scenario - input'!$F39=\"\"),\"\",J54/'Lives scenario - input'!$F39),\"\")","v":0.56675833744808812},{"$f":"IFERROR(IF(OR(K54=\"\",'Lives scenario - input'!$F39=\"\"),\"\",K54/'Lives scenario - input'!$F39),\"\")","v":0.61013166218659587},{"$f":"IFERROR(IF(OR(L54=\"\",'Lives scenario - input'!$F39=\"\"),\"\",L54/'Lives scenario - input'!$F39),\"\")","v":0.6561895721938964},{"$f":"IFERROR(IF(OR(M54=\"\",'Lives scenario - input'!$F39=\"\"),\"\",M54/'Lives scenario - input'!$F39),\"\")","v":0.70570432580582487},{"$f":"IFERROR(IF(OR(N54=\"\",'Lives scenario - input'!$F39=\"\"),\"\",N54/'Lives scenario - input'!$F39),\"\")","v":0.75951693543547361},{"$f":"IFERROR(IF(OR(O54=\"\",'Lives scenario - input'!$F39=\"\"),\"\",O54/'Lives scenario - input'!$F39),\"\")","v":0.81848216648703731},{"$f":"IFERROR(IF(OR(P54=\"\",'Lives scenario - input'!$F39=\"\"),\"\",P54/'Lives scenario - input'!$F39),\"\")","v":0.8834048346958252},{"$f":"IFERROR(IF(OR(Q54=\"\",'Lives scenario - input'!$F39=\"\"),\"\",Q54/'Lives scenario - input'!$F39),\"\")","v":0.95497150407107745},{"$f":"IFERROR(IF(OR(R54=\"\",'Lives scenario - input'!$F39=\"\"),\"\",R54/'Lives scenario - input'!$F39),\"\")","v":1.0336823241978152},{"$f":"IFERROR(IF(OR(S54=\"\",'Lives scenario - input'!$F39=\"\"),\"\",S54/'Lives scenario - input'!$F39),\"\")","v":1.1197879967827418},{"$f":"IFERROR(IF(OR(T54=\"\",'Lives scenario - input'!$F39=\"\"),\"\",T54/'Lives scenario - input'!$F39),\"\")","v":1.2132367007050782},{"$f":"IFERROR(IF(OR(U54=\"\",'Lives scenario - input'!$F39=\"\"),\"\",U54/'Lives scenario - input'!$F39),\"\")","v":1.3136352488429848},{"$f":"IFERROR(IF(OR(V54=\"\",'Lives scenario - input'!$F39=\"\"),\"\",V54/'Lives scenario - input'!$F39),\"\")","v":1.4202278542178837},{"$f":"IFERROR(IF(OR(W54=\"\",'Lives scenario - input'!$F39=\"\"),\"\",W54/'Lives scenario - input'!$F39),\"\")","v":1.5318947341103899}]
[{"$f":"IFERROR('Lives scenario - input'!A40,\"\")","v":5},{"$f":"IFERROR('Lives scenario - input'!B40,\"\")","v":"TRANSFORMERS"},{"$f":"IFERROR('Lives scenario - input'!C40,\"\")","v":"ground outdoor / indoor chamber mounted ; > = 22 kv & < = 33 kv ; > 15 mva and < = 40 mva"},{"$f":"IFERROR(repcalc('Lives scenario - input'!$CX40:$GJ40,'Lives scenario - input'!$I40,'Lives scenario - input'!$G40,'Lives scenario - input'!$H40,20,TRUE,TRUE),\"\")","v":1380.321578552222},1560.0325412824836,1735.003198071636,1899.6981456205181,2048.9386791179604,2178.3306668421328,2284.6597835799225,2366.2210896975921,2423.0601458977867,2457.1159956197553,2472.2699300427003,2474.3153957391296,2470.8715481428653,2471.2644241720682,2486.3951228803826,2528.6043637411049,2611.5288370096737,2749.929059814795,2959.4536861660531,3256.2943552824599,{"$f":"IFERROR(IF(OR(D55=\"\",'Lives scenario - input'!$F40=\"\"),\"\",D55/'Lives scenario - input'!$F40),\"\")","v":0.63637719493489098},{"$f":"IFERROR(IF(OR(E55=\"\",'Lives scenario - input'!$F40=\"\"),\"\",E55/'Lives scenario - input'!$F40),\"\")","v":0.71923032143696708},{"$f":"IFERROR(IF(OR(F55=\"\",'Lives scenario - input'!$F40=\"\"),\"\",F55/'Lives scenario - input'!$F40),\"\")","v":0.79989799880544321},{"$f":"IFERROR(IF(OR(G55=\"\",'Lives scenario - input'!$F40=\"\"),\"\",G55/'Lives scenario - input'!$F40),\"\")","v":0.87582820982991816},{"$f":"IFERROR(IF(OR(H55=\"\",'Lives scenario - input'!$F40=\"\"),\"\",H55/'Lives scenario - input'!$F40),\"\")","v":0.94463338795174656},{"$f":"IFERROR(IF(OR(I55=\"\",'Lives scenario - input'!$F40=\"\"),\"\",I55/'Lives scenario - input'!$F40),\"\")","v":1.0042876826280094},{"$f":"IFERROR(IF(OR(J55=\"\",'Lives scenario - input'!$F40=\"\"),\"\",J55/'Lives scenario - input'!$F40),\"\")","v":1.0533091759531166},{"$f":"IFERROR(IF(OR(K55=\"\",'Lives scenario - input'!$F40=\"\"),\"\",K55/'Lives scenario - input'!$F40),\"\")","v":1.0909118302974969},{"$f":"IFERROR(IF(OR(L55=\"\",'Lives scenario - input'!$F40=\"\"),\"\",L55/'Lives scenario - input'!$F40),\"\")","v":1.1171166507606858},{"$f":"IFERROR(IF(OR(M55=\"\",'Lives scenario - input'!$F40=\"\"),\"\",M55/'Lives scenario - input'!$F40),\"\")","v":1.1328176051280892},{"$f":"IFERROR(IF(OR(N55=\"\",'Lives scenario - input'!$F40=\"\"),\"\",N55/'Lives scenario - input'!$F40),\"\")","v":1.1398041062667701},{"$f":"IFERROR(IF(OR(O55=\"\",'Lives scenario - input'!$F40=\"\"),\"\",O55/'Lives scenario - input'!$F40),\"\")","v":1.1407471384865477},{"$f":"IFERROR(IF(OR(P55=\"\",'Lives scenario - input'!$F40=\"\"),\"\",P55/'Lives scenario - input'!$F40),\"\")","v":1.1391594026232916},{"$f":"IFERROR(IF(OR(Q55=\"\",'Lives scenario - input'!$F40=\"\"),\"\",Q55/'Lives scenario - input'!$F40),\"\")","v":1.1393405324044281},{"$f":"IFERROR(IF(OR(R55=\"\",'Lives scenario - input'!$F40=\"\"),\"\",R55/'Lives scenario - input'!$F40),\"\")","v":1.1463163210547087},{"$f":"IFERROR(IF(OR(S55=\"\",'Lives scenario - input'!$F40=\"\"),\"\",S55/'Lives scenario - input'!$F40),\"\")","v":1.1657762778623473},{"$f":"IFERROR(IF(OR(T55=\"\",'Lives scenario - input'!$F40=\"\"),\"\",T55/'Lives scenario - input'!$F40),\"\")","v":1.2040074006022057},{"$f":"IFERROR(IF(OR(U55=\"\",'Lives scenario - input'!$F40=\"\"),\"\",U55/'Lives scenario - input'!$F40),\"\")","v":1.2678148110894532},{"$f":"IFERROR(IF(OR(V55=\"\",'Lives scenario - input'!$F40=\"\"),\"\",V55/'Lives scenario - input'!$F40),\"\")","v":1.3644130937353331},{"$f":"IFERROR(IF(OR(W55=\"\",'Lives scenario - input'!$F40=\"\"),\"\",W55/'Lives scenario - input'!$F40),\"\")","v":1.5012671683872918}]
[{"$f":"IFERROR('Lives scenario - input'!A41,\"\")","v":5},{"$f":"IFERROR('Lives scenario - input'!B41,\"\")","v":"TRANSFORMERS"},{"$f":"IFERROR('Lives scenario - input'!C41,\"\")","v":"ground outdoor / indoor chamber mounted ; > 132 kv ; < = 100 mva"},{"$f":"IFERROR(repcalc('Lives scenario - input'!$CX41:$GJ41,'Lives scenario - input'!$I41,'Lives scenario - input'!$G41,'Lives scenario - input'!$H41,20,TRUE,TRUE),\"\")","v":1.7081362265001672},2.5566265708524698,3.7843573336080913,5.5402475546667196,8.0225336872609923,11.491411080751181,16.283567096772977,22.828417819718481,31.665656995527009,43.463478942786708,59.03655403601325,79.362529436351551,105.59551925279563,139.07476422986784,181.32641443082949,234.05625688416785,299.1312137496775,378.54761437977805,474.38463118044541,588.74188984622151,{"$f":"IFERROR(IF(OR(D56=\"\",'Lives scenario - input'!$F41=\"\"),\"\",D56/'Lives scenario - input'!$F41),\"\")","v":3.6599712245980544E-4},{"$f":"IFERROR(IF(OR(E56=\"\",'Lives scenario - input'!$F41=\"\"),\"\",E56/'Lives scenario - input'!$F41),\"\")","v":5.478005522156123E-4},{"$f":"IFERROR(IF(OR(F56=\"\",'Lives scenario - input'!$F41=\"\"),\"\",F56/'Lives scenario - input'!$F41),\"\")","v":8.10862665970212E-4},{"$f":"IFERROR(IF(OR(G56=\"\",'Lives scenario - input'!$F41=\"\"),\"\",G56/'Lives scenario - input'!$F41),\"\")","v":1.1870918907197561E-3},{"$f":"IFERROR(IF(OR(H56=\"\",'Lives scenario - input'!$F41=\"\"),\"\",H56/'Lives scenario - input'!$F41),\"\")","v":1.718963744706979E-3},{"$f":"IFERROR(IF(OR(I56=\"\",'Lives scenario - input'!$F41=\"\"),\"\",I56/'Lives scenario - input'!$F41),\"\")","v":2.4622294892574503E-3},{"$f":"IFERROR(IF(OR(J56=\"\",'Lives scenario - input'!$F41=\"\"),\"\",J56/'Lives scenario - input'!$F41),\"\")","v":3.4890300951061146E-3},{"$f":"IFERROR(IF(OR(K56=\"\",'Lives scenario - input'!$F41=\"\"),\"\",K56/'Lives scenario - input'!$F41),\"\")","v":4.8913752326687114E-3},{"$f":"IFERROR(IF(OR(L56=\"\",'Lives scenario - input'!$F41=\"\"),\"\",L56/'Lives scenario - input'!$F41),\"\")","v":6.7849034294578028E-3},{"$f":"IFERROR(IF(OR(M56=\"\",'Lives scenario - input'!$F41=\"\"),\"\",M56/'Lives scenario - input'!$F41),\"\")","v":9.3127866374835208E-3},{"$f":"IFERROR(IF(OR(N56=\"\",'Lives scenario - input'!$F41=\"\"),\"\",N56/'Lives scenario - input'!$F41),\"\")","v":1.2649581785051819E-2},{"$f":"IFERROR(IF(OR(O56=\"\",'Lives scenario - input'!$F41=\"\"),\"\",O56/'Lives scenario - input'!$F41),\"\")","v":1.7004766337840697E-2},{"$f":"IFERROR(IF(OR(P56=\"\",'Lives scenario - input'!$F41=\"\"),\"\",P56/'Lives scenario - input'!$F41),\"\")","v":2.262562879446571E-2},{"$f":"IFERROR(IF(OR(Q56=\"\",'Lives scenario - input'!$F41=\"\"),\"\",Q56/'Lives scenario - input'!$F41),\"\")","v":2.9799124171260898E-2},{"$f":"IFERROR(IF(OR(R56=\"\",'Lives scenario - input'!$F41=\"\"),\"\",R56/'Lives scenario - input'!$F41),\"\")","v":3.88522559723554E-2},{"$f":"IFERROR(IF(OR(S56=\"\",'Lives scenario - input'!$F41=\"\"),\"\",S56/'Lives scenario - input'!$F41),\"\")","v":5.0150517964739204E-2},{"$f":"IFERROR(IF(OR(T56=\"\",'Lives scenario - input'!$F41=\"\"),\"\",T56/'Lives scenario - input'!$F41),\"\")","v":6.4093929846923858E-2},{"$f":"IFERROR(IF(OR(U56=\"\",'Lives scenario - input'!$F41=\"\"),\"\",U56/'Lives scenario - input'!$F41),\"\")","v":8.1110239000606599E-2},{"$f":"IFERROR(IF(OR(V56=\"\",'Lives scenario - input'!$F41=\"\"),\"\",V56/'Lives scenario - input'!$F41),\"\")","v":0.10164494333507547},{"$f":"IFERROR(IF(OR(W56=\"\",'Lives scenario - input'!$F41=\"\"),\"\",W56/'Lives scenario - input'!$F41),\"\")","v":0.12614792322317375}]
[{"$f":"IFERROR('Lives scenario - input'!A42,\"\")","v":5},{"$f":"IFERROR('Lives scenario - input'!B42,\"\")","v":"TRANSFORMERS"},{"$f":"IFERROR('Lives scenario - input'!C42,\"\")","v":"ground outdoor / indoor chamber mounted ; > 132 kv ; > 100 mva"},{"$f":"IFERROR(repcalc('Lives scenario - input'!$CX42:$GJ42,'Lives scenario - input'!$I42,'Lives scenario - input'!$G42,'Lives scenario - input'!$H42,20,TRUE,TRUE),\"\")","v":1.3006181527872967E-7},2.7113529684314789E-7,5.5824461615970358E-7,1.1351872399989122E-6,2.2799080738572413E-6,4.5224798627113445E-6,8.8602955644652533E-6,1.7144903788170592E-5,3.2767282247542483E-5,6.1854005758728991E-5,1.1532436520104327E-4,2.1237542092877464E-4,3.8629742217854355E-4,6.9403049093655085E-4,1.2316283569189252E-3,2.158891592413835E-3,3.7379899460570111E-3,6.3930512731812592E-3,1.0800607829949915E-2,1.8024613168333189E-2,{"$f":"IFERROR(IF(OR(D57=\"\",'Lives scenario - input'!$F42=\"\"),\"\",D57/'Lives scenario - input'!$F42),\"\")","v":2.7867947178573092E-11},{"$f":"IFERROR(IF(OR(E57=\"\",'Lives scenario - input'!$F42=\"\"),\"\",E57/'Lives scenario - input'!$F42),\"\")","v":5.8095330397155291E-11},{"$f":"IFERROR(IF(OR(F57=\"\",'Lives scenario - input'!$F42=\"\"),\"\",F57/'Lives scenario - input'!$F42),\"\")","v":1.1961336571015587E-10},{"$f":"IFERROR(IF(OR(G57=\"\",'Lives scenario - input'!$F42=\"\"),\"\",G57/'Lives scenario - input'!$F42),\"\")","v":2.4323309631103932E-10},{"$f":"IFERROR(IF(OR(H57=\"\",'Lives scenario - input'!$F42=\"\"),\"\",H57/'Lives scenario - input'!$F42),\"\")","v":4.8850892660612178E-10},{"$f":"IFERROR(IF(OR(I57=\"\",'Lives scenario - input'!$F42=\"\"),\"\",I57/'Lives scenario - input'!$F42),\"\")","v":9.6901792167136978E-10},{"$f":"IFERROR(IF(OR(J57=\"\",'Lives scenario - input'!$F42=\"\"),\"\",J57/'Lives scenario - input'!$F42),\"\")","v":1.8984684186354282E-9},{"$f":"IFERROR(IF(OR(K57=\"\",'Lives scenario - input'!$F42=\"\"),\"\",K57/'Lives scenario - input'!$F42),\"\")","v":3.6735860723342842E-9},{"$f":"IFERROR(IF(OR(L57=\"\",'Lives scenario - input'!$F42=\"\"),\"\",L57/'Lives scenario - input'!$F42),\"\")","v":7.0209453013012614E-9},{"$f":"IFERROR(IF(OR(M57=\"\",'Lives scenario - input'!$F42=\"\"),\"\",M57/'Lives scenario - input'!$F42),\"\")","v":1.3253268544448162E-8},{"$f":"IFERROR(IF(OR(N57=\"\",'Lives scenario - input'!$F42=\"\"),\"\",N57/'Lives scenario - input'!$F42),\"\")","v":2.4710198846123136E-8},{"$f":"IFERROR(IF(OR(O57=\"\",'Lives scenario - input'!$F42=\"\"),\"\",O57/'Lives scenario - input'!$F42),\"\")","v":4.5505031586609143E-8},{"$f":"IFERROR(IF(OR(P57=\"\",'Lives scenario - input'!$F42=\"\"),\"\",P57/'Lives scenario - input'!$F42),\"\")","v":8.2770766603710179E-8},{"$f":"IFERROR(IF(OR(Q57=\"\",'Lives scenario - input'!$F42=\"\"),\"\",Q57/'Lives scenario - input'!$F42),\"\")","v":1.4870778960211862E-7},{"$f":"IFERROR(IF(OR(R57=\"\",'Lives scenario - input'!$F42=\"\"),\"\",R57/'Lives scenario - input'!$F42),\"\")","v":2.6389723932957095E-7},{"$f":"IFERROR(IF(OR(S57=\"\",'Lives scenario - input'!$F42=\"\"),\"\",S57/'Lives scenario - input'!$F42),\"\")","v":4.6257909543027506E-7},{"$f":"IFERROR(IF(OR(T57=\"\",'Lives scenario - input'!$F42=\"\"),\"\",T57/'Lives scenario - input'!$F42),\"\")","v":8.0092766772101215E-7},{"$f":"IFERROR(IF(OR(U57=\"\",'Lives scenario - input'!$F42=\"\"),\"\",U57/'Lives scenario - input'!$F42),\"\")","v":1.3698195339586444E-6},{"$f":"IFERROR(IF(OR(V57=\"\",'Lives scenario - input'!$F42=\"\"),\"\",V57/'Lives scenario - input'!$F42),\"\")","v":2.3142131905239619E-6},{"$f":"IFERROR(IF(OR(W57=\"\",'Lives scenario - input'!$F42=\"\"),\"\",W57/'Lives scenario - input'!$F42),\"\")","v":3.8620787093648226E-6}]
[{"$f":"IFERROR('Lives scenario - input'!A43,\"\")","v":5},{"$f":"IFERROR('Lives scenario - input'!B43,\"\")","v":"TRANSFORMERS"},{"$f":"IFERROR('Lives scenario - input'!C43,\"\")","v":"ground outdoor / indoor chamber mounted ; > 33 kv & < = 66 kv ; > 15 mva and < = 40 mva"},{"$f":"IFERROR(repcalc('Lives scenario - input'!$CX43:$GJ43,'Lives scenario - input'!$I43,'Lives scenario - input'!$G43,'Lives scenario - input'!$H43,20,TRUE,TRUE),\"\")","v":1.8416712669662791E-4},3.6494888258951984E-4,7.1030431812907726E-4,1.3578424314454498E-3,2.5494518525307082E-3,4.7015037162758894E-3,8.5156792689574223E-3,1.5149362703176482E-2,2.6470491065070295E-2,4.5427852961260638E-2,7.6572885761294035E-2,0.12677114648399573,0.20613817772267304,0.32922216619158789,0.51643103633853737,0.79566131094039205,1.2040285819955268,1.7895259890102446,2.6123531670036382,3.7455745254887107,{"$f":"IFERROR(IF(OR(D58=\"\",'Lives scenario - input'!$F43=\"\"),\"\",D58/'Lives scenario - input'!$F43),\"\")","v":8.4907576109435352E-8},{"$f":"IFERROR(IF(OR(E58=\"\",'Lives scenario - input'!$F43=\"\"),\"\",E58/'Lives scenario - input'!$F43),\"\")","v":1.6825437623060017E-7},{"$f":"IFERROR(IF(OR(F58=\"\",'Lives scenario - input'!$F43=\"\"),\"\",F58/'Lives scenario - input'!$F43),\"\")","v":3.2747547857306874E-7},{"$f":"IFERROR(IF(OR(G58=\"\",'Lives scenario - input'!$F43=\"\"),\"\",G58/'Lives scenario - input'!$F43),\"\")","v":6.2601351099151539E-7},{"$f":"IFERROR(IF(OR(H58=\"\",'Lives scenario - input'!$F43=\"\"),\"\",H58/'Lives scenario - input'!$F43),\"\")","v":1.1753877094616994E-6},{"$f":"IFERROR(IF(OR(I58=\"\",'Lives scenario - input'!$F43=\"\"),\"\",I58/'Lives scenario - input'!$F43),\"\")","v":2.1675599319962537E-6},{"$f":"IFERROR(IF(OR(J58=\"\",'Lives scenario - input'!$F43=\"\"),\"\",J58/'Lives scenario - input'!$F43),\"\")","v":3.9260301152636816E-6},{"$f":"IFERROR(IF(OR(K58=\"\",'Lives scenario - input'!$F43=\"\"),\"\",K58/'Lives scenario - input'!$F43),\"\")","v":6.9843934137511329E-6},{"$f":"IFERROR(IF(OR(L58=\"\",'Lives scenario - input'!$F43=\"\"),\"\",L58/'Lives scenario - input'!$F43),\"\")","v":1.220383504415469E-5},{"$f":"IFERROR(IF(OR(M58=\"\",'Lives scenario - input'!$F43=\"\"),\"\",M58/'Lives scenario - input'!$F43),\"\")","v":2.094385112034818E-5},{"$f":"IFERROR(IF(OR(N58=\"\",'Lives scenario - input'!$F43=\"\"),\"\",N58/'Lives scenario - input'!$F43),\"\")","v":3.5302815667022167E-5},{"$f":"IFERROR(IF(OR(O58=\"\",'Lives scenario - input'!$F43=\"\"),\"\",O58/'Lives scenario - input'!$F43),\"\")","v":5.844599392757606E-5},{"$f":"IFERROR(IF(OR(P58=\"\",'Lives scenario - input'!$F43=\"\"),\"\",P58/'Lives scenario - input'!$F43),\"\")","v":9.5037009742133564E-5},{"$f":"IFERROR(IF(OR(Q58=\"\",'Lives scenario - input'!$F43=\"\"),\"\",Q58/'Lives scenario - input'!$F43),\"\")","v":1.5178309307541175E-4},{"$f":"IFERROR(IF(OR(R58=\"\",'Lives scenario - input'!$F43=\"\"),\"\",R58/'Lives scenario - input'!$F43),\"\")","v":2.3809302077791393E-4},{"$f":"IFERROR(IF(OR(S58=\"\",'Lives scenario - input'!$F43=\"\"),\"\",S58/'Lives scenario - input'!$F43),\"\")","v":3.6682807908107207E-4},{"$f":"IFERROR(IF(OR(T58=\"\",'Lives scenario - input'!$F43=\"\"),\"\",T58/'Lives scenario - input'!$F43),\"\")","v":5.5509987204243303E-4},{"$f":"IFERROR(IF(OR(U58=\"\",'Lives scenario - input'!$F43=\"\"),\"\",U58/'Lives scenario - input'!$F43),\"\")","v":8.2503493884656461E-4},{"$f":"IFERROR(IF(OR(V58=\"\",'Lives scenario - input'!$F43=\"\"),\"\",V58/'Lives scenario - input'!$F43),\"\")","v":1.2043874459607736E-3},{"$f":"IFERROR(IF(OR(W58=\"\",'Lives scenario - input'!$F43=\"\"),\"\",W58/'Lives scenario - input'!$F43),\"\")","v":1.726842677088462E-3}]
[{"$f":"IFERROR('Lives scenario - input'!A44,\"\")","v":5},{"$f":"IFERROR('Lives scenario - input'!B44,\"\")","v":"TRANSFORMERS"},{"$f":"IFERROR('Lives scenario - input'!C44,\"\")","v":"ground outdoor / indoor chamber mounted ; > 33 kv & < = 66 kv ; > 40 mva"},{"$f":"IFERROR(repcalc('Lives scenario - input'!$CX44:$GJ44,'Lives scenario - input'!$I44,'Lives scenario - input'!$G44,'Lives scenario - input'!$H44,20,TRUE,TRUE),\"\")","v":5681.4681875151264},5356.2509661503782,4991.84738090679,4613.9137829073916,4247.741028273771,3917.2553432297113,3644.5340940329479,3449.7948229356361,3351.736440180769,3368.0565858669643,3515.9410925052148,3812.3194030229383,4273.7026585303083,4915.4689905181303,5750.5337818149974,6787.4397111282769,8028.0155660383834,9464.8702085071109,11079.087959390126,12838.549783168937,{"$f":"IFERROR(IF(OR(D59=\"\",'Lives scenario - input'!$F44=\"\"),\"\",D59/'Lives scenario - input'!$F44),\"\")","v":2.6193583035012353},{"$f":"IFERROR(IF(OR(E59=\"\",'Lives scenario - input'!$F44=\"\"),\"\",E59/'Lives scenario - input'!$F44),\"\")","v":2.469421632009297},{"$f":"IFERROR(IF(OR(F59=\"\",'Lives scenario - input'!$F44=\"\"),\"\",F59/'Lives scenario - input'!$F44),\"\")","v":2.3014186571918178},{"$f":"IFERROR(IF(OR(G59=\"\",'Lives scenario - input'!$F44=\"\"),\"\",G59/'Lives scenario - input'!$F44),\"\")","v":2.1271778667096681},{"$f":"IFERROR(IF(OR(H59=\"\",'Lives scenario - input'!$F44=\"\"),\"\",H59/'Lives scenario - input'!$F44),\"\")","v":1.9583592420673313},{"$f":"IFERROR(IF(OR(I59=\"\",'Lives scenario - input'!$F44=\"\"),\"\",I59/'Lives scenario - input'!$F44),\"\")","v":1.8059936219956185},{"$f":"IFERROR(IF(OR(J59=\"\",'Lives scenario - input'!$F44=\"\"),\"\",J59/'Lives scenario - input'!$F44),\"\")","v":1.6802594552190542},{"$f":"IFERROR(IF(OR(K59=\"\",'Lives scenario - input'!$F44=\"\"),\"\",K59/'Lives scenario - input'!$F44),\"\")","v":1.5904777456448573},{"$f":"IFERROR(IF(OR(L59=\"\",'Lives scenario - input'!$F44=\"\"),\"\",L59/'Lives scenario - input'!$F44),\"\")","v":1.5452693539722111},{"$f":"IFERROR(IF(OR(M59=\"\",'Lives scenario - input'!$F44=\"\"),\"\",M59/'Lives scenario - input'!$F44),\"\")","v":1.552793519857963},{"$f":"IFERROR(IF(OR(N59=\"\",'Lives scenario - input'!$F44=\"\"),\"\",N59/'Lives scenario - input'!$F44),\"\")","v":1.6209735215119903},{"$f":"IFERROR(IF(OR(O59=\"\",'Lives scenario - input'!$F44=\"\"),\"\",O59/'Lives scenario - input'!$F44),\"\")","v":1.7576144324543785},{"$f":"IFERROR(IF(OR(P59=\"\",'Lives scenario - input'!$F44=\"\"),\"\",P59/'Lives scenario - input'!$F44),\"\")","v":1.9703284742341722},{"$f":"IFERROR(IF(OR(Q59=\"\",'Lives scenario - input'!$F44=\"\"),\"\",Q59/'Lives scenario - input'!$F44),\"\")","v":2.2662055107885295},{"$f":"IFERROR(IF(OR(R59=\"\",'Lives scenario - input'!$F44=\"\"),\"\",R59/'Lives scenario - input'!$F44),\"\")","v":2.6511999915904432},{"$f":"IFERROR(IF(OR(S59=\"\",'Lives scenario - input'!$F44=\"\"),\"\",S59/'Lives scenario - input'!$F44),\"\")","v":3.1292503944537033},{"$f":"IFERROR(IF(OR(T59=\"\",'Lives scenario - input'!$F44=\"\"),\"\",T59/'Lives scenario - input'!$F44),\"\")","v":3.7011998553030394},{"$f":"IFERROR(IF(OR(U59=\"\",'Lives scenario - input'!$F44=\"\"),\"\",U59/'Lives scenario - input'!$F44),\"\")","v":4.3636407974076263},{"$f":"IFERROR(IF(OR(V59=\"\",'Lives scenario - input'!$F44=\"\"),\"\",V59/'Lives scenario - input'!$F44),\"\")","v":5.1078524219179782},{"$f":"IFERROR(IF(OR(W59=\"\",'Lives scenario - input'!$F44=\"\"),\"\",W59/'Lives scenario - input'!$F44),\"\")","v":5.919026714495355}]
[{"$f":"IFERROR('Lives scenario - input'!A45,\"\")","v":5},{"$f":"IFERROR('Lives scenario - input'!B45,\"\")","v":"TRANSFORMERS"},{"$f":"IFERROR('Lives scenario - input'!C45,\"\")","v":"ground outdoor / indoor chamber mounted ; > 66 kv & < = 132 kv ; < = 100 mva"},{"$f":"IFERROR(repcalc('Lives scenario - input'!$CX45:$GJ45,'Lives scenario - input'!$I45,'Lives scenario - input'!$G45,'Lives scenario - input'!$H45,20,TRUE,TRUE),\"\")","v":4.134339927888037E-9},9.0158339074598385E-9,1.9416140912723117E-8,4.1293075041655431E-8,8.6725904533820096E-8,1.798778791831042E-7,3.6843763963320286E-7,7.4525953602962069E-7,1.4887042032401045E-6,2.9367475455681183E-6,5.7211343456439091E-6,1.1006646391758399E-5,2.0911501778745145E-5,3.9234920551940486E-5,7.2697199605304425E-5,1.3302091767585463E-4,2.4036960831946995E-4,4.2893998698283767E-4,7.5591137219565283E-4,1.3155355667103343E-3,{"$f":"IFERROR(IF(OR(D60=\"\",'Lives scenario - input'!$F45=\"\"),\"\",D60/'Lives scenario - input'!$F45),\"\")","v":8.8585236552124201E-13},{"$f":"IFERROR(IF(OR(E60=\"\",'Lives scenario - input'!$F45=\"\"),\"\",E60/'Lives scenario - input'!$F45),\"\")","v":1.9317951434510612E-12},{"$f":"IFERROR(IF(OR(F60=\"\",'Lives scenario - input'!$F45=\"\"),\"\",F60/'Lives scenario - input'!$F45),\"\")","v":4.1602371011654591E-12},{"$f":"IFERROR(IF(OR(G60=\"\",'Lives scenario - input'!$F45=\"\"),\"\",G60/'Lives scenario - input'!$F45),\"\")","v":8.84774083489132E-12},{"$f":"IFERROR(IF(OR(H60=\"\",'Lives scenario - input'!$F45=\"\"),\"\",H60/'Lives scenario - input'!$F45),\"\")","v":1.8582494188497818E-11},{"$f":"IFERROR(IF(OR(I60=\"\",'Lives scenario - input'!$F45=\"\"),\"\",I60/'Lives scenario - input'!$F45),\"\")","v":3.8541882757254568E-11},{"$f":"IFERROR(IF(OR(J60=\"\",'Lives scenario - input'!$F45=\"\"),\"\",J60/'Lives scenario - input'!$F45),\"\")","v":7.8944005647562342E-11},{"$f":"IFERROR(IF(OR(K60=\"\",'Lives scenario - input'!$F45=\"\"),\"\",K60/'Lives scenario - input'!$F45),\"\")","v":1.5968448033646583E-10},{"$f":"IFERROR(IF(OR(L60=\"\",'Lives scenario - input'!$F45=\"\"),\"\",L60/'Lives scenario - input'!$F45),\"\")","v":3.1898009428444279E-10},{"$f":"IFERROR(IF(OR(M60=\"\",'Lives scenario - input'!$F45=\"\"),\"\",M60/'Lives scenario - input'!$F45),\"\")","v":6.292479103209995E-10},{"$f":"IFERROR(IF(OR(N60=\"\",'Lives scenario - input'!$F45=\"\"),\"\",N60/'Lives scenario - input'!$F45),\"\")","v":1.2258499499199209E-9},{"$f":"IFERROR(IF(OR(O60=\"\",'Lives scenario - input'!$F45=\"\"),\"\",O60/'Lives scenario - input'!$F45),\"\")","v":2.3583604426972677E-9},{"$f":"IFERROR(IF(OR(P60=\"\",'Lives scenario - input'!$F45=\"\"),\"\",P60/'Lives scenario - input'!$F45),\"\")","v":4.4806434982152034E-9},{"$f":"IFERROR(IF(OR(Q60=\"\",'Lives scenario - input'!$F45=\"\"),\"\",Q60/'Lives scenario - input'!$F45),\"\")","v":8.4067463702069634E-9},{"$f":"IFERROR(IF(OR(R60=\"\",'Lives scenario - input'!$F45=\"\"),\"\",R60/'Lives scenario - input'!$F45),\"\")","v":1.5576606510443866E-8},{"$f":"IFERROR(IF(OR(S60=\"\",'Lives scenario - input'!$F45=\"\"),\"\",S60/'Lives scenario - input'!$F45),\"\")","v":2.8501984994532695E-8},{"$f":"IFERROR(IF(OR(T60=\"\",'Lives scenario - input'!$F45=\"\"),\"\",T60/'Lives scenario - input'!$F45),\"\")","v":5.1503260458312109E-8},{"$f":"IFERROR(IF(OR(U60=\"\",'Lives scenario - input'!$F45=\"\"),\"\",U60/'Lives scenario - input'!$F45),\"\")","v":9.1907658480685952E-8},{"$f":"IFERROR(IF(OR(V60=\"\",'Lives scenario - input'!$F45=\"\"),\"\",V60/'Lives scenario - input'!$F45),\"\")","v":1.6196681667779431E-7},{"$f":"IFERROR(IF(OR(W60=\"\",'Lives scenario - input'!$F45=\"\"),\"\",W60/'Lives scenario - input'!$F45),\"\")","v":2.818757804206459E-7}]
[{"$f":"IFERROR('Lives scenario - input'!A46,\"\")","v":5},{"$f":"IFERROR('Lives scenario - input'!B46,\"\")","v":"TRANSFORMERS"},{"$f":"IFERROR('Lives scenario - input'!C46,\"\")","v":"kiosk mounted ; < = 22 kv ; > 60 kva and < = 600 kva ; multiple phase"},{"$f":"IFERROR(repcalc('Lives scenario - input'!$CX46:$GJ46,'Lives scenario - input'!$I46,'Lives scenario - input'!$G46,'Lives scenario - input'!$H46,20,TRUE,TRUE),\"\")","v":997.01350472225704},1166.9555901372255,1355.4672409062371,1562.3785850170505,1787.0054531338787,2028.1388428799255,2284.0842541128723,2552.7570575685004,2831.8352345870449,3118.9657928121296,3412.0165108174433,3709.360731043108,4010.1797097496701,4314.7642493142394,4624.7945340828965,4943.5738951710018,5276.1885997355021,5629.562184929644,6012.3704410359705,6434.7835333156654,{"$f":"IFERROR(IF(OR(D61=\"\",'Lives scenario - input'!$F46=\"\"),\"\",D61/'Lives scenario - input'!$F46),\"\")","v":17.165592210478319},{"$f":"IFERROR(IF(OR(E61=\"\",'Lives scenario - input'!$F46=\"\"),\"\",E61/'Lives scenario - input'!$F46),\"\")","v":20.091486918839635},{"$f":"IFERROR(IF(OR(F61=\"\",'Lives scenario - input'!$F46=\"\"),\"\",F61/'Lives scenario - input'!$F46),\"\")","v":23.337094033184993},{"$f":"IFERROR(IF(OR(G61=\"\",'Lives scenario - input'!$F46=\"\"),\"\",G61/'Lives scenario - input'!$F46),\"\")","v":26.899488865256608},{"$f":"IFERROR(IF(OR(H61=\"\",'Lives scenario - input'!$F46=\"\"),\"\",H61/'Lives scenario - input'!$F46),\"\")","v":30.76689206425792},{"$f":"IFERROR(IF(OR(I61=\"\",'Lives scenario - input'!$F46=\"\"),\"\",I61/'Lives scenario - input'!$F46),\"\")","v":34.918488223292947},{"$f":"IFERROR(IF(OR(J61=\"\",'Lives scenario - input'!$F46=\"\"),\"\",J61/'Lives scenario - input'!$F46),\"\")","v":39.325103115226483},{"$f":"IFERROR(IF(OR(K61=\"\",'Lives scenario - input'!$F46=\"\"),\"\",K61/'Lives scenario - input'!$F46),\"\")","v":43.950845655644798},{"$f":"IFERROR(IF(OR(L61=\"\",'Lives scenario - input'!$F46=\"\"),\"\",L61/'Lives scenario - input'!$F46),\"\")","v":48.755737624363455},{"$f":"IFERROR(IF(OR(M61=\"\",'Lives scenario - input'!$F46=\"\"),\"\",M61/'Lives scenario - input'!$F46),\"\")","v":53.699267526731063},{"$f":"IFERROR(IF(OR(N61=\"\",'Lives scenario - input'!$F46=\"\"),\"\",N61/'Lives scenario - input'!$F46),\"\")","v":58.744724883568402},{"$f":"IFERROR(IF(OR(O61=\"\",'Lives scenario - input'!$F46=\"\"),\"\",O61/'Lives scenario - input'!$F46),\"\")","v":63.864103514210214},{"$f":"IFERROR(IF(OR(P61=\"\",'Lives scenario - input'!$F46=\"\"),\"\",P61/'Lives scenario - input'!$F46),\"\")","v":69.043307098907789},{"$f":"IFERROR(IF(OR(Q61=\"\",'Lives scenario - input'!$F46=\"\"),\"\",Q61/'Lives scenario - input'!$F46),\"\")","v":74.287342385308634},{"$f":"IFERROR(IF(OR(R61=\"\",'Lives scenario - input'!$F46=\"\"),\"\",R61/'Lives scenario - input'!$F46),\"\")","v":79.625137125330511},{"$f":"IFERROR(IF(OR(S61=\"\",'Lives scenario - input'!$F46=\"\"),\"\",S61/'Lives scenario - input'!$F46),\"\")","v":85.113564806237008},{"$f":"IFERROR(IF(OR(T61=\"\",'Lives scenario - input'!$F46=\"\"),\"\",T61/'Lives scenario - input'!$F46),\"\")","v":90.840195744253705},{"$f":"IFERROR(IF(OR(U61=\"\",'Lives scenario - input'!$F46=\"\"),\"\",U61/'Lives scenario - input'!$F46),\"\")","v":96.924232552849546},{"$f":"IFERROR(IF(OR(V61=\"\",'Lives scenario - input'!$F46=\"\"),\"\",V61/'Lives scenario - input'!$F46),\"\")","v":103.51504640642528},{"$f":"IFERROR(IF(OR(W61=\"\",'Lives scenario - input'!$F46=\"\"),\"\",W61/'Lives scenario - input'!$F46),\"\")","v":110.78773714942612}]
[{"$f":"IFERROR('Lives scenario - input'!A47,\"\")","v":5},{"$f":"IFERROR('Lives scenario - input'!B47,\"\")","v":"TRANSFORMERS"},{"$f":"IFERROR('Lives scenario - input'!C47,\"\")","v":"kiosk mounted ; < = 22 kv ; > 600 kva ; multiple phase"},{"$f":"IFERROR(repcalc('Lives scenario - input'!$CX47:$GJ47,'Lives scenario - input'!$I47,'Lives scenario - input'!$G47,'Lives scenario - input'!$H47,20,TRUE,TRUE),\"\")","v":5.0627276154373444},7.8918507180905824,12.079956718369086,18.164531536393817,26.844788571804891,39.012467047565799,55.784268556769767,78.535866255038911,108.93779641309406,148.99374202899418,201.08138616415337,267.99472893972165,352.98416279116856,459.78654817264783,592.63230410167671,756.21096528732357,955.57219690885063,1195.9377844639926,1482.4036006179606,1819.5205030876298,{"$f":"IFERROR(IF(OR(D62=\"\",'Lives scenario - input'!$F47=\"\"),\"\",D62/'Lives scenario - input'!$F47),\"\")","v":7.6427738437508969E-2},{"$f":"IFERROR(IF(OR(E62=\"\",'Lives scenario - input'!$F47=\"\"),\"\",E62/'Lives scenario - input'!$F47),\"\")","v":0.11913662916230001},{"$f":"IFERROR(IF(OR(F62=\"\",'Lives scenario - input'!$F47=\"\"),\"\",F62/'Lives scenario - input'!$F47),\"\")","v":0.18236094108495449},{"$f":"IFERROR(IF(OR(G62=\"\",'Lives scenario - input'!$F47=\"\"),\"\",G62/'Lives scenario - input'!$F47),\"\")","v":0.27421464683785152},{"$f":"IFERROR(IF(OR(H62=\"\",'Lives scenario - input'!$F47=\"\"),\"\",H62/'Lives scenario - input'!$F47),\"\")","v":0.405253182715203},{"$f":"IFERROR(IF(OR(I62=\"\",'Lives scenario - input'!$F47=\"\"),\"\",I62/'Lives scenario - input'!$F47),\"\")","v":0.58893838535212761},{"$f":"IFERROR(IF(OR(J62=\"\",'Lives scenario - input'!$F47=\"\"),\"\",J62/'Lives scenario - input'!$F47),\"\")","v":0.84212815897587168},{"$f":"IFERROR(IF(OR(K62=\"\",'Lives scenario - input'!$F47=\"\"),\"\",K62/'Lives scenario - input'!$F47),\"\")","v":1.1855898835641367},{"$f":"IFERROR(IF(OR(L62=\"\",'Lives scenario - input'!$F47=\"\"),\"\",L62/'Lives scenario - input'!$F47),\"\")","v":1.6445422394108644},{"$f":"IFERROR(IF(OR(M62=\"\",'Lives scenario - input'!$F47=\"\"),\"\",M62/'Lives scenario - input'!$F47),\"\")","v":2.2492331426038934},{"$f":"IFERROR(IF(OR(N62=\"\",'Lives scenario - input'!$F47=\"\"),\"\",N62/'Lives scenario - input'!$F47),\"\")","v":3.0355564734600216},{"$f":"IFERROR(IF(OR(O62=\"\",'Lives scenario - input'!$F47=\"\"),\"\",O62/'Lives scenario - input'!$F47),\"\")","v":4.0456909006088804},{"$f":"IFERROR(IF(OR(P62=\"\",'Lives scenario - input'!$F47=\"\"),\"\",P62/'Lives scenario - input'!$F47),\"\")","v":5.3287048633873688},{"$f":"IFERROR(IF(OR(Q62=\"\",'Lives scenario - input'!$F47=\"\"),\"\",Q62/'Lives scenario - input'!$F47),\"\")","v":6.9410105994392177},{"$f":"IFERROR(IF(OR(R62=\"\",'Lives scenario - input'!$F47=\"\"),\"\",R62/'Lives scenario - input'!$F47),\"\")","v":8.9464711847012008},{"$f":"IFERROR(IF(OR(S62=\"\",'Lives scenario - input'!$F47=\"\"),\"\",S62/'Lives scenario - input'!$F47),\"\")","v":11.415880578351649},{"$f":"IFERROR(IF(OR(T62=\"\",'Lives scenario - input'!$F47=\"\"),\"\",T62/'Lives scenario - input'!$F47),\"\")","v":14.425469326221405},{"$f":"IFERROR(IF(OR(U62=\"\",'Lives scenario - input'!$F47=\"\"),\"\",U62/'Lives scenario - input'!$F47),\"\")","v":18.054066329747062},{"$f":"IFERROR(IF(OR(V62=\"\",'Lives scenario - input'!$F47=\"\"),\"\",V62/'Lives scenario - input'!$F47),\"\")","v":22.378599690290436},{"$f":"IFERROR(IF(OR(W62=\"\",'Lives scenario - input'!$F47=\"\"),\"\",W62/'Lives scenario - input'!$F47),\"\")","v":27.467769877177801}]
[{"$f":"IFERROR('Lives scenario - input'!A48,\"\")","v":5},{"$f":"IFERROR('Lives scenario - input'!B48,\"\")","v":"TRANSFORMERS"},{"$f":"IFERROR('Lives scenario - input'!C48,\"\")","v":"pole mounted ; < = 22 kv ; < = 60 kva ; multiple phase"},{"$f":"IFERROR(repcalc('Lives scenario - input'!$CX48:$GJ48,'Lives scenario - input'!$I48,'Lives scenario - input'!$G48,'Lives scenario - input'!$H48,20,TRUE,TRUE),\"\")","v":506.14984079796017},487.23491151571284,478.04182952400305,476.05781641548361,479.57519139397306,487.48780410672845,499.11864596036634,514.07554039556931,532.13170064557482,553.12858039169089,576.8993467827097,603.21211516155017,631.73256613169156,662.00560676360078,693.4553385840436,725.4018474812101,757.09239216489959,787.74362735822274,816.59073934816092,842.93893922551774,{"$f":"IFERROR(IF(OR(D63=\"\",'Lives scenario - input'!$F48=\"\"),\"\",D63/'Lives scenario - input'!$F48),\"\")","v":56.919176421747245},{"$f":"IFERROR(IF(OR(E63=\"\",'Lives scenario - input'!$F48=\"\"),\"\",E63/'Lives scenario - input'!$F48),\"\")","v":54.792094458975548},{"$f":"IFERROR(IF(OR(F63=\"\",'Lives scenario - input'!$F48=\"\"),\"\",F63/'Lives scenario - input'!$F48),\"\")","v":53.758284678613315},{"$f":"IFERROR(IF(OR(G63=\"\",'Lives scenario - input'!$F48=\"\"),\"\",G63/'Lives scenario - input'!$F48),\"\")","v":53.535172107899392},{"$f":"IFERROR(IF(OR(H63=\"\",'Lives scenario - input'!$F48=\"\"),\"\",H63/'Lives scenario - input'!$F48),\"\")","v":53.930719178755822},{"$f":"IFERROR(IF(OR(I63=\"\",'Lives scenario - input'!$F48=\"\"),\"\",I63/'Lives scenario - input'!$F48),\"\")","v":54.820533543301003},{"$f":"IFERROR(IF(OR(J63=\"\",'Lives scenario - input'!$F48=\"\"),\"\",J63/'Lives scenario - input'!$F48),\"\")","v":56.128482071659654},{"$f":"IFERROR(IF(OR(K63=\"\",'Lives scenario - input'!$F48=\"\"),\"\",K63/'Lives scenario - input'!$F48),\"\")","v":57.810462474412752},{"$f":"IFERROR(IF(OR(L63=\"\",'Lives scenario - input'!$F48=\"\"),\"\",L63/'Lives scenario - input'!$F48),\"\")","v":59.840971402656486},{"$f":"IFERROR(IF(OR(M63=\"\",'Lives scenario - input'!$F48=\"\"),\"\",M63/'Lives scenario - input'!$F48),\"\")","v":62.202179500027896},{"$f":"IFERROR(IF(OR(N63=\"\",'Lives scenario - input'!$F48=\"\"),\"\",N63/'Lives scenario - input'!$F48),\"\")","v":64.875325546577031},{"$f":"IFERROR(IF(OR(O63=\"\",'Lives scenario - input'!$F48=\"\"),\"\",O63/'Lives scenario - input'!$F48),\"\")","v":67.834332909176652},{"$f":"IFERROR(IF(OR(P63=\"\",'Lives scenario - input'!$F48=\"\"),\"\",P63/'Lives scenario - input'!$F48),\"\")","v":71.041605636632212},{"$f":"IFERROR(IF(OR(Q63=\"\",'Lives scenario - input'!$F48=\"\"),\"\",Q63/'Lives scenario - input'!$F48),\"\")","v":74.445966167169615},{"$f":"IFERROR(IF(OR(R63=\"\",'Lives scenario - input'!$F48=\"\"),\"\",R63/'Lives scenario - input'!$F48),\"\")","v":77.98265172866715},{"$f":"IFERROR(IF(OR(S63=\"\",'Lives scenario - input'!$F48=\"\"),\"\",S63/'Lives scenario - input'!$F48),\"\")","v":81.575202450623365},{"$f":"IFERROR(IF(OR(T63=\"\",'Lives scenario - input'!$F48=\"\"),\"\",T63/'Lives scenario - input'!$F48),\"\")","v":85.138968668367198},{"$f":"IFERROR(IF(OR(U63=\"\",'Lives scenario - input'!$F48=\"\"),\"\",U63/'Lives scenario - input'!$F48),\"\")","v":88.58585914009538},{"$f":"IFERROR(IF(OR(V63=\"\",'Lives scenario - input'!$F48=\"\"),\"\",V63/'Lives scenario - input'!$F48),\"\")","v":91.829866594537336},{"$f":"IFERROR(IF(OR(W63=\"\",'Lives scenario - input'!$F48=\"\"),\"\",W63/'Lives scenario - input'!$F48),\"\")","v":94.792858413028043}]
[{"$f":"IFERROR('Lives scenario - input'!A49,\"\")","v":5},{"$f":"IFERROR('Lives scenario - input'!B49,\"\")","v":"TRANSFORMERS"},{"$f":"IFERROR('Lives scenario - input'!C49,\"\")","v":"pole mounted ; < = 22 kv ; < = 60 kva ; single phase"},{"$f":"IFERROR(repcalc('Lives scenario - input'!$CX49:$GJ49,'Lives scenario - input'!$I49,'Lives scenario - input'!$G49,'Lives scenario - input'!$H49,20,TRUE,TRUE),\"\")","v":174.30317096877559},194.83054185047698,218.58023816795657,245.523309004227,275.53395342549453,308.37065401767978,343.66461111451622,380.91849280805599,419.51728648628153,458.75149759409663,497.8513154265562,536.02889452950012,572.52480182739635,606.65411391209977,637.84769088699397,665.68477985281322,689.91419656464871,710.46271082416899,727.43069662276048,741.07638431061036,{"$f":"IFERROR(IF(OR(D64=\"\",'Lives scenario - input'!$F49=\"\"),\"\",D64/'Lives scenario - input'!$F49),\"\")","v":26.572962580864257},{"$f":"IFERROR(IF(OR(E64=\"\",'Lives scenario - input'!$F49=\"\"),\"\",E64/'Lives scenario - input'!$F49),\"\")","v":29.702412580489845},{"$f":"IFERROR(IF(OR(F64=\"\",'Lives scenario - input'!$F49=\"\"),\"\",F64/'Lives scenario - input'!$F49),\"\")","v":33.323114304065079},{"$f":"IFERROR(IF(OR(G64=\"\",'Lives scenario - input'!$F49=\"\"),\"\",G64/'Lives scenario - input'!$F49),\"\")","v":37.430654110521296},{"$f":"IFERROR(IF(OR(H64=\"\",'Lives scenario - input'!$F49=\"\"),\"\",H64/'Lives scenario - input'!$F49),\"\")","v":42.005853326930406},{"$f":"IFERROR(IF(OR(I64=\"\",'Lives scenario - input'!$F49=\"\"),\"\",I64/'Lives scenario - input'!$F49),\"\")","v":47.011892008071165},{"$f":"IFERROR(IF(OR(J64=\"\",'Lives scenario - input'!$F49=\"\"),\"\",J64/'Lives scenario - input'!$F49),\"\")","v":52.392545705030422},{"$f":"IFERROR(IF(OR(K64=\"\",'Lives scenario - input'!$F49=\"\"),\"\",K64/'Lives scenario - input'!$F49),\"\")","v":58.071994901119417},{"$f":"IFERROR(IF(OR(L64=\"\",'Lives scenario - input'!$F49=\"\"),\"\",L64/'Lives scenario - input'!$F49),\"\")","v":63.956479356435075},{"$f":"IFERROR(IF(OR(M64=\"\",'Lives scenario - input'!$F49=\"\"),\"\",M64/'Lives scenario - input'!$F49),\"\")","v":69.937834818089087},{"$f":"IFERROR(IF(OR(N64=\"\",'Lives scenario - input'!$F49=\"\"),\"\",N64/'Lives scenario - input'!$F49),\"\")","v":75.898701682448561},{"$f":"IFERROR(IF(OR(O64=\"\",'Lives scenario - input'!$F49=\"\"),\"\",O64/'Lives scenario - input'!$F49),\"\")","v":81.718970902405829},{"$f":"IFERROR(IF(OR(P64=\"\",'Lives scenario - input'!$F49=\"\"),\"\",P64/'Lives scenario - input'!$F49),\"\")","v":87.282864970376721},{"$f":"IFERROR(IF(OR(Q64=\"\",'Lives scenario - input'!$F49=\"\"),\"\",Q64/'Lives scenario - input'!$F49),\"\")","v":92.485965567438868},{"$f":"IFERROR(IF(OR(R64=\"\",'Lives scenario - input'!$F49=\"\"),\"\",R64/'Lives scenario - input'!$F49),\"\")","v":97.241505866046879},{"$f":"IFERROR(IF(OR(S64=\"\",'Lives scenario - input'!$F49=\"\"),\"\",S64/'Lives scenario - input'!$F49),\"\")","v":101.48534101452742},{"$f":"IFERROR(IF(OR(T64=\"\",'Lives scenario - input'!$F49=\"\"),\"\",T64/'Lives scenario - input'!$F49),\"\")","v":105.17917733466591},{"$f":"IFERROR(IF(OR(U64=\"\",'Lives scenario - input'!$F49=\"\"),\"\",U64/'Lives scenario - input'!$F49),\"\")","v":108.31185069611843},{"$f":"IFERROR(IF(OR(V64=\"\",'Lives scenario - input'!$F49=\"\"),\"\",V64/'Lives scenario - input'!$F49),\"\")","v":110.89866336964907},{"$f":"IFERROR(IF(OR(W64=\"\",'Lives scenario - input'!$F49=\"\"),\"\",W64/'Lives scenario - input'!$F49),\"\")","v":112.97898323017733}]
[{"$f":"IFERROR('Lives scenario - input'!A50,\"\")","v":5},{"$f":"IFERROR('Lives scenario - input'!B50,\"\")","v":"TRANSFORMERS"},{"$f":"IFERROR('Lives scenario - input'!C50,\"\")","v":"pole mounted ; < = 22 kv ; > 60 kva and < = 600 kva ; multiple phase"},{"$f":"IFERROR(repcalc('Lives scenario - input'!$CX50:$GJ50,'Lives scenario - input'!$I50,'Lives scenario - input'!$G50,'Lives scenario - input'!$H50,20,TRUE,TRUE),\"\")","v":609.61866281839445},626.51930161226824,661.43054838061755,711.91757825977686,776.43110048842232,854.06174698027178,944.3308839766388,1047.0132937568183,1161.9894780880995,1289.1278709384469,1428.1993215550224,1578.8273113158664,1740.4771991833875,1912.4862797677065,2094.1337445341474,2284.7461261516614,2483.8299920538457,2691.2201102607009,2907.2285711703589,3132.7788094710741,{"$f":"IFERROR(IF(OR(D65=\"\",'Lives scenario - input'!$F50=\"\"),\"\",D65/'Lives scenario - input'!$F50),\"\")","v":32.4197286095566},{"$f":"IFERROR(IF(OR(E65=\"\",'Lives scenario - input'!$F50=\"\"),\"\",E65/'Lives scenario - input'!$F50),\"\")","v":33.318510350411465},{"$f":"IFERROR(IF(OR(F65=\"\",'Lives scenario - input'!$F50=\"\"),\"\",F65/'Lives scenario - input'!$F50),\"\")","v":35.175102372083728},{"$f":"IFERROR(IF(OR(G65=\"\",'Lives scenario - input'!$F50=\"\"),\"\",G65/'Lives scenario - input'!$F50),\"\")","v":37.860019857086179},{"$f":"IFERROR(IF(OR(H65=\"\",'Lives scenario - input'!$F50=\"\"),\"\",H65/'Lives scenario - input'!$F50),\"\")","v":41.290870993811211},{"$f":"IFERROR(IF(OR(I65=\"\",'Lives scenario - input'!$F50=\"\"),\"\",I65/'Lives scenario - input'!$F50),\"\")","v":45.419295276976456},{"$f":"IFERROR(IF(OR(J65=\"\",'Lives scenario - input'!$F50=\"\"),\"\",J65/'Lives scenario - input'!$F50),\"\")","v":50.219838799891718},{"$f":"IFERROR(IF(OR(K65=\"\",'Lives scenario - input'!$F50=\"\"),\"\",K65/'Lives scenario - input'!$F50),\"\")","v":55.680524407281645},{"$f":"IFERROR(IF(OR(L65=\"\",'Lives scenario - input'!$F50=\"\"),\"\",L65/'Lives scenario - input'!$F50),\"\")","v":61.794997142334566},{"$f":"IFERROR(IF(OR(M65=\"\",'Lives scenario - input'!$F50=\"\"),\"\",M65/'Lives scenario - input'!$F50),\"\")","v":68.556260278550809},{"$f":"IFERROR(IF(OR(N65=\"\",'Lives scenario - input'!$F50=\"\"),\"\",N65/'Lives scenario - input'!$F50),\"\")","v":75.952127500663494},{"$f":"IFERROR(IF(OR(O65=\"\",'Lives scenario - input'!$F50=\"\"),\"\",O65/'Lives scenario - input'!$F50),\"\")","v":83.962575419815167},{"$f":"IFERROR(IF(OR(P65=\"\",'Lives scenario - input'!$F50=\"\"),\"\",P65/'Lives scenario - input'!$F50),\"\")","v":92.559171643102843},{"$f":"IFERROR(IF(OR(Q65=\"\",'Lives scenario - input'!$F50=\"\"),\"\",Q65/'Lives scenario - input'!$F50),\"\")","v":101.70667327164831},{"$f":"IFERROR(IF(OR(R65=\"\",'Lives scenario - input'!$F50=\"\"),\"\",R65/'Lives scenario - input'!$F50),\"\")","v":111.36674746149694},{"$f":"IFERROR(IF(OR(S65=\"\",'Lives scenario - input'!$F50=\"\"),\"\",S65/'Lives scenario - input'!$F50),\"\")","v":121.50357899006507},{"$f":"IFERROR(IF(OR(T65=\"\",'Lives scenario - input'!$F50=\"\"),\"\",T65/'Lives scenario - input'!$F50),\"\")","v":132.09092694501587},{"$f":"IFERROR(IF(OR(U65=\"\",'Lives scenario - input'!$F50=\"\"),\"\",U65/'Lives scenario - input'!$F50),\"\")","v":143.12000423324361},{"$f":"IFERROR(IF(OR(V65=\"\",'Lives scenario - input'!$F50=\"\"),\"\",V65/'Lives scenario - input'!$F50),\"\")","v":154.60740792866704},{"$f":"IFERROR(IF(OR(W65=\"\",'Lives scenario - input'!$F50=\"\"),\"\",W65/'Lives scenario - input'!$F50),\"\")","v":166.60224660326375}]
[{"$f":"IFERROR('Lives scenario - input'!A51,\"\")","v":5},{"$f":"IFERROR('Lives scenario - input'!B51,\"\")","v":"TRANSFORMERS"},{"$f":"IFERROR('Lives scenario - input'!C51,\"\")","v":"pole mounted ; < = 22 kv ; > 60 kva and < = 600 kva ; single phase"},{"$f":"IFERROR(repcalc('Lives scenario - input'!$CX51:$GJ51,'Lives scenario - input'!$I51,'Lives scenario - input'!$G51,'Lives scenario - input'!$H51,20,TRUE,TRUE),\"\")","v":2.1945417924481556E-3},3.4667851883505236E-3,5.3802678670659661E-3,8.2030492777358729E-3,1.2286890968514555E-2,1.8080277783804218E-2,2.6137632167823412E-2,3.7121693055766576E-2,5.1795621288978015E-2,7.1001389101548282E-2,9.5621604633680107E-2,0.12652327047705425,0.16448414914616988,0.21010534389348548,0.26371716382867316,0.32528890827834189,0.39435630119818033,0.46998226978216223,0.55076694845712926,0.63492070094956443,{"$f":"IFERROR(IF(OR(D66=\"\",'Lives scenario - input'!$F51=\"\"),\"\",D66/'Lives scenario - input'!$F51),\"\")","v":1.1670648172838769E-4},{"$f":"IFERROR(IF(OR(E66=\"\",'Lives scenario - input'!$F51=\"\"),\"\",E66/'Lives scenario - input'!$F51),\"\")","v":1.843648198602414E-4},{"$f":"IFERROR(IF(OR(F66=\"\",'Lives scenario - input'!$F51=\"\"),\"\",F66/'Lives scenario - input'!$F51),\"\")","v":2.8612448196809609E-4},{"$f":"IFERROR(IF(OR(G66=\"\",'Lives scenario - input'!$F51=\"\"),\"\",G66/'Lives scenario - input'!$F51),\"\")","v":4.362409610714954E-4},{"$f":"IFERROR(IF(OR(H66=\"\",'Lives scenario - input'!$F51=\"\"),\"\",H66/'Lives scenario - input'!$F51),\"\")","v":6.534210563909832E-4},{"$f":"IFERROR(IF(OR(I66=\"\",'Lives scenario - input'!$F51=\"\"),\"\",I66/'Lives scenario - input'!$F51),\"\")","v":9.6151534506243416E-4},{"$f":"IFERROR(IF(OR(J66=\"\",'Lives scenario - input'!$F51=\"\"),\"\",J66/'Lives scenario - input'!$F51),\"\")","v":1.3900082019465418E-3},{"$f":"IFERROR(IF(OR(K66=\"\",'Lives scenario - input'!$F51=\"\"),\"\",K66/'Lives scenario - input'!$F51),\"\")","v":1.9741443098728259E-3},{"$f":"IFERROR(IF(OR(L66=\"\",'Lives scenario - input'!$F51=\"\"),\"\",L66/'Lives scenario - input'!$F51),\"\")","v":2.754508822923411E-3},{"$f":"IFERROR(IF(OR(M66=\"\",'Lives scenario - input'!$F51=\"\"),\"\",M66/'Lives scenario - input'!$F51),\"\")","v":3.7758781119524966E-3},{"$f":"IFERROR(IF(OR(N66=\"\",'Lives scenario - input'!$F51=\"\"),\"\",N66/'Lives scenario - input'!$F51),\"\")","v":5.0851895791742315E-3},{"$f":"IFERROR(IF(OR(O66=\"\",'Lives scenario - input'!$F51=\"\"),\"\",O66/'Lives scenario - input'!$F51),\"\")","v":6.7285507184047053E-3},{"$f":"IFERROR(IF(OR(P66=\"\",'Lives scenario - input'!$F51=\"\"),\"\",P66/'Lives scenario - input'!$F51),\"\")","v":8.7473232056893592E-3},{"$f":"IFERROR(IF(OR(Q66=\"\",'Lives scenario - input'!$F51=\"\"),\"\",Q66/'Lives scenario - input'!$F51),\"\")","v":1.117347391720769E-2},{"$f":"IFERROR(IF(OR(R66=\"\",'Lives scenario - input'!$F51=\"\"),\"\",R66/'Lives scenario - input'!$F51),\"\")","v":1.4024568804177998E-2},{"$f":"IFERROR(IF(OR(S66=\"\",'Lives scenario - input'!$F51=\"\"),\"\",S66/'Lives scenario - input'!$F51),\"\")","v":1.7298975194308286E-2},{"$f":"IFERROR(IF(OR(T66=\"\",'Lives scenario - input'!$F51=\"\"),\"\",T66/'Lives scenario - input'!$F51),\"\")","v":2.0972002729060475E-2},{"$f":"IFERROR(IF(OR(U66=\"\",'Lives scenario - input'!$F51=\"\"),\"\",U66/'Lives scenario - input'!$F51),\"\")","v":2.4993817556697946E-2},{"$f":"IFERROR(IF(OR(V66=\"\",'Lives scenario - input'!$F51=\"\"),\"\",V66/'Lives scenario - input'!$F51),\"\")","v":2.9289974348132779E-2},{"$f":"IFERROR(IF(OR(W66=\"\",'Lives scenario - input'!$F51=\"\"),\"\",W66/'Lives scenario - input'!$F51),\"\")","v":3.3765299635366133E-2}]
[{"$f":"IFERROR('Lives scenario - input'!A52,\"\")","v":5},{"$f":"IFERROR('Lives scenario - input'!B52,\"\")","v":"TRANSFORMERS"},{"$f":"IFERROR('Lives scenario - input'!C52,\"\")","v":"pole mounted ; < = 22 kv ; > 600 kva ; multiple phase"},{"$f":"IFERROR(repcalc('Lives scenario - input'!$CX52:$GJ52,'Lives scenario - input'!$I52,'Lives scenario - input'!$G52,'Lives scenario - input'!$H52,20,TRUE,TRUE),\"\")","v":8.3779755538433351E-2},0.12220972370754209,0.1754669324620162,0.24815050687893819,0.34594924409286737,0.47585265973307267,0.64642196556750742,0.86814434625944625,1.1538948459472758,1.5195263140902706,1.9845979013984547,2.5732361535599648,3.3151006471447122,4.2464003819854037,5.4108806355380086,6.8606756215770517,8.656902212148319,10.869854877780591,13.578651104933996,16.870168444698017,{"$f":"IFERROR(IF(OR(D67=\"\",'Lives scenario - input'!$F52=\"\"),\"\",D67/'Lives scenario - input'!$F52),\"\")","v":4.4554360015387814E-3},{"$f":"IFERROR(IF(OR(E67=\"\",'Lives scenario - input'!$F52=\"\"),\"\",E67/'Lives scenario - input'!$F52),\"\")","v":6.4991548285779632E-3},{"$f":"IFERROR(IF(OR(F67=\"\",'Lives scenario - input'!$F52=\"\"),\"\",F67/'Lives scenario - input'!$F52),\"\")","v":9.3313913718953753E-3},{"$f":"IFERROR(IF(OR(G67=\"\",'Lives scenario - input'!$F52=\"\"),\"\",G67/'Lives scenario - input'!$F52),\"\")","v":1.3196728673209408E-2},{"$f":"IFERROR(IF(OR(H67=\"\",'Lives scenario - input'!$F52=\"\"),\"\",H67/'Lives scenario - input'!$F52),\"\")","v":1.839769890626386E-2},{"$f":"IFERROR(IF(OR(I67=\"\",'Lives scenario - input'!$F52=\"\"),\"\",I67/'Lives scenario - input'!$F52),\"\")","v":2.530600689841021E-2},{"$f":"IFERROR(IF(OR(J67=\"\",'Lives scenario - input'!$F52=\"\"),\"\",J67/'Lives scenario - input'!$F52),\"\")","v":3.4376940814224669E-2},{"$f":"IFERROR(IF(OR(K67=\"\",'Lives scenario - input'!$F52=\"\"),\"\",K67/'Lives scenario - input'!$F52),\"\")","v":4.6168212714374504E-2},{"$f":"IFERROR(IF(OR(L67=\"\",'Lives scenario - input'!$F52=\"\"),\"\",L67/'Lives scenario - input'!$F52),\"\")","v":6.1364521841617142E-2},{"$f":"IFERROR(IF(OR(M67=\"\",'Lives scenario - input'!$F52=\"\"),\"\",M67/'Lives scenario - input'!$F52),\"\")","v":8.0808928142283243E-2},{"$f":"IFERROR(IF(OR(N67=\"\",'Lives scenario - input'!$F52=\"\"),\"\",N67/'Lives scenario - input'!$F52),\"\")","v":0.1055415939285317},{"$f":"IFERROR(IF(OR(O67=\"\",'Lives scenario - input'!$F52=\"\"),\"\",O67/'Lives scenario - input'!$F52),\"\")","v":0.13684557713674408},{"$f":"IFERROR(IF(OR(P67=\"\",'Lives scenario - input'!$F52=\"\"),\"\",P67/'Lives scenario - input'!$F52),\"\")","v":0.17629818417454479},{"$f":"IFERROR(IF(OR(Q67=\"\",'Lives scenario - input'!$F52=\"\"),\"\",Q67/'Lives scenario - input'!$F52),\"\")","v":0.2258250220146153},{"$f":"IFERROR(IF(OR(R67=\"\",'Lives scenario - input'!$F52=\"\"),\"\",R67/'Lives scenario - input'!$F52),\"\")","v":0.28775247944649102},{"$f":"IFERROR(IF(OR(S67=\"\",'Lives scenario - input'!$F52=\"\"),\"\",S67/'Lives scenario - input'!$F52),\"\")","v":0.36485307175707055},{"$f":"IFERROR(IF(OR(T67=\"\",'Lives scenario - input'!$F52=\"\"),\"\",T67/'Lives scenario - input'!$F52),\"\")","v":0.46037701506675444},{"$f":"IFERROR(IF(OR(U67=\"\",'Lives scenario - input'!$F52=\"\"),\"\",U67/'Lives scenario - input'!$F52),\"\")","v":0.57806259331645693},{"$f":"IFERROR(IF(OR(V67=\"\",'Lives scenario - input'!$F52=\"\"),\"\",V67/'Lives scenario - input'!$F52),\"\")","v":0.72211730144645614},{"$f":"IFERROR(IF(OR(W67=\"\",'Lives scenario - input'!$F52=\"\"),\"\",W67/'Lives scenario - input'!$F52),\"\")","v":0.8971613172832682}]
[{"$f":"IFERROR('Lives scenario - input'!A53,\"\")","v":6},{"$f":"IFERROR('Lives scenario - input'!B53,\"\")","v":"UNDERGROUND CABLES"},{"$f":"IFERROR('Lives scenario - input'!C53,\"\")","v":"˂ = 1 kv"},{"$f":"IFERROR(repcalc('Lives scenario - input'!$CX53:$GJ53,'Lives scenario - input'!$I53,'Lives scenario - input'!$G53,'Lives scenario - input'!$H53,20,TRUE,TRUE),\"\")","v":504.7626406701952},661.09792526547528,855.37688693360064,1093.7841466302093,1382.8580282646192,1729.4432145845453,2140.6746966241435,2624.0090196046826,3187.314595485966,3839.0245871137263,4588.3435733714359,5445.4836193759365,6421.8880957224674,7530.3850599674633,8785.1993566474866,10201.747265063012,11796.142792756555,13584.36300888288,15581.052054417463,17797.988470592663,{"$f":"IFERROR(IF(OR(D68=\"\",'Lives scenario - input'!$F53=\"\"),\"\",D68/'Lives scenario - input'!$F53),\"\")","v":2.4513488740049625},{"$f":"IFERROR(IF(OR(E68=\"\",'Lives scenario - input'!$F53=\"\"),\"\",E68/'Lives scenario - input'!$F53),\"\")","v":3.2105816162519938},{"$f":"IFERROR(IF(OR(F68=\"\",'Lives scenario - input'!$F53=\"\"),\"\",F68/'Lives scenario - input'!$F53),\"\")","v":4.1540855041302258},{"$f":"IFERROR(IF(OR(G68=\"\",'Lives scenario - input'!$F53=\"\"),\"\",G68/'Lives scenario - input'!$F53),\"\")","v":5.3118957708249468},{"$f":"IFERROR(IF(OR(H68=\"\",'Lives scenario - input'!$F53=\"\"),\"\",H68/'Lives scenario - input'!$F53),\"\")","v":6.7157653862701148},{"$f":"IFERROR(IF(OR(I68=\"\",'Lives scenario - input'!$F53=\"\"),\"\",I68/'Lives scenario - input'!$F53),\"\")","v":8.3989351333498483},{"$f":"IFERROR(IF(OR(J68=\"\",'Lives scenario - input'!$F53=\"\"),\"\",J68/'Lives scenario - input'!$F53),\"\")","v":10.396055659375111},{"$f":"IFERROR(IF(OR(K68=\"\",'Lives scenario - input'!$F53=\"\"),\"\",K68/'Lives scenario - input'!$F53),\"\")","v":12.743339219888142},{"$f":"IFERROR(IF(OR(L68=\"\",'Lives scenario - input'!$F53=\"\"),\"\",L68/'Lives scenario - input'!$F53),\"\")","v":15.478998276041496},{"$f":"IFERROR(IF(OR(M68=\"\",'Lives scenario - input'!$F53=\"\"),\"\",M68/'Lives scenario - input'!$F53),\"\")","v":18.64398796710368},{"$f":"IFERROR(IF(OR(N68=\"\",'Lives scenario - input'!$F53=\"\"),\"\",N68/'Lives scenario - input'!$F53),\"\")","v":22.283009767121452},{"$f":"IFERROR(IF(OR(O68=\"\",'Lives scenario - input'!$F53=\"\"),\"\",O68/'Lives scenario - input'!$F53),\"\")","v":26.445657945377885},{"$f":"IFERROR(IF(OR(P68=\"\",'Lives scenario - input'!$F53=\"\"),\"\",P68/'Lives scenario - input'!$F53),\"\")","v":31.187506530858595},{"$f":"IFERROR(IF(OR(Q68=\"\",'Lives scenario - input'!$F53=\"\"),\"\",Q68/'Lives scenario - input'!$F53),\"\")","v":36.570854200036322},{"$f":"IFERROR(IF(OR(R68=\"\",'Lives scenario - input'!$F53=\"\"),\"\",R68/'Lives scenario - input'!$F53),\"\")","v":42.664783039872368},{"$f":"IFERROR(IF(OR(S68=\"\",'Lives scenario - input'!$F53=\"\"),\"\",S68/'Lives scenario - input'!$F53),\"\")","v":49.544161267345693},{"$f":"IFERROR(IF(OR(T68=\"\",'Lives scenario - input'!$F53=\"\"),\"\",T68/'Lives scenario - input'!$F53),\"\")","v":57.287245573943224},{"$f":"IFERROR(IF(OR(U68=\"\",'Lives scenario - input'!$F53=\"\"),\"\",U68/'Lives scenario - input'!$F53),\"\")","v":65.9716276182521},{"$f":"IFERROR(IF(OR(V68=\"\",'Lives scenario - input'!$F53=\"\"),\"\",V68/'Lives scenario - input'!$F53),\"\")","v":75.668425774729172},{"$f":"IFERROR(IF(OR(W68=\"\",'Lives scenario - input'!$F53=\"\"),\"\",W68/'Lives scenario - input'!$F53),\"\")","v":86.434841808047466}]
[{"$f":"IFERROR('Lives scenario - input'!A54,\"\")","v":6},{"$f":"IFERROR('Lives scenario - input'!B54,\"\")","v":"UNDERGROUND CABLES"},{"$f":"IFERROR('Lives scenario - input'!C54,\"\")","v":"> 1 kv & < = 11 kv"},{"$f":"IFERROR(repcalc('Lives scenario - input'!$CX54:$GJ54,'Lives scenario - input'!$I54,'Lives scenario - input'!$G54,'Lives scenario - input'!$H54,20,TRUE,TRUE),\"\")","v":240.5322420942822},306.87369711453834,391.88340363929251,500.37071965047608,638.03212342600932,811.48366235069318,1028.2549120107474,1296.7358918205725,1626.0699268707642,2025.9877933815337,2506.5815385549413,3078.019942522636,3750.2114396967877,4532.4241476444513,5432.8761690354959,6458.3122804423119,7613.5853220894214,8901.2619796965191,10321.273237577712,11870.629706263546,{"$f":"IFERROR(IF(OR(D69=\"\",'Lives scenario - input'!$F54=\"\"),\"\",D69/'Lives scenario - input'!$F54),\"\")","v":0.56694005068808295},{"$f":"IFERROR(IF(OR(E69=\"\",'Lives scenario - input'!$F54=\"\"),\"\",E69/'Lives scenario - input'!$F54),\"\")","v":0.72330839259695046},{"$f":"IFERROR(IF(OR(F69=\"\",'Lives scenario - input'!$F54=\"\"),\"\",F69/'Lives scenario - input'!$F54),\"\")","v":0.92367823452122721},{"$f":"IFERROR(IF(OR(G69=\"\",'Lives scenario - input'!$F54=\"\"),\"\",G69/'Lives scenario - input'!$F54),\"\")","v":1.1793853443160374},{"$f":"IFERROR(IF(OR(H69=\"\",'Lives scenario - input'!$F54=\"\"),\"\",H69/'Lives scenario - input'!$F54),\"\")","v":1.5038564528658078},{"$f":"IFERROR(IF(OR(I69=\"\",'Lives scenario - input'!$F54=\"\"),\"\",I69/'Lives scenario - input'!$F54),\"\")","v":1.9126857366810768},{"$f":"IFERROR(IF(OR(J69=\"\",'Lives scenario - input'!$F54=\"\"),\"\",J69/'Lives scenario - input'!$F54),\"\")","v":2.4236205793447816},{"$f":"IFERROR(IF(OR(K69=\"\",'Lives scenario - input'!$F54=\"\"),\"\",K69/'Lives scenario - input'!$F54),\"\")","v":3.0564364504183366},{"$f":"IFERROR(IF(OR(L69=\"\",'Lives scenario - input'!$F54=\"\"),\"\",L69/'Lives scenario - input'!$F54),\"\")","v":3.8326843783426114},{"$f":"IFERROR(IF(OR(M69=\"\",'Lives scenario - input'!$F54=\"\"),\"\",M69/'Lives scenario - input'!$F54),\"\")","v":4.7753000274405553},{"$f":"IFERROR(IF(OR(N69=\"\",'Lives scenario - input'!$F54=\"\"),\"\",N69/'Lives scenario - input'!$F54),\"\")","v":5.9080705860843619},{"$f":"IFERROR(IF(OR(O69=\"\",'Lives scenario - input'!$F54=\"\"),\"\",O69/'Lives scenario - input'!$F54),\"\")","v":7.254964103933724},{"$f":"IFERROR(IF(OR(P69=\"\",'Lives scenario - input'!$F54=\"\"),\"\",P69/'Lives scenario - input'!$F54),\"\")","v":8.8393349897737767},{"$f":"IFERROR(IF(OR(Q69=\"\",'Lives scenario - input'!$F54=\"\"),\"\",Q69/'Lives scenario - input'!$F54),\"\")","v":10.683028410794995},{"$f":"IFERROR(IF(OR(R69=\"\",'Lives scenario - input'!$F54=\"\"),\"\",R69/'Lives scenario - input'!$F54),\"\")","v":12.805414624820816},{"$f":"IFERROR(IF(OR(S69=\"\",'Lives scenario - input'!$F54=\"\"),\"\",S69/'Lives scenario - input'!$F54),\"\")","v":15.222391226030449},{"$f":"IFERROR(IF(OR(T69=\"\",'Lives scenario - input'!$F54=\"\"),\"\",T69/'Lives scenario - input'!$F54),\"\")","v":17.945396470929207},{"$f":"IFERROR(IF(OR(U69=\"\",'Lives scenario - input'!$F54=\"\"),\"\",U69/'Lives scenario - input'!$F54),\"\")","v":20.98048009704647},{"$f":"IFERROR(IF(OR(V69=\"\",'Lives scenario - input'!$F54=\"\"),\"\",V69/'Lives scenario - input'!$F54),\"\")","v":24.327479432816389},{"$f":"IFERROR(IF(OR(W69=\"\",'Lives scenario - input'!$F54=\"\"),\"\",W69/'Lives scenario - input'!$F54),\"\")","v":27.979348418207337}]
[{"$f":"IFERROR('Lives scenario - input'!A55,\"\")","v":6},{"$f":"IFERROR('Lives scenario - input'!B55,\"\")","v":"UNDERGROUND CABLES"},{"$f":"IFERROR('Lives scenario - input'!C55,\"\")","v":"> 22 kv & < = 33 kv"},{"$f":"IFERROR(repcalc('Lives scenario - input'!$CX55:$GJ55,'Lives scenario - input'!$I55,'Lives scenario - input'!$G55,'Lives scenario - input'!$H55,20,TRUE,TRUE),\"\")","v":7346.93543742152},8021.3804365925862,8713.1755958497452,9408.10935639335,10088.830076372533,10735.571961380345,11327.201198843833,11842.509681268146,12261.65066295147,12567.588839241222,12747.430109540739,12793.50514655265,12704.105034195949,12483.803646597955,12143.34534455687,11699.122134812542,11172.305662076869,10587.730977102578,9972.6470910592434,9355.4519912533542,{"$f":"IFERROR(IF(OR(D70=\"\",'Lives scenario - input'!$F55=\"\"),\"\",D70/'Lives scenario - input'!$F55),\"\")","v":7.3239829456339649},{"$f":"IFERROR(IF(OR(E70=\"\",'Lives scenario - input'!$F55=\"\"),\"\",E70/'Lives scenario - input'!$F55),\"\")","v":7.996320917536794},{"$f":"IFERROR(IF(OR(F70=\"\",'Lives scenario - input'!$F55=\"\"),\"\",F70/'Lives scenario - input'!$F55),\"\")","v":8.6859548460540381},{"$f":"IFERROR(IF(OR(G70=\"\",'Lives scenario - input'!$F55=\"\"),\"\",G70/'Lives scenario - input'!$F55),\"\")","v":9.3787175705830172},{"$f":"IFERROR(IF(OR(H70=\"\",'Lives scenario - input'!$F55=\"\"),\"\",H70/'Lives scenario - input'!$F55),\"\")","v":10.057311657373706},{"$f":"IFERROR(IF(OR(I70=\"\",'Lives scenario - input'!$F55=\"\"),\"\",I70/'Lives scenario - input'!$F55),\"\")","v":10.702033062151258},{"$f":"IFERROR(IF(OR(J70=\"\",'Lives scenario - input'!$F55=\"\"),\"\",J70/'Lives scenario - input'!$F55),\"\")","v":11.291813996287486},{"$f":"IFERROR(IF(OR(K70=\"\",'Lives scenario - input'!$F55=\"\"),\"\",K70/'Lives scenario - input'!$F55),\"\")","v":11.805512608336368},{"$f":"IFERROR(IF(OR(L70=\"\",'Lives scenario - input'!$F55=\"\"),\"\",L70/'Lives scenario - input'!$F55),\"\")","v":12.223344155627373},{"$f":"IFERROR(IF(OR(M70=\"\",'Lives scenario - input'!$F55=\"\"),\"\",M70/'Lives scenario - input'!$F55),\"\")","v":12.528326553342696},{"$f":"IFERROR(IF(OR(N70=\"\",'Lives scenario - input'!$F55=\"\"),\"\",N70/'Lives scenario - input'!$F55),\"\")","v":12.707605983223884},{"$f":"IFERROR(IF(OR(O70=\"\",'Lives scenario - input'!$F55=\"\"),\"\",O70/'Lives scenario - input'!$F55),\"\")","v":12.753537077646719},{"$f":"IFERROR(IF(OR(P70=\"\",'Lives scenario - input'!$F55=\"\"),\"\",P70/'Lives scenario - input'!$F55),\"\")","v":12.664416259338831},{"$f":"IFERROR(IF(OR(Q70=\"\",'Lives scenario - input'!$F55=\"\"),\"\",Q70/'Lives scenario - input'!$F55),\"\")","v":12.44480311323046},{"$f":"IFERROR(IF(OR(R70=\"\",'Lives scenario - input'!$F55=\"\"),\"\",R70/'Lives scenario - input'!$F55),\"\")","v":12.105408433763463},{"$f":"IFERROR(IF(OR(S70=\"\",'Lives scenario - input'!$F55=\"\"),\"\",S70/'Lives scenario - input'!$F55),\"\")","v":11.662573017563851},{"$f":"IFERROR(IF(OR(T70=\"\",'Lives scenario - input'!$F55=\"\"),\"\",T70/'Lives scenario - input'!$F55),\"\")","v":11.137402367207727},{"$f":"IFERROR(IF(OR(U70=\"\",'Lives scenario - input'!$F55=\"\"),\"\",U70/'Lives scenario - input'!$F55),\"\")","v":10.554653946499723},{"$f":"IFERROR(IF(OR(V70=\"\",'Lives scenario - input'!$F55=\"\"),\"\",V70/'Lives scenario - input'!$F55),\"\")","v":9.9414916382303211},{"$f":"IFERROR(IF(OR(W70=\"\",'Lives scenario - input'!$F55=\"\"),\"\",W70/'Lives scenario - input'!$F55),\"\")","v":9.3262247118213928}]
[{"$f":"IFERROR('Lives scenario - input'!A56,\"\")","v":6},{"$f":"IFERROR('Lives scenario - input'!B56,\"\")","v":"UNDERGROUND CABLES"},{"$f":"IFERROR('Lives scenario - input'!C56,\"\")","v":"> 66 kv & < = 132 kv"},{"$f":"IFERROR(repcalc('Lives scenario - input'!$CX56:$GJ56,'Lives scenario - input'!$I56,'Lives scenario - input'!$G56,'Lives scenario - input'!$H56,20,TRUE,TRUE),\"\")","v":6.1860676690355517E-3},1.1915897059012127E-2,2.2577501430162464E-2,4.2079454421059342E-2,7.7146841072862141E-2,0.13913280626254138,0.24683951239856888,0.43080912339087235,0.73969479945464767,1.249485534365157,2.0765179316739437,3.3953308357858565,5.4624585041770279,8.6471536723707132,13.469711841099542,20.64745917238351,31.147508211565459,46.244050779396076,67.576274342169185,97.201063954301873,{"$f":"IFERROR(IF(OR(D71=\"\",'Lives scenario - input'!$F56=\"\"),\"\",D71/'Lives scenario - input'!$F56),\"\")","v":6.1667418333071479E-6},{"$f":"IFERROR(IF(OR(E71=\"\",'Lives scenario - input'!$F56=\"\"),\"\",E71/'Lives scenario - input'!$F56),\"\")","v":1.1878670717264892E-5},{"$f":"IFERROR(IF(OR(F71=\"\",'Lives scenario - input'!$F56=\"\"),\"\",F71/'Lives scenario - input'!$F56),\"\")","v":2.2506967270637963E-5},{"$f":"IFERROR(IF(OR(G71=\"\",'Lives scenario - input'!$F56=\"\"),\"\",G71/'Lives scenario - input'!$F56),\"\")","v":4.1947994393915954E-5},{"$f":"IFERROR(IF(OR(H71=\"\",'Lives scenario - input'!$F56=\"\"),\"\",H71/'Lives scenario - input'!$F56),\"\")","v":7.690582735343546E-5},{"$f":"IFERROR(IF(OR(I71=\"\",'Lives scenario - input'!$F56=\"\"),\"\",I71/'Lives scenario - input'!$F56),\"\")","v":1.3869814277321023E-4},{"$f":"IFERROR(IF(OR(J71=\"\",'Lives scenario - input'!$F56=\"\"),\"\",J71/'Lives scenario - input'!$F56),\"\")","v":2.4606836340325926E-4},{"$f":"IFERROR(IF(OR(K71=\"\",'Lives scenario - input'!$F56=\"\"),\"\",K71/'Lives scenario - input'!$F56),\"\")","v":4.2946323666696466E-4},{"$f":"IFERROR(IF(OR(L71=\"\",'Lives scenario - input'!$F56=\"\"),\"\",L71/'Lives scenario - input'!$F56),\"\")","v":7.3738392590003555E-4},{"$f":"IFERROR(IF(OR(M71=\"\",'Lives scenario - input'!$F56=\"\"),\"\",M71/'Lives scenario - input'!$F56),\"\")","v":1.2455820283781424E-3},{"$f":"IFERROR(IF(OR(N71=\"\",'Lives scenario - input'!$F56=\"\"),\"\",N71/'Lives scenario - input'!$F56),\"\")","v":2.0700307015656329E-3},{"$f":"IFERROR(IF(OR(O71=\"\",'Lives scenario - input'!$F56=\"\"),\"\",O71/'Lives scenario - input'!$F56),\"\")","v":3.3847235147078103E-3},{"$f":"IFERROR(IF(OR(P71=\"\",'Lives scenario - input'!$F56=\"\"),\"\",P71/'Lives scenario - input'!$F56),\"\")","v":5.4453932890237309E-3},{"$f":"IFERROR(IF(OR(Q71=\"\",'Lives scenario - input'!$F56=\"\"),\"\",Q71/'Lives scenario - input'!$F56),\"\")","v":8.620139181044182E-3},{"$f":"IFERROR(IF(OR(R71=\"\",'Lives scenario - input'!$F56=\"\"),\"\",R71/'Lives scenario - input'!$F56),\"\")","v":1.3427631241229447E-2},{"$f":"IFERROR(IF(OR(S71=\"\",'Lives scenario - input'!$F56=\"\"),\"\",S71/'Lives scenario - input'!$F56),\"\")","v":2.0582954639694392E-2},{"$f":"IFERROR(IF(OR(T71=\"\",'Lives scenario - input'!$F56=\"\"),\"\",T71/'Lives scenario - input'!$F56),\"\")","v":3.1050200574589727E-2},{"$f":"IFERROR(IF(OR(U71=\"\",'Lives scenario - input'!$F56=\"\"),\"\",U71/'Lives scenario - input'!$F56),\"\")","v":4.6099580176002582E-2},{"$f":"IFERROR(IF(OR(V71=\"\",'Lives scenario - input'!$F56=\"\"),\"\",V71/'Lives scenario - input'!$F56),\"\")","v":6.7365159940105446E-2},{"$f":"IFERROR(IF(OR(W71=\"\",'Lives scenario - input'!$F56=\"\"),\"\",W71/'Lives scenario - input'!$F56),\"\")","v":9.6897399026093969E-2}]
[{"$f":"IFERROR('Lives scenario - input'!A57,\"\")","v":""},{"$f":"IFERROR('Lives scenario - input'!B57,\"\")","v":""},{"$f":"IFERROR('Lives scenario - input'!C57,\"\")","v":""},{"$f":"IFERROR(repcalc('Lives scenario - input'!$CX57:$GJ57,'Lives scenario - input'!$I57,'Lives scenario - input'!$G57,'Lives scenario - input'!$H57,20,TRUE,TRUE),\"\")","v":""},"","","","","","","","","","","","","","","","","","","",{"$f":"IFERROR(IF(OR(D72=\"\",'Lives scenario - input'!$F57=\"\"),\"\",D72/'Lives scenario - input'!$F57),\"\")","v":""},{"$f":"IFERROR(IF(OR(E72=\"\",'Lives scenario - input'!$F57=\"\"),\"\",E72/'Lives scenario - input'!$F57),\"\")","v":""},{"$f":"IFERROR(IF(OR(F72=\"\",'Lives scenario - input'!$F57=\"\"),\"\",F72/'Lives scenario - input'!$F57),\"\")","v":""},{"$f":"IFERROR(IF(OR(G72=\"\",'Lives scenario - input'!$F57=\"\"),\"\",G72/'Lives scenario - input'!$F57),\"\")","v":""},{"$f":"IFERROR(IF(OR(H72=\"\",'Lives scenario - input'!$F57=\"\"),\"\",H72/'Lives scenario - input'!$F57),\"\")","v":""},{"$f":"IFERROR(IF(OR(I72=\"\",'Lives scenario - input'!$F57=\"\"),\"\",I72/'Lives scenario - input'!$F57),\"\")","v":""},{"$f":"IFERROR(IF(OR(J72=\"\",'Lives scenario - input'!$F57=\"\"),\"\",J72/'Lives scenario - input'!$F57),\"\")","v":""},{"$f":"IFERROR(IF(OR(K72=\"\",'Lives scenario - input'!$F57=\"\"),\"\",K72/'Lives scenario - input'!$F57),\"\")","v":""},{"$f":"IFERROR(IF(OR(L72=\"\",'Lives scenario - input'!$F57=\"\"),\"\",L72/'Lives scenario - input'!$F57),\"\")","v":""},{"$f":"IFERROR(IF(OR(M72=\"\",'Lives scenario - input'!$F57=\"\"),\"\",M72/'Lives scenario - input'!$F57),\"\")","v":""},{"$f":"IFERROR(IF(OR(N72=\"\",'Lives scenario - input'!$F57=\"\"),\"\",N72/'Lives scenario - input'!$F57),\"\")","v":""},{"$f":"IFERROR(IF(OR(O72=\"\",'Lives scenario - input'!$F57=\"\"),\"\",O72/'Lives scenario - input'!$F57),\"\")","v":""},{"$f":"IFERROR(IF(OR(P72=\"\",'Lives scenario - input'!$F57=\"\"),\"\",P72/'Lives scenario - input'!$F57),\"\")","v":""},{"$f":"IFERROR(IF(OR(Q72=\"\",'Lives scenario - input'!$F57=\"\"),\"\",Q72/'Lives scenario - input'!$F57),\"\")","v":""},{"$f":"IFERROR(IF(OR(R72=\"\",'Lives scenario - input'!$F57=\"\"),\"\",R72/'Lives scenario - input'!$F57),\"\")","v":""},{"$f":"IFERROR(IF(OR(S72=\"\",'Lives scenario - input'!$F57=\"\"),\"\",S72/'Lives scenario - input'!$F57),\"\")","v":""},{"$f":"IFERROR(IF(OR(T72=\"\",'Lives scenario - input'!$F57=\"\"),\"\",T72/'Lives scenario - input'!$F57),\"\")","v":""},{"$f":"IFERROR(IF(OR(U72=\"\",'Lives scenario - input'!$F57=\"\"),\"\",U72/'Lives scenario - input'!$F57),\"\")","v":""},{"$f":"IFERROR(IF(OR(V72=\"\",'Lives scenario - input'!$F57=\"\"),\"\",V72/'Lives scenario - input'!$F57),\"\")","v":""},{"$f":"IFERROR(IF(OR(W72=\"\",'Lives scenario - input'!$F57=\"\"),\"\",W72/'Lives scenario - input'!$F57),\"\")","v":""}]
[{"$f":"IFERROR('Lives scenario - input'!A58,\"\")","v":""},{"$f":"IFERROR('Lives scenario - input'!B58,\"\")","v":""},{"$f":"IFERROR('Lives scenario - input'!C58,\"\")","v":""},{"$f":"IFERROR(repcalc('Lives scenario - input'!$CX58:$GJ58,'Lives scenario - input'!$I58,'Lives scenario - input'!$G58,'Lives scenario - input'!$H58,20,TRUE,TRUE),\"\")","v":""},"","","","","","","","","","","","","","","","","","","",{"$f":"IFERROR(IF(OR(D73=\"\",'Lives scenario - input'!$F58=\"\"),\"\",D73/'Lives scenario - input'!$F58),\"\")","v":""},{"$f":"IFERROR(IF(OR(E73=\"\",'Lives scenario - input'!$F58=\"\"),\"\",E73/'Lives scenario - input'!$F58),\"\")","v":""},{"$f":"IFERROR(IF(OR(F73=\"\",'Lives scenario - input'!$F58=\"\"),\"\",F73/'Lives scenario - input'!$F58),\"\")","v":""},{"$f":"IFERROR(IF(OR(G73=\"\",'Lives scenario - input'!$F58=\"\"),\"\",G73/'Lives scenario - input'!$F58),\"\")","v":""},{"$f":"IFERROR(IF(OR(H73=\"\",'Lives scenario - input'!$F58=\"\"),\"\",H73/'Lives scenario - input'!$F58),\"\")","v":""},{"$f":"IFERROR(IF(OR(I73=\"\",'Lives scenario - input'!$F58=\"\"),\"\",I73/'Lives scenario - input'!$F58),\"\")","v":""},{"$f":"IFERROR(IF(OR(J73=\"\",'Lives scenario - input'!$F58=\"\"),\"\",J73/'Lives scenario - input'!$F58),\"\")","v":""},{"$f":"IFERROR(IF(OR(K73=\"\",'Lives scenario - input'!$F58=\"\"),\"\",K73/'Lives scenario - input'!$F58),\"\")","v":""},{"$f":"IFERROR(IF(OR(L73=\"\",'Lives scenario - input'!$F58=\"\"),\"\",L73/'Lives scenario - input'!$F58),\"\")","v":""},{"$f":"IFERROR(IF(OR(M73=\"\",'Lives scenario - input'!$F58=\"\"),\"\",M73/'Lives scenario - input'!$F58),\"\")","v":""},{"$f":"IFERROR(IF(OR(N73=\"\",'Lives scenario - input'!$F58=\"\"),\"\",N73/'Lives scenario - input'!$F58),\"\")","v":""},{"$f":"IFERROR(IF(OR(O73=\"\",'Lives scenario - input'!$F58=\"\"),\"\",O73/'Lives scenario - input'!$F58),\"\")","v":""},{"$f":"IFERROR(IF(OR(P73=\"\",'Lives scenario - input'!$F58=\"\"),\"\",P73/'Lives scenario - input'!$F58),\"\")","v":""},{"$f":"IFERROR(IF(OR(Q73=\"\",'Lives scenario - input'!$F58=\"\"),\"\",Q73/'Lives scenario - input'!$F58),\"\")","v":""},{"$f":"IFERROR(IF(OR(R73=\"\",'Lives scenario - input'!$F58=\"\"),\"\",R73/'Lives scenario - input'!$F58),\"\")","v":""},{"$f":"IFERROR(IF(OR(S73=\"\",'Lives scenario - input'!$F58=\"\"),\"\",S73/'Lives scenario - input'!$F58),\"\")","v":""},{"$f":"IFERROR(IF(OR(T73=\"\",'Lives scenario - input'!$F58=\"\"),\"\",T73/'Lives scenario - input'!$F58),\"\")","v":""},{"$f":"IFERROR(IF(OR(U73=\"\",'Lives scenario - input'!$F58=\"\"),\"\",U73/'Lives scenario - input'!$F58),\"\")","v":""},{"$f":"IFERROR(IF(OR(V73=\"\",'Lives scenario - input'!$F58=\"\"),\"\",V73/'Lives scenario - input'!$F58),\"\")","v":""},{"$f":"IFERROR(IF(OR(W73=\"\",'Lives scenario - input'!$F58=\"\"),\"\",W73/'Lives scenario - input'!$F58),\"\")","v":""}]
[{"$f":"IFERROR('Lives scenario - input'!A59,\"\")","v":""},{"$f":"IFERROR('Lives scenario - input'!B59,\"\")","v":""},{"$f":"IFERROR('Lives scenario - input'!C59,\"\")","v":""},{"$f":"IFERROR(repcalc('Lives scenario - input'!$CX59:$GJ59,'Lives scenario - input'!$I59,'Lives scenario - input'!$G59,'Lives scenario - input'!$H59,20,TRUE,TRUE),\"\")","v":""},"","","","","","","","","","","","","","","","","","","",{"$f":"IFERROR(IF(OR(D74=\"\",'Lives scenario - input'!$F59=\"\"),\"\",D74/'Lives scenario - input'!$F59),\"\")","v":""},{"$f":"IFERROR(IF(OR(E74=\"\",'Lives scenario - input'!$F59=\"\"),\"\",E74/'Lives scenario - input'!$F59),\"\")","v":""},{"$f":"IFERROR(IF(OR(F74=\"\",'Lives scenario - input'!$F59=\"\"),\"\",F74/'Lives scenario - input'!$F59),\"\")","v":""},{"$f":"IFERROR(IF(OR(G74=\"\",'Lives scenario - input'!$F59=\"\"),\"\",G74/'Lives scenario - input'!$F59),\"\")","v":""},{"$f":"IFERROR(IF(OR(H74=\"\",'Lives scenario - input'!$F59=\"\"),\"\",H74/'Lives scenario - input'!$F59),\"\")","v":""},{"$f":"IFERROR(IF(OR(I74=\"\",'Lives scenario - input'!$F59=\"\"),\"\",I74/'Lives scenario - input'!$F59),\"\")","v":""},{"$f":"IFERROR(IF(OR(J74=\"\",'Lives scenario - input'!$F59=\"\"),\"\",J74/'Lives scenario - input'!$F59),\"\")","v":""},{"$f":"IFERROR(IF(OR(K74=\"\",'Lives scenario - input'!$F59=\"\"),\"\",K74/'Lives scenario - input'!$F59),\"\")","v":""},{"$f":"IFERROR(IF(OR(L74=\"\",'Lives scenario - input'!$F59=\"\"),\"\",L74/'Lives scenario - input'!$F59),\"\")","v":""},{"$f":"IFERROR(IF(OR(M74=\"\",'Lives scenario - input'!$F59=\"\"),\"\",M74/'Lives scenario - input'!$F59),\"\")","v":""},{"$f":"IFERROR(IF(OR(N74=\"\",'Lives scenario - input'!$F59=\"\"),\"\",N74/'Lives scenario - input'!$F59),\"\")","v":""},{"$f":"IFERROR(IF(OR(O74=\"\",'Lives scenario - input'!$F59=\"\"),\"\",O74/'Lives scenario - input'!$F59),\"\")","v":""},{"$f":"IFERROR(IF(OR(P74=\"\",'Lives scenario - input'!$F59=\"\"),\"\",P74/'Lives scenario - input'!$F59),\"\")","v":""},{"$f":"IFERROR(IF(OR(Q74=\"\",'Lives scenario - input'!$F59=\"\"),\"\",Q74/'Lives scenario - input'!$F59),\"\")","v":""},{"$f":"IFERROR(IF(OR(R74=\"\",'Lives scenario - input'!$F59=\"\"),\"\",R74/'Lives scenario - input'!$F59),\"\")","v":""},{"$f":"IFERROR(IF(OR(S74=\"\",'Lives scenario - input'!$F59=\"\"),\"\",S74/'Lives scenario - input'!$F59),\"\")","v":""},{"$f":"IFERROR(IF(OR(T74=\"\",'Lives scenario - input'!$F59=\"\"),\"\",T74/'Lives scenario - input'!$F59),\"\")","v":""},{"$f":"IFERROR(IF(OR(U74=\"\",'Lives scenario - input'!$F59=\"\"),\"\",U74/'Lives scenario - input'!$F59),\"\")","v":""},{"$f":"IFERROR(IF(OR(V74=\"\",'Lives scenario - input'!$F59=\"\"),\"\",V74/'Lives scenario - input'!$F59),\"\")","v":""},{"$f":"IFERROR(IF(OR(W74=\"\",'Lives scenario - input'!$F59=\"\"),\"\",W74/'Lives scenario - input'!$F59),\"\")","v":""}]
[{"$f":"IFERROR('Lives scenario - input'!A60,\"\")","v":""},{"$f":"IFERROR('Lives scenario - input'!B60,\"\")","v":""},{"$f":"IFERROR('Lives scenario - input'!C60,\"\")","v":""},{"$f":"IFERROR(repcalc('Lives scenario - input'!$CX60:$GJ60,'Lives scenario - input'!$I60,'Lives scenario - input'!$G60,'Lives scenario - input'!$H60,20,TRUE,TRUE),\"\")","v":""},"","","","","","","","","","","","","","","","","","","",{"$f":"IFERROR(IF(OR(D75=\"\",'Lives scenario - input'!$F60=\"\"),\"\",D75/'Lives scenario - input'!$F60),\"\")","v":""},{"$f":"IFERROR(IF(OR(E75=\"\",'Lives scenario - input'!$F60=\"\"),\"\",E75/'Lives scenario - input'!$F60),\"\")","v":""},{"$f":"IFERROR(IF(OR(F75=\"\",'Lives scenario - input'!$F60=\"\"),\"\",F75/'Lives scenario - input'!$F60),\"\")","v":""},{"$f":"IFERROR(IF(OR(G75=\"\",'Lives scenario - input'!$F60=\"\"),\"\",G75/'Lives scenario - input'!$F60),\"\")","v":""},{"$f":"IFERROR(IF(OR(H75=\"\",'Lives scenario - input'!$F60=\"\"),\"\",H75/'Lives scenario - input'!$F60),\"\")","v":""},{"$f":"IFERROR(IF(OR(I75=\"\",'Lives scenario - input'!$F60=\"\"),\"\",I75/'Lives scenario - input'!$F60),\"\")","v":""},{"$f":"IFERROR(IF(OR(J75=\"\",'Lives scenario - input'!$F60=\"\"),\"\",J75/'Lives scenario - input'!$F60),\"\")","v":""},{"$f":"IFERROR(IF(OR(K75=\"\",'Lives scenario - input'!$F60=\"\"),\"\",K75/'Lives scenario - input'!$F60),\"\")","v":""},{"$f":"IFERROR(IF(OR(L75=\"\",'Lives scenario - input'!$F60=\"\"),\"\",L75/'Lives scenario - input'!$F60),\"\")","v":""},{"$f":"IFERROR(IF(OR(M75=\"\",'Lives scenario - input'!$F60=\"\"),\"\",M75/'Lives scenario - input'!$F60),\"\")","v":""},{"$f":"IFERROR(IF(OR(N75=\"\",'Lives scenario - input'!$F60=\"\"),\"\",N75/'Lives scenario - input'!$F60),\"\")","v":""},{"$f":"IFERROR(IF(OR(O75=\"\",'Lives scenario - input'!$F60=\"\"),\"\",O75/'Lives scenario - input'!$F60),\"\")","v":""},{"$f":"IFERROR(IF(OR(P75=\"\",'Lives scenario - input'!$F60=\"\"),\"\",P75/'Lives scenario - input'!$F60),\"\")","v":""},{"$f":"IFERROR(IF(OR(Q75=\"\",'Lives scenario - input'!$F60=\"\"),\"\",Q75/'Lives scenario - input'!$F60),\"\")","v":""},{"$f":"IFERROR(IF(OR(R75=\"\",'Lives scenario - input'!$F60=\"\"),\"\",R75/'Lives scenario - input'!$F60),\"\")","v":""},{"$f":"IFERROR(IF(OR(S75=\"\",'Lives scenario - input'!$F60=\"\"),\"\",S75/'Lives scenario - input'!$F60),\"\")","v":""},{"$f":"IFERROR(IF(OR(T75=\"\",'Lives scenario - input'!$F60=\"\"),\"\",T75/'Lives scenario - input'!$F60),\"\")","v":""},{"$f":"IFERROR(IF(OR(U75=\"\",'Lives scenario - input'!$F60=\"\"),\"\",U75/'Lives scenario - input'!$F60),\"\")","v":""},{"$f":"IFERROR(IF(OR(V75=\"\",'Lives scenario - input'!$F60=\"\"),\"\",V75/'Lives scenario - input'!$F60),\"\")","v":""},{"$f":"IFERROR(IF(OR(W75=\"\",'Lives scenario - input'!$F60=\"\"),\"\",W75/'Lives scenario - input'!$F60),\"\")","v":""}]
[{"$f":"IFERROR('Lives scenario - input'!A61,\"\")","v":""},{"$f":"IFERROR('Lives scenario - input'!B61,\"\")","v":""},{"$f":"IFERROR('Lives scenario - input'!C61,\"\")","v":""},{"$f":"IFERROR(repcalc('Lives scenario - input'!$CX61:$GJ61,'Lives scenario - input'!$I61,'Lives scenario - input'!$G61,'Lives scenario - input'!$H61,20,TRUE,TRUE),\"\")","v":""},"","","","","","","","","","","","","","","","","","","",{"$f":"IFERROR(IF(OR(D76=\"\",'Lives scenario - input'!$F61=\"\"),\"\",D76/'Lives scenario - input'!$F61),\"\")","v":""},{"$f":"IFERROR(IF(OR(E76=\"\",'Lives scenario - input'!$F61=\"\"),\"\",E76/'Lives scenario - input'!$F61),\"\")","v":""},{"$f":"IFERROR(IF(OR(F76=\"\",'Lives scenario - input'!$F61=\"\"),\"\",F76/'Lives scenario - input'!$F61),\"\")","v":""},{"$f":"IFERROR(IF(OR(G76=\"\",'Lives scenario - input'!$F61=\"\"),\"\",G76/'Lives scenario - input'!$F61),\"\")","v":""},{"$f":"IFERROR(IF(OR(H76=\"\",'Lives scenario - input'!$F61=\"\"),\"\",H76/'Lives scenario - input'!$F61),\"\")","v":""},{"$f":"IFERROR(IF(OR(I76=\"\",'Lives scenario - input'!$F61=\"\"),\"\",I76/'Lives scenario - input'!$F61),\"\")","v":""},{"$f":"IFERROR(IF(OR(J76=\"\",'Lives scenario - input'!$F61=\"\"),\"\",J76/'Lives scenario - input'!$F61),\"\")","v":""},{"$f":"IFERROR(IF(OR(K76=\"\",'Lives scenario - input'!$F61=\"\"),\"\",K76/'Lives scenario - input'!$F61),\"\")","v":""},{"$f":"IFERROR(IF(OR(L76=\"\",'Lives scenario - input'!$F61=\"\"),\"\",L76/'Lives scenario - input'!$F61),\"\")","v":""},{"$f":"IFERROR(IF(OR(M76=\"\",'Lives scenario - input'!$F61=\"\"),\"\",M76/'Lives scenario - input'!$F61),\"\")","v":""},{"$f":"IFERROR(IF(OR(N76=\"\",'Lives scenario - input'!$F61=\"\"),\"\",N76/'Lives scenario - input'!$F61),\"\")","v":""},{"$f":"IFERROR(IF(OR(O76=\"\",'Lives scenario - input'!$F61=\"\"),\"\",O76/'Lives scenario - input'!$F61),\"\")","v":""},{"$f":"IFERROR(IF(OR(P76=\"\",'Lives scenario - input'!$F61=\"\"),\"\",P76/'Lives scenario - input'!$F61),\"\")","v":""},{"$f":"IFERROR(IF(OR(Q76=\"\",'Lives scenario - input'!$F61=\"\"),\"\",Q76/'Lives scenario - input'!$F61),\"\")","v":""},{"$f":"IFERROR(IF(OR(R76=\"\",'Lives scenario - input'!$F61=\"\"),\"\",R76/'Lives scenario - input'!$F61),\"\")","v":""},{"$f":"IFERROR(IF(OR(S76=\"\",'Lives scenario - input'!$F61=\"\"),\"\",S76/'Lives scenario - input'!$F61),\"\")","v":""},{"$f":"IFERROR(IF(OR(T76=\"\",'Lives scenario - input'!$F61=\"\"),\"\",T76/'Lives scenario - input'!$F61),\"\")","v":""},{"$f":"IFERROR(IF(OR(U76=\"\",'Lives scenario - input'!$F61=\"\"),\"\",U76/'Lives scenario - input'!$F61),\"\")","v":""},{"$f":"IFERROR(IF(OR(V76=\"\",'Lives scenario - input'!$F61=\"\"),\"\",V76/'Lives scenario - input'!$F61),\"\")","v":""},{"$f":"IFERROR(IF(OR(W76=\"\",'Lives scenario - input'!$F61=\"\"),\"\",W76/'Lives scenario - input'!$F61),\"\")","v":""}]
[{"$f":"IFERROR('Lives scenario - input'!A62,\"\")","v":""},{"$f":"IFERROR('Lives scenario - input'!B62,\"\")","v":""},{"$f":"IFERROR('Lives scenario - input'!C62,\"\")","v":""},{"$f":"IFERROR(repcalc('Lives scenario - input'!$CX62:$GJ62,'Lives scenario - input'!$I62,'Lives scenario - input'!$G62,'Lives scenario - input'!$H62,20,TRUE,TRUE),\"\")","v":""},"","","","","","","","","","","","","","","","","","","",{"$f":"IFERROR(IF(OR(D77=\"\",'Lives scenario - input'!$F62=\"\"),\"\",D77/'Lives scenario - input'!$F62),\"\")","v":""},{"$f":"IFERROR(IF(OR(E77=\"\",'Lives scenario - input'!$F62=\"\"),\"\",E77/'Lives scenario - input'!$F62),\"\")","v":""},{"$f":"IFERROR(IF(OR(F77=\"\",'Lives scenario - input'!$F62=\"\"),\"\",F77/'Lives scenario - input'!$F62),\"\")","v":""},{"$f":"IFERROR(IF(OR(G77=\"\",'Lives scenario - input'!$F62=\"\"),\"\",G77/'Lives scenario - input'!$F62),\"\")","v":""},{"$f":"IFERROR(IF(OR(H77=\"\",'Lives scenario - input'!$F62=\"\"),\"\",H77/'Lives scenario - input'!$F62),\"\")","v":""},{"$f":"IFERROR(IF(OR(I77=\"\",'Lives scenario - input'!$F62=\"\"),\"\",I77/'Lives scenario - input'!$F62),\"\")","v":""},{"$f":"IFERROR(IF(OR(J77=\"\",'Lives scenario - input'!$F62=\"\"),\"\",J77/'Lives scenario - input'!$F62),\"\")","v":""},{"$f":"IFERROR(IF(OR(K77=\"\",'Lives scenario - input'!$F62=\"\"),\"\",K77/'Lives scenario - input'!$F62),\"\")","v":""},{"$f":"IFERROR(IF(OR(L77=\"\",'Lives scenario - input'!$F62=\"\"),\"\",L77/'Lives scenario - input'!$F62),\"\")","v":""},{"$f":"IFERROR(IF(OR(M77=\"\",'Lives scenario - input'!$F62=\"\"),\"\",M77/'Lives scenario - input'!$F62),\"\")","v":""},{"$f":"IFERROR(IF(OR(N77=\"\",'Lives scenario - input'!$F62=\"\"),\"\",N77/'Lives scenario - input'!$F62),\"\")","v":""},{"$f":"IFERROR(IF(OR(O77=\"\",'Lives scenario - input'!$F62=\"\"),\"\",O77/'Lives scenario - input'!$F62),\"\")","v":""},{"$f":"IFERROR(IF(OR(P77=\"\",'Lives scenario - input'!$F62=\"\"),\"\",P77/'Lives scenario - input'!$F62),\"\")","v":""},{"$f":"IFERROR(IF(OR(Q77=\"\",'Lives scenario - input'!$F62=\"\"),\"\",Q77/'Lives scenario - input'!$F62),\"\")","v":""},{"$f":"IFERROR(IF(OR(R77=\"\",'Lives scenario - input'!$F62=\"\"),\"\",R77/'Lives scenario - input'!$F62),\"\")","v":""},{"$f":"IFERROR(IF(OR(S77=\"\",'Lives scenario - input'!$F62=\"\"),\"\",S77/'Lives scenario - input'!$F62),\"\")","v":""},{"$f":"IFERROR(IF(OR(T77=\"\",'Lives scenario - input'!$F62=\"\"),\"\",T77/'Lives scenario - input'!$F62),\"\")","v":""},{"$f":"IFERROR(IF(OR(U77=\"\",'Lives scenario - input'!$F62=\"\"),\"\",U77/'Lives scenario - input'!$F62),\"\")","v":""},{"$f":"IFERROR(IF(OR(V77=\"\",'Lives scenario - input'!$F62=\"\"),\"\",V77/'Lives scenario - input'!$F62),\"\")","v":""},{"$f":"IFERROR(IF(OR(W77=\"\",'Lives scenario - input'!$F62=\"\"),\"\",W77/'Lives scenario - input'!$F62),\"\")","v":""}]
[{"$f":"IFERROR('Lives scenario - input'!A63,\"\")","v":""},{"$f":"IFERROR('Lives scenario - input'!B63,\"\")","v":""},{"$f":"IFERROR('Lives scenario - input'!C63,\"\")","v":""},{"$f":"IFERROR(repcalc('Lives scenario - input'!$CX63:$GJ63,'Lives scenario - input'!$I63,'Lives scenario - input'!$G63,'Lives scenario - input'!$H63,20,TRUE,TRUE),\"\")","v":""},"","","","","","","","","","","","","","","","","","","",{"$f":"IFERROR(IF(OR(D78=\"\",'Lives scenario - input'!$F63=\"\"),\"\",D78/'Lives scenario - input'!$F63),\"\")","v":""},{"$f":"IFERROR(IF(OR(E78=\"\",'Lives scenario - input'!$F63=\"\"),\"\",E78/'Lives scenario - input'!$F63),\"\")","v":""},{"$f":"IFERROR(IF(OR(F78=\"\",'Lives scenario - input'!$F63=\"\"),\"\",F78/'Lives scenario - input'!$F63),\"\")","v":""},{"$f":"IFERROR(IF(OR(G78=\"\",'Lives scenario - input'!$F63=\"\"),\"\",G78/'Lives scenario - input'!$F63),\"\")","v":""},{"$f":"IFERROR(IF(OR(H78=\"\",'Lives scenario - input'!$F63=\"\"),\"\",H78/'Lives scenario - input'!$F63),\"\")","v":""},{"$f":"IFERROR(IF(OR(I78=\"\",'Lives scenario - input'!$F63=\"\"),\"\",I78/'Lives scenario - input'!$F63),\"\")","v":""},{"$f":"IFERROR(IF(OR(J78=\"\",'Lives scenario - input'!$F63=\"\"),\"\",J78/'Lives scenario - input'!$F63),\"\")","v":""},{"$f":"IFERROR(IF(OR(K78=\"\",'Lives scenario - input'!$F63=\"\"),\"\",K78/'Lives scenario - input'!$F63),\"\")","v":""},{"$f":"IFERROR(IF(OR(L78=\"\",'Lives scenario - input'!$F63=\"\"),\"\",L78/'Lives scenario - input'!$F63),\"\")","v":""},{"$f":"IFERROR(IF(OR(M78=\"\",'Lives scenario - input'!$F63=\"\"),\"\",M78/'Lives scenario - input'!$F63),\"\")","v":""},{"$f":"IFERROR(IF(OR(N78=\"\",'Lives scenario - input'!$F63=\"\"),\"\",N78/'Lives scenario - input'!$F63),\"\")","v":""},{"$f":"IFERROR(IF(OR(O78=\"\",'Lives scenario - input'!$F63=\"\"),\"\",O78/'Lives scenario - input'!$F63),\"\")","v":""},{"$f":"IFERROR(IF(OR(P78=\"\",'Lives scenario - input'!$F63=\"\"),\"\",P78/'Lives scenario - input'!$F63),\"\")","v":""},{"$f":"IFERROR(IF(OR(Q78=\"\",'Lives scenario - input'!$F63=\"\"),\"\",Q78/'Lives scenario - input'!$F63),\"\")","v":""},{"$f":"IFERROR(IF(OR(R78=\"\",'Lives scenario - input'!$F63=\"\"),\"\",R78/'Lives scenario - input'!$F63),\"\")","v":""},{"$f":"IFERROR(IF(OR(S78=\"\",'Lives scenario - input'!$F63=\"\"),\"\",S78/'Lives scenario - input'!$F63),\"\")","v":""},{"$f":"IFERROR(IF(OR(T78=\"\",'Lives scenario - input'!$F63=\"\"),\"\",T78/'Lives scenario - input'!$F63),\"\")","v":""},{"$f":"IFERROR(IF(OR(U78=\"\",'Lives scenario - input'!$F63=\"\"),\"\",U78/'Lives scenario - input'!$F63),\"\")","v":""},{"$f":"IFERROR(IF(OR(V78=\"\",'Lives scenario - input'!$F63=\"\"),\"\",V78/'Lives scenario - input'!$F63),\"\")","v":""},{"$f":"IFERROR(IF(OR(W78=\"\",'Lives scenario - input'!$F63=\"\"),\"\",W78/'Lives scenario - input'!$F63),\"\")","v":""}]
[{"$f":"IFERROR('Lives scenario - input'!A64,\"\")","v":""},{"$f":"IFERROR('Lives scenario - input'!B64,\"\")","v":""},{"$f":"IFERROR('Lives scenario - input'!C64,\"\")","v":""},{"$f":"IFERROR(repcalc('Lives scenario - input'!$CX64:$GJ64,'Lives scenario - input'!$I64,'Lives scenario - input'!$G64,'Lives scenario - input'!$H64,20,TRUE,TRUE),\"\")","v":""},"","","","","","","","","","","","","","","","","","","",{"$f":"IFERROR(IF(OR(D79=\"\",'Lives scenario - input'!$F64=\"\"),\"\",D79/'Lives scenario - input'!$F64),\"\")","v":""},{"$f":"IFERROR(IF(OR(E79=\"\",'Lives scenario - input'!$F64=\"\"),\"\",E79/'Lives scenario - input'!$F64),\"\")","v":""},{"$f":"IFERROR(IF(OR(F79=\"\",'Lives scenario - input'!$F64=\"\"),\"\",F79/'Lives scenario - input'!$F64),\"\")","v":""},{"$f":"IFERROR(IF(OR(G79=\"\",'Lives scenario - input'!$F64=\"\"),\"\",G79/'Lives scenario - input'!$F64),\"\")","v":""},{"$f":"IFERROR(IF(OR(H79=\"\",'Lives scenario - input'!$F64=\"\"),\"\",H79/'Lives scenario - input'!$F64),\"\")","v":""},{"$f":"IFERROR(IF(OR(I79=\"\",'Lives scenario - input'!$F64=\"\"),\"\",I79/'Lives scenario - input'!$F64),\"\")","v":""},{"$f":"IFERROR(IF(OR(J79=\"\",'Lives scenario - input'!$F64=\"\"),\"\",J79/'Lives scenario - input'!$F64),\"\")","v":""},{"$f":"IFERROR(IF(OR(K79=\"\",'Lives scenario - input'!$F64=\"\"),\"\",K79/'Lives scenario - input'!$F64),\"\")","v":""},{"$f":"IFERROR(IF(OR(L79=\"\",'Lives scenario - input'!$F64=\"\"),\"\",L79/'Lives scenario - input'!$F64),\"\")","v":""},{"$f":"IFERROR(IF(OR(M79=\"\",'Lives scenario - input'!$F64=\"\"),\"\",M79/'Lives scenario - input'!$F64),\"\")","v":""},{"$f":"IFERROR(IF(OR(N79=\"\",'Lives scenario - input'!$F64=\"\"),\"\",N79/'Lives scenario - input'!$F64),\"\")","v":""},{"$f":"IFERROR(IF(OR(O79=\"\",'Lives scenario - input'!$F64=\"\"),\"\",O79/'Lives scenario - input'!$F64),\"\")","v":""},{"$f":"IFERROR(IF(OR(P79=\"\",'Lives scenario - input'!$F64=\"\"),\"\",P79/'Lives scenario - input'!$F64),\"\")","v":""},{"$f":"IFERROR(IF(OR(Q79=\"\",'Lives scenario - input'!$F64=\"\"),\"\",Q79/'Lives scenario - input'!$F64),\"\")","v":""},{"$f":"IFERROR(IF(OR(R79=\"\",'Lives scenario - input'!$F64=\"\"),\"\",R79/'Lives scenario - input'!$F64),\"\")","v":""},{"$f":"IFERROR(IF(OR(S79=\"\",'Lives scenario - input'!$F64=\"\"),\"\",S79/'Lives scenario - input'!$F64),\"\")","v":""},{"$f":"IFERROR(IF(OR(T79=\"\",'Lives scenario - input'!$F64=\"\"),\"\",T79/'Lives scenario - input'!$F64),\"\")","v":""},{"$f":"IFERROR(IF(OR(U79=\"\",'Lives scenario - input'!$F64=\"\"),\"\",U79/'Lives scenario - input'!$F64),\"\")","v":""},{"$f":"IFERROR(IF(OR(V79=\"\",'Lives scenario - input'!$F64=\"\"),\"\",V79/'Lives scenario - input'!$F64),\"\")","v":""},{"$f":"IFERROR(IF(OR(W79=\"\",'Lives scenario - input'!$F64=\"\"),\"\",W79/'Lives scenario - input'!$F64),\"\")","v":""}]
[{"$f":"IFERROR('Lives scenario - input'!A65,\"\")","v":""},{"$f":"IFERROR('Lives scenario - input'!B65,\"\")","v":""},{"$f":"IFERROR('Lives scenario - input'!C65,\"\")","v":""},{"$f":"IFERROR(repcalc('Lives scenario - input'!$CX65:$GJ65,'Lives scenario - input'!$I65,'Lives scenario - input'!$G65,'Lives scenario - input'!$H65,20,TRUE,TRUE),\"\")","v":""},"","","","","","","","","","","","","","","","","","","",{"$f":"IFERROR(IF(OR(D80=\"\",'Lives scenario - input'!$F65=\"\"),\"\",D80/'Lives scenario - input'!$F65),\"\")","v":""},{"$f":"IFERROR(IF(OR(E80=\"\",'Lives scenario - input'!$F65=\"\"),\"\",E80/'Lives scenario - input'!$F65),\"\")","v":""},{"$f":"IFERROR(IF(OR(F80=\"\",'Lives scenario - input'!$F65=\"\"),\"\",F80/'Lives scenario - input'!$F65),\"\")","v":""},{"$f":"IFERROR(IF(OR(G80=\"\",'Lives scenario - input'!$F65=\"\"),\"\",G80/'Lives scenario - input'!$F65),\"\")","v":""},{"$f":"IFERROR(IF(OR(H80=\"\",'Lives scenario - input'!$F65=\"\"),\"\",H80/'Lives scenario - input'!$F65),\"\")","v":""},{"$f":"IFERROR(IF(OR(I80=\"\",'Lives scenario - input'!$F65=\"\"),\"\",I80/'Lives scenario - input'!$F65),\"\")","v":""},{"$f":"IFERROR(IF(OR(J80=\"\",'Lives scenario - input'!$F65=\"\"),\"\",J80/'Lives scenario - input'!$F65),\"\")","v":""},{"$f":"IFERROR(IF(OR(K80=\"\",'Lives scenario - input'!$F65=\"\"),\"\",K80/'Lives scenario - input'!$F65),\"\")","v":""},{"$f":"IFERROR(IF(OR(L80=\"\",'Lives scenario - input'!$F65=\"\"),\"\",L80/'Lives scenario - input'!$F65),\"\")","v":""},{"$f":"IFERROR(IF(OR(M80=\"\",'Lives scenario - input'!$F65=\"\"),\"\",M80/'Lives scenario - input'!$F65),\"\")","v":""},{"$f":"IFERROR(IF(OR(N80=\"\",'Lives scenario - input'!$F65=\"\"),\"\",N80/'Lives scenario - input'!$F65),\"\")","v":""},{"$f":"IFERROR(IF(OR(O80=\"\",'Lives scenario - input'!$F65=\"\"),\"\",O80/'Lives scenario - input'!$F65),\"\")","v":""},{"$f":"IFERROR(IF(OR(P80=\"\",'Lives scenario - input'!$F65=\"\"),\"\",P80/'Lives scenario - input'!$F65),\"\")","v":""},{"$f":"IFERROR(IF(OR(Q80=\"\",'Lives scenario - input'!$F65=\"\"),\"\",Q80/'Lives scenario - input'!$F65),\"\")","v":""},{"$f":"IFERROR(IF(OR(R80=\"\",'Lives scenario - input'!$F65=\"\"),\"\",R80/'Lives scenario - input'!$F65),\"\")","v":""},{"$f":"IFERROR(IF(OR(S80=\"\",'Lives scenario - input'!$F65=\"\"),\"\",S80/'Lives scenario - input'!$F65),\"\")","v":""},{"$f":"IFERROR(IF(OR(T80=\"\",'Lives scenario - input'!$F65=\"\"),\"\",T80/'Lives scenario - input'!$F65),\"\")","v":""},{"$f":"IFERROR(IF(OR(U80=\"\",'Lives scenario - input'!$F65=\"\"),\"\",U80/'Lives scenario - input'!$F65),\"\")","v":""},{"$f":"IFERROR(IF(OR(V80=\"\",'Lives scenario - input'!$F65=\"\"),\"\",V80/'Lives scenario - input'!$F65),\"\")","v":""},{"$f":"IFERROR(IF(OR(W80=\"\",'Lives scenario - input'!$F65=\"\"),\"\",W80/'Lives scenario - input'!$F65),\"\")","v":""}]
[{"$f":"IFERROR('Lives scenario - input'!A66,\"\")","v":""},{"$f":"IFERROR('Lives scenario - input'!B66,\"\")","v":""},{"$f":"IFERROR('Lives scenario - input'!C66,\"\")","v":""},{"$f":"IFERROR(repcalc('Lives scenario - input'!$CX66:$GJ66,'Lives scenario - input'!$I66,'Lives scenario - input'!$G66,'Lives scenario - input'!$H66,20,TRUE,TRUE),\"\")","v":""},"","","","","","","","","","","","","","","","","","","",{"$f":"IFERROR(IF(OR(D81=\"\",'Lives scenario - input'!$F66=\"\"),\"\",D81/'Lives scenario - input'!$F66),\"\")","v":""},{"$f":"IFERROR(IF(OR(E81=\"\",'Lives scenario - input'!$F66=\"\"),\"\",E81/'Lives scenario - input'!$F66),\"\")","v":""},{"$f":"IFERROR(IF(OR(F81=\"\",'Lives scenario - input'!$F66=\"\"),\"\",F81/'Lives scenario - input'!$F66),\"\")","v":""},{"$f":"IFERROR(IF(OR(G81=\"\",'Lives scenario - input'!$F66=\"\"),\"\",G81/'Lives scenario - input'!$F66),\"\")","v":""},{"$f":"IFERROR(IF(OR(H81=\"\",'Lives scenario - input'!$F66=\"\"),\"\",H81/'Lives scenario - input'!$F66),\"\")","v":""},{"$f":"IFERROR(IF(OR(I81=\"\",'Lives scenario - input'!$F66=\"\"),\"\",I81/'Lives scenario - input'!$F66),\"\")","v":""},{"$f":"IFERROR(IF(OR(J81=\"\",'Lives scenario - input'!$F66=\"\"),\"\",J81/'Lives scenario - input'!$F66),\"\")","v":""},{"$f":"IFERROR(IF(OR(K81=\"\",'Lives scenario - input'!$F66=\"\"),\"\",K81/'Lives scenario - input'!$F66),\"\")","v":""},{"$f":"IFERROR(IF(OR(L81=\"\",'Lives scenario - input'!$F66=\"\"),\"\",L81/'Lives scenario - input'!$F66),\"\")","v":""},{"$f":"IFERROR(IF(OR(M81=\"\",'Lives scenario - input'!$F66=\"\"),\"\",M81/'Lives scenario - input'!$F66),\"\")","v":""},{"$f":"IFERROR(IF(OR(N81=\"\",'Lives scenario - input'!$F66=\"\"),\"\",N81/'Lives scenario - input'!$F66),\"\")","v":""},{"$f":"IFERROR(IF(OR(O81=\"\",'Lives scenario - input'!$F66=\"\"),\"\",O81/'Lives scenario - input'!$F66),\"\")","v":""},{"$f":"IFERROR(IF(OR(P81=\"\",'Lives scenario - input'!$F66=\"\"),\"\",P81/'Lives scenario - input'!$F66),\"\")","v":""},{"$f":"IFERROR(IF(OR(Q81=\"\",'Lives scenario - input'!$F66=\"\"),\"\",Q81/'Lives scenario - input'!$F66),\"\")","v":""},{"$f":"IFERROR(IF(OR(R81=\"\",'Lives scenario - input'!$F66=\"\"),\"\",R81/'Lives scenario - input'!$F66),\"\")","v":""},{"$f":"IFERROR(IF(OR(S81=\"\",'Lives scenario - input'!$F66=\"\"),\"\",S81/'Lives scenario - input'!$F66),\"\")","v":""},{"$f":"IFERROR(IF(OR(T81=\"\",'Lives scenario - input'!$F66=\"\"),\"\",T81/'Lives scenario - input'!$F66),\"\")","v":""},{"$f":"IFERROR(IF(OR(U81=\"\",'Lives scenario - input'!$F66=\"\"),\"\",U81/'Lives scenario - input'!$F66),\"\")","v":""},{"$f":"IFERROR(IF(OR(V81=\"\",'Lives scenario - input'!$F66=\"\"),\"\",V81/'Lives scenario - input'!$F66),\"\")","v":""},{"$f":"IFERROR(IF(OR(W81=\"\",'Lives scenario - input'!$F66=\"\"),\"\",W81/'Lives scenario - input'!$F66),\"\")","v":""}]
[{"$f":"IFERROR('Lives scenario - input'!A67,\"\")","v":""},{"$f":"IFERROR('Lives scenario - input'!B67,\"\")","v":""},{"$f":"IFERROR('Lives scenario - input'!C67,\"\")","v":""},{"$f":"IFERROR(repcalc('Lives scenario - input'!$CX67:$GJ67,'Lives scenario - input'!$I67,'Lives scenario - input'!$G67,'Lives scenario - input'!$H67,20,TRUE,TRUE),\"\")","v":""},"","","","","","","","","","","","","","","","","","","",{"$f":"IFERROR(IF(OR(D82=\"\",'Lives scenario - input'!$F67=\"\"),\"\",D82/'Lives scenario - input'!$F67),\"\")","v":""},{"$f":"IFERROR(IF(OR(E82=\"\",'Lives scenario - input'!$F67=\"\"),\"\",E82/'Lives scenario - input'!$F67),\"\")","v":""},{"$f":"IFERROR(IF(OR(F82=\"\",'Lives scenario - input'!$F67=\"\"),\"\",F82/'Lives scenario - input'!$F67),\"\")","v":""},{"$f":"IFERROR(IF(OR(G82=\"\",'Lives scenario - input'!$F67=\"\"),\"\",G82/'Lives scenario - input'!$F67),\"\")","v":""},{"$f":"IFERROR(IF(OR(H82=\"\",'Lives scenario - input'!$F67=\"\"),\"\",H82/'Lives scenario - input'!$F67),\"\")","v":""},{"$f":"IFERROR(IF(OR(I82=\"\",'Lives scenario - input'!$F67=\"\"),\"\",I82/'Lives scenario - input'!$F67),\"\")","v":""},{"$f":"IFERROR(IF(OR(J82=\"\",'Lives scenario - input'!$F67=\"\"),\"\",J82/'Lives scenario - input'!$F67),\"\")","v":""},{"$f":"IFERROR(IF(OR(K82=\"\",'Lives scenario - input'!$F67=\"\"),\"\",K82/'Lives scenario - input'!$F67),\"\")","v":""},{"$f":"IFERROR(IF(OR(L82=\"\",'Lives scenario - input'!$F67=\"\"),\"\",L82/'Lives scenario - input'!$F67),\"\")","v":""},{"$f":"IFERROR(IF(OR(M82=\"\",'Lives scenario - input'!$F67=\"\"),\"\",M82/'Lives scenario - input'!$F67),\"\")","v":""},{"$f":"IFERROR(IF(OR(N82=\"\",'Lives scenario - input'!$F67=\"\"),\"\",N82/'Lives scenario - input'!$F67),\"\")","v":""},{"$f":"IFERROR(IF(OR(O82=\"\",'Lives scenario - input'!$F67=\"\"),\"\",O82/'Lives scenario - input'!$F67),\"\")","v":""},{"$f":"IFERROR(IF(OR(P82=\"\",'Lives scenario - input'!$F67=\"\"),\"\",P82/'Lives scenario - input'!$F67),\"\")","v":""},{"$f":"IFERROR(IF(OR(Q82=\"\",'Lives scenario - input'!$F67=\"\"),\"\",Q82/'Lives scenario - input'!$F67),\"\")","v":""},{"$f":"IFERROR(IF(OR(R82=\"\",'Lives scenario - input'!$F67=\"\"),\"\",R82/'Lives scenario - input'!$F67),\"\")","v":""},{"$f":"IFERROR(IF(OR(S82=\"\",'Lives scenario - input'!$F67=\"\"),\"\",S82/'Lives scenario - input'!$F67),\"\")","v":""},{"$f":"IFERROR(IF(OR(T82=\"\",'Lives scenario - input'!$F67=\"\"),\"\",T82/'Lives scenario - input'!$F67),\"\")","v":""},{"$f":"IFERROR(IF(OR(U82=\"\",'Lives scenario - input'!$F67=\"\"),\"\",U82/'Lives scenario - input'!$F67),\"\")","v":""},{"$f":"IFERROR(IF(OR(V82=\"\",'Lives scenario - input'!$F67=\"\"),\"\",V82/'Lives scenario - input'!$F67),\"\")","v":""},{"$f":"IFERROR(IF(OR(W82=\"\",'Lives scenario - input'!$F67=\"\"),\"\",W82/'Lives scenario - input'!$F67),\"\")","v":""}]
[{"$f":"IFERROR('Lives scenario - input'!A68,\"\")","v":""},{"$f":"IFERROR('Lives scenario - input'!B68,\"\")","v":""},{"$f":"IFERROR('Lives scenario - input'!C68,\"\")","v":""},{"$f":"IFERROR(repcalc('Lives scenario - input'!$CX68:$GJ68,'Lives scenario - input'!$I68,'Lives scenario - input'!$G68,'Lives scenario - input'!$H68,20,TRUE,TRUE),\"\")","v":""},"","","","","","","","","","","","","","","","","","","",{"$f":"IFERROR(IF(OR(D83=\"\",'Lives scenario - input'!$F68=\"\"),\"\",D83/'Lives scenario - input'!$F68),\"\")","v":""},{"$f":"IFERROR(IF(OR(E83=\"\",'Lives scenario - input'!$F68=\"\"),\"\",E83/'Lives scenario - input'!$F68),\"\")","v":""},{"$f":"IFERROR(IF(OR(F83=\"\",'Lives scenario - input'!$F68=\"\"),\"\",F83/'Lives scenario - input'!$F68),\"\")","v":""},{"$f":"IFERROR(IF(OR(G83=\"\",'Lives scenario - input'!$F68=\"\"),\"\",G83/'Lives scenario - input'!$F68),\"\")","v":""},{"$f":"IFERROR(IF(OR(H83=\"\",'Lives scenario - input'!$F68=\"\"),\"\",H83/'Lives scenario - input'!$F68),\"\")","v":""},{"$f":"IFERROR(IF(OR(I83=\"\",'Lives scenario - input'!$F68=\"\"),\"\",I83/'Lives scenario - input'!$F68),\"\")","v":""},{"$f":"IFERROR(IF(OR(J83=\"\",'Lives scenario - input'!$F68=\"\"),\"\",J83/'Lives scenario - input'!$F68),\"\")","v":""},{"$f":"IFERROR(IF(OR(K83=\"\",'Lives scenario - input'!$F68=\"\"),\"\",K83/'Lives scenario - input'!$F68),\"\")","v":""},{"$f":"IFERROR(IF(OR(L83=\"\",'Lives scenario - input'!$F68=\"\"),\"\",L83/'Lives scenario - input'!$F68),\"\")","v":""},{"$f":"IFERROR(IF(OR(M83=\"\",'Lives scenario - input'!$F68=\"\"),\"\",M83/'Lives scenario - input'!$F68),\"\")","v":""},{"$f":"IFERROR(IF(OR(N83=\"\",'Lives scenario - input'!$F68=\"\"),\"\",N83/'Lives scenario - input'!$F68),\"\")","v":""},{"$f":"IFERROR(IF(OR(O83=\"\",'Lives scenario - input'!$F68=\"\"),\"\",O83/'Lives scenario - input'!$F68),\"\")","v":""},{"$f":"IFERROR(IF(OR(P83=\"\",'Lives scenario - input'!$F68=\"\"),\"\",P83/'Lives scenario - input'!$F68),\"\")","v":""},{"$f":"IFERROR(IF(OR(Q83=\"\",'Lives scenario - input'!$F68=\"\"),\"\",Q83/'Lives scenario - input'!$F68),\"\")","v":""},{"$f":"IFERROR(IF(OR(R83=\"\",'Lives scenario - input'!$F68=\"\"),\"\",R83/'Lives scenario - input'!$F68),\"\")","v":""},{"$f":"IFERROR(IF(OR(S83=\"\",'Lives scenario - input'!$F68=\"\"),\"\",S83/'Lives scenario - input'!$F68),\"\")","v":""},{"$f":"IFERROR(IF(OR(T83=\"\",'Lives scenario - input'!$F68=\"\"),\"\",T83/'Lives scenario - input'!$F68),\"\")","v":""},{"$f":"IFERROR(IF(OR(U83=\"\",'Lives scenario - input'!$F68=\"\"),\"\",U83/'Lives scenario - input'!$F68),\"\")","v":""},{"$f":"IFERROR(IF(OR(V83=\"\",'Lives scenario - input'!$F68=\"\"),\"\",V83/'Lives scenario - input'!$F68),\"\")","v":""},{"$f":"IFERROR(IF(OR(W83=\"\",'Lives scenario - input'!$F68=\"\"),\"\",W83/'Lives scenario - input'!$F68),\"\")","v":""}]
[{"$f":"IFERROR('Lives scenario - input'!A69,\"\")","v":""},{"$f":"IFERROR('Lives scenario - input'!B69,\"\")","v":""},{"$f":"IFERROR('Lives scenario - input'!C69,\"\")","v":""},{"$f":"IFERROR(repcalc('Lives scenario - input'!$CX69:$GJ69,'Lives scenario - input'!$I69,'Lives scenario - input'!$G69,'Lives scenario - input'!$H69,20,TRUE,TRUE),\"\")","v":""},"","","","","","","","","","","","","","","","","","","",{"$f":"IFERROR(IF(OR(D84=\"\",'Lives scenario - input'!$F69=\"\"),\"\",D84/'Lives scenario - input'!$F69),\"\")","v":""},{"$f":"IFERROR(IF(OR(E84=\"\",'Lives scenario - input'!$F69=\"\"),\"\",E84/'Lives scenario - input'!$F69),\"\")","v":""},{"$f":"IFERROR(IF(OR(F84=\"\",'Lives scenario - input'!$F69=\"\"),\"\",F84/'Lives scenario - input'!$F69),\"\")","v":""},{"$f":"IFERROR(IF(OR(G84=\"\",'Lives scenario - input'!$F69=\"\"),\"\",G84/'Lives scenario - input'!$F69),\"\")","v":""},{"$f":"IFERROR(IF(OR(H84=\"\",'Lives scenario - input'!$F69=\"\"),\"\",H84/'Lives scenario - input'!$F69),\"\")","v":""},{"$f":"IFERROR(IF(OR(I84=\"\",'Lives scenario - input'!$F69=\"\"),\"\",I84/'Lives scenario - input'!$F69),\"\")","v":""},{"$f":"IFERROR(IF(OR(J84=\"\",'Lives scenario - input'!$F69=\"\"),\"\",J84/'Lives scenario - input'!$F69),\"\")","v":""},{"$f":"IFERROR(IF(OR(K84=\"\",'Lives scenario - input'!$F69=\"\"),\"\",K84/'Lives scenario - input'!$F69),\"\")","v":""},{"$f":"IFERROR(IF(OR(L84=\"\",'Lives scenario - input'!$F69=\"\"),\"\",L84/'Lives scenario - input'!$F69),\"\")","v":""},{"$f":"IFERROR(IF(OR(M84=\"\",'Lives scenario - input'!$F69=\"\"),\"\",M84/'Lives scenario - input'!$F69),\"\")","v":""},{"$f":"IFERROR(IF(OR(N84=\"\",'Lives scenario - input'!$F69=\"\"),\"\",N84/'Lives scenario - input'!$F69),\"\")","v":""},{"$f":"IFERROR(IF(OR(O84=\"\",'Lives scenario - input'!$F69=\"\"),\"\",O84/'Lives scenario - input'!$F69),\"\")","v":""},{"$f":"IFERROR(IF(OR(P84=\"\",'Lives scenario - input'!$F69=\"\"),\"\",P84/'Lives scenario - input'!$F69),\"\")","v":""},{"$f":"IFERROR(IF(OR(Q84=\"\",'Lives scenario - input'!$F69=\"\"),\"\",Q84/'Lives scenario - input'!$F69),\"\")","v":""},{"$f":"IFERROR(IF(OR(R84=\"\",'Lives scenario - input'!$F69=\"\"),\"\",R84/'Lives scenario - input'!$F69),\"\")","v":""},{"$f":"IFERROR(IF(OR(S84=\"\",'Lives scenario - input'!$F69=\"\"),\"\",S84/'Lives scenario - input'!$F69),\"\")","v":""},{"$f":"IFERROR(IF(OR(T84=\"\",'Lives scenario - input'!$F69=\"\"),\"\",T84/'Lives scenario - input'!$F69),\"\")","v":""},{"$f":"IFERROR(IF(OR(U84=\"\",'Lives scenario - input'!$F69=\"\"),\"\",U84/'Lives scenario - input'!$F69),\"\")","v":""},{"$f":"IFERROR(IF(OR(V84=\"\",'Lives scenario - input'!$F69=\"\"),\"\",V84/'Lives scenario - input'!$F69),\"\")","v":""},{"$f":"IFERROR(IF(OR(W84=\"\",'Lives scenario - input'!$F69=\"\"),\"\",W84/'Lives scenario - input'!$F69),\"\")","v":""}]
[{"$f":"IFERROR('Lives scenario - input'!A70,\"\")","v":""},{"$f":"IFERROR('Lives scenario - input'!B70,\"\")","v":""},{"$f":"IFERROR('Lives scenario - input'!C70,\"\")","v":""},{"$f":"IFERROR(repcalc('Lives scenario - input'!$CX70:$GJ70,'Lives scenario - input'!$I70,'Lives scenario - input'!$G70,'Lives scenario - input'!$H70,20,TRUE,TRUE),\"\")","v":""},"","","","","","","","","","","","","","","","","","","",{"$f":"IFERROR(IF(OR(D85=\"\",'Lives scenario - input'!$F70=\"\"),\"\",D85/'Lives scenario - input'!$F70),\"\")","v":""},{"$f":"IFERROR(IF(OR(E85=\"\",'Lives scenario - input'!$F70=\"\"),\"\",E85/'Lives scenario - input'!$F70),\"\")","v":""},{"$f":"IFERROR(IF(OR(F85=\"\",'Lives scenario - input'!$F70=\"\"),\"\",F85/'Lives scenario - input'!$F70),\"\")","v":""},{"$f":"IFERROR(IF(OR(G85=\"\",'Lives scenario - input'!$F70=\"\"),\"\",G85/'Lives scenario - input'!$F70),\"\")","v":""},{"$f":"IFERROR(IF(OR(H85=\"\",'Lives scenario - input'!$F70=\"\"),\"\",H85/'Lives scenario - input'!$F70),\"\")","v":""},{"$f":"IFERROR(IF(OR(I85=\"\",'Lives scenario - input'!$F70=\"\"),\"\",I85/'Lives scenario - input'!$F70),\"\")","v":""},{"$f":"IFERROR(IF(OR(J85=\"\",'Lives scenario - input'!$F70=\"\"),\"\",J85/'Lives scenario - input'!$F70),\"\")","v":""},{"$f":"IFERROR(IF(OR(K85=\"\",'Lives scenario - input'!$F70=\"\"),\"\",K85/'Lives scenario - input'!$F70),\"\")","v":""},{"$f":"IFERROR(IF(OR(L85=\"\",'Lives scenario - input'!$F70=\"\"),\"\",L85/'Lives scenario - input'!$F70),\"\")","v":""},{"$f":"IFERROR(IF(OR(M85=\"\",'Lives scenario - input'!$F70=\"\"),\"\",M85/'Lives scenario - input'!$F70),\"\")","v":""},{"$f":"IFERROR(IF(OR(N85=\"\",'Lives scenario - input'!$F70=\"\"),\"\",N85/'Lives scenario - input'!$F70),\"\")","v":""},{"$f":"IFERROR(IF(OR(O85=\"\",'Lives scenario - input'!$F70=\"\"),\"\",O85/'Lives scenario - input'!$F70),\"\")","v":""},{"$f":"IFERROR(IF(OR(P85=\"\",'Lives scenario - input'!$F70=\"\"),\"\",P85/'Lives scenario - input'!$F70),\"\")","v":""},{"$f":"IFERROR(IF(OR(Q85=\"\",'Lives scenario - input'!$F70=\"\"),\"\",Q85/'Lives scenario - input'!$F70),\"\")","v":""},{"$f":"IFERROR(IF(OR(R85=\"\",'Lives scenario - input'!$F70=\"\"),\"\",R85/'Lives scenario - input'!$F70),\"\")","v":""},{"$f":"IFERROR(IF(OR(S85=\"\",'Lives scenario - input'!$F70=\"\"),\"\",S85/'Lives scenario - input'!$F70),\"\")","v":""},{"$f":"IFERROR(IF(OR(T85=\"\",'Lives scenario - input'!$F70=\"\"),\"\",T85/'Lives scenario - input'!$F70),\"\")","v":""},{"$f":"IFERROR(IF(OR(U85=\"\",'Lives scenario - input'!$F70=\"\"),\"\",U85/'Lives scenario - input'!$F70),\"\")","v":""},{"$f":"IFERROR(IF(OR(V85=\"\",'Lives scenario - input'!$F70=\"\"),\"\",V85/'Lives scenario - input'!$F70),\"\")","v":""},{"$f":"IFERROR(IF(OR(W85=\"\",'Lives scenario - input'!$F70=\"\"),\"\",W85/'Lives scenario - input'!$F70),\"\")","v":""}]
[{"$f":"IFERROR('Lives scenario - input'!A71,\"\")","v":""},{"$f":"IFERROR('Lives scenario - input'!B71,\"\")","v":""},{"$f":"IFERROR('Lives scenario - input'!C71,\"\")","v":""},{"$f":"IFERROR(repcalc('Lives scenario - input'!$CX71:$GJ71,'Lives scenario - input'!$I71,'Lives scenario - input'!$G71,'Lives scenario - input'!$H71,20,TRUE,TRUE),\"\")","v":""},"","","","","","","","","","","","","","","","","","","",{"$f":"IFERROR(IF(OR(D86=\"\",'Lives scenario - input'!$F71=\"\"),\"\",D86/'Lives scenario - input'!$F71),\"\")","v":""},{"$f":"IFERROR(IF(OR(E86=\"\",'Lives scenario - input'!$F71=\"\"),\"\",E86/'Lives scenario - input'!$F71),\"\")","v":""},{"$f":"IFERROR(IF(OR(F86=\"\",'Lives scenario - input'!$F71=\"\"),\"\",F86/'Lives scenario - input'!$F71),\"\")","v":""},{"$f":"IFERROR(IF(OR(G86=\"\",'Lives scenario - input'!$F71=\"\"),\"\",G86/'Lives scenario - input'!$F71),\"\")","v":""},{"$f":"IFERROR(IF(OR(H86=\"\",'Lives scenario - input'!$F71=\"\"),\"\",H86/'Lives scenario - input'!$F71),\"\")","v":""},{"$f":"IFERROR(IF(OR(I86=\"\",'Lives scenario - input'!$F71=\"\"),\"\",I86/'Lives scenario - input'!$F71),\"\")","v":""},{"$f":"IFERROR(IF(OR(J86=\"\",'Lives scenario - input'!$F71=\"\"),\"\",J86/'Lives scenario - input'!$F71),\"\")","v":""},{"$f":"IFERROR(IF(OR(K86=\"\",'Lives scenario - input'!$F71=\"\"),\"\",K86/'Lives scenario - input'!$F71),\"\")","v":""},{"$f":"IFERROR(IF(OR(L86=\"\",'Lives scenario - input'!$F71=\"\"),\"\",L86/'Lives scenario - input'!$F71),\"\")","v":""},{"$f":"IFERROR(IF(OR(M86=\"\",'Lives scenario - input'!$F71=\"\"),\"\",M86/'Lives scenario - input'!$F71),\"\")","v":""},{"$f":"IFERROR(IF(OR(N86=\"\",'Lives scenario - input'!$F71=\"\"),\"\",N86/'Lives scenario - input'!$F71),\"\")","v":""},{"$f":"IFERROR(IF(OR(O86=\"\",'Lives scenario - input'!$F71=\"\"),\"\",O86/'Lives scenario - input'!$F71),\"\")","v":""},{"$f":"IFERROR(IF(OR(P86=\"\",'Lives scenario - input'!$F71=\"\"),\"\",P86/'Lives scenario - input'!$F71),\"\")","v":""},{"$f":"IFERROR(IF(OR(Q86=\"\",'Lives scenario - input'!$F71=\"\"),\"\",Q86/'Lives scenario - input'!$F71),\"\")","v":""},{"$f":"IFERROR(IF(OR(R86=\"\",'Lives scenario - input'!$F71=\"\"),\"\",R86/'Lives scenario - input'!$F71),\"\")","v":""},{"$f":"IFERROR(IF(OR(S86=\"\",'Lives scenario - input'!$F71=\"\"),\"\",S86/'Lives scenario - input'!$F71),\"\")","v":""},{"$f":"IFERROR(IF(OR(T86=\"\",'Lives scenario - input'!$F71=\"\"),\"\",T86/'Lives scenario - input'!$F71),\"\")","v":""},{"$f":"IFERROR(IF(OR(U86=\"\",'Lives scenario - input'!$F71=\"\"),\"\",U86/'Lives scenario - input'!$F71),\"\")","v":""},{"$f":"IFERROR(IF(OR(V86=\"\",'Lives scenario - input'!$F71=\"\"),\"\",V86/'Lives scenario - input'!$F71),\"\")","v":""},{"$f":"IFERROR(IF(OR(W86=\"\",'Lives scenario - input'!$F71=\"\"),\"\",W86/'Lives scenario - input'!$F71),\"\")","v":""}]
[{"$f":"IFERROR('Lives scenario - input'!A72,\"\")","v":""},{"$f":"IFERROR('Lives scenario - input'!B72,\"\")","v":""},{"$f":"IFERROR('Lives scenario - input'!C72,\"\")","v":""},{"$f":"IFERROR(repcalc('Lives scenario - input'!$CX72:$GJ72,'Lives scenario - input'!$I72,'Lives scenario - input'!$G72,'Lives scenario - input'!$H72,20,TRUE,TRUE),\"\")","v":""},"","","","","","","","","","","","","","","","","","","",{"$f":"IFERROR(IF(OR(D87=\"\",'Lives scenario - input'!$F72=\"\"),\"\",D87/'Lives scenario - input'!$F72),\"\")","v":""},{"$f":"IFERROR(IF(OR(E87=\"\",'Lives scenario - input'!$F72=\"\"),\"\",E87/'Lives scenario - input'!$F72),\"\")","v":""},{"$f":"IFERROR(IF(OR(F87=\"\",'Lives scenario - input'!$F72=\"\"),\"\",F87/'Lives scenario - input'!$F72),\"\")","v":""},{"$f":"IFERROR(IF(OR(G87=\"\",'Lives scenario - input'!$F72=\"\"),\"\",G87/'Lives scenario - input'!$F72),\"\")","v":""},{"$f":"IFERROR(IF(OR(H87=\"\",'Lives scenario - input'!$F72=\"\"),\"\",H87/'Lives scenario - input'!$F72),\"\")","v":""},{"$f":"IFERROR(IF(OR(I87=\"\",'Lives scenario - input'!$F72=\"\"),\"\",I87/'Lives scenario - input'!$F72),\"\")","v":""},{"$f":"IFERROR(IF(OR(J87=\"\",'Lives scenario - input'!$F72=\"\"),\"\",J87/'Lives scenario - input'!$F72),\"\")","v":""},{"$f":"IFERROR(IF(OR(K87=\"\",'Lives scenario - input'!$F72=\"\"),\"\",K87/'Lives scenario - input'!$F72),\"\")","v":""},{"$f":"IFERROR(IF(OR(L87=\"\",'Lives scenario - input'!$F72=\"\"),\"\",L87/'Lives scenario - input'!$F72),\"\")","v":""},{"$f":"IFERROR(IF(OR(M87=\"\",'Lives scenario - input'!$F72=\"\"),\"\",M87/'Lives scenario - input'!$F72),\"\")","v":""},{"$f":"IFERROR(IF(OR(N87=\"\",'Lives scenario - input'!$F72=\"\"),\"\",N87/'Lives scenario - input'!$F72),\"\")","v":""},{"$f":"IFERROR(IF(OR(O87=\"\",'Lives scenario - input'!$F72=\"\"),\"\",O87/'Lives scenario - input'!$F72),\"\")","v":""},{"$f":"IFERROR(IF(OR(P87=\"\",'Lives scenario - input'!$F72=\"\"),\"\",P87/'Lives scenario - input'!$F72),\"\")","v":""},{"$f":"IFERROR(IF(OR(Q87=\"\",'Lives scenario - input'!$F72=\"\"),\"\",Q87/'Lives scenario - input'!$F72),\"\")","v":""},{"$f":"IFERROR(IF(OR(R87=\"\",'Lives scenario - input'!$F72=\"\"),\"\",R87/'Lives scenario - input'!$F72),\"\")","v":""},{"$f":"IFERROR(IF(OR(S87=\"\",'Lives scenario - input'!$F72=\"\"),\"\",S87/'Lives scenario - input'!$F72),\"\")","v":""},{"$f":"IFERROR(IF(OR(T87=\"\",'Lives scenario - input'!$F72=\"\"),\"\",T87/'Lives scenario - input'!$F72),\"\")","v":""},{"$f":"IFERROR(IF(OR(U87=\"\",'Lives scenario - input'!$F72=\"\"),\"\",U87/'Lives scenario - input'!$F72),\"\")","v":""},{"$f":"IFERROR(IF(OR(V87=\"\",'Lives scenario - input'!$F72=\"\"),\"\",V87/'Lives scenario - input'!$F72),\"\")","v":""},{"$f":"IFERROR(IF(OR(W87=\"\",'Lives scenario - input'!$F72=\"\"),\"\",W87/'Lives scenario - input'!$F72),\"\")","v":""}]
[{"$f":"IFERROR('Lives scenario - input'!A73,\"\")","v":""},{"$f":"IFERROR('Lives scenario - input'!B73,\"\")","v":""},{"$f":"IFERROR('Lives scenario - input'!C73,\"\")","v":""},{"$f":"IFERROR(repcalc('Lives scenario - input'!$CX73:$GJ73,'Lives scenario - input'!$I73,'Lives scenario - input'!$G73,'Lives scenario - input'!$H73,20,TRUE,TRUE),\"\")","v":""},"","","","","","","","","","","","","","","","","","","",{"$f":"IFERROR(IF(OR(D88=\"\",'Lives scenario - input'!$F73=\"\"),\"\",D88/'Lives scenario - input'!$F73),\"\")","v":""},{"$f":"IFERROR(IF(OR(E88=\"\",'Lives scenario - input'!$F73=\"\"),\"\",E88/'Lives scenario - input'!$F73),\"\")","v":""},{"$f":"IFERROR(IF(OR(F88=\"\",'Lives scenario - input'!$F73=\"\"),\"\",F88/'Lives scenario - input'!$F73),\"\")","v":""},{"$f":"IFERROR(IF(OR(G88=\"\",'Lives scenario - input'!$F73=\"\"),\"\",G88/'Lives scenario - input'!$F73),\"\")","v":""},{"$f":"IFERROR(IF(OR(H88=\"\",'Lives scenario - input'!$F73=\"\"),\"\",H88/'Lives scenario - input'!$F73),\"\")","v":""},{"$f":"IFERROR(IF(OR(I88=\"\",'Lives scenario - input'!$F73=\"\"),\"\",I88/'Lives scenario - input'!$F73),\"\")","v":""},{"$f":"IFERROR(IF(OR(J88=\"\",'Lives scenario - input'!$F73=\"\"),\"\",J88/'Lives scenario - input'!$F73),\"\")","v":""},{"$f":"IFERROR(IF(OR(K88=\"\",'Lives scenario - input'!$F73=\"\"),\"\",K88/'Lives scenario - input'!$F73),\"\")","v":""},{"$f":"IFERROR(IF(OR(L88=\"\",'Lives scenario - input'!$F73=\"\"),\"\",L88/'Lives scenario - input'!$F73),\"\")","v":""},{"$f":"IFERROR(IF(OR(M88=\"\",'Lives scenario - input'!$F73=\"\"),\"\",M88/'Lives scenario - input'!$F73),\"\")","v":""},{"$f":"IFERROR(IF(OR(N88=\"\",'Lives scenario - input'!$F73=\"\"),\"\",N88/'Lives scenario - input'!$F73),\"\")","v":""},{"$f":"IFERROR(IF(OR(O88=\"\",'Lives scenario - input'!$F73=\"\"),\"\",O88/'Lives scenario - input'!$F73),\"\")","v":""},{"$f":"IFERROR(IF(OR(P88=\"\",'Lives scenario - input'!$F73=\"\"),\"\",P88/'Lives scenario - input'!$F73),\"\")","v":""},{"$f":"IFERROR(IF(OR(Q88=\"\",'Lives scenario - input'!$F73=\"\"),\"\",Q88/'Lives scenario - input'!$F73),\"\")","v":""},{"$f":"IFERROR(IF(OR(R88=\"\",'Lives scenario - input'!$F73=\"\"),\"\",R88/'Lives scenario - input'!$F73),\"\")","v":""},{"$f":"IFERROR(IF(OR(S88=\"\",'Lives scenario - input'!$F73=\"\"),\"\",S88/'Lives scenario - input'!$F73),\"\")","v":""},{"$f":"IFERROR(IF(OR(T88=\"\",'Lives scenario - input'!$F73=\"\"),\"\",T88/'Lives scenario - input'!$F73),\"\")","v":""},{"$f":"IFERROR(IF(OR(U88=\"\",'Lives scenario - input'!$F73=\"\"),\"\",U88/'Lives scenario - input'!$F73),\"\")","v":""},{"$f":"IFERROR(IF(OR(V88=\"\",'Lives scenario - input'!$F73=\"\"),\"\",V88/'Lives scenario - input'!$F73),\"\")","v":""},{"$f":"IFERROR(IF(OR(W88=\"\",'Lives scenario - input'!$F73=\"\"),\"\",W88/'Lives scenario - input'!$F73),\"\")","v":""}]
[{"$f":"IFERROR('Lives scenario - input'!A74,\"\")","v":""},{"$f":"IFERROR('Lives scenario - input'!B74,\"\")","v":""},{"$f":"IFERROR('Lives scenario - input'!C74,\"\")","v":""},{"$f":"IFERROR(repcalc('Lives scenario - input'!$CX74:$GJ74,'Lives scenario - input'!$I74,'Lives scenario - input'!$G74,'Lives scenario - input'!$H74,20,TRUE,TRUE),\"\")","v":""},"","","","","","","","","","","","","","","","","","","",{"$f":"IFERROR(IF(OR(D89=\"\",'Lives scenario - input'!$F74=\"\"),\"\",D89/'Lives scenario - input'!$F74),\"\")","v":""},{"$f":"IFERROR(IF(OR(E89=\"\",'Lives scenario - input'!$F74=\"\"),\"\",E89/'Lives scenario - input'!$F74),\"\")","v":""},{"$f":"IFERROR(IF(OR(F89=\"\",'Lives scenario - input'!$F74=\"\"),\"\",F89/'Lives scenario - input'!$F74),\"\")","v":""},{"$f":"IFERROR(IF(OR(G89=\"\",'Lives scenario - input'!$F74=\"\"),\"\",G89/'Lives scenario - input'!$F74),\"\")","v":""},{"$f":"IFERROR(IF(OR(H89=\"\",'Lives scenario - input'!$F74=\"\"),\"\",H89/'Lives scenario - input'!$F74),\"\")","v":""},{"$f":"IFERROR(IF(OR(I89=\"\",'Lives scenario - input'!$F74=\"\"),\"\",I89/'Lives scenario - input'!$F74),\"\")","v":""},{"$f":"IFERROR(IF(OR(J89=\"\",'Lives scenario - input'!$F74=\"\"),\"\",J89/'Lives scenario - input'!$F74),\"\")","v":""},{"$f":"IFERROR(IF(OR(K89=\"\",'Lives scenario - input'!$F74=\"\"),\"\",K89/'Lives scenario - input'!$F74),\"\")","v":""},{"$f":"IFERROR(IF(OR(L89=\"\",'Lives scenario - input'!$F74=\"\"),\"\",L89/'Lives scenario - input'!$F74),\"\")","v":""},{"$f":"IFERROR(IF(OR(M89=\"\",'Lives scenario - input'!$F74=\"\"),\"\",M89/'Lives scenario - input'!$F74),\"\")","v":""},{"$f":"IFERROR(IF(OR(N89=\"\",'Lives scenario - input'!$F74=\"\"),\"\",N89/'Lives scenario - input'!$F74),\"\")","v":""},{"$f":"IFERROR(IF(OR(O89=\"\",'Lives scenario - input'!$F74=\"\"),\"\",O89/'Lives scenario - input'!$F74),\"\")","v":""},{"$f":"IFERROR(IF(OR(P89=\"\",'Lives scenario - input'!$F74=\"\"),\"\",P89/'Lives scenario - input'!$F74),\"\")","v":""},{"$f":"IFERROR(IF(OR(Q89=\"\",'Lives scenario - input'!$F74=\"\"),\"\",Q89/'Lives scenario - input'!$F74),\"\")","v":""},{"$f":"IFERROR(IF(OR(R89=\"\",'Lives scenario - input'!$F74=\"\"),\"\",R89/'Lives scenario - input'!$F74),\"\")","v":""},{"$f":"IFERROR(IF(OR(S89=\"\",'Lives scenario - input'!$F74=\"\"),\"\",S89/'Lives scenario - input'!$F74),\"\")","v":""},{"$f":"IFERROR(IF(OR(T89=\"\",'Lives scenario - input'!$F74=\"\"),\"\",T89/'Lives scenario - input'!$F74),\"\")","v":""},{"$f":"IFERROR(IF(OR(U89=\"\",'Lives scenario - input'!$F74=\"\"),\"\",U89/'Lives scenario - input'!$F74),\"\")","v":""},{"$f":"IFERROR(IF(OR(V89=\"\",'Lives scenario - input'!$F74=\"\"),\"\",V89/'Lives scenario - input'!$F74),\"\")","v":""},{"$f":"IFERROR(IF(OR(W89=\"\",'Lives scenario - input'!$F74=\"\"),\"\",W89/'Lives scenario - input'!$F74),\"\")","v":""}]
[{"$f":"IFERROR('Lives scenario - input'!A75,\"\")","v":""},{"$f":"IFERROR('Lives scenario - input'!B75,\"\")","v":""},{"$f":"IFERROR('Lives scenario - input'!C75,\"\")","v":""},{"$f":"IFERROR(repcalc('Lives scenario - input'!$CX75:$GJ75,'Lives scenario - input'!$I75,'Lives scenario - input'!$G75,'Lives scenario - input'!$H75,20,TRUE,TRUE),\"\")","v":""},"","","","","","","","","","","","","","","","","","","",{"$f":"IFERROR(IF(OR(D90=\"\",'Lives scenario - input'!$F75=\"\"),\"\",D90/'Lives scenario - input'!$F75),\"\")","v":""},{"$f":"IFERROR(IF(OR(E90=\"\",'Lives scenario - input'!$F75=\"\"),\"\",E90/'Lives scenario - input'!$F75),\"\")","v":""},{"$f":"IFERROR(IF(OR(F90=\"\",'Lives scenario - input'!$F75=\"\"),\"\",F90/'Lives scenario - input'!$F75),\"\")","v":""},{"$f":"IFERROR(IF(OR(G90=\"\",'Lives scenario - input'!$F75=\"\"),\"\",G90/'Lives scenario - input'!$F75),\"\")","v":""},{"$f":"IFERROR(IF(OR(H90=\"\",'Lives scenario - input'!$F75=\"\"),\"\",H90/'Lives scenario - input'!$F75),\"\")","v":""},{"$f":"IFERROR(IF(OR(I90=\"\",'Lives scenario - input'!$F75=\"\"),\"\",I90/'Lives scenario - input'!$F75),\"\")","v":""},{"$f":"IFERROR(IF(OR(J90=\"\",'Lives scenario - input'!$F75=\"\"),\"\",J90/'Lives scenario - input'!$F75),\"\")","v":""},{"$f":"IFERROR(IF(OR(K90=\"\",'Lives scenario - input'!$F75=\"\"),\"\",K90/'Lives scenario - input'!$F75),\"\")","v":""},{"$f":"IFERROR(IF(OR(L90=\"\",'Lives scenario - input'!$F75=\"\"),\"\",L90/'Lives scenario - input'!$F75),\"\")","v":""},{"$f":"IFERROR(IF(OR(M90=\"\",'Lives scenario - input'!$F75=\"\"),\"\",M90/'Lives scenario - input'!$F75),\"\")","v":""},{"$f":"IFERROR(IF(OR(N90=\"\",'Lives scenario - input'!$F75=\"\"),\"\",N90/'Lives scenario - input'!$F75),\"\")","v":""},{"$f":"IFERROR(IF(OR(O90=\"\",'Lives scenario - input'!$F75=\"\"),\"\",O90/'Lives scenario - input'!$F75),\"\")","v":""},{"$f":"IFERROR(IF(OR(P90=\"\",'Lives scenario - input'!$F75=\"\"),\"\",P90/'Lives scenario - input'!$F75),\"\")","v":""},{"$f":"IFERROR(IF(OR(Q90=\"\",'Lives scenario - input'!$F75=\"\"),\"\",Q90/'Lives scenario - input'!$F75),\"\")","v":""},{"$f":"IFERROR(IF(OR(R90=\"\",'Lives scenario - input'!$F75=\"\"),\"\",R90/'Lives scenario - input'!$F75),\"\")","v":""},{"$f":"IFERROR(IF(OR(S90=\"\",'Lives scenario - input'!$F75=\"\"),\"\",S90/'Lives scenario - input'!$F75),\"\")","v":""},{"$f":"IFERROR(IF(OR(T90=\"\",'Lives scenario - input'!$F75=\"\"),\"\",T90/'Lives scenario - input'!$F75),\"\")","v":""},{"$f":"IFERROR(IF(OR(U90=\"\",'Lives scenario - input'!$F75=\"\"),\"\",U90/'Lives scenario - input'!$F75),\"\")","v":""},{"$f":"IFERROR(IF(OR(V90=\"\",'Lives scenario - input'!$F75=\"\"),\"\",V90/'Lives scenario - input'!$F75),\"\")","v":""},{"$f":"IFERROR(IF(OR(W90=\"\",'Lives scenario - input'!$F75=\"\"),\"\",W90/'Lives scenario - input'!$F75),\"\")","v":""}]
[{"$f":"IFERROR('Lives scenario - input'!A76,\"\")","v":""},{"$f":"IFERROR('Lives scenario - input'!B76,\"\")","v":""},{"$f":"IFERROR('Lives scenario - input'!C76,\"\")","v":""},{"$f":"IFERROR(repcalc('Lives scenario - input'!$CX76:$GJ76,'Lives scenario - input'!$I76,'Lives scenario - input'!$G76,'Lives scenario - input'!$H76,20,TRUE,TRUE),\"\")","v":""},"","","","","","","","","","","","","","","","","","","",{"$f":"IFERROR(IF(OR(D91=\"\",'Lives scenario - input'!$F76=\"\"),\"\",D91/'Lives scenario - input'!$F76),\"\")","v":""},{"$f":"IFERROR(IF(OR(E91=\"\",'Lives scenario - input'!$F76=\"\"),\"\",E91/'Lives scenario - input'!$F76),\"\")","v":""},{"$f":"IFERROR(IF(OR(F91=\"\",'Lives scenario - input'!$F76=\"\"),\"\",F91/'Lives scenario - input'!$F76),\"\")","v":""},{"$f":"IFERROR(IF(OR(G91=\"\",'Lives scenario - input'!$F76=\"\"),\"\",G91/'Lives scenario - input'!$F76),\"\")","v":""},{"$f":"IFERROR(IF(OR(H91=\"\",'Lives scenario - input'!$F76=\"\"),\"\",H91/'Lives scenario - input'!$F76),\"\")","v":""},{"$f":"IFERROR(IF(OR(I91=\"\",'Lives scenario - input'!$F76=\"\"),\"\",I91/'Lives scenario - input'!$F76),\"\")","v":""},{"$f":"IFERROR(IF(OR(J91=\"\",'Lives scenario - input'!$F76=\"\"),\"\",J91/'Lives scenario - input'!$F76),\"\")","v":""},{"$f":"IFERROR(IF(OR(K91=\"\",'Lives scenario - input'!$F76=\"\"),\"\",K91/'Lives scenario - input'!$F76),\"\")","v":""},{"$f":"IFERROR(IF(OR(L91=\"\",'Lives scenario - input'!$F76=\"\"),\"\",L91/'Lives scenario - input'!$F76),\"\")","v":""},{"$f":"IFERROR(IF(OR(M91=\"\",'Lives scenario - input'!$F76=\"\"),\"\",M91/'Lives scenario - input'!$F76),\"\")","v":""},{"$f":"IFERROR(IF(OR(N91=\"\",'Lives scenario - input'!$F76=\"\"),\"\",N91/'Lives scenario - input'!$F76),\"\")","v":""},{"$f":"IFERROR(IF(OR(O91=\"\",'Lives scenario - input'!$F76=\"\"),\"\",O91/'Lives scenario - input'!$F76),\"\")","v":""},{"$f":"IFERROR(IF(OR(P91=\"\",'Lives scenario - input'!$F76=\"\"),\"\",P91/'Lives scenario - input'!$F76),\"\")","v":""},{"$f":"IFERROR(IF(OR(Q91=\"\",'Lives scenario - input'!$F76=\"\"),\"\",Q91/'Lives scenario - input'!$F76),\"\")","v":""},{"$f":"IFERROR(IF(OR(R91=\"\",'Lives scenario - input'!$F76=\"\"),\"\",R91/'Lives scenario - input'!$F76),\"\")","v":""},{"$f":"IFERROR(IF(OR(S91=\"\",'Lives scenario - input'!$F76=\"\"),\"\",S91/'Lives scenario - input'!$F76),\"\")","v":""},{"$f":"IFERROR(IF(OR(T91=\"\",'Lives scenario - input'!$F76=\"\"),\"\",T91/'Lives scenario - input'!$F76),\"\")","v":""},{"$f":"IFERROR(IF(OR(U91=\"\",'Lives scenario - input'!$F76=\"\"),\"\",U91/'Lives scenario - input'!$F76),\"\")","v":""},{"$f":"IFERROR(IF(OR(V91=\"\",'Lives scenario - input'!$F76=\"\"),\"\",V91/'Lives scenario - input'!$F76),\"\")","v":""},{"$f":"IFERROR(IF(OR(W91=\"\",'Lives scenario - input'!$F76=\"\"),\"\",W91/'Lives scenario - input'!$F76),\"\")","v":""}]
[{"$f":"IFERROR('Lives scenario - input'!A77,\"\")","v":""},{"$f":"IFERROR('Lives scenario - input'!B77,\"\")","v":""},{"$f":"IFERROR('Lives scenario - input'!C77,\"\")","v":""},{"$f":"IFERROR(repcalc('Lives scenario - input'!$CX77:$GJ77,'Lives scenario - input'!$I77,'Lives scenario - input'!$G77,'Lives scenario - input'!$H77,20,TRUE,TRUE),\"\")","v":""},"","","","","","","","","","","","","","","","","","","",{"$f":"IFERROR(IF(OR(D92=\"\",'Lives scenario - input'!$F77=\"\"),\"\",D92/'Lives scenario - input'!$F77),\"\")","v":""},{"$f":"IFERROR(IF(OR(E92=\"\",'Lives scenario - input'!$F77=\"\"),\"\",E92/'Lives scenario - input'!$F77),\"\")","v":""},{"$f":"IFERROR(IF(OR(F92=\"\",'Lives scenario - input'!$F77=\"\"),\"\",F92/'Lives scenario - input'!$F77),\"\")","v":""},{"$f":"IFERROR(IF(OR(G92=\"\",'Lives scenario - input'!$F77=\"\"),\"\",G92/'Lives scenario - input'!$F77),\"\")","v":""},{"$f":"IFERROR(IF(OR(H92=\"\",'Lives scenario - input'!$F77=\"\"),\"\",H92/'Lives scenario - input'!$F77),\"\")","v":""},{"$f":"IFERROR(IF(OR(I92=\"\",'Lives scenario - input'!$F77=\"\"),\"\",I92/'Lives scenario - input'!$F77),\"\")","v":""},{"$f":"IFERROR(IF(OR(J92=\"\",'Lives scenario - input'!$F77=\"\"),\"\",J92/'Lives scenario - input'!$F77),\"\")","v":""},{"$f":"IFERROR(IF(OR(K92=\"\",'Lives scenario - input'!$F77=\"\"),\"\",K92/'Lives scenario - input'!$F77),\"\")","v":""},{"$f":"IFERROR(IF(OR(L92=\"\",'Lives scenario - input'!$F77=\"\"),\"\",L92/'Lives scenario - input'!$F77),\"\")","v":""},{"$f":"IFERROR(IF(OR(M92=\"\",'Lives scenario - input'!$F77=\"\"),\"\",M92/'Lives scenario - input'!$F77),\"\")","v":""},{"$f":"IFERROR(IF(OR(N92=\"\",'Lives scenario - input'!$F77=\"\"),\"\",N92/'Lives scenario - input'!$F77),\"\")","v":""},{"$f":"IFERROR(IF(OR(O92=\"\",'Lives scenario - input'!$F77=\"\"),\"\",O92/'Lives scenario - input'!$F77),\"\")","v":""},{"$f":"IFERROR(IF(OR(P92=\"\",'Lives scenario - input'!$F77=\"\"),\"\",P92/'Lives scenario - input'!$F77),\"\")","v":""},{"$f":"IFERROR(IF(OR(Q92=\"\",'Lives scenario - input'!$F77=\"\"),\"\",Q92/'Lives scenario - input'!$F77),\"\")","v":""},{"$f":"IFERROR(IF(OR(R92=\"\",'Lives scenario - input'!$F77=\"\"),\"\",R92/'Lives scenario - input'!$F77),\"\")","v":""},{"$f":"IFERROR(IF(OR(S92=\"\",'Lives scenario - input'!$F77=\"\"),\"\",S92/'Lives scenario - input'!$F77),\"\")","v":""},{"$f":"IFERROR(IF(OR(T92=\"\",'Lives scenario - input'!$F77=\"\"),\"\",T92/'Lives scenario - input'!$F77),\"\")","v":""},{"$f":"IFERROR(IF(OR(U92=\"\",'Lives scenario - input'!$F77=\"\"),\"\",U92/'Lives scenario - input'!$F77),\"\")","v":""},{"$f":"IFERROR(IF(OR(V92=\"\",'Lives scenario - input'!$F77=\"\"),\"\",V92/'Lives scenario - input'!$F77),\"\")","v":""},{"$f":"IFERROR(IF(OR(W92=\"\",'Lives scenario - input'!$F77=\"\"),\"\",W92/'Lives scenario - input'!$F77),\"\")","v":""}]
[{"$f":"IFERROR('Lives scenario - input'!A78,\"\")","v":""},{"$f":"IFERROR('Lives scenario - input'!B78,\"\")","v":""},{"$f":"IFERROR('Lives scenario - input'!C78,\"\")","v":""},{"$f":"IFERROR(repcalc('Lives scenario - input'!$CX78:$GJ78,'Lives scenario - input'!$I78,'Lives scenario - input'!$G78,'Lives scenario - input'!$H78,20,TRUE,TRUE),\"\")","v":""},"","","","","","","","","","","","","","","","","","","",{"$f":"IFERROR(IF(OR(D93=\"\",'Lives scenario - input'!$F78=\"\"),\"\",D93/'Lives scenario - input'!$F78),\"\")","v":""},{"$f":"IFERROR(IF(OR(E93=\"\",'Lives scenario - input'!$F78=\"\"),\"\",E93/'Lives scenario - input'!$F78),\"\")","v":""},{"$f":"IFERROR(IF(OR(F93=\"\",'Lives scenario - input'!$F78=\"\"),\"\",F93/'Lives scenario - input'!$F78),\"\")","v":""},{"$f":"IFERROR(IF(OR(G93=\"\",'Lives scenario - input'!$F78=\"\"),\"\",G93/'Lives scenario - input'!$F78),\"\")","v":""},{"$f":"IFERROR(IF(OR(H93=\"\",'Lives scenario - input'!$F78=\"\"),\"\",H93/'Lives scenario - input'!$F78),\"\")","v":""},{"$f":"IFERROR(IF(OR(I93=\"\",'Lives scenario - input'!$F78=\"\"),\"\",I93/'Lives scenario - input'!$F78),\"\")","v":""},{"$f":"IFERROR(IF(OR(J93=\"\",'Lives scenario - input'!$F78=\"\"),\"\",J93/'Lives scenario - input'!$F78),\"\")","v":""},{"$f":"IFERROR(IF(OR(K93=\"\",'Lives scenario - input'!$F78=\"\"),\"\",K93/'Lives scenario - input'!$F78),\"\")","v":""},{"$f":"IFERROR(IF(OR(L93=\"\",'Lives scenario - input'!$F78=\"\"),\"\",L93/'Lives scenario - input'!$F78),\"\")","v":""},{"$f":"IFERROR(IF(OR(M93=\"\",'Lives scenario - input'!$F78=\"\"),\"\",M93/'Lives scenario - input'!$F78),\"\")","v":""},{"$f":"IFERROR(IF(OR(N93=\"\",'Lives scenario - input'!$F78=\"\"),\"\",N93/'Lives scenario - input'!$F78),\"\")","v":""},{"$f":"IFERROR(IF(OR(O93=\"\",'Lives scenario - input'!$F78=\"\"),\"\",O93/'Lives scenario - input'!$F78),\"\")","v":""},{"$f":"IFERROR(IF(OR(P93=\"\",'Lives scenario - input'!$F78=\"\"),\"\",P93/'Lives scenario - input'!$F78),\"\")","v":""},{"$f":"IFERROR(IF(OR(Q93=\"\",'Lives scenario - input'!$F78=\"\"),\"\",Q93/'Lives scenario - input'!$F78),\"\")","v":""},{"$f":"IFERROR(IF(OR(R93=\"\",'Lives scenario - input'!$F78=\"\"),\"\",R93/'Lives scenario - input'!$F78),\"\")","v":""},{"$f":"IFERROR(IF(OR(S93=\"\",'Lives scenario - input'!$F78=\"\"),\"\",S93/'Lives scenario - input'!$F78),\"\")","v":""},{"$f":"IFERROR(IF(OR(T93=\"\",'Lives scenario - input'!$F78=\"\"),\"\",T93/'Lives scenario - input'!$F78),\"\")","v":""},{"$f":"IFERROR(IF(OR(U93=\"\",'Lives scenario - input'!$F78=\"\"),\"\",U93/'Lives scenario - input'!$F78),\"\")","v":""},{"$f":"IFERROR(IF(OR(V93=\"\",'Lives scenario - input'!$F78=\"\"),\"\",V93/'Lives scenario - input'!$F78),\"\")","v":""},{"$f":"IFERROR(IF(OR(W93=\"\",'Lives scenario - input'!$F78=\"\"),\"\",W93/'Lives scenario - input'!$F78),\"\")","v":""}]
[{"$f":"IFERROR('Lives scenario - input'!A79,\"\")","v":""},{"$f":"IFERROR('Lives scenario - input'!B79,\"\")","v":""},{"$f":"IFERROR('Lives scenario - input'!C79,\"\")","v":""},{"$f":"IFERROR(repcalc('Lives scenario - input'!$CX79:$GJ79,'Lives scenario - input'!$I79,'Lives scenario - input'!$G79,'Lives scenario - input'!$H79,20,TRUE,TRUE),\"\")","v":""},"","","","","","","","","","","","","","","","","","","",{"$f":"IFERROR(IF(OR(D94=\"\",'Lives scenario - input'!$F79=\"\"),\"\",D94/'Lives scenario - input'!$F79),\"\")","v":""},{"$f":"IFERROR(IF(OR(E94=\"\",'Lives scenario - input'!$F79=\"\"),\"\",E94/'Lives scenario - input'!$F79),\"\")","v":""},{"$f":"IFERROR(IF(OR(F94=\"\",'Lives scenario - input'!$F79=\"\"),\"\",F94/'Lives scenario - input'!$F79),\"\")","v":""},{"$f":"IFERROR(IF(OR(G94=\"\",'Lives scenario - input'!$F79=\"\"),\"\",G94/'Lives scenario - input'!$F79),\"\")","v":""},{"$f":"IFERROR(IF(OR(H94=\"\",'Lives scenario - input'!$F79=\"\"),\"\",H94/'Lives scenario - input'!$F79),\"\")","v":""},{"$f":"IFERROR(IF(OR(I94=\"\",'Lives scenario - input'!$F79=\"\"),\"\",I94/'Lives scenario - input'!$F79),\"\")","v":""},{"$f":"IFERROR(IF(OR(J94=\"\",'Lives scenario - input'!$F79=\"\"),\"\",J94/'Lives scenario - input'!$F79),\"\")","v":""},{"$f":"IFERROR(IF(OR(K94=\"\",'Lives scenario - input'!$F79=\"\"),\"\",K94/'Lives scenario - input'!$F79),\"\")","v":""},{"$f":"IFERROR(IF(OR(L94=\"\",'Lives scenario - input'!$F79=\"\"),\"\",L94/'Lives scenario - input'!$F79),\"\")","v":""},{"$f":"IFERROR(IF(OR(M94=\"\",'Lives scenario - input'!$F79=\"\"),\"\",M94/'Lives scenario - input'!$F79),\"\")","v":""},{"$f":"IFERROR(IF(OR(N94=\"\",'Lives scenario - input'!$F79=\"\"),\"\",N94/'Lives scenario - input'!$F79),\"\")","v":""},{"$f":"IFERROR(IF(OR(O94=\"\",'Lives scenario - input'!$F79=\"\"),\"\",O94/'Lives scenario - input'!$F79),\"\")","v":""},{"$f":"IFERROR(IF(OR(P94=\"\",'Lives scenario - input'!$F79=\"\"),\"\",P94/'Lives scenario - input'!$F79),\"\")","v":""},{"$f":"IFERROR(IF(OR(Q94=\"\",'Lives scenario - input'!$F79=\"\"),\"\",Q94/'Lives scenario - input'!$F79),\"\")","v":""},{"$f":"IFERROR(IF(OR(R94=\"\",'Lives scenario - input'!$F79=\"\"),\"\",R94/'Lives scenario - input'!$F79),\"\")","v":""},{"$f":"IFERROR(IF(OR(S94=\"\",'Lives scenario - input'!$F79=\"\"),\"\",S94/'Lives scenario - input'!$F79),\"\")","v":""},{"$f":"IFERROR(IF(OR(T94=\"\",'Lives scenario - input'!$F79=\"\"),\"\",T94/'Lives scenario - input'!$F79),\"\")","v":""},{"$f":"IFERROR(IF(OR(U94=\"\",'Lives scenario - input'!$F79=\"\"),\"\",U94/'Lives scenario - input'!$F79),\"\")","v":""},{"$f":"IFERROR(IF(OR(V94=\"\",'Lives scenario - input'!$F79=\"\"),\"\",V94/'Lives scenario - input'!$F79),\"\")","v":""},{"$f":"IFERROR(IF(OR(W94=\"\",'Lives scenario - input'!$F79=\"\"),\"\",W94/'Lives scenario - input'!$F79),\"\")","v":""}]
[{"$f":"IFERROR('Lives scenario - input'!A80,\"\")","v":""},{"$f":"IFERROR('Lives scenario - input'!B80,\"\")","v":""},{"$f":"IFERROR('Lives scenario - input'!C80,\"\")","v":""},{"$f":"IFERROR(repcalc('Lives scenario - input'!$CX80:$GJ80,'Lives scenario - input'!$I80,'Lives scenario - input'!$G80,'Lives scenario - input'!$H80,20,TRUE,TRUE),\"\")","v":""},"","","","","","","","","","","","","","","","","","","",{"$f":"IFERROR(IF(OR(D95=\"\",'Lives scenario - input'!$F80=\"\"),\"\",D95/'Lives scenario - input'!$F80),\"\")","v":""},{"$f":"IFERROR(IF(OR(E95=\"\",'Lives scenario - input'!$F80=\"\"),\"\",E95/'Lives scenario - input'!$F80),\"\")","v":""},{"$f":"IFERROR(IF(OR(F95=\"\",'Lives scenario - input'!$F80=\"\"),\"\",F95/'Lives scenario - input'!$F80),\"\")","v":""},{"$f":"IFERROR(IF(OR(G95=\"\",'Lives scenario - input'!$F80=\"\"),\"\",G95/'Lives scenario - input'!$F80),\"\")","v":""},{"$f":"IFERROR(IF(OR(H95=\"\",'Lives scenario - input'!$F80=\"\"),\"\",H95/'Lives scenario - input'!$F80),\"\")","v":""},{"$f":"IFERROR(IF(OR(I95=\"\",'Lives scenario - input'!$F80=\"\"),\"\",I95/'Lives scenario - input'!$F80),\"\")","v":""},{"$f":"IFERROR(IF(OR(J95=\"\",'Lives scenario - input'!$F80=\"\"),\"\",J95/'Lives scenario - input'!$F80),\"\")","v":""},{"$f":"IFERROR(IF(OR(K95=\"\",'Lives scenario - input'!$F80=\"\"),\"\",K95/'Lives scenario - input'!$F80),\"\")","v":""},{"$f":"IFERROR(IF(OR(L95=\"\",'Lives scenario - input'!$F80=\"\"),\"\",L95/'Lives scenario - input'!$F80),\"\")","v":""},{"$f":"IFERROR(IF(OR(M95=\"\",'Lives scenario - input'!$F80=\"\"),\"\",M95/'Lives scenario - input'!$F80),\"\")","v":""},{"$f":"IFERROR(IF(OR(N95=\"\",'Lives scenario - input'!$F80=\"\"),\"\",N95/'Lives scenario - input'!$F80),\"\")","v":""},{"$f":"IFERROR(IF(OR(O95=\"\",'Lives scenario - input'!$F80=\"\"),\"\",O95/'Lives scenario - input'!$F80),\"\")","v":""},{"$f":"IFERROR(IF(OR(P95=\"\",'Lives scenario - input'!$F80=\"\"),\"\",P95/'Lives scenario - input'!$F80),\"\")","v":""},{"$f":"IFERROR(IF(OR(Q95=\"\",'Lives scenario - input'!$F80=\"\"),\"\",Q95/'Lives scenario - input'!$F80),\"\")","v":""},{"$f":"IFERROR(IF(OR(R95=\"\",'Lives scenario - input'!$F80=\"\"),\"\",R95/'Lives scenario - input'!$F80),\"\")","v":""},{"$f":"IFERROR(IF(OR(S95=\"\",'Lives scenario - input'!$F80=\"\"),\"\",S95/'Lives scenario - input'!$F80),\"\")","v":""},{"$f":"IFERROR(IF(OR(T95=\"\",'Lives scenario - input'!$F80=\"\"),\"\",T95/'Lives scenario - input'!$F80),\"\")","v":""},{"$f":"IFERROR(IF(OR(U95=\"\",'Lives scenario - input'!$F80=\"\"),\"\",U95/'Lives scenario - input'!$F80),\"\")","v":""},{"$f":"IFERROR(IF(OR(V95=\"\",'Lives scenario - input'!$F80=\"\"),\"\",V95/'Lives scenario - input'!$F80),\"\")","v":""},{"$f":"IFERROR(IF(OR(W95=\"\",'Lives scenario - input'!$F80=\"\"),\"\",W95/'Lives scenario - input'!$F80),\"\")","v":""}]
[{"$f":"IFERROR('Lives scenario - input'!A81,\"\")","v":""},{"$f":"IFERROR('Lives scenario - input'!B81,\"\")","v":""},{"$f":"IFERROR('Lives scenario - input'!C81,\"\")","v":""},{"$f":"IFERROR(repcalc('Lives scenario - input'!$CX81:$GJ81,'Lives scenario - input'!$I81,'Lives scenario - input'!$G81,'Lives scenario - input'!$H81,20,TRUE,TRUE),\"\")","v":""},"","","","","","","","","","","","","","","","","","","",{"$f":"IFERROR(IF(OR(D96=\"\",'Lives scenario - input'!$F81=\"\"),\"\",D96/'Lives scenario - input'!$F81),\"\")","v":""},{"$f":"IFERROR(IF(OR(E96=\"\",'Lives scenario - input'!$F81=\"\"),\"\",E96/'Lives scenario - input'!$F81),\"\")","v":""},{"$f":"IFERROR(IF(OR(F96=\"\",'Lives scenario - input'!$F81=\"\"),\"\",F96/'Lives scenario - input'!$F81),\"\")","v":""},{"$f":"IFERROR(IF(OR(G96=\"\",'Lives scenario - input'!$F81=\"\"),\"\",G96/'Lives scenario - input'!$F81),\"\")","v":""},{"$f":"IFERROR(IF(OR(H96=\"\",'Lives scenario - input'!$F81=\"\"),\"\",H96/'Lives scenario - input'!$F81),\"\")","v":""},{"$f":"IFERROR(IF(OR(I96=\"\",'Lives scenario - input'!$F81=\"\"),\"\",I96/'Lives scenario - input'!$F81),\"\")","v":""},{"$f":"IFERROR(IF(OR(J96=\"\",'Lives scenario - input'!$F81=\"\"),\"\",J96/'Lives scenario - input'!$F81),\"\")","v":""},{"$f":"IFERROR(IF(OR(K96=\"\",'Lives scenario - input'!$F81=\"\"),\"\",K96/'Lives scenario - input'!$F81),\"\")","v":""},{"$f":"IFERROR(IF(OR(L96=\"\",'Lives scenario - input'!$F81=\"\"),\"\",L96/'Lives scenario - input'!$F81),\"\")","v":""},{"$f":"IFERROR(IF(OR(M96=\"\",'Lives scenario - input'!$F81=\"\"),\"\",M96/'Lives scenario - input'!$F81),\"\")","v":""},{"$f":"IFERROR(IF(OR(N96=\"\",'Lives scenario - input'!$F81=\"\"),\"\",N96/'Lives scenario - input'!$F81),\"\")","v":""},{"$f":"IFERROR(IF(OR(O96=\"\",'Lives scenario - input'!$F81=\"\"),\"\",O96/'Lives scenario - input'!$F81),\"\")","v":""},{"$f":"IFERROR(IF(OR(P96=\"\",'Lives scenario - input'!$F81=\"\"),\"\",P96/'Lives scenario - input'!$F81),\"\")","v":""},{"$f":"IFERROR(IF(OR(Q96=\"\",'Lives scenario - input'!$F81=\"\"),\"\",Q96/'Lives scenario - input'!$F81),\"\")","v":""},{"$f":"IFERROR(IF(OR(R96=\"\",'Lives scenario - input'!$F81=\"\"),\"\",R96/'Lives scenario - input'!$F81),\"\")","v":""},{"$f":"IFERROR(IF(OR(S96=\"\",'Lives scenario - input'!$F81=\"\"),\"\",S96/'Lives scenario - input'!$F81),\"\")","v":""},{"$f":"IFERROR(IF(OR(T96=\"\",'Lives scenario - input'!$F81=\"\"),\"\",T96/'Lives scenario - input'!$F81),\"\")","v":""},{"$f":"IFERROR(IF(OR(U96=\"\",'Lives scenario - input'!$F81=\"\"),\"\",U96/'Lives scenario - input'!$F81),\"\")","v":""},{"$f":"IFERROR(IF(OR(V96=\"\",'Lives scenario - input'!$F81=\"\"),\"\",V96/'Lives scenario - input'!$F81),\"\")","v":""},{"$f":"IFERROR(IF(OR(W96=\"\",'Lives scenario - input'!$F81=\"\"),\"\",W96/'Lives scenario - input'!$F81),\"\")","v":""}]
[{"$f":"IFERROR('Lives scenario - input'!A82,\"\")","v":""},{"$f":"IFERROR('Lives scenario - input'!B82,\"\")","v":""},{"$f":"IFERROR('Lives scenario - input'!C82,\"\")","v":""},{"$f":"IFERROR(repcalc('Lives scenario - input'!$CX82:$GJ82,'Lives scenario - input'!$I82,'Lives scenario - input'!$G82,'Lives scenario - input'!$H82,20,TRUE,TRUE),\"\")","v":""},"","","","","","","","","","","","","","","","","","","",{"$f":"IFERROR(IF(OR(D97=\"\",'Lives scenario - input'!$F82=\"\"),\"\",D97/'Lives scenario - input'!$F82),\"\")","v":""},{"$f":"IFERROR(IF(OR(E97=\"\",'Lives scenario - input'!$F82=\"\"),\"\",E97/'Lives scenario - input'!$F82),\"\")","v":""},{"$f":"IFERROR(IF(OR(F97=\"\",'Lives scenario - input'!$F82=\"\"),\"\",F97/'Lives scenario - input'!$F82),\"\")","v":""},{"$f":"IFERROR(IF(OR(G97=\"\",'Lives scenario - input'!$F82=\"\"),\"\",G97/'Lives scenario - input'!$F82),\"\")","v":""},{"$f":"IFERROR(IF(OR(H97=\"\",'Lives scenario - input'!$F82=\"\"),\"\",H97/'Lives scenario - input'!$F82),\"\")","v":""},{"$f":"IFERROR(IF(OR(I97=\"\",'Lives scenario - input'!$F82=\"\"),\"\",I97/'Lives scenario - input'!$F82),\"\")","v":""},{"$f":"IFERROR(IF(OR(J97=\"\",'Lives scenario - input'!$F82=\"\"),\"\",J97/'Lives scenario - input'!$F82),\"\")","v":""},{"$f":"IFERROR(IF(OR(K97=\"\",'Lives scenario - input'!$F82=\"\"),\"\",K97/'Lives scenario - input'!$F82),\"\")","v":""},{"$f":"IFERROR(IF(OR(L97=\"\",'Lives scenario - input'!$F82=\"\"),\"\",L97/'Lives scenario - input'!$F82),\"\")","v":""},{"$f":"IFERROR(IF(OR(M97=\"\",'Lives scenario - input'!$F82=\"\"),\"\",M97/'Lives scenario - input'!$F82),\"\")","v":""},{"$f":"IFERROR(IF(OR(N97=\"\",'Lives scenario - input'!$F82=\"\"),\"\",N97/'Lives scenario - input'!$F82),\"\")","v":""},{"$f":"IFERROR(IF(OR(O97=\"\",'Lives scenario - input'!$F82=\"\"),\"\",O97/'Lives scenario - input'!$F82),\"\")","v":""},{"$f":"IFERROR(IF(OR(P97=\"\",'Lives scenario - input'!$F82=\"\"),\"\",P97/'Lives scenario - input'!$F82),\"\")","v":""},{"$f":"IFERROR(IF(OR(Q97=\"\",'Lives scenario - input'!$F82=\"\"),\"\",Q97/'Lives scenario - input'!$F82),\"\")","v":""},{"$f":"IFERROR(IF(OR(R97=\"\",'Lives scenario - input'!$F82=\"\"),\"\",R97/'Lives scenario - input'!$F82),\"\")","v":""},{"$f":"IFERROR(IF(OR(S97=\"\",'Lives scenario - input'!$F82=\"\"),\"\",S97/'Lives scenario - input'!$F82),\"\")","v":""},{"$f":"IFERROR(IF(OR(T97=\"\",'Lives scenario - input'!$F82=\"\"),\"\",T97/'Lives scenario - input'!$F82),\"\")","v":""},{"$f":"IFERROR(IF(OR(U97=\"\",'Lives scenario - input'!$F82=\"\"),\"\",U97/'Lives scenario - input'!$F82),\"\")","v":""},{"$f":"IFERROR(IF(OR(V97=\"\",'Lives scenario - input'!$F82=\"\"),\"\",V97/'Lives scenario - input'!$F82),\"\")","v":""},{"$f":"IFERROR(IF(OR(W97=\"\",'Lives scenario - input'!$F82=\"\"),\"\",W97/'Lives scenario - input'!$F82),\"\")","v":""}]
[{"$f":"IFERROR('Lives scenario - input'!A83,\"\")","v":""},{"$f":"IFERROR('Lives scenario - input'!B83,\"\")","v":""},{"$f":"IFERROR('Lives scenario - input'!C83,\"\")","v":""},{"$f":"IFERROR(repcalc('Lives scenario - input'!$CX83:$GJ83,'Lives scenario - input'!$I83,'Lives scenario - input'!$G83,'Lives scenario - input'!$H83,20,TRUE,TRUE),\"\")","v":""},"","","","","","","","","","","","","","","","","","","",{"$f":"IFERROR(IF(OR(D98=\"\",'Lives scenario - input'!$F83=\"\"),\"\",D98/'Lives scenario - input'!$F83),\"\")","v":""},{"$f":"IFERROR(IF(OR(E98=\"\",'Lives scenario - input'!$F83=\"\"),\"\",E98/'Lives scenario - input'!$F83),\"\")","v":""},{"$f":"IFERROR(IF(OR(F98=\"\",'Lives scenario - input'!$F83=\"\"),\"\",F98/'Lives scenario - input'!$F83),\"\")","v":""},{"$f":"IFERROR(IF(OR(G98=\"\",'Lives scenario - input'!$F83=\"\"),\"\",G98/'Lives scenario - input'!$F83),\"\")","v":""},{"$f":"IFERROR(IF(OR(H98=\"\",'Lives scenario - input'!$F83=\"\"),\"\",H98/'Lives scenario - input'!$F83),\"\")","v":""},{"$f":"IFERROR(IF(OR(I98=\"\",'Lives scenario - input'!$F83=\"\"),\"\",I98/'Lives scenario - input'!$F83),\"\")","v":""},{"$f":"IFERROR(IF(OR(J98=\"\",'Lives scenario - input'!$F83=\"\"),\"\",J98/'Lives scenario - input'!$F83),\"\")","v":""},{"$f":"IFERROR(IF(OR(K98=\"\",'Lives scenario - input'!$F83=\"\"),\"\",K98/'Lives scenario - input'!$F83),\"\")","v":""},{"$f":"IFERROR(IF(OR(L98=\"\",'Lives scenario - input'!$F83=\"\"),\"\",L98/'Lives scenario - input'!$F83),\"\")","v":""},{"$f":"IFERROR(IF(OR(M98=\"\",'Lives scenario - input'!$F83=\"\"),\"\",M98/'Lives scenario - input'!$F83),\"\")","v":""},{"$f":"IFERROR(IF(OR(N98=\"\",'Lives scenario - input'!$F83=\"\"),\"\",N98/'Lives scenario - input'!$F83),\"\")","v":""},{"$f":"IFERROR(IF(OR(O98=\"\",'Lives scenario - input'!$F83=\"\"),\"\",O98/'Lives scenario - input'!$F83),\"\")","v":""},{"$f":"IFERROR(IF(OR(P98=\"\",'Lives scenario - input'!$F83=\"\"),\"\",P98/'Lives scenario - input'!$F83),\"\")","v":""},{"$f":"IFERROR(IF(OR(Q98=\"\",'Lives scenario - input'!$F83=\"\"),\"\",Q98/'Lives scenario - input'!$F83),\"\")","v":""},{"$f":"IFERROR(IF(OR(R98=\"\",'Lives scenario - input'!$F83=\"\"),\"\",R98/'Lives scenario - input'!$F83),\"\")","v":""},{"$f":"IFERROR(IF(OR(S98=\"\",'Lives scenario - input'!$F83=\"\"),\"\",S98/'Lives scenario - input'!$F83),\"\")","v":""},{"$f":"IFERROR(IF(OR(T98=\"\",'Lives scenario - input'!$F83=\"\"),\"\",T98/'Lives scenario - input'!$F83),\"\")","v":""},{"$f":"IFERROR(IF(OR(U98=\"\",'Lives scenario - input'!$F83=\"\"),\"\",U98/'Lives scenario - input'!$F83),\"\")","v":""},{"$f":"IFERROR(IF(OR(V98=\"\",'Lives scenario - input'!$F83=\"\"),\"\",V98/'Lives scenario - input'!$F83),\"\")","v":""},{"$f":"IFERROR(IF(OR(W98=\"\",'Lives scenario - input'!$F83=\"\"),\"\",W98/'Lives scenario - input'!$F83),\"\")","v":""}]
[{"$f":"IFERROR('Lives scenario - input'!A84,\"\")","v":""},{"$f":"IFERROR('Lives scenario - input'!B84,\"\")","v":""},{"$f":"IFERROR('Lives scenario - input'!C84,\"\")","v":""},{"$f":"IFERROR(repcalc('Lives scenario - input'!$CX84:$GJ84,'Lives scenario - input'!$I84,'Lives scenario - input'!$G84,'Lives scenario - input'!$H84,20,TRUE,TRUE),\"\")","v":""},"","","","","","","","","","","","","","","","","","","",{"$f":"IFERROR(IF(OR(D99=\"\",'Lives scenario - input'!$F84=\"\"),\"\",D99/'Lives scenario - input'!$F84),\"\")","v":""},{"$f":"IFERROR(IF(OR(E99=\"\",'Lives scenario - input'!$F84=\"\"),\"\",E99/'Lives scenario - input'!$F84),\"\")","v":""},{"$f":"IFERROR(IF(OR(F99=\"\",'Lives scenario - input'!$F84=\"\"),\"\",F99/'Lives scenario - input'!$F84),\"\")","v":""},{"$f":"IFERROR(IF(OR(G99=\"\",'Lives scenario - input'!$F84=\"\"),\"\",G99/'Lives scenario - input'!$F84),\"\")","v":""},{"$f":"IFERROR(IF(OR(H99=\"\",'Lives scenario - input'!$F84=\"\"),\"\",H99/'Lives scenario - input'!$F84),\"\")","v":""},{"$f":"IFERROR(IF(OR(I99=\"\",'Lives scenario - input'!$F84=\"\"),\"\",I99/'Lives scenario - input'!$F84),\"\")","v":""},{"$f":"IFERROR(IF(OR(J99=\"\",'Lives scenario - input'!$F84=\"\"),\"\",J99/'Lives scenario - input'!$F84),\"\")","v":""},{"$f":"IFERROR(IF(OR(K99=\"\",'Lives scenario - input'!$F84=\"\"),\"\",K99/'Lives scenario - input'!$F84),\"\")","v":""},{"$f":"IFERROR(IF(OR(L99=\"\",'Lives scenario - input'!$F84=\"\"),\"\",L99/'Lives scenario - input'!$F84),\"\")","v":""},{"$f":"IFERROR(IF(OR(M99=\"\",'Lives scenario - input'!$F84=\"\"),\"\",M99/'Lives scenario - input'!$F84),\"\")","v":""},{"$f":"IFERROR(IF(OR(N99=\"\",'Lives scenario - input'!$F84=\"\"),\"\",N99/'Lives scenario - input'!$F84),\"\")","v":""},{"$f":"IFERROR(IF(OR(O99=\"\",'Lives scenario - input'!$F84=\"\"),\"\",O99/'Lives scenario - input'!$F84),\"\")","v":""},{"$f":"IFERROR(IF(OR(P99=\"\",'Lives scenario - input'!$F84=\"\"),\"\",P99/'Lives scenario - input'!$F84),\"\")","v":""},{"$f":"IFERROR(IF(OR(Q99=\"\",'Lives scenario - input'!$F84=\"\"),\"\",Q99/'Lives scenario - input'!$F84),\"\")","v":""},{"$f":"IFERROR(IF(OR(R99=\"\",'Lives scenario - input'!$F84=\"\"),\"\",R99/'Lives scenario - input'!$F84),\"\")","v":""},{"$f":"IFERROR(IF(OR(S99=\"\",'Lives scenario - input'!$F84=\"\"),\"\",S99/'Lives scenario - input'!$F84),\"\")","v":""},{"$f":"IFERROR(IF(OR(T99=\"\",'Lives scenario - input'!$F84=\"\"),\"\",T99/'Lives scenario - input'!$F84),\"\")","v":""},{"$f":"IFERROR(IF(OR(U99=\"\",'Lives scenario - input'!$F84=\"\"),\"\",U99/'Lives scenario - input'!$F84),\"\")","v":""},{"$f":"IFERROR(IF(OR(V99=\"\",'Lives scenario - input'!$F84=\"\"),\"\",V99/'Lives scenario - input'!$F84),\"\")","v":""},{"$f":"IFERROR(IF(OR(W99=\"\",'Lives scenario - input'!$F84=\"\"),\"\",W99/'Lives scenario - input'!$F84),\"\")","v":""}]
[{"$f":"IFERROR('Lives scenario - input'!A85,\"\")","v":""},{"$f":"IFERROR('Lives scenario - input'!B85,\"\")","v":""},{"$f":"IFERROR('Lives scenario - input'!C85,\"\")","v":""},{"$f":"IFERROR(repcalc('Lives scenario - input'!$CX85:$GJ85,'Lives scenario - input'!$I85,'Lives scenario - input'!$G85,'Lives scenario - input'!$H85,20,TRUE,TRUE),\"\")","v":""},"","","","","","","","","","","","","","","","","","","",{"$f":"IFERROR(IF(OR(D100=\"\",'Lives scenario - input'!$F85=\"\"),\"\",D100/'Lives scenario - input'!$F85),\"\")","v":""},{"$f":"IFERROR(IF(OR(E100=\"\",'Lives scenario - input'!$F85=\"\"),\"\",E100/'Lives scenario - input'!$F85),\"\")","v":""},{"$f":"IFERROR(IF(OR(F100=\"\",'Lives scenario - input'!$F85=\"\"),\"\",F100/'Lives scenario - input'!$F85),\"\")","v":""},{"$f":"IFERROR(IF(OR(G100=\"\",'Lives scenario - input'!$F85=\"\"),\"\",G100/'Lives scenario - input'!$F85),\"\")","v":""},{"$f":"IFERROR(IF(OR(H100=\"\",'Lives scenario - input'!$F85=\"\"),\"\",H100/'Lives scenario - input'!$F85),\"\")","v":""},{"$f":"IFERROR(IF(OR(I100=\"\",'Lives scenario - input'!$F85=\"\"),\"\",I100/'Lives scenario - input'!$F85),\"\")","v":""},{"$f":"IFERROR(IF(OR(J100=\"\",'Lives scenario - input'!$F85=\"\"),\"\",J100/'Lives scenario - input'!$F85),\"\")","v":""},{"$f":"IFERROR(IF(OR(K100=\"\",'Lives scenario - input'!$F85=\"\"),\"\",K100/'Lives scenario - input'!$F85),\"\")","v":""},{"$f":"IFERROR(IF(OR(L100=\"\",'Lives scenario - input'!$F85=\"\"),\"\",L100/'Lives scenario - input'!$F85),\"\")","v":""},{"$f":"IFERROR(IF(OR(M100=\"\",'Lives scenario - input'!$F85=\"\"),\"\",M100/'Lives scenario - input'!$F85),\"\")","v":""},{"$f":"IFERROR(IF(OR(N100=\"\",'Lives scenario - input'!$F85=\"\"),\"\",N100/'Lives scenario - input'!$F85),\"\")","v":""},{"$f":"IFERROR(IF(OR(O100=\"\",'Lives scenario - input'!$F85=\"\"),\"\",O100/'Lives scenario - input'!$F85),\"\")","v":""},{"$f":"IFERROR(IF(OR(P100=\"\",'Lives scenario - input'!$F85=\"\"),\"\",P100/'Lives scenario - input'!$F85),\"\")","v":""},{"$f":"IFERROR(IF(OR(Q100=\"\",'Lives scenario - input'!$F85=\"\"),\"\",Q100/'Lives scenario - input'!$F85),\"\")","v":""},{"$f":"IFERROR(IF(OR(R100=\"\",'Lives scenario - input'!$F85=\"\"),\"\",R100/'Lives scenario - input'!$F85),\"\")","v":""},{"$f":"IFERROR(IF(OR(S100=\"\",'Lives scenario - input'!$F85=\"\"),\"\",S100/'Lives scenario - input'!$F85),\"\")","v":""},{"$f":"IFERROR(IF(OR(T100=\"\",'Lives scenario - input'!$F85=\"\"),\"\",T100/'Lives scenario - input'!$F85),\"\")","v":""},{"$f":"IFERROR(IF(OR(U100=\"\",'Lives scenario - input'!$F85=\"\"),\"\",U100/'Lives scenario - input'!$F85),\"\")","v":""},{"$f":"IFERROR(IF(OR(V100=\"\",'Lives scenario - input'!$F85=\"\"),\"\",V100/'Lives scenario - input'!$F85),\"\")","v":""},{"$f":"IFERROR(IF(OR(W100=\"\",'Lives scenario - input'!$F85=\"\"),\"\",W100/'Lives scenario - input'!$F85),\"\")","v":""}]
[{"$f":"IFERROR('Lives scenario - input'!A86,\"\")","v":""},{"$f":"IFERROR('Lives scenario - input'!B86,\"\")","v":""},{"$f":"IFERROR('Lives scenario - input'!C86,\"\")","v":""},{"$f":"IFERROR(repcalc('Lives scenario - input'!$CX86:$GJ86,'Lives scenario - input'!$I86,'Lives scenario - input'!$G86,'Lives scenario - input'!$H86,20,TRUE,TRUE),\"\")","v":""},"","","","","","","","","","","","","","","","","","","",{"$f":"IFERROR(IF(OR(D101=\"\",'Lives scenario - input'!$F86=\"\"),\"\",D101/'Lives scenario - input'!$F86),\"\")","v":""},{"$f":"IFERROR(IF(OR(E101=\"\",'Lives scenario - input'!$F86=\"\"),\"\",E101/'Lives scenario - input'!$F86),\"\")","v":""},{"$f":"IFERROR(IF(OR(F101=\"\",'Lives scenario - input'!$F86=\"\"),\"\",F101/'Lives scenario - input'!$F86),\"\")","v":""},{"$f":"IFERROR(IF(OR(G101=\"\",'Lives scenario - input'!$F86=\"\"),\"\",G101/'Lives scenario - input'!$F86),\"\")","v":""},{"$f":"IFERROR(IF(OR(H101=\"\",'Lives scenario - input'!$F86=\"\"),\"\",H101/'Lives scenario - input'!$F86),\"\")","v":""},{"$f":"IFERROR(IF(OR(I101=\"\",'Lives scenario - input'!$F86=\"\"),\"\",I101/'Lives scenario - input'!$F86),\"\")","v":""},{"$f":"IFERROR(IF(OR(J101=\"\",'Lives scenario - input'!$F86=\"\"),\"\",J101/'Lives scenario - input'!$F86),\"\")","v":""},{"$f":"IFERROR(IF(OR(K101=\"\",'Lives scenario - input'!$F86=\"\"),\"\",K101/'Lives scenario - input'!$F86),\"\")","v":""},{"$f":"IFERROR(IF(OR(L101=\"\",'Lives scenario - input'!$F86=\"\"),\"\",L101/'Lives scenario - input'!$F86),\"\")","v":""},{"$f":"IFERROR(IF(OR(M101=\"\",'Lives scenario - input'!$F86=\"\"),\"\",M101/'Lives scenario - input'!$F86),\"\")","v":""},{"$f":"IFERROR(IF(OR(N101=\"\",'Lives scenario - input'!$F86=\"\"),\"\",N101/'Lives scenario - input'!$F86),\"\")","v":""},{"$f":"IFERROR(IF(OR(O101=\"\",'Lives scenario - input'!$F86=\"\"),\"\",O101/'Lives scenario - input'!$F86),\"\")","v":""},{"$f":"IFERROR(IF(OR(P101=\"\",'Lives scenario - input'!$F86=\"\"),\"\",P101/'Lives scenario - input'!$F86),\"\")","v":""},{"$f":"IFERROR(IF(OR(Q101=\"\",'Lives scenario - input'!$F86=\"\"),\"\",Q101/'Lives scenario - input'!$F86),\"\")","v":""},{"$f":"IFERROR(IF(OR(R101=\"\",'Lives scenario - input'!$F86=\"\"),\"\",R101/'Lives scenario - input'!$F86),\"\")","v":""},{"$f":"IFERROR(IF(OR(S101=\"\",'Lives scenario - input'!$F86=\"\"),\"\",S101/'Lives scenario - input'!$F86),\"\")","v":""},{"$f":"IFERROR(IF(OR(T101=\"\",'Lives scenario - input'!$F86=\"\"),\"\",T101/'Lives scenario - input'!$F86),\"\")","v":""},{"$f":"IFERROR(IF(OR(U101=\"\",'Lives scenario - input'!$F86=\"\"),\"\",U101/'Lives scenario - input'!$F86),\"\")","v":""},{"$f":"IFERROR(IF(OR(V101=\"\",'Lives scenario - input'!$F86=\"\"),\"\",V101/'Lives scenario - input'!$F86),\"\")","v":""},{"$f":"IFERROR(IF(OR(W101=\"\",'Lives scenario - input'!$F86=\"\"),\"\",W101/'Lives scenario - input'!$F86),\"\")","v":""}]
[{"$f":"IFERROR('Lives scenario - input'!A87,\"\")","v":""},{"$f":"IFERROR('Lives scenario - input'!B87,\"\")","v":""},{"$f":"IFERROR('Lives scenario - input'!C87,\"\")","v":""},{"$f":"IFERROR(repcalc('Lives scenario - input'!$CX87:$GJ87,'Lives scenario - input'!$I87,'Lives scenario - input'!$G87,'Lives scenario - input'!$H87,20,TRUE,TRUE),\"\")","v":""},"","","","","","","","","","","","","","","","","","","",{"$f":"IFERROR(IF(OR(D102=\"\",'Lives scenario - input'!$F87=\"\"),\"\",D102/'Lives scenario - input'!$F87),\"\")","v":""},{"$f":"IFERROR(IF(OR(E102=\"\",'Lives scenario - input'!$F87=\"\"),\"\",E102/'Lives scenario - input'!$F87),\"\")","v":""},{"$f":"IFERROR(IF(OR(F102=\"\",'Lives scenario - input'!$F87=\"\"),\"\",F102/'Lives scenario - input'!$F87),\"\")","v":""},{"$f":"IFERROR(IF(OR(G102=\"\",'Lives scenario - input'!$F87=\"\"),\"\",G102/'Lives scenario - input'!$F87),\"\")","v":""},{"$f":"IFERROR(IF(OR(H102=\"\",'Lives scenario - input'!$F87=\"\"),\"\",H102/'Lives scenario - input'!$F87),\"\")","v":""},{"$f":"IFERROR(IF(OR(I102=\"\",'Lives scenario - input'!$F87=\"\"),\"\",I102/'Lives scenario - input'!$F87),\"\")","v":""},{"$f":"IFERROR(IF(OR(J102=\"\",'Lives scenario - input'!$F87=\"\"),\"\",J102/'Lives scenario - input'!$F87),\"\")","v":""},{"$f":"IFERROR(IF(OR(K102=\"\",'Lives scenario - input'!$F87=\"\"),\"\",K102/'Lives scenario - input'!$F87),\"\")","v":""},{"$f":"IFERROR(IF(OR(L102=\"\",'Lives scenario - input'!$F87=\"\"),\"\",L102/'Lives scenario - input'!$F87),\"\")","v":""},{"$f":"IFERROR(IF(OR(M102=\"\",'Lives scenario - input'!$F87=\"\"),\"\",M102/'Lives scenario - input'!$F87),\"\")","v":""},{"$f":"IFERROR(IF(OR(N102=\"\",'Lives scenario - input'!$F87=\"\"),\"\",N102/'Lives scenario - input'!$F87),\"\")","v":""},{"$f":"IFERROR(IF(OR(O102=\"\",'Lives scenario - input'!$F87=\"\"),\"\",O102/'Lives scenario - input'!$F87),\"\")","v":""},{"$f":"IFERROR(IF(OR(P102=\"\",'Lives scenario - input'!$F87=\"\"),\"\",P102/'Lives scenario - input'!$F87),\"\")","v":""},{"$f":"IFERROR(IF(OR(Q102=\"\",'Lives scenario - input'!$F87=\"\"),\"\",Q102/'Lives scenario - input'!$F87),\"\")","v":""},{"$f":"IFERROR(IF(OR(R102=\"\",'Lives scenario - input'!$F87=\"\"),\"\",R102/'Lives scenario - input'!$F87),\"\")","v":""},{"$f":"IFERROR(IF(OR(S102=\"\",'Lives scenario - input'!$F87=\"\"),\"\",S102/'Lives scenario - input'!$F87),\"\")","v":""},{"$f":"IFERROR(IF(OR(T102=\"\",'Lives scenario - input'!$F87=\"\"),\"\",T102/'Lives scenario - input'!$F87),\"\")","v":""},{"$f":"IFERROR(IF(OR(U102=\"\",'Lives scenario - input'!$F87=\"\"),\"\",U102/'Lives scenario - input'!$F87),\"\")","v":""},{"$f":"IFERROR(IF(OR(V102=\"\",'Lives scenario - input'!$F87=\"\"),\"\",V102/'Lives scenario - input'!$F87),\"\")","v":""},{"$f":"IFERROR(IF(OR(W102=\"\",'Lives scenario - input'!$F87=\"\"),\"\",W102/'Lives scenario - input'!$F87),\"\")","v":""}]
[{"$f":"IFERROR('Lives scenario - input'!A88,\"\")","v":""},{"$f":"IFERROR('Lives scenario - input'!B88,\"\")","v":""},{"$f":"IFERROR('Lives scenario - input'!C88,\"\")","v":""},{"$f":"IFERROR(repcalc('Lives scenario - input'!$CX88:$GJ88,'Lives scenario - input'!$I88,'Lives scenario - input'!$G88,'Lives scenario - input'!$H88,20,TRUE,TRUE),\"\")","v":""},"","","","","","","","","","","","","","","","","","","",{"$f":"IFERROR(IF(OR(D103=\"\",'Lives scenario - input'!$F88=\"\"),\"\",D103/'Lives scenario - input'!$F88),\"\")","v":""},{"$f":"IFERROR(IF(OR(E103=\"\",'Lives scenario - input'!$F88=\"\"),\"\",E103/'Lives scenario - input'!$F88),\"\")","v":""},{"$f":"IFERROR(IF(OR(F103=\"\",'Lives scenario - input'!$F88=\"\"),\"\",F103/'Lives scenario - input'!$F88),\"\")","v":""},{"$f":"IFERROR(IF(OR(G103=\"\",'Lives scenario - input'!$F88=\"\"),\"\",G103/'Lives scenario - input'!$F88),\"\")","v":""},{"$f":"IFERROR(IF(OR(H103=\"\",'Lives scenario - input'!$F88=\"\"),\"\",H103/'Lives scenario - input'!$F88),\"\")","v":""},{"$f":"IFERROR(IF(OR(I103=\"\",'Lives scenario - input'!$F88=\"\"),\"\",I103/'Lives scenario - input'!$F88),\"\")","v":""},{"$f":"IFERROR(IF(OR(J103=\"\",'Lives scenario - input'!$F88=\"\"),\"\",J103/'Lives scenario - input'!$F88),\"\")","v":""},{"$f":"IFERROR(IF(OR(K103=\"\",'Lives scenario - input'!$F88=\"\"),\"\",K103/'Lives scenario - input'!$F88),\"\")","v":""},{"$f":"IFERROR(IF(OR(L103=\"\",'Lives scenario - input'!$F88=\"\"),\"\",L103/'Lives scenario - input'!$F88),\"\")","v":""},{"$f":"IFERROR(IF(OR(M103=\"\",'Lives scenario - input'!$F88=\"\"),\"\",M103/'Lives scenario - input'!$F88),\"\")","v":""},{"$f":"IFERROR(IF(OR(N103=\"\",'Lives scenario - input'!$F88=\"\"),\"\",N103/'Lives scenario - input'!$F88),\"\")","v":""},{"$f":"IFERROR(IF(OR(O103=\"\",'Lives scenario - input'!$F88=\"\"),\"\",O103/'Lives scenario - input'!$F88),\"\")","v":""},{"$f":"IFERROR(IF(OR(P103=\"\",'Lives scenario - input'!$F88=\"\"),\"\",P103/'Lives scenario - input'!$F88),\"\")","v":""},{"$f":"IFERROR(IF(OR(Q103=\"\",'Lives scenario - input'!$F88=\"\"),\"\",Q103/'Lives scenario - input'!$F88),\"\")","v":""},{"$f":"IFERROR(IF(OR(R103=\"\",'Lives scenario - input'!$F88=\"\"),\"\",R103/'Lives scenario - input'!$F88),\"\")","v":""},{"$f":"IFERROR(IF(OR(S103=\"\",'Lives scenario - input'!$F88=\"\"),\"\",S103/'Lives scenario - input'!$F88),\"\")","v":""},{"$f":"IFERROR(IF(OR(T103=\"\",'Lives scenario - input'!$F88=\"\"),\"\",T103/'Lives scenario - input'!$F88),\"\")","v":""},{"$f":"IFERROR(IF(OR(U103=\"\",'Lives scenario - input'!$F88=\"\"),\"\",U103/'Lives scenario - input'!$F88),\"\")","v":""},{"$f":"IFERROR(IF(OR(V103=\"\",'Lives scenario - input'!$F88=\"\"),\"\",V103/'Lives scenario - input'!$F88),\"\")","v":""},{"$f":"IFERROR(IF(OR(W103=\"\",'Lives scenario - input'!$F88=\"\"),\"\",W103/'Lives scenario - input'!$F88),\"\")","v":""}]
[{"$f":"IFERROR('Lives scenario - input'!A89,\"\")","v":""},{"$f":"IFERROR('Lives scenario - input'!B89,\"\")","v":""},{"$f":"IFERROR('Lives scenario - input'!C89,\"\")","v":""},{"$f":"IFERROR(repcalc('Lives scenario - input'!$CX89:$GJ89,'Lives scenario - input'!$I89,'Lives scenario - input'!$G89,'Lives scenario - input'!$H89,20,TRUE,TRUE),\"\")","v":""},"","","","","","","","","","","","","","","","","","","",{"$f":"IFERROR(IF(OR(D104=\"\",'Lives scenario - input'!$F89=\"\"),\"\",D104/'Lives scenario - input'!$F89),\"\")","v":""},{"$f":"IFERROR(IF(OR(E104=\"\",'Lives scenario - input'!$F89=\"\"),\"\",E104/'Lives scenario - input'!$F89),\"\")","v":""},{"$f":"IFERROR(IF(OR(F104=\"\",'Lives scenario - input'!$F89=\"\"),\"\",F104/'Lives scenario - input'!$F89),\"\")","v":""},{"$f":"IFERROR(IF(OR(G104=\"\",'Lives scenario - input'!$F89=\"\"),\"\",G104/'Lives scenario - input'!$F89),\"\")","v":""},{"$f":"IFERROR(IF(OR(H104=\"\",'Lives scenario - input'!$F89=\"\"),\"\",H104/'Lives scenario - input'!$F89),\"\")","v":""},{"$f":"IFERROR(IF(OR(I104=\"\",'Lives scenario - input'!$F89=\"\"),\"\",I104/'Lives scenario - input'!$F89),\"\")","v":""},{"$f":"IFERROR(IF(OR(J104=\"\",'Lives scenario - input'!$F89=\"\"),\"\",J104/'Lives scenario - input'!$F89),\"\")","v":""},{"$f":"IFERROR(IF(OR(K104=\"\",'Lives scenario - input'!$F89=\"\"),\"\",K104/'Lives scenario - input'!$F89),\"\")","v":""},{"$f":"IFERROR(IF(OR(L104=\"\",'Lives scenario - input'!$F89=\"\"),\"\",L104/'Lives scenario - input'!$F89),\"\")","v":""},{"$f":"IFERROR(IF(OR(M104=\"\",'Lives scenario - input'!$F89=\"\"),\"\",M104/'Lives scenario - input'!$F89),\"\")","v":""},{"$f":"IFERROR(IF(OR(N104=\"\",'Lives scenario - input'!$F89=\"\"),\"\",N104/'Lives scenario - input'!$F89),\"\")","v":""},{"$f":"IFERROR(IF(OR(O104=\"\",'Lives scenario - input'!$F89=\"\"),\"\",O104/'Lives scenario - input'!$F89),\"\")","v":""},{"$f":"IFERROR(IF(OR(P104=\"\",'Lives scenario - input'!$F89=\"\"),\"\",P104/'Lives scenario - input'!$F89),\"\")","v":""},{"$f":"IFERROR(IF(OR(Q104=\"\",'Lives scenario - input'!$F89=\"\"),\"\",Q104/'Lives scenario - input'!$F89),\"\")","v":""},{"$f":"IFERROR(IF(OR(R104=\"\",'Lives scenario - input'!$F89=\"\"),\"\",R104/'Lives scenario - input'!$F89),\"\")","v":""},{"$f":"IFERROR(IF(OR(S104=\"\",'Lives scenario - input'!$F89=\"\"),\"\",S104/'Lives scenario - input'!$F89),\"\")","v":""},{"$f":"IFERROR(IF(OR(T104=\"\",'Lives scenario - input'!$F89=\"\"),\"\",T104/'Lives scenario - input'!$F89),\"\")","v":""},{"$f":"IFERROR(IF(OR(U104=\"\",'Lives scenario - input'!$F89=\"\"),\"\",U104/'Lives scenario - input'!$F89),\"\")","v":""},{"$f":"IFERROR(IF(OR(V104=\"\",'Lives scenario - input'!$F89=\"\"),\"\",V104/'Lives scenario - input'!$F89),\"\")","v":""},{"$f":"IFERROR(IF(OR(W104=\"\",'Lives scenario - input'!$F89=\"\"),\"\",W104/'Lives scenario - input'!$F89),\"\")","v":""}]
[{"$f":"IFERROR('Lives scenario - input'!A90,\"\")","v":""},{"$f":"IFERROR('Lives scenario - input'!B90,\"\")","v":""},{"$f":"IFERROR('Lives scenario - input'!C90,\"\")","v":""},{"$f":"IFERROR(repcalc('Lives scenario - input'!$CX90:$GJ90,'Lives scenario - input'!$I90,'Lives scenario - input'!$G90,'Lives scenario - input'!$H90,20,TRUE,TRUE),\"\")","v":""},"","","","","","","","","","","","","","","","","","","",{"$f":"IFERROR(IF(OR(D105=\"\",'Lives scenario - input'!$F90=\"\"),\"\",D105/'Lives scenario - input'!$F90),\"\")","v":""},{"$f":"IFERROR(IF(OR(E105=\"\",'Lives scenario - input'!$F90=\"\"),\"\",E105/'Lives scenario - input'!$F90),\"\")","v":""},{"$f":"IFERROR(IF(OR(F105=\"\",'Lives scenario - input'!$F90=\"\"),\"\",F105/'Lives scenario - input'!$F90),\"\")","v":""},{"$f":"IFERROR(IF(OR(G105=\"\",'Lives scenario - input'!$F90=\"\"),\"\",G105/'Lives scenario - input'!$F90),\"\")","v":""},{"$f":"IFERROR(IF(OR(H105=\"\",'Lives scenario - input'!$F90=\"\"),\"\",H105/'Lives scenario - input'!$F90),\"\")","v":""},{"$f":"IFERROR(IF(OR(I105=\"\",'Lives scenario - input'!$F90=\"\"),\"\",I105/'Lives scenario - input'!$F90),\"\")","v":""},{"$f":"IFERROR(IF(OR(J105=\"\",'Lives scenario - input'!$F90=\"\"),\"\",J105/'Lives scenario - input'!$F90),\"\")","v":""},{"$f":"IFERROR(IF(OR(K105=\"\",'Lives scenario - input'!$F90=\"\"),\"\",K105/'Lives scenario - input'!$F90),\"\")","v":""},{"$f":"IFERROR(IF(OR(L105=\"\",'Lives scenario - input'!$F90=\"\"),\"\",L105/'Lives scenario - input'!$F90),\"\")","v":""},{"$f":"IFERROR(IF(OR(M105=\"\",'Lives scenario - input'!$F90=\"\"),\"\",M105/'Lives scenario - input'!$F90),\"\")","v":""},{"$f":"IFERROR(IF(OR(N105=\"\",'Lives scenario - input'!$F90=\"\"),\"\",N105/'Lives scenario - input'!$F90),\"\")","v":""},{"$f":"IFERROR(IF(OR(O105=\"\",'Lives scenario - input'!$F90=\"\"),\"\",O105/'Lives scenario - input'!$F90),\"\")","v":""},{"$f":"IFERROR(IF(OR(P105=\"\",'Lives scenario - input'!$F90=\"\"),\"\",P105/'Lives scenario - input'!$F90),\"\")","v":""},{"$f":"IFERROR(IF(OR(Q105=\"\",'Lives scenario - input'!$F90=\"\"),\"\",Q105/'Lives scenario - input'!$F90),\"\")","v":""},{"$f":"IFERROR(IF(OR(R105=\"\",'Lives scenario - input'!$F90=\"\"),\"\",R105/'Lives scenario - input'!$F90),\"\")","v":""},{"$f":"IFERROR(IF(OR(S105=\"\",'Lives scenario - input'!$F90=\"\"),\"\",S105/'Lives scenario - input'!$F90),\"\")","v":""},{"$f":"IFERROR(IF(OR(T105=\"\",'Lives scenario - input'!$F90=\"\"),\"\",T105/'Lives scenario - input'!$F90),\"\")","v":""},{"$f":"IFERROR(IF(OR(U105=\"\",'Lives scenario - input'!$F90=\"\"),\"\",U105/'Lives scenario - input'!$F90),\"\")","v":""},{"$f":"IFERROR(IF(OR(V105=\"\",'Lives scenario - input'!$F90=\"\"),\"\",V105/'Lives scenario - input'!$F90),\"\")","v":""},{"$f":"IFERROR(IF(OR(W105=\"\",'Lives scenario - input'!$F90=\"\"),\"\",W105/'Lives scenario - input'!$F90),\"\")","v":""}]
[{"$f":"IFERROR('Lives scenario - input'!A91,\"\")","v":""},{"$f":"IFERROR('Lives scenario - input'!B91,\"\")","v":""},{"$f":"IFERROR('Lives scenario - input'!C91,\"\")","v":""},{"$f":"IFERROR(repcalc('Lives scenario - input'!$CX91:$GJ91,'Lives scenario - input'!$I91,'Lives scenario - input'!$G91,'Lives scenario - input'!$H91,20,TRUE,TRUE),\"\")","v":""},"","","","","","","","","","","","","","","","","","","",{"$f":"IFERROR(IF(OR(D106=\"\",'Lives scenario - input'!$F91=\"\"),\"\",D106/'Lives scenario - input'!$F91),\"\")","v":""},{"$f":"IFERROR(IF(OR(E106=\"\",'Lives scenario - input'!$F91=\"\"),\"\",E106/'Lives scenario - input'!$F91),\"\")","v":""},{"$f":"IFERROR(IF(OR(F106=\"\",'Lives scenario - input'!$F91=\"\"),\"\",F106/'Lives scenario - input'!$F91),\"\")","v":""},{"$f":"IFERROR(IF(OR(G106=\"\",'Lives scenario - input'!$F91=\"\"),\"\",G106/'Lives scenario - input'!$F91),\"\")","v":""},{"$f":"IFERROR(IF(OR(H106=\"\",'Lives scenario - input'!$F91=\"\"),\"\",H106/'Lives scenario - input'!$F91),\"\")","v":""},{"$f":"IFERROR(IF(OR(I106=\"\",'Lives scenario - input'!$F91=\"\"),\"\",I106/'Lives scenario - input'!$F91),\"\")","v":""},{"$f":"IFERROR(IF(OR(J106=\"\",'Lives scenario - input'!$F91=\"\"),\"\",J106/'Lives scenario - input'!$F91),\"\")","v":""},{"$f":"IFERROR(IF(OR(K106=\"\",'Lives scenario - input'!$F91=\"\"),\"\",K106/'Lives scenario - input'!$F91),\"\")","v":""},{"$f":"IFERROR(IF(OR(L106=\"\",'Lives scenario - input'!$F91=\"\"),\"\",L106/'Lives scenario - input'!$F91),\"\")","v":""},{"$f":"IFERROR(IF(OR(M106=\"\",'Lives scenario - input'!$F91=\"\"),\"\",M106/'Lives scenario - input'!$F91),\"\")","v":""},{"$f":"IFERROR(IF(OR(N106=\"\",'Lives scenario - input'!$F91=\"\"),\"\",N106/'Lives scenario - input'!$F91),\"\")","v":""},{"$f":"IFERROR(IF(OR(O106=\"\",'Lives scenario - input'!$F91=\"\"),\"\",O106/'Lives scenario - input'!$F91),\"\")","v":""},{"$f":"IFERROR(IF(OR(P106=\"\",'Lives scenario - input'!$F91=\"\"),\"\",P106/'Lives scenario - input'!$F91),\"\")","v":""},{"$f":"IFERROR(IF(OR(Q106=\"\",'Lives scenario - input'!$F91=\"\"),\"\",Q106/'Lives scenario - input'!$F91),\"\")","v":""},{"$f":"IFERROR(IF(OR(R106=\"\",'Lives scenario - input'!$F91=\"\"),\"\",R106/'Lives scenario - input'!$F91),\"\")","v":""},{"$f":"IFERROR(IF(OR(S106=\"\",'Lives scenario - input'!$F91=\"\"),\"\",S106/'Lives scenario - input'!$F91),\"\")","v":""},{"$f":"IFERROR(IF(OR(T106=\"\",'Lives scenario - input'!$F91=\"\"),\"\",T106/'Lives scenario - input'!$F91),\"\")","v":""},{"$f":"IFERROR(IF(OR(U106=\"\",'Lives scenario - input'!$F91=\"\"),\"\",U106/'Lives scenario - input'!$F91),\"\")","v":""},{"$f":"IFERROR(IF(OR(V106=\"\",'Lives scenario - input'!$F91=\"\"),\"\",V106/'Lives scenario - input'!$F91),\"\")","v":""},{"$f":"IFERROR(IF(OR(W106=\"\",'Lives scenario - input'!$F91=\"\"),\"\",W106/'Lives scenario - input'!$F91),\"\")","v":""}]
[{"$f":"IFERROR('Lives scenario - input'!A92,\"\")","v":""},{"$f":"IFERROR('Lives scenario - input'!B92,\"\")","v":""},{"$f":"IFERROR('Lives scenario - input'!C92,\"\")","v":""},{"$f":"IFERROR(repcalc('Lives scenario - input'!$CX92:$GJ92,'Lives scenario - input'!$I92,'Lives scenario - input'!$G92,'Lives scenario - input'!$H92,20,TRUE,TRUE),\"\")","v":""},"","","","","","","","","","","","","","","","","","","",{"$f":"IFERROR(IF(OR(D107=\"\",'Lives scenario - input'!$F92=\"\"),\"\",D107/'Lives scenario - input'!$F92),\"\")","v":""},{"$f":"IFERROR(IF(OR(E107=\"\",'Lives scenario - input'!$F92=\"\"),\"\",E107/'Lives scenario - input'!$F92),\"\")","v":""},{"$f":"IFERROR(IF(OR(F107=\"\",'Lives scenario - input'!$F92=\"\"),\"\",F107/'Lives scenario - input'!$F92),\"\")","v":""},{"$f":"IFERROR(IF(OR(G107=\"\",'Lives scenario - input'!$F92=\"\"),\"\",G107/'Lives scenario - input'!$F92),\"\")","v":""},{"$f":"IFERROR(IF(OR(H107=\"\",'Lives scenario - input'!$F92=\"\"),\"\",H107/'Lives scenario - input'!$F92),\"\")","v":""},{"$f":"IFERROR(IF(OR(I107=\"\",'Lives scenario - input'!$F92=\"\"),\"\",I107/'Lives scenario - input'!$F92),\"\")","v":""},{"$f":"IFERROR(IF(OR(J107=\"\",'Lives scenario - input'!$F92=\"\"),\"\",J107/'Lives scenario - input'!$F92),\"\")","v":""},{"$f":"IFERROR(IF(OR(K107=\"\",'Lives scenario - input'!$F92=\"\"),\"\",K107/'Lives scenario - input'!$F92),\"\")","v":""},{"$f":"IFERROR(IF(OR(L107=\"\",'Lives scenario - input'!$F92=\"\"),\"\",L107/'Lives scenario - input'!$F92),\"\")","v":""},{"$f":"IFERROR(IF(OR(M107=\"\",'Lives scenario - input'!$F92=\"\"),\"\",M107/'Lives scenario - input'!$F92),\"\")","v":""},{"$f":"IFERROR(IF(OR(N107=\"\",'Lives scenario - input'!$F92=\"\"),\"\",N107/'Lives scenario - input'!$F92),\"\")","v":""},{"$f":"IFERROR(IF(OR(O107=\"\",'Lives scenario - input'!$F92=\"\"),\"\",O107/'Lives scenario - input'!$F92),\"\")","v":""},{"$f":"IFERROR(IF(OR(P107=\"\",'Lives scenario - input'!$F92=\"\"),\"\",P107/'Lives scenario - input'!$F92),\"\")","v":""},{"$f":"IFERROR(IF(OR(Q107=\"\",'Lives scenario - input'!$F92=\"\"),\"\",Q107/'Lives scenario - input'!$F92),\"\")","v":""},{"$f":"IFERROR(IF(OR(R107=\"\",'Lives scenario - input'!$F92=\"\"),\"\",R107/'Lives scenario - input'!$F92),\"\")","v":""},{"$f":"IFERROR(IF(OR(S107=\"\",'Lives scenario - input'!$F92=\"\"),\"\",S107/'Lives scenario - input'!$F92),\"\")","v":""},{"$f":"IFERROR(IF(OR(T107=\"\",'Lives scenario - input'!$F92=\"\"),\"\",T107/'Lives scenario - input'!$F92),\"\")","v":""},{"$f":"IFERROR(IF(OR(U107=\"\",'Lives scenario - input'!$F92=\"\"),\"\",U107/'Lives scenario - input'!$F92),\"\")","v":""},{"$f":"IFERROR(IF(OR(V107=\"\",'Lives scenario - input'!$F92=\"\"),\"\",V107/'Lives scenario - input'!$F92),\"\")","v":""},{"$f":"IFERROR(IF(OR(W107=\"\",'Lives scenario - input'!$F92=\"\"),\"\",W107/'Lives scenario - input'!$F92),\"\")","v":""}]
[{"$f":"IFERROR('Lives scenario - input'!A93,\"\")","v":""},{"$f":"IFERROR('Lives scenario - input'!B93,\"\")","v":""},{"$f":"IFERROR('Lives scenario - input'!C93,\"\")","v":""},{"$f":"IFERROR(repcalc('Lives scenario - input'!$CX93:$GJ93,'Lives scenario - input'!$I93,'Lives scenario - input'!$G93,'Lives scenario - input'!$H93,20,TRUE,TRUE),\"\")","v":""},"","","","","","","","","","","","","","","","","","","",{"$f":"IFERROR(IF(OR(D108=\"\",'Lives scenario - input'!$F93=\"\"),\"\",D108/'Lives scenario - input'!$F93),\"\")","v":""},{"$f":"IFERROR(IF(OR(E108=\"\",'Lives scenario - input'!$F93=\"\"),\"\",E108/'Lives scenario - input'!$F93),\"\")","v":""},{"$f":"IFERROR(IF(OR(F108=\"\",'Lives scenario - input'!$F93=\"\"),\"\",F108/'Lives scenario - input'!$F93),\"\")","v":""},{"$f":"IFERROR(IF(OR(G108=\"\",'Lives scenario - input'!$F93=\"\"),\"\",G108/'Lives scenario - input'!$F93),\"\")","v":""},{"$f":"IFERROR(IF(OR(H108=\"\",'Lives scenario - input'!$F93=\"\"),\"\",H108/'Lives scenario - input'!$F93),\"\")","v":""},{"$f":"IFERROR(IF(OR(I108=\"\",'Lives scenario - input'!$F93=\"\"),\"\",I108/'Lives scenario - input'!$F93),\"\")","v":""},{"$f":"IFERROR(IF(OR(J108=\"\",'Lives scenario - input'!$F93=\"\"),\"\",J108/'Lives scenario - input'!$F93),\"\")","v":""},{"$f":"IFERROR(IF(OR(K108=\"\",'Lives scenario - input'!$F93=\"\"),\"\",K108/'Lives scenario - input'!$F93),\"\")","v":""},{"$f":"IFERROR(IF(OR(L108=\"\",'Lives scenario - input'!$F93=\"\"),\"\",L108/'Lives scenario - input'!$F93),\"\")","v":""},{"$f":"IFERROR(IF(OR(M108=\"\",'Lives scenario - input'!$F93=\"\"),\"\",M108/'Lives scenario - input'!$F93),\"\")","v":""},{"$f":"IFERROR(IF(OR(N108=\"\",'Lives scenario - input'!$F93=\"\"),\"\",N108/'Lives scenario - input'!$F93),\"\")","v":""},{"$f":"IFERROR(IF(OR(O108=\"\",'Lives scenario - input'!$F93=\"\"),\"\",O108/'Lives scenario - input'!$F93),\"\")","v":""},{"$f":"IFERROR(IF(OR(P108=\"\",'Lives scenario - input'!$F93=\"\"),\"\",P108/'Lives scenario - input'!$F93),\"\")","v":""},{"$f":"IFERROR(IF(OR(Q108=\"\",'Lives scenario - input'!$F93=\"\"),\"\",Q108/'Lives scenario - input'!$F93),\"\")","v":""},{"$f":"IFERROR(IF(OR(R108=\"\",'Lives scenario - input'!$F93=\"\"),\"\",R108/'Lives scenario - input'!$F93),\"\")","v":""},{"$f":"IFERROR(IF(OR(S108=\"\",'Lives scenario - input'!$F93=\"\"),\"\",S108/'Lives scenario - input'!$F93),\"\")","v":""},{"$f":"IFERROR(IF(OR(T108=\"\",'Lives scenario - input'!$F93=\"\"),\"\",T108/'Lives scenario - input'!$F93),\"\")","v":""},{"$f":"IFERROR(IF(OR(U108=\"\",'Lives scenario - input'!$F93=\"\"),\"\",U108/'Lives scenario - input'!$F93),\"\")","v":""},{"$f":"IFERROR(IF(OR(V108=\"\",'Lives scenario - input'!$F93=\"\"),\"\",V108/'Lives scenario - input'!$F93),\"\")","v":""},{"$f":"IFERROR(IF(OR(W108=\"\",'Lives scenario - input'!$F93=\"\"),\"\",W108/'Lives scenario - input'!$F93),\"\")","v":""}]
[{"$f":"IFERROR('Lives scenario - input'!A94,\"\")","v":""},{"$f":"IFERROR('Lives scenario - input'!B94,\"\")","v":""},{"$f":"IFERROR('Lives scenario - input'!C94,\"\")","v":""},{"$f":"IFERROR(repcalc('Lives scenario - input'!$CX94:$GJ94,'Lives scenario - input'!$I94,'Lives scenario - input'!$G94,'Lives scenario - input'!$H94,20,TRUE,TRUE),\"\")","v":""},"","","","","","","","","","","","","","","","","","","",{"$f":"IFERROR(IF(OR(D109=\"\",'Lives scenario - input'!$F94=\"\"),\"\",D109/'Lives scenario - input'!$F94),\"\")","v":""},{"$f":"IFERROR(IF(OR(E109=\"\",'Lives scenario - input'!$F94=\"\"),\"\",E109/'Lives scenario - input'!$F94),\"\")","v":""},{"$f":"IFERROR(IF(OR(F109=\"\",'Lives scenario - input'!$F94=\"\"),\"\",F109/'Lives scenario - input'!$F94),\"\")","v":""},{"$f":"IFERROR(IF(OR(G109=\"\",'Lives scenario - input'!$F94=\"\"),\"\",G109/'Lives scenario - input'!$F94),\"\")","v":""},{"$f":"IFERROR(IF(OR(H109=\"\",'Lives scenario - input'!$F94=\"\"),\"\",H109/'Lives scenario - input'!$F94),\"\")","v":""},{"$f":"IFERROR(IF(OR(I109=\"\",'Lives scenario - input'!$F94=\"\"),\"\",I109/'Lives scenario - input'!$F94),\"\")","v":""},{"$f":"IFERROR(IF(OR(J109=\"\",'Lives scenario - input'!$F94=\"\"),\"\",J109/'Lives scenario - input'!$F94),\"\")","v":""},{"$f":"IFERROR(IF(OR(K109=\"\",'Lives scenario - input'!$F94=\"\"),\"\",K109/'Lives scenario - input'!$F94),\"\")","v":""},{"$f":"IFERROR(IF(OR(L109=\"\",'Lives scenario - input'!$F94=\"\"),\"\",L109/'Lives scenario - input'!$F94),\"\")","v":""},{"$f":"IFERROR(IF(OR(M109=\"\",'Lives scenario - input'!$F94=\"\"),\"\",M109/'Lives scenario - input'!$F94),\"\")","v":""},{"$f":"IFERROR(IF(OR(N109=\"\",'Lives scenario - input'!$F94=\"\"),\"\",N109/'Lives scenario - input'!$F94),\"\")","v":""},{"$f":"IFERROR(IF(OR(O109=\"\",'Lives scenario - input'!$F94=\"\"),\"\",O109/'Lives scenario - input'!$F94),\"\")","v":""},{"$f":"IFERROR(IF(OR(P109=\"\",'Lives scenario - input'!$F94=\"\"),\"\",P109/'Lives scenario - input'!$F94),\"\")","v":""},{"$f":"IFERROR(IF(OR(Q109=\"\",'Lives scenario - input'!$F94=\"\"),\"\",Q109/'Lives scenario - input'!$F94),\"\")","v":""},{"$f":"IFERROR(IF(OR(R109=\"\",'Lives scenario - input'!$F94=\"\"),\"\",R109/'Lives scenario - input'!$F94),\"\")","v":""},{"$f":"IFERROR(IF(OR(S109=\"\",'Lives scenario - input'!$F94=\"\"),\"\",S109/'Lives scenario - input'!$F94),\"\")","v":""},{"$f":"IFERROR(IF(OR(T109=\"\",'Lives scenario - input'!$F94=\"\"),\"\",T109/'Lives scenario - input'!$F94),\"\")","v":""},{"$f":"IFERROR(IF(OR(U109=\"\",'Lives scenario - input'!$F94=\"\"),\"\",U109/'Lives scenario - input'!$F94),\"\")","v":""},{"$f":"IFERROR(IF(OR(V109=\"\",'Lives scenario - input'!$F94=\"\"),\"\",V109/'Lives scenario - input'!$F94),\"\")","v":""},{"$f":"IFERROR(IF(OR(W109=\"\",'Lives scenario - input'!$F94=\"\"),\"\",W109/'Lives scenario - input'!$F94),\"\")","v":""}]
[{"$f":"IFERROR('Lives scenario - input'!A95,\"\")","v":""},{"$f":"IFERROR('Lives scenario - input'!B95,\"\")","v":""},{"$f":"IFERROR('Lives scenario - input'!C95,\"\")","v":""},{"$f":"IFERROR(repcalc('Lives scenario - input'!$CX95:$GJ95,'Lives scenario - input'!$I95,'Lives scenario - input'!$G95,'Lives scenario - input'!$H95,20,TRUE,TRUE),\"\")","v":""},"","","","","","","","","","","","","","","","","","","",{"$f":"IFERROR(IF(OR(D110=\"\",'Lives scenario - input'!$F95=\"\"),\"\",D110/'Lives scenario - input'!$F95),\"\")","v":""},{"$f":"IFERROR(IF(OR(E110=\"\",'Lives scenario - input'!$F95=\"\"),\"\",E110/'Lives scenario - input'!$F95),\"\")","v":""},{"$f":"IFERROR(IF(OR(F110=\"\",'Lives scenario - input'!$F95=\"\"),\"\",F110/'Lives scenario - input'!$F95),\"\")","v":""},{"$f":"IFERROR(IF(OR(G110=\"\",'Lives scenario - input'!$F95=\"\"),\"\",G110/'Lives scenario - input'!$F95),\"\")","v":""},{"$f":"IFERROR(IF(OR(H110=\"\",'Lives scenario - input'!$F95=\"\"),\"\",H110/'Lives scenario - input'!$F95),\"\")","v":""},{"$f":"IFERROR(IF(OR(I110=\"\",'Lives scenario - input'!$F95=\"\"),\"\",I110/'Lives scenario - input'!$F95),\"\")","v":""},{"$f":"IFERROR(IF(OR(J110=\"\",'Lives scenario - input'!$F95=\"\"),\"\",J110/'Lives scenario - input'!$F95),\"\")","v":""},{"$f":"IFERROR(IF(OR(K110=\"\",'Lives scenario - input'!$F95=\"\"),\"\",K110/'Lives scenario - input'!$F95),\"\")","v":""},{"$f":"IFERROR(IF(OR(L110=\"\",'Lives scenario - input'!$F95=\"\"),\"\",L110/'Lives scenario - input'!$F95),\"\")","v":""},{"$f":"IFERROR(IF(OR(M110=\"\",'Lives scenario - input'!$F95=\"\"),\"\",M110/'Lives scenario - input'!$F95),\"\")","v":""},{"$f":"IFERROR(IF(OR(N110=\"\",'Lives scenario - input'!$F95=\"\"),\"\",N110/'Lives scenario - input'!$F95),\"\")","v":""},{"$f":"IFERROR(IF(OR(O110=\"\",'Lives scenario - input'!$F95=\"\"),\"\",O110/'Lives scenario - input'!$F95),\"\")","v":""},{"$f":"IFERROR(IF(OR(P110=\"\",'Lives scenario - input'!$F95=\"\"),\"\",P110/'Lives scenario - input'!$F95),\"\")","v":""},{"$f":"IFERROR(IF(OR(Q110=\"\",'Lives scenario - input'!$F95=\"\"),\"\",Q110/'Lives scenario - input'!$F95),\"\")","v":""},{"$f":"IFERROR(IF(OR(R110=\"\",'Lives scenario - input'!$F95=\"\"),\"\",R110/'Lives scenario - input'!$F95),\"\")","v":""},{"$f":"IFERROR(IF(OR(S110=\"\",'Lives scenario - input'!$F95=\"\"),\"\",S110/'Lives scenario - input'!$F95),\"\")","v":""},{"$f":"IFERROR(IF(OR(T110=\"\",'Lives scenario - input'!$F95=\"\"),\"\",T110/'Lives scenario - input'!$F95),\"\")","v":""},{"$f":"IFERROR(IF(OR(U110=\"\",'Lives scenario - input'!$F95=\"\"),\"\",U110/'Lives scenario - input'!$F95),\"\")","v":""},{"$f":"IFERROR(IF(OR(V110=\"\",'Lives scenario - input'!$F95=\"\"),\"\",V110/'Lives scenario - input'!$F95),\"\")","v":""},{"$f":"IFERROR(IF(OR(W110=\"\",'Lives scenario - input'!$F95=\"\"),\"\",W110/'Lives scenario - input'!$F95),\"\")","v":""}]
[{"$f":"IFERROR('Lives scenario - input'!A96,\"\")","v":""},{"$f":"IFERROR('Lives scenario - input'!B96,\"\")","v":""},{"$f":"IFERROR('Lives scenario - input'!C96,\"\")","v":""},{"$f":"IFERROR(repcalc('Lives scenario - input'!$CX96:$GJ96,'Lives scenario - input'!$I96,'Lives scenario - input'!$G96,'Lives scenario - input'!$H96,20,TRUE,TRUE),\"\")","v":""},"","","","","","","","","","","","","","","","","","","",{"$f":"IFERROR(IF(OR(D111=\"\",'Lives scenario - input'!$F96=\"\"),\"\",D111/'Lives scenario - input'!$F96),\"\")","v":""},{"$f":"IFERROR(IF(OR(E111=\"\",'Lives scenario - input'!$F96=\"\"),\"\",E111/'Lives scenario - input'!$F96),\"\")","v":""},{"$f":"IFERROR(IF(OR(F111=\"\",'Lives scenario - input'!$F96=\"\"),\"\",F111/'Lives scenario - input'!$F96),\"\")","v":""},{"$f":"IFERROR(IF(OR(G111=\"\",'Lives scenario - input'!$F96=\"\"),\"\",G111/'Lives scenario - input'!$F96),\"\")","v":""},{"$f":"IFERROR(IF(OR(H111=\"\",'Lives scenario - input'!$F96=\"\"),\"\",H111/'Lives scenario - input'!$F96),\"\")","v":""},{"$f":"IFERROR(IF(OR(I111=\"\",'Lives scenario - input'!$F96=\"\"),\"\",I111/'Lives scenario - input'!$F96),\"\")","v":""},{"$f":"IFERROR(IF(OR(J111=\"\",'Lives scenario - input'!$F96=\"\"),\"\",J111/'Lives scenario - input'!$F96),\"\")","v":""},{"$f":"IFERROR(IF(OR(K111=\"\",'Lives scenario - input'!$F96=\"\"),\"\",K111/'Lives scenario - input'!$F96),\"\")","v":""},{"$f":"IFERROR(IF(OR(L111=\"\",'Lives scenario - input'!$F96=\"\"),\"\",L111/'Lives scenario - input'!$F96),\"\")","v":""},{"$f":"IFERROR(IF(OR(M111=\"\",'Lives scenario - input'!$F96=\"\"),\"\",M111/'Lives scenario - input'!$F96),\"\")","v":""},{"$f":"IFERROR(IF(OR(N111=\"\",'Lives scenario - input'!$F96=\"\"),\"\",N111/'Lives scenario - input'!$F96),\"\")","v":""},{"$f":"IFERROR(IF(OR(O111=\"\",'Lives scenario - input'!$F96=\"\"),\"\",O111/'Lives scenario - input'!$F96),\"\")","v":""},{"$f":"IFERROR(IF(OR(P111=\"\",'Lives scenario - input'!$F96=\"\"),\"\",P111/'Lives scenario - input'!$F96),\"\")","v":""},{"$f":"IFERROR(IF(OR(Q111=\"\",'Lives scenario - input'!$F96=\"\"),\"\",Q111/'Lives scenario - input'!$F96),\"\")","v":""},{"$f":"IFERROR(IF(OR(R111=\"\",'Lives scenario - input'!$F96=\"\"),\"\",R111/'Lives scenario - input'!$F96),\"\")","v":""},{"$f":"IFERROR(IF(OR(S111=\"\",'Lives scenario - input'!$F96=\"\"),\"\",S111/'Lives scenario - input'!$F96),\"\")","v":""},{"$f":"IFERROR(IF(OR(T111=\"\",'Lives scenario - input'!$F96=\"\"),\"\",T111/'Lives scenario - input'!$F96),\"\")","v":""},{"$f":"IFERROR(IF(OR(U111=\"\",'Lives scenario - input'!$F96=\"\"),\"\",U111/'Lives scenario - input'!$F96),\"\")","v":""},{"$f":"IFERROR(IF(OR(V111=\"\",'Lives scenario - input'!$F96=\"\"),\"\",V111/'Lives scenario - input'!$F96),\"\")","v":""},{"$f":"IFERROR(IF(OR(W111=\"\",'Lives scenario - input'!$F96=\"\"),\"\",W111/'Lives scenario - input'!$F96),\"\")","v":""}]
[{"$f":"IFERROR('Lives scenario - input'!A97,\"\")","v":""},{"$f":"IFERROR('Lives scenario - input'!B97,\"\")","v":""},{"$f":"IFERROR('Lives scenario - input'!C97,\"\")","v":""},{"$f":"IFERROR(repcalc('Lives scenario - input'!$CX97:$GJ97,'Lives scenario - input'!$I97,'Lives scenario - input'!$G97,'Lives scenario - input'!$H97,20,TRUE,TRUE),\"\")","v":""},"","","","","","","","","","","","","","","","","","","",{"$f":"IFERROR(IF(OR(D112=\"\",'Lives scenario - input'!$F97=\"\"),\"\",D112/'Lives scenario - input'!$F97),\"\")","v":""},{"$f":"IFERROR(IF(OR(E112=\"\",'Lives scenario - input'!$F97=\"\"),\"\",E112/'Lives scenario - input'!$F97),\"\")","v":""},{"$f":"IFERROR(IF(OR(F112=\"\",'Lives scenario - input'!$F97=\"\"),\"\",F112/'Lives scenario - input'!$F97),\"\")","v":""},{"$f":"IFERROR(IF(OR(G112=\"\",'Lives scenario - input'!$F97=\"\"),\"\",G112/'Lives scenario - input'!$F97),\"\")","v":""},{"$f":"IFERROR(IF(OR(H112=\"\",'Lives scenario - input'!$F97=\"\"),\"\",H112/'Lives scenario - input'!$F97),\"\")","v":""},{"$f":"IFERROR(IF(OR(I112=\"\",'Lives scenario - input'!$F97=\"\"),\"\",I112/'Lives scenario - input'!$F97),\"\")","v":""},{"$f":"IFERROR(IF(OR(J112=\"\",'Lives scenario - input'!$F97=\"\"),\"\",J112/'Lives scenario - input'!$F97),\"\")","v":""},{"$f":"IFERROR(IF(OR(K112=\"\",'Lives scenario - input'!$F97=\"\"),\"\",K112/'Lives scenario - input'!$F97),\"\")","v":""},{"$f":"IFERROR(IF(OR(L112=\"\",'Lives scenario - input'!$F97=\"\"),\"\",L112/'Lives scenario - input'!$F97),\"\")","v":""},{"$f":"IFERROR(IF(OR(M112=\"\",'Lives scenario - input'!$F97=\"\"),\"\",M112/'Lives scenario - input'!$F97),\"\")","v":""},{"$f":"IFERROR(IF(OR(N112=\"\",'Lives scenario - input'!$F97=\"\"),\"\",N112/'Lives scenario - input'!$F97),\"\")","v":""},{"$f":"IFERROR(IF(OR(O112=\"\",'Lives scenario - input'!$F97=\"\"),\"\",O112/'Lives scenario - input'!$F97),\"\")","v":""},{"$f":"IFERROR(IF(OR(P112=\"\",'Lives scenario - input'!$F97=\"\"),\"\",P112/'Lives scenario - input'!$F97),\"\")","v":""},{"$f":"IFERROR(IF(OR(Q112=\"\",'Lives scenario - input'!$F97=\"\"),\"\",Q112/'Lives scenario - input'!$F97),\"\")","v":""},{"$f":"IFERROR(IF(OR(R112=\"\",'Lives scenario - input'!$F97=\"\"),\"\",R112/'Lives scenario - input'!$F97),\"\")","v":""},{"$f":"IFERROR(IF(OR(S112=\"\",'Lives scenario - input'!$F97=\"\"),\"\",S112/'Lives scenario - input'!$F97),\"\")","v":""},{"$f":"IFERROR(IF(OR(T112=\"\",'Lives scenario - input'!$F97=\"\"),\"\",T112/'Lives scenario - input'!$F97),\"\")","v":""},{"$f":"IFERROR(IF(OR(U112=\"\",'Lives scenario - input'!$F97=\"\"),\"\",U112/'Lives scenario - input'!$F97),\"\")","v":""},{"$f":"IFERROR(IF(OR(V112=\"\",'Lives scenario - input'!$F97=\"\"),\"\",V112/'Lives scenario - input'!$F97),\"\")","v":""},{"$f":"IFERROR(IF(OR(W112=\"\",'Lives scenario - input'!$F97=\"\"),\"\",W112/'Lives scenario - input'!$F97),\"\")","v":""}]
[{"$f":"IFERROR('Lives scenario - input'!A98,\"\")","v":""},{"$f":"IFERROR('Lives scenario - input'!B98,\"\")","v":""},{"$f":"IFERROR('Lives scenario - input'!C98,\"\")","v":""},{"$f":"IFERROR(repcalc('Lives scenario - input'!$CX98:$GJ98,'Lives scenario - input'!$I98,'Lives scenario - input'!$G98,'Lives scenario - input'!$H98,20,TRUE,TRUE),\"\")","v":""},"","","","","","","","","","","","","","","","","","","",{"$f":"IFERROR(IF(OR(D113=\"\",'Lives scenario - input'!$F98=\"\"),\"\",D113/'Lives scenario - input'!$F98),\"\")","v":""},{"$f":"IFERROR(IF(OR(E113=\"\",'Lives scenario - input'!$F98=\"\"),\"\",E113/'Lives scenario - input'!$F98),\"\")","v":""},{"$f":"IFERROR(IF(OR(F113=\"\",'Lives scenario - input'!$F98=\"\"),\"\",F113/'Lives scenario - input'!$F98),\"\")","v":""},{"$f":"IFERROR(IF(OR(G113=\"\",'Lives scenario - input'!$F98=\"\"),\"\",G113/'Lives scenario - input'!$F98),\"\")","v":""},{"$f":"IFERROR(IF(OR(H113=\"\",'Lives scenario - input'!$F98=\"\"),\"\",H113/'Lives scenario - input'!$F98),\"\")","v":""},{"$f":"IFERROR(IF(OR(I113=\"\",'Lives scenario - input'!$F98=\"\"),\"\",I113/'Lives scenario - input'!$F98),\"\")","v":""},{"$f":"IFERROR(IF(OR(J113=\"\",'Lives scenario - input'!$F98=\"\"),\"\",J113/'Lives scenario - input'!$F98),\"\")","v":""},{"$f":"IFERROR(IF(OR(K113=\"\",'Lives scenario - input'!$F98=\"\"),\"\",K113/'Lives scenario - input'!$F98),\"\")","v":""},{"$f":"IFERROR(IF(OR(L113=\"\",'Lives scenario - input'!$F98=\"\"),\"\",L113/'Lives scenario - input'!$F98),\"\")","v":""},{"$f":"IFERROR(IF(OR(M113=\"\",'Lives scenario - input'!$F98=\"\"),\"\",M113/'Lives scenario - input'!$F98),\"\")","v":""},{"$f":"IFERROR(IF(OR(N113=\"\",'Lives scenario - input'!$F98=\"\"),\"\",N113/'Lives scenario - input'!$F98),\"\")","v":""},{"$f":"IFERROR(IF(OR(O113=\"\",'Lives scenario - input'!$F98=\"\"),\"\",O113/'Lives scenario - input'!$F98),\"\")","v":""},{"$f":"IFERROR(IF(OR(P113=\"\",'Lives scenario - input'!$F98=\"\"),\"\",P113/'Lives scenario - input'!$F98),\"\")","v":""},{"$f":"IFERROR(IF(OR(Q113=\"\",'Lives scenario - input'!$F98=\"\"),\"\",Q113/'Lives scenario - input'!$F98),\"\")","v":""},{"$f":"IFERROR(IF(OR(R113=\"\",'Lives scenario - input'!$F98=\"\"),\"\",R113/'Lives scenario - input'!$F98),\"\")","v":""},{"$f":"IFERROR(IF(OR(S113=\"\",'Lives scenario - input'!$F98=\"\"),\"\",S113/'Lives scenario - input'!$F98),\"\")","v":""},{"$f":"IFERROR(IF(OR(T113=\"\",'Lives scenario - input'!$F98=\"\"),\"\",T113/'Lives scenario - input'!$F98),\"\")","v":""},{"$f":"IFERROR(IF(OR(U113=\"\",'Lives scenario - input'!$F98=\"\"),\"\",U113/'Lives scenario - input'!$F98),\"\")","v":""},{"$f":"IFERROR(IF(OR(V113=\"\",'Lives scenario - input'!$F98=\"\"),\"\",V113/'Lives scenario - input'!$F98),\"\")","v":""},{"$f":"IFERROR(IF(OR(W113=\"\",'Lives scenario - input'!$F98=\"\"),\"\",W113/'Lives scenario - input'!$F98),\"\")","v":""}]
[{"$f":"IFERROR('Lives scenario - input'!A99,\"\")","v":""},{"$f":"IFERROR('Lives scenario - input'!B99,\"\")","v":""},{"$f":"IFERROR('Lives scenario - input'!C99,\"\")","v":""},{"$f":"IFERROR(repcalc('Lives scenario - input'!$CX99:$GJ99,'Lives scenario - input'!$I99,'Lives scenario - input'!$G99,'Lives scenario - input'!$H99,20,TRUE,TRUE),\"\")","v":""},"","","","","","","","","","","","","","","","","","","",{"$f":"IFERROR(IF(OR(D114=\"\",'Lives scenario - input'!$F99=\"\"),\"\",D114/'Lives scenario - input'!$F99),\"\")","v":""},{"$f":"IFERROR(IF(OR(E114=\"\",'Lives scenario - input'!$F99=\"\"),\"\",E114/'Lives scenario - input'!$F99),\"\")","v":""},{"$f":"IFERROR(IF(OR(F114=\"\",'Lives scenario - input'!$F99=\"\"),\"\",F114/'Lives scenario - input'!$F99),\"\")","v":""},{"$f":"IFERROR(IF(OR(G114=\"\",'Lives scenario - input'!$F99=\"\"),\"\",G114/'Lives scenario - input'!$F99),\"\")","v":""},{"$f":"IFERROR(IF(OR(H114=\"\",'Lives scenario - input'!$F99=\"\"),\"\",H114/'Lives scenario - input'!$F99),\"\")","v":""},{"$f":"IFERROR(IF(OR(I114=\"\",'Lives scenario - input'!$F99=\"\"),\"\",I114/'Lives scenario - input'!$F99),\"\")","v":""},{"$f":"IFERROR(IF(OR(J114=\"\",'Lives scenario - input'!$F99=\"\"),\"\",J114/'Lives scenario - input'!$F99),\"\")","v":""},{"$f":"IFERROR(IF(OR(K114=\"\",'Lives scenario - input'!$F99=\"\"),\"\",K114/'Lives scenario - input'!$F99),\"\")","v":""},{"$f":"IFERROR(IF(OR(L114=\"\",'Lives scenario - input'!$F99=\"\"),\"\",L114/'Lives scenario - input'!$F99),\"\")","v":""},{"$f":"IFERROR(IF(OR(M114=\"\",'Lives scenario - input'!$F99=\"\"),\"\",M114/'Lives scenario - input'!$F99),\"\")","v":""},{"$f":"IFERROR(IF(OR(N114=\"\",'Lives scenario - input'!$F99=\"\"),\"\",N114/'Lives scenario - input'!$F99),\"\")","v":""},{"$f":"IFERROR(IF(OR(O114=\"\",'Lives scenario - input'!$F99=\"\"),\"\",O114/'Lives scenario - input'!$F99),\"\")","v":""},{"$f":"IFERROR(IF(OR(P114=\"\",'Lives scenario - input'!$F99=\"\"),\"\",P114/'Lives scenario - input'!$F99),\"\")","v":""},{"$f":"IFERROR(IF(OR(Q114=\"\",'Lives scenario - input'!$F99=\"\"),\"\",Q114/'Lives scenario - input'!$F99),\"\")","v":""},{"$f":"IFERROR(IF(OR(R114=\"\",'Lives scenario - input'!$F99=\"\"),\"\",R114/'Lives scenario - input'!$F99),\"\")","v":""},{"$f":"IFERROR(IF(OR(S114=\"\",'Lives scenario - input'!$F99=\"\"),\"\",S114/'Lives scenario - input'!$F99),\"\")","v":""},{"$f":"IFERROR(IF(OR(T114=\"\",'Lives scenario - input'!$F99=\"\"),\"\",T114/'Lives scenario - input'!$F99),\"\")","v":""},{"$f":"IFERROR(IF(OR(U114=\"\",'Lives scenario - input'!$F99=\"\"),\"\",U114/'Lives scenario - input'!$F99),\"\")","v":""},{"$f":"IFERROR(IF(OR(V114=\"\",'Lives scenario - input'!$F99=\"\"),\"\",V114/'Lives scenario - input'!$F99),\"\")","v":""},{"$f":"IFERROR(IF(OR(W114=\"\",'Lives scenario - input'!$F99=\"\"),\"\",W114/'Lives scenario - input'!$F99),\"\")","v":""}]
[{"$f":"IFERROR('Lives scenario - input'!A100,\"\")","v":""},{"$f":"IFERROR('Lives scenario - input'!B100,\"\")","v":""},{"$f":"IFERROR('Lives scenario - input'!C100,\"\")","v":""},{"$f":"IFERROR(repcalc('Lives scenario - input'!$CX100:$GJ100,'Lives scenario - input'!$I100,'Lives scenario - input'!$G100,'Lives scenario - input'!$H100,20,TRUE,TRUE),\"\")","v":""},"","","","","","","","","","","","","","","","","","","",{"$f":"IFERROR(IF(OR(D115=\"\",'Lives scenario - input'!$F100=\"\"),\"\",D115/'Lives scenario - input'!$F100),\"\")","v":""},{"$f":"IFERROR(IF(OR(E115=\"\",'Lives scenario - input'!$F100=\"\"),\"\",E115/'Lives scenario - input'!$F100),\"\")","v":""},{"$f":"IFERROR(IF(OR(F115=\"\",'Lives scenario - input'!$F100=\"\"),\"\",F115/'Lives scenario - input'!$F100),\"\")","v":""},{"$f":"IFERROR(IF(OR(G115=\"\",'Lives scenario - input'!$F100=\"\"),\"\",G115/'Lives scenario - input'!$F100),\"\")","v":""},{"$f":"IFERROR(IF(OR(H115=\"\",'Lives scenario - input'!$F100=\"\"),\"\",H115/'Lives scenario - input'!$F100),\"\")","v":""},{"$f":"IFERROR(IF(OR(I115=\"\",'Lives scenario - input'!$F100=\"\"),\"\",I115/'Lives scenario - input'!$F100),\"\")","v":""},{"$f":"IFERROR(IF(OR(J115=\"\",'Lives scenario - input'!$F100=\"\"),\"\",J115/'Lives scenario - input'!$F100),\"\")","v":""},{"$f":"IFERROR(IF(OR(K115=\"\",'Lives scenario - input'!$F100=\"\"),\"\",K115/'Lives scenario - input'!$F100),\"\")","v":""},{"$f":"IFERROR(IF(OR(L115=\"\",'Lives scenario - input'!$F100=\"\"),\"\",L115/'Lives scenario - input'!$F100),\"\")","v":""},{"$f":"IFERROR(IF(OR(M115=\"\",'Lives scenario - input'!$F100=\"\"),\"\",M115/'Lives scenario - input'!$F100),\"\")","v":""},{"$f":"IFERROR(IF(OR(N115=\"\",'Lives scenario - input'!$F100=\"\"),\"\",N115/'Lives scenario - input'!$F100),\"\")","v":""},{"$f":"IFERROR(IF(OR(O115=\"\",'Lives scenario - input'!$F100=\"\"),\"\",O115/'Lives scenario - input'!$F100),\"\")","v":""},{"$f":"IFERROR(IF(OR(P115=\"\",'Lives scenario - input'!$F100=\"\"),\"\",P115/'Lives scenario - input'!$F100),\"\")","v":""},{"$f":"IFERROR(IF(OR(Q115=\"\",'Lives scenario - input'!$F100=\"\"),\"\",Q115/'Lives scenario - input'!$F100),\"\")","v":""},{"$f":"IFERROR(IF(OR(R115=\"\",'Lives scenario - input'!$F100=\"\"),\"\",R115/'Lives scenario - input'!$F100),\"\")","v":""},{"$f":"IFERROR(IF(OR(S115=\"\",'Lives scenario - input'!$F100=\"\"),\"\",S115/'Lives scenario - input'!$F100),\"\")","v":""},{"$f":"IFERROR(IF(OR(T115=\"\",'Lives scenario - input'!$F100=\"\"),\"\",T115/'Lives scenario - input'!$F100),\"\")","v":""},{"$f":"IFERROR(IF(OR(U115=\"\",'Lives scenario - input'!$F100=\"\"),\"\",U115/'Lives scenario - input'!$F100),\"\")","v":""},{"$f":"IFERROR(IF(OR(V115=\"\",'Lives scenario - input'!$F100=\"\"),\"\",V115/'Lives scenario - input'!$F100),\"\")","v":""},{"$f":"IFERROR(IF(OR(W115=\"\",'Lives scenario - input'!$F100=\"\"),\"\",W115/'Lives scenario - input'!$F100),\"\")","v":""}]
[{"$f":"IFERROR('Lives scenario - input'!A101,\"\")","v":""},{"$f":"IFERROR('Lives scenario - input'!B101,\"\")","v":""},{"$f":"IFERROR('Lives scenario - input'!C101,\"\")","v":""},{"$f":"IFERROR(repcalc('Lives scenario - input'!$CX101:$GJ101,'Lives scenario - input'!$I101,'Lives scenario - input'!$G101,'Lives scenario - input'!$H101,20,TRUE,TRUE),\"\")","v":""},"","","","","","","","","","","","","","","","","","","",{"$f":"IFERROR(IF(OR(D116=\"\",'Lives scenario - input'!$F101=\"\"),\"\",D116/'Lives scenario - input'!$F101),\"\")","v":""},{"$f":"IFERROR(IF(OR(E116=\"\",'Lives scenario - input'!$F101=\"\"),\"\",E116/'Lives scenario - input'!$F101),\"\")","v":""},{"$f":"IFERROR(IF(OR(F116=\"\",'Lives scenario - input'!$F101=\"\"),\"\",F116/'Lives scenario - input'!$F101),\"\")","v":""},{"$f":"IFERROR(IF(OR(G116=\"\",'Lives scenario - input'!$F101=\"\"),\"\",G116/'Lives scenario - input'!$F101),\"\")","v":""},{"$f":"IFERROR(IF(OR(H116=\"\",'Lives scenario - input'!$F101=\"\"),\"\",H116/'Lives scenario - input'!$F101),\"\")","v":""},{"$f":"IFERROR(IF(OR(I116=\"\",'Lives scenario - input'!$F101=\"\"),\"\",I116/'Lives scenario - input'!$F101),\"\")","v":""},{"$f":"IFERROR(IF(OR(J116=\"\",'Lives scenario - input'!$F101=\"\"),\"\",J116/'Lives scenario - input'!$F101),\"\")","v":""},{"$f":"IFERROR(IF(OR(K116=\"\",'Lives scenario - input'!$F101=\"\"),\"\",K116/'Lives scenario - input'!$F101),\"\")","v":""},{"$f":"IFERROR(IF(OR(L116=\"\",'Lives scenario - input'!$F101=\"\"),\"\",L116/'Lives scenario - input'!$F101),\"\")","v":""},{"$f":"IFERROR(IF(OR(M116=\"\",'Lives scenario - input'!$F101=\"\"),\"\",M116/'Lives scenario - input'!$F101),\"\")","v":""},{"$f":"IFERROR(IF(OR(N116=\"\",'Lives scenario - input'!$F101=\"\"),\"\",N116/'Lives scenario - input'!$F101),\"\")","v":""},{"$f":"IFERROR(IF(OR(O116=\"\",'Lives scenario - input'!$F101=\"\"),\"\",O116/'Lives scenario - input'!$F101),\"\")","v":""},{"$f":"IFERROR(IF(OR(P116=\"\",'Lives scenario - input'!$F101=\"\"),\"\",P116/'Lives scenario - input'!$F101),\"\")","v":""},{"$f":"IFERROR(IF(OR(Q116=\"\",'Lives scenario - input'!$F101=\"\"),\"\",Q116/'Lives scenario - input'!$F101),\"\")","v":""},{"$f":"IFERROR(IF(OR(R116=\"\",'Lives scenario - input'!$F101=\"\"),\"\",R116/'Lives scenario - input'!$F101),\"\")","v":""},{"$f":"IFERROR(IF(OR(S116=\"\",'Lives scenario - input'!$F101=\"\"),\"\",S116/'Lives scenario - input'!$F101),\"\")","v":""},{"$f":"IFERROR(IF(OR(T116=\"\",'Lives scenario - input'!$F101=\"\"),\"\",T116/'Lives scenario - input'!$F101),\"\")","v":""},{"$f":"IFERROR(IF(OR(U116=\"\",'Lives scenario - input'!$F101=\"\"),\"\",U116/'Lives scenario - input'!$F101),\"\")","v":""},{"$f":"IFERROR(IF(OR(V116=\"\",'Lives scenario - input'!$F101=\"\"),\"\",V116/'Lives scenario - input'!$F101),\"\")","v":""},{"$f":"IFERROR(IF(OR(W116=\"\",'Lives scenario - input'!$F101=\"\"),\"\",W116/'Lives scenario - input'!$F101),\"\")","v":""}]
[{"$f":"IFERROR('Lives scenario - input'!A102,\"\")","v":""},{"$f":"IFERROR('Lives scenario - input'!B102,\"\")","v":""},{"$f":"IFERROR('Lives scenario - input'!C102,\"\")","v":""},{"$f":"IFERROR(repcalc('Lives scenario - input'!$CX102:$GJ102,'Lives scenario - input'!$I102,'Lives scenario - input'!$G102,'Lives scenario - input'!$H102,20,TRUE,TRUE),\"\")","v":""},"","","","","","","","","","","","","","","","","","","",{"$f":"IFERROR(IF(OR(D117=\"\",'Lives scenario - input'!$F102=\"\"),\"\",D117/'Lives scenario - input'!$F102),\"\")","v":""},{"$f":"IFERROR(IF(OR(E117=\"\",'Lives scenario - input'!$F102=\"\"),\"\",E117/'Lives scenario - input'!$F102),\"\")","v":""},{"$f":"IFERROR(IF(OR(F117=\"\",'Lives scenario - input'!$F102=\"\"),\"\",F117/'Lives scenario - input'!$F102),\"\")","v":""},{"$f":"IFERROR(IF(OR(G117=\"\",'Lives scenario - input'!$F102=\"\"),\"\",G117/'Lives scenario - input'!$F102),\"\")","v":""},{"$f":"IFERROR(IF(OR(H117=\"\",'Lives scenario - input'!$F102=\"\"),\"\",H117/'Lives scenario - input'!$F102),\"\")","v":""},{"$f":"IFERROR(IF(OR(I117=\"\",'Lives scenario - input'!$F102=\"\"),\"\",I117/'Lives scenario - input'!$F102),\"\")","v":""},{"$f":"IFERROR(IF(OR(J117=\"\",'Lives scenario - input'!$F102=\"\"),\"\",J117/'Lives scenario - input'!$F102),\"\")","v":""},{"$f":"IFERROR(IF(OR(K117=\"\",'Lives scenario - input'!$F102=\"\"),\"\",K117/'Lives scenario - input'!$F102),\"\")","v":""},{"$f":"IFERROR(IF(OR(L117=\"\",'Lives scenario - input'!$F102=\"\"),\"\",L117/'Lives scenario - input'!$F102),\"\")","v":""},{"$f":"IFERROR(IF(OR(M117=\"\",'Lives scenario - input'!$F102=\"\"),\"\",M117/'Lives scenario - input'!$F102),\"\")","v":""},{"$f":"IFERROR(IF(OR(N117=\"\",'Lives scenario - input'!$F102=\"\"),\"\",N117/'Lives scenario - input'!$F102),\"\")","v":""},{"$f":"IFERROR(IF(OR(O117=\"\",'Lives scenario - input'!$F102=\"\"),\"\",O117/'Lives scenario - input'!$F102),\"\")","v":""},{"$f":"IFERROR(IF(OR(P117=\"\",'Lives scenario - input'!$F102=\"\"),\"\",P117/'Lives scenario - input'!$F102),\"\")","v":""},{"$f":"IFERROR(IF(OR(Q117=\"\",'Lives scenario - input'!$F102=\"\"),\"\",Q117/'Lives scenario - input'!$F102),\"\")","v":""},{"$f":"IFERROR(IF(OR(R117=\"\",'Lives scenario - input'!$F102=\"\"),\"\",R117/'Lives scenario - input'!$F102),\"\")","v":""},{"$f":"IFERROR(IF(OR(S117=\"\",'Lives scenario - input'!$F102=\"\"),\"\",S117/'Lives scenario - input'!$F102),\"\")","v":""},{"$f":"IFERROR(IF(OR(T117=\"\",'Lives scenario - input'!$F102=\"\"),\"\",T117/'Lives scenario - input'!$F102),\"\")","v":""},{"$f":"IFERROR(IF(OR(U117=\"\",'Lives scenario - input'!$F102=\"\"),\"\",U117/'Lives scenario - input'!$F102),\"\")","v":""},{"$f":"IFERROR(IF(OR(V117=\"\",'Lives scenario - input'!$F102=\"\"),\"\",V117/'Lives scenario - input'!$F102),\"\")","v":""},{"$f":"IFERROR(IF(OR(W117=\"\",'Lives scenario - input'!$F102=\"\"),\"\",W117/'Lives scenario - input'!$F102),\"\")","v":""}]
[{"$f":"IFERROR('Lives scenario - input'!A103,\"\")","v":""},{"$f":"IFERROR('Lives scenario - input'!B103,\"\")","v":""},{"$f":"IFERROR('Lives scenario - input'!C103,\"\")","v":""},{"$f":"IFERROR(repcalc('Lives scenario - input'!$CX103:$GJ103,'Lives scenario - input'!$I103,'Lives scenario - input'!$G103,'Lives scenario - input'!$H103,20,TRUE,TRUE),\"\")","v":""},"","","","","","","","","","","","","","","","","","","",{"$f":"IFERROR(IF(OR(D118=\"\",'Lives scenario - input'!$F103=\"\"),\"\",D118/'Lives scenario - input'!$F103),\"\")","v":""},{"$f":"IFERROR(IF(OR(E118=\"\",'Lives scenario - input'!$F103=\"\"),\"\",E118/'Lives scenario - input'!$F103),\"\")","v":""},{"$f":"IFERROR(IF(OR(F118=\"\",'Lives scenario - input'!$F103=\"\"),\"\",F118/'Lives scenario - input'!$F103),\"\")","v":""},{"$f":"IFERROR(IF(OR(G118=\"\",'Lives scenario - input'!$F103=\"\"),\"\",G118/'Lives scenario - input'!$F103),\"\")","v":""},{"$f":"IFERROR(IF(OR(H118=\"\",'Lives scenario - input'!$F103=\"\"),\"\",H118/'Lives scenario - input'!$F103),\"\")","v":""},{"$f":"IFERROR(IF(OR(I118=\"\",'Lives scenario - input'!$F103=\"\"),\"\",I118/'Lives scenario - input'!$F103),\"\")","v":""},{"$f":"IFERROR(IF(OR(J118=\"\",'Lives scenario - input'!$F103=\"\"),\"\",J118/'Lives scenario - input'!$F103),\"\")","v":""},{"$f":"IFERROR(IF(OR(K118=\"\",'Lives scenario - input'!$F103=\"\"),\"\",K118/'Lives scenario - input'!$F103),\"\")","v":""},{"$f":"IFERROR(IF(OR(L118=\"\",'Lives scenario - input'!$F103=\"\"),\"\",L118/'Lives scenario - input'!$F103),\"\")","v":""},{"$f":"IFERROR(IF(OR(M118=\"\",'Lives scenario - input'!$F103=\"\"),\"\",M118/'Lives scenario - input'!$F103),\"\")","v":""},{"$f":"IFERROR(IF(OR(N118=\"\",'Lives scenario - input'!$F103=\"\"),\"\",N118/'Lives scenario - input'!$F103),\"\")","v":""},{"$f":"IFERROR(IF(OR(O118=\"\",'Lives scenario - input'!$F103=\"\"),\"\",O118/'Lives scenario - input'!$F103),\"\")","v":""},{"$f":"IFERROR(IF(OR(P118=\"\",'Lives scenario - input'!$F103=\"\"),\"\",P118/'Lives scenario - input'!$F103),\"\")","v":""},{"$f":"IFERROR(IF(OR(Q118=\"\",'Lives scenario - input'!$F103=\"\"),\"\",Q118/'Lives scenario - input'!$F103),\"\")","v":""},{"$f":"IFERROR(IF(OR(R118=\"\",'Lives scenario - input'!$F103=\"\"),\"\",R118/'Lives scenario - input'!$F103),\"\")","v":""},{"$f":"IFERROR(IF(OR(S118=\"\",'Lives scenario - input'!$F103=\"\"),\"\",S118/'Lives scenario - input'!$F103),\"\")","v":""},{"$f":"IFERROR(IF(OR(T118=\"\",'Lives scenario - input'!$F103=\"\"),\"\",T118/'Lives scenario - input'!$F103),\"\")","v":""},{"$f":"IFERROR(IF(OR(U118=\"\",'Lives scenario - input'!$F103=\"\"),\"\",U118/'Lives scenario - input'!$F103),\"\")","v":""},{"$f":"IFERROR(IF(OR(V118=\"\",'Lives scenario - input'!$F103=\"\"),\"\",V118/'Lives scenario - input'!$F103),\"\")","v":""},{"$f":"IFERROR(IF(OR(W118=\"\",'Lives scenario - input'!$F103=\"\"),\"\",W118/'Lives scenario - input'!$F103),\"\")","v":""}]
[{"$f":"IFERROR('Lives scenario - input'!A104,\"\")","v":""},{"$f":"IFERROR('Lives scenario - input'!B104,\"\")","v":""},{"$f":"IFERROR('Lives scenario - input'!C104,\"\")","v":""},{"$f":"IFERROR(repcalc('Lives scenario - input'!$CX104:$GJ104,'Lives scenario - input'!$I104,'Lives scenario - input'!$G104,'Lives scenario - input'!$H104,20,TRUE,TRUE),\"\")","v":""},"","","","","","","","","","","","","","","","","","","",{"$f":"IFERROR(IF(OR(D119=\"\",'Lives scenario - input'!$F104=\"\"),\"\",D119/'Lives scenario - input'!$F104),\"\")","v":""},{"$f":"IFERROR(IF(OR(E119=\"\",'Lives scenario - input'!$F104=\"\"),\"\",E119/'Lives scenario - input'!$F104),\"\")","v":""},{"$f":"IFERROR(IF(OR(F119=\"\",'Lives scenario - input'!$F104=\"\"),\"\",F119/'Lives scenario - input'!$F104),\"\")","v":""},{"$f":"IFERROR(IF(OR(G119=\"\",'Lives scenario - input'!$F104=\"\"),\"\",G119/'Lives scenario - input'!$F104),\"\")","v":""},{"$f":"IFERROR(IF(OR(H119=\"\",'Lives scenario - input'!$F104=\"\"),\"\",H119/'Lives scenario - input'!$F104),\"\")","v":""},{"$f":"IFERROR(IF(OR(I119=\"\",'Lives scenario - input'!$F104=\"\"),\"\",I119/'Lives scenario - input'!$F104),\"\")","v":""},{"$f":"IFERROR(IF(OR(J119=\"\",'Lives scenario - input'!$F104=\"\"),\"\",J119/'Lives scenario - input'!$F104),\"\")","v":""},{"$f":"IFERROR(IF(OR(K119=\"\",'Lives scenario - input'!$F104=\"\"),\"\",K119/'Lives scenario - input'!$F104),\"\")","v":""},{"$f":"IFERROR(IF(OR(L119=\"\",'Lives scenario - input'!$F104=\"\"),\"\",L119/'Lives scenario - input'!$F104),\"\")","v":""},{"$f":"IFERROR(IF(OR(M119=\"\",'Lives scenario - input'!$F104=\"\"),\"\",M119/'Lives scenario - input'!$F104),\"\")","v":""},{"$f":"IFERROR(IF(OR(N119=\"\",'Lives scenario - input'!$F104=\"\"),\"\",N119/'Lives scenario - input'!$F104),\"\")","v":""},{"$f":"IFERROR(IF(OR(O119=\"\",'Lives scenario - input'!$F104=\"\"),\"\",O119/'Lives scenario - input'!$F104),\"\")","v":""},{"$f":"IFERROR(IF(OR(P119=\"\",'Lives scenario - input'!$F104=\"\"),\"\",P119/'Lives scenario - input'!$F104),\"\")","v":""},{"$f":"IFERROR(IF(OR(Q119=\"\",'Lives scenario - input'!$F104=\"\"),\"\",Q119/'Lives scenario - input'!$F104),\"\")","v":""},{"$f":"IFERROR(IF(OR(R119=\"\",'Lives scenario - input'!$F104=\"\"),\"\",R119/'Lives scenario - input'!$F104),\"\")","v":""},{"$f":"IFERROR(IF(OR(S119=\"\",'Lives scenario - input'!$F104=\"\"),\"\",S119/'Lives scenario - input'!$F104),\"\")","v":""},{"$f":"IFERROR(IF(OR(T119=\"\",'Lives scenario - input'!$F104=\"\"),\"\",T119/'Lives scenario - input'!$F104),\"\")","v":""},{"$f":"IFERROR(IF(OR(U119=\"\",'Lives scenario - input'!$F104=\"\"),\"\",U119/'Lives scenario - input'!$F104),\"\")","v":""},{"$f":"IFERROR(IF(OR(V119=\"\",'Lives scenario - input'!$F104=\"\"),\"\",V119/'Lives scenario - input'!$F104),\"\")","v":""},{"$f":"IFERROR(IF(OR(W119=\"\",'Lives scenario - input'!$F104=\"\"),\"\",W119/'Lives scenario - input'!$F104),\"\")","v":""}]
[{"$f":"IFERROR('Lives scenario - input'!A105,\"\")","v":""},{"$f":"IFERROR('Lives scenario - input'!B105,\"\")","v":""},{"$f":"IFERROR('Lives scenario - input'!C105,\"\")","v":""},{"$f":"IFERROR(repcalc('Lives scenario - input'!$CX105:$GJ105,'Lives scenario - input'!$I105,'Lives scenario - input'!$G105,'Lives scenario - input'!$H105,20,TRUE,TRUE),\"\")","v":""},"","","","","","","","","","","","","","","","","","","",{"$f":"IFERROR(IF(OR(D120=\"\",'Lives scenario - input'!$F105=\"\"),\"\",D120/'Lives scenario - input'!$F105),\"\")","v":""},{"$f":"IFERROR(IF(OR(E120=\"\",'Lives scenario - input'!$F105=\"\"),\"\",E120/'Lives scenario - input'!$F105),\"\")","v":""},{"$f":"IFERROR(IF(OR(F120=\"\",'Lives scenario - input'!$F105=\"\"),\"\",F120/'Lives scenario - input'!$F105),\"\")","v":""},{"$f":"IFERROR(IF(OR(G120=\"\",'Lives scenario - input'!$F105=\"\"),\"\",G120/'Lives scenario - input'!$F105),\"\")","v":""},{"$f":"IFERROR(IF(OR(H120=\"\",'Lives scenario - input'!$F105=\"\"),\"\",H120/'Lives scenario - input'!$F105),\"\")","v":""},{"$f":"IFERROR(IF(OR(I120=\"\",'Lives scenario - input'!$F105=\"\"),\"\",I120/'Lives scenario - input'!$F105),\"\")","v":""},{"$f":"IFERROR(IF(OR(J120=\"\",'Lives scenario - input'!$F105=\"\"),\"\",J120/'Lives scenario - input'!$F105),\"\")","v":""},{"$f":"IFERROR(IF(OR(K120=\"\",'Lives scenario - input'!$F105=\"\"),\"\",K120/'Lives scenario - input'!$F105),\"\")","v":""},{"$f":"IFERROR(IF(OR(L120=\"\",'Lives scenario - input'!$F105=\"\"),\"\",L120/'Lives scenario - input'!$F105),\"\")","v":""},{"$f":"IFERROR(IF(OR(M120=\"\",'Lives scenario - input'!$F105=\"\"),\"\",M120/'Lives scenario - input'!$F105),\"\")","v":""},{"$f":"IFERROR(IF(OR(N120=\"\",'Lives scenario - input'!$F105=\"\"),\"\",N120/'Lives scenario - input'!$F105),\"\")","v":""},{"$f":"IFERROR(IF(OR(O120=\"\",'Lives scenario - input'!$F105=\"\"),\"\",O120/'Lives scenario - input'!$F105),\"\")","v":""},{"$f":"IFERROR(IF(OR(P120=\"\",'Lives scenario - input'!$F105=\"\"),\"\",P120/'Lives scenario - input'!$F105),\"\")","v":""},{"$f":"IFERROR(IF(OR(Q120=\"\",'Lives scenario - input'!$F105=\"\"),\"\",Q120/'Lives scenario - input'!$F105),\"\")","v":""},{"$f":"IFERROR(IF(OR(R120=\"\",'Lives scenario - input'!$F105=\"\"),\"\",R120/'Lives scenario - input'!$F105),\"\")","v":""},{"$f":"IFERROR(IF(OR(S120=\"\",'Lives scenario - input'!$F105=\"\"),\"\",S120/'Lives scenario - input'!$F105),\"\")","v":""},{"$f":"IFERROR(IF(OR(T120=\"\",'Lives scenario - input'!$F105=\"\"),\"\",T120/'Lives scenario - input'!$F105),\"\")","v":""},{"$f":"IFERROR(IF(OR(U120=\"\",'Lives scenario - input'!$F105=\"\"),\"\",U120/'Lives scenario - input'!$F105),\"\")","v":""},{"$f":"IFERROR(IF(OR(V120=\"\",'Lives scenario - input'!$F105=\"\"),\"\",V120/'Lives scenario - input'!$F105),\"\")","v":""},{"$f":"IFERROR(IF(OR(W120=\"\",'Lives scenario - input'!$F105=\"\"),\"\",W120/'Lives scenario - input'!$F105),\"\")","v":""}]
[{"$f":"IFERROR('Lives scenario - input'!A106,\"\")","v":""},{"$f":"IFERROR('Lives scenario - input'!B106,\"\")","v":""},{"$f":"IFERROR('Lives scenario - input'!C106,\"\")","v":""},{"$f":"IFERROR(repcalc('Lives scenario - input'!$CX106:$GJ106,'Lives scenario - input'!$I106,'Lives scenario - input'!$G106,'Lives scenario - input'!$H106,20,TRUE,TRUE),\"\")","v":""},"","","","","","","","","","","","","","","","","","","",{"$f":"IFERROR(IF(OR(D121=\"\",'Lives scenario - input'!$F106=\"\"),\"\",D121/'Lives scenario - input'!$F106),\"\")","v":""},{"$f":"IFERROR(IF(OR(E121=\"\",'Lives scenario - input'!$F106=\"\"),\"\",E121/'Lives scenario - input'!$F106),\"\")","v":""},{"$f":"IFERROR(IF(OR(F121=\"\",'Lives scenario - input'!$F106=\"\"),\"\",F121/'Lives scenario - input'!$F106),\"\")","v":""},{"$f":"IFERROR(IF(OR(G121=\"\",'Lives scenario - input'!$F106=\"\"),\"\",G121/'Lives scenario - input'!$F106),\"\")","v":""},{"$f":"IFERROR(IF(OR(H121=\"\",'Lives scenario - input'!$F106=\"\"),\"\",H121/'Lives scenario - input'!$F106),\"\")","v":""},{"$f":"IFERROR(IF(OR(I121=\"\",'Lives scenario - input'!$F106=\"\"),\"\",I121/'Lives scenario - input'!$F106),\"\")","v":""},{"$f":"IFERROR(IF(OR(J121=\"\",'Lives scenario - input'!$F106=\"\"),\"\",J121/'Lives scenario - input'!$F106),\"\")","v":""},{"$f":"IFERROR(IF(OR(K121=\"\",'Lives scenario - input'!$F106=\"\"),\"\",K121/'Lives scenario - input'!$F106),\"\")","v":""},{"$f":"IFERROR(IF(OR(L121=\"\",'Lives scenario - input'!$F106=\"\"),\"\",L121/'Lives scenario - input'!$F106),\"\")","v":""},{"$f":"IFERROR(IF(OR(M121=\"\",'Lives scenario - input'!$F106=\"\"),\"\",M121/'Lives scenario - input'!$F106),\"\")","v":""},{"$f":"IFERROR(IF(OR(N121=\"\",'Lives scenario - input'!$F106=\"\"),\"\",N121/'Lives scenario - input'!$F106),\"\")","v":""},{"$f":"IFERROR(IF(OR(O121=\"\",'Lives scenario - input'!$F106=\"\"),\"\",O121/'Lives scenario - input'!$F106),\"\")","v":""},{"$f":"IFERROR(IF(OR(P121=\"\",'Lives scenario - input'!$F106=\"\"),\"\",P121/'Lives scenario - input'!$F106),\"\")","v":""},{"$f":"IFERROR(IF(OR(Q121=\"\",'Lives scenario - input'!$F106=\"\"),\"\",Q121/'Lives scenario - input'!$F106),\"\")","v":""},{"$f":"IFERROR(IF(OR(R121=\"\",'Lives scenario - input'!$F106=\"\"),\"\",R121/'Lives scenario - input'!$F106),\"\")","v":""},{"$f":"IFERROR(IF(OR(S121=\"\",'Lives scenario - input'!$F106=\"\"),\"\",S121/'Lives scenario - input'!$F106),\"\")","v":""},{"$f":"IFERROR(IF(OR(T121=\"\",'Lives scenario - input'!$F106=\"\"),\"\",T121/'Lives scenario - input'!$F106),\"\")","v":""},{"$f":"IFERROR(IF(OR(U121=\"\",'Lives scenario - input'!$F106=\"\"),\"\",U121/'Lives scenario - input'!$F106),\"\")","v":""},{"$f":"IFERROR(IF(OR(V121=\"\",'Lives scenario - input'!$F106=\"\"),\"\",V121/'Lives scenario - input'!$F106),\"\")","v":""},{"$f":"IFERROR(IF(OR(W121=\"\",'Lives scenario - input'!$F106=\"\"),\"\",W121/'Lives scenario - input'!$F106),\"\")","v":""}]
[{"$f":"IFERROR('Lives scenario - input'!A107,\"\")","v":""},{"$f":"IFERROR('Lives scenario - input'!B107,\"\")","v":""},{"$f":"IFERROR('Lives scenario - input'!C107,\"\")","v":""},{"$f":"IFERROR(repcalc('Lives scenario - input'!$CX107:$GJ107,'Lives scenario - input'!$I107,'Lives scenario - input'!$G107,'Lives scenario - input'!$H107,20,TRUE,TRUE),\"\")","v":""},"","","","","","","","","","","","","","","","","","","",{"$f":"IFERROR(IF(OR(D122=\"\",'Lives scenario - input'!$F107=\"\"),\"\",D122/'Lives scenario - input'!$F107),\"\")","v":""},{"$f":"IFERROR(IF(OR(E122=\"\",'Lives scenario - input'!$F107=\"\"),\"\",E122/'Lives scenario - input'!$F107),\"\")","v":""},{"$f":"IFERROR(IF(OR(F122=\"\",'Lives scenario - input'!$F107=\"\"),\"\",F122/'Lives scenario - input'!$F107),\"\")","v":""},{"$f":"IFERROR(IF(OR(G122=\"\",'Lives scenario - input'!$F107=\"\"),\"\",G122/'Lives scenario - input'!$F107),\"\")","v":""},{"$f":"IFERROR(IF(OR(H122=\"\",'Lives scenario - input'!$F107=\"\"),\"\",H122/'Lives scenario - input'!$F107),\"\")","v":""},{"$f":"IFERROR(IF(OR(I122=\"\",'Lives scenario - input'!$F107=\"\"),\"\",I122/'Lives scenario - input'!$F107),\"\")","v":""},{"$f":"IFERROR(IF(OR(J122=\"\",'Lives scenario - input'!$F107=\"\"),\"\",J122/'Lives scenario - input'!$F107),\"\")","v":""},{"$f":"IFERROR(IF(OR(K122=\"\",'Lives scenario - input'!$F107=\"\"),\"\",K122/'Lives scenario - input'!$F107),\"\")","v":""},{"$f":"IFERROR(IF(OR(L122=\"\",'Lives scenario - input'!$F107=\"\"),\"\",L122/'Lives scenario - input'!$F107),\"\")","v":""},{"$f":"IFERROR(IF(OR(M122=\"\",'Lives scenario - input'!$F107=\"\"),\"\",M122/'Lives scenario - input'!$F107),\"\")","v":""},{"$f":"IFERROR(IF(OR(N122=\"\",'Lives scenario - input'!$F107=\"\"),\"\",N122/'Lives scenario - input'!$F107),\"\")","v":""},{"$f":"IFERROR(IF(OR(O122=\"\",'Lives scenario - input'!$F107=\"\"),\"\",O122/'Lives scenario - input'!$F107),\"\")","v":""},{"$f":"IFERROR(IF(OR(P122=\"\",'Lives scenario - input'!$F107=\"\"),\"\",P122/'Lives scenario - input'!$F107),\"\")","v":""},{"$f":"IFERROR(IF(OR(Q122=\"\",'Lives scenario - input'!$F107=\"\"),\"\",Q122/'Lives scenario - input'!$F107),\"\")","v":""},{"$f":"IFERROR(IF(OR(R122=\"\",'Lives scenario - input'!$F107=\"\"),\"\",R122/'Lives scenario - input'!$F107),\"\")","v":""},{"$f":"IFERROR(IF(OR(S122=\"\",'Lives scenario - input'!$F107=\"\"),\"\",S122/'Lives scenario - input'!$F107),\"\")","v":""},{"$f":"IFERROR(IF(OR(T122=\"\",'Lives scenario - input'!$F107=\"\"),\"\",T122/'Lives scenario - input'!$F107),\"\")","v":""},{"$f":"IFERROR(IF(OR(U122=\"\",'Lives scenario - input'!$F107=\"\"),\"\",U122/'Lives scenario - input'!$F107),\"\")","v":""},{"$f":"IFERROR(IF(OR(V122=\"\",'Lives scenario - input'!$F107=\"\"),\"\",V122/'Lives scenario - input'!$F107),\"\")","v":""},{"$f":"IFERROR(IF(OR(W122=\"\",'Lives scenario - input'!$F107=\"\"),\"\",W122/'Lives scenario - input'!$F107),\"\")","v":""}]
[{"$f":"IFERROR('Lives scenario - input'!A108,\"\")","v":""},{"$f":"IFERROR('Lives scenario - input'!B108,\"\")","v":""},{"$f":"IFERROR('Lives scenario - input'!C108,\"\")","v":""},{"$f":"IFERROR(repcalc('Lives scenario - input'!$CX108:$GJ108,'Lives scenario - input'!$I108,'Lives scenario - input'!$G108,'Lives scenario - input'!$H108,20,TRUE,TRUE),\"\")","v":""},"","","","","","","","","","","","","","","","","","","",{"$f":"IFERROR(IF(OR(D123=\"\",'Lives scenario - input'!$F108=\"\"),\"\",D123/'Lives scenario - input'!$F108),\"\")","v":""},{"$f":"IFERROR(IF(OR(E123=\"\",'Lives scenario - input'!$F108=\"\"),\"\",E123/'Lives scenario - input'!$F108),\"\")","v":""},{"$f":"IFERROR(IF(OR(F123=\"\",'Lives scenario - input'!$F108=\"\"),\"\",F123/'Lives scenario - input'!$F108),\"\")","v":""},{"$f":"IFERROR(IF(OR(G123=\"\",'Lives scenario - input'!$F108=\"\"),\"\",G123/'Lives scenario - input'!$F108),\"\")","v":""},{"$f":"IFERROR(IF(OR(H123=\"\",'Lives scenario - input'!$F108=\"\"),\"\",H123/'Lives scenario - input'!$F108),\"\")","v":""},{"$f":"IFERROR(IF(OR(I123=\"\",'Lives scenario - input'!$F108=\"\"),\"\",I123/'Lives scenario - input'!$F108),\"\")","v":""},{"$f":"IFERROR(IF(OR(J123=\"\",'Lives scenario - input'!$F108=\"\"),\"\",J123/'Lives scenario - input'!$F108),\"\")","v":""},{"$f":"IFERROR(IF(OR(K123=\"\",'Lives scenario - input'!$F108=\"\"),\"\",K123/'Lives scenario - input'!$F108),\"\")","v":""},{"$f":"IFERROR(IF(OR(L123=\"\",'Lives scenario - input'!$F108=\"\"),\"\",L123/'Lives scenario - input'!$F108),\"\")","v":""},{"$f":"IFERROR(IF(OR(M123=\"\",'Lives scenario - input'!$F108=\"\"),\"\",M123/'Lives scenario - input'!$F108),\"\")","v":""},{"$f":"IFERROR(IF(OR(N123=\"\",'Lives scenario - input'!$F108=\"\"),\"\",N123/'Lives scenario - input'!$F108),\"\")","v":""},{"$f":"IFERROR(IF(OR(O123=\"\",'Lives scenario - input'!$F108=\"\"),\"\",O123/'Lives scenario - input'!$F108),\"\")","v":""},{"$f":"IFERROR(IF(OR(P123=\"\",'Lives scenario - input'!$F108=\"\"),\"\",P123/'Lives scenario - input'!$F108),\"\")","v":""},{"$f":"IFERROR(IF(OR(Q123=\"\",'Lives scenario - input'!$F108=\"\"),\"\",Q123/'Lives scenario - input'!$F108),\"\")","v":""},{"$f":"IFERROR(IF(OR(R123=\"\",'Lives scenario - input'!$F108=\"\"),\"\",R123/'Lives scenario - input'!$F108),\"\")","v":""},{"$f":"IFERROR(IF(OR(S123=\"\",'Lives scenario - input'!$F108=\"\"),\"\",S123/'Lives scenario - input'!$F108),\"\")","v":""},{"$f":"IFERROR(IF(OR(T123=\"\",'Lives scenario - input'!$F108=\"\"),\"\",T123/'Lives scenario - input'!$F108),\"\")","v":""},{"$f":"IFERROR(IF(OR(U123=\"\",'Lives scenario - input'!$F108=\"\"),\"\",U123/'Lives scenario - input'!$F108),\"\")","v":""},{"$f":"IFERROR(IF(OR(V123=\"\",'Lives scenario - input'!$F108=\"\"),\"\",V123/'Lives scenario - input'!$F108),\"\")","v":""},{"$f":"IFERROR(IF(OR(W123=\"\",'Lives scenario - input'!$F108=\"\"),\"\",W123/'Lives scenario - input'!$F108),\"\")","v":""}]
[{"$f":"IFERROR('Lives scenario - input'!A109,\"\")","v":""},{"$f":"IFERROR('Lives scenario - input'!B109,\"\")","v":""},{"$f":"IFERROR('Lives scenario - input'!C109,\"\")","v":""},{"$f":"IFERROR(repcalc('Lives scenario - input'!$CX109:$GJ109,'Lives scenario - input'!$I109,'Lives scenario - input'!$G109,'Lives scenario - input'!$H109,20,TRUE,TRUE),\"\")","v":""},"","","","","","","","","","","","","","","","","","","",{"$f":"IFERROR(IF(OR(D124=\"\",'Lives scenario - input'!$F109=\"\"),\"\",D124/'Lives scenario - input'!$F109),\"\")","v":""},{"$f":"IFERROR(IF(OR(E124=\"\",'Lives scenario - input'!$F109=\"\"),\"\",E124/'Lives scenario - input'!$F109),\"\")","v":""},{"$f":"IFERROR(IF(OR(F124=\"\",'Lives scenario - input'!$F109=\"\"),\"\",F124/'Lives scenario - input'!$F109),\"\")","v":""},{"$f":"IFERROR(IF(OR(G124=\"\",'Lives scenario - input'!$F109=\"\"),\"\",G124/'Lives scenario - input'!$F109),\"\")","v":""},{"$f":"IFERROR(IF(OR(H124=\"\",'Lives scenario - input'!$F109=\"\"),\"\",H124/'Lives scenario - input'!$F109),\"\")","v":""},{"$f":"IFERROR(IF(OR(I124=\"\",'Lives scenario - input'!$F109=\"\"),\"\",I124/'Lives scenario - input'!$F109),\"\")","v":""},{"$f":"IFERROR(IF(OR(J124=\"\",'Lives scenario - input'!$F109=\"\"),\"\",J124/'Lives scenario - input'!$F109),\"\")","v":""},{"$f":"IFERROR(IF(OR(K124=\"\",'Lives scenario - input'!$F109=\"\"),\"\",K124/'Lives scenario - input'!$F109),\"\")","v":""},{"$f":"IFERROR(IF(OR(L124=\"\",'Lives scenario - input'!$F109=\"\"),\"\",L124/'Lives scenario - input'!$F109),\"\")","v":""},{"$f":"IFERROR(IF(OR(M124=\"\",'Lives scenario - input'!$F109=\"\"),\"\",M124/'Lives scenario - input'!$F109),\"\")","v":""},{"$f":"IFERROR(IF(OR(N124=\"\",'Lives scenario - input'!$F109=\"\"),\"\",N124/'Lives scenario - input'!$F109),\"\")","v":""},{"$f":"IFERROR(IF(OR(O124=\"\",'Lives scenario - input'!$F109=\"\"),\"\",O124/'Lives scenario - input'!$F109),\"\")","v":""},{"$f":"IFERROR(IF(OR(P124=\"\",'Lives scenario - input'!$F109=\"\"),\"\",P124/'Lives scenario - input'!$F109),\"\")","v":""},{"$f":"IFERROR(IF(OR(Q124=\"\",'Lives scenario - input'!$F109=\"\"),\"\",Q124/'Lives scenario - input'!$F109),\"\")","v":""},{"$f":"IFERROR(IF(OR(R124=\"\",'Lives scenario - input'!$F109=\"\"),\"\",R124/'Lives scenario - input'!$F109),\"\")","v":""},{"$f":"IFERROR(IF(OR(S124=\"\",'Lives scenario - input'!$F109=\"\"),\"\",S124/'Lives scenario - input'!$F109),\"\")","v":""},{"$f":"IFERROR(IF(OR(T124=\"\",'Lives scenario - input'!$F109=\"\"),\"\",T124/'Lives scenario - input'!$F109),\"\")","v":""},{"$f":"IFERROR(IF(OR(U124=\"\",'Lives scenario - input'!$F109=\"\"),\"\",U124/'Lives scenario - input'!$F109),\"\")","v":""},{"$f":"IFERROR(IF(OR(V124=\"\",'Lives scenario - input'!$F109=\"\"),\"\",V124/'Lives scenario - input'!$F109),\"\")","v":""},{"$f":"IFERROR(IF(OR(W124=\"\",'Lives scenario - input'!$F109=\"\"),\"\",W124/'Lives scenario - input'!$F109),\"\")","v":""}]
[{"$f":"IFERROR('Lives scenario - input'!A110,\"\")","v":""},{"$f":"IFERROR('Lives scenario - input'!B110,\"\")","v":""},{"$f":"IFERROR('Lives scenario - input'!C110,\"\")","v":""},{"$f":"IFERROR(repcalc('Lives scenario - input'!$CX110:$GJ110,'Lives scenario - input'!$I110,'Lives scenario - input'!$G110,'Lives scenario - input'!$H110,20,TRUE,TRUE),\"\")","v":""},"","","","","","","","","","","","","","","","","","","",{"$f":"IFERROR(IF(OR(D125=\"\",'Lives scenario - input'!$F110=\"\"),\"\",D125/'Lives scenario - input'!$F110),\"\")","v":""},{"$f":"IFERROR(IF(OR(E125=\"\",'Lives scenario - input'!$F110=\"\"),\"\",E125/'Lives scenario - input'!$F110),\"\")","v":""},{"$f":"IFERROR(IF(OR(F125=\"\",'Lives scenario - input'!$F110=\"\"),\"\",F125/'Lives scenario - input'!$F110),\"\")","v":""},{"$f":"IFERROR(IF(OR(G125=\"\",'Lives scenario - input'!$F110=\"\"),\"\",G125/'Lives scenario - input'!$F110),\"\")","v":""},{"$f":"IFERROR(IF(OR(H125=\"\",'Lives scenario - input'!$F110=\"\"),\"\",H125/'Lives scenario - input'!$F110),\"\")","v":""},{"$f":"IFERROR(IF(OR(I125=\"\",'Lives scenario - input'!$F110=\"\"),\"\",I125/'Lives scenario - input'!$F110),\"\")","v":""},{"$f":"IFERROR(IF(OR(J125=\"\",'Lives scenario - input'!$F110=\"\"),\"\",J125/'Lives scenario - input'!$F110),\"\")","v":""},{"$f":"IFERROR(IF(OR(K125=\"\",'Lives scenario - input'!$F110=\"\"),\"\",K125/'Lives scenario - input'!$F110),\"\")","v":""},{"$f":"IFERROR(IF(OR(L125=\"\",'Lives scenario - input'!$F110=\"\"),\"\",L125/'Lives scenario - input'!$F110),\"\")","v":""},{"$f":"IFERROR(IF(OR(M125=\"\",'Lives scenario - input'!$F110=\"\"),\"\",M125/'Lives scenario - input'!$F110),\"\")","v":""},{"$f":"IFERROR(IF(OR(N125=\"\",'Lives scenario - input'!$F110=\"\"),\"\",N125/'Lives scenario - input'!$F110),\"\")","v":""},{"$f":"IFERROR(IF(OR(O125=\"\",'Lives scenario - input'!$F110=\"\"),\"\",O125/'Lives scenario - input'!$F110),\"\")","v":""},{"$f":"IFERROR(IF(OR(P125=\"\",'Lives scenario - input'!$F110=\"\"),\"\",P125/'Lives scenario - input'!$F110),\"\")","v":""},{"$f":"IFERROR(IF(OR(Q125=\"\",'Lives scenario - input'!$F110=\"\"),\"\",Q125/'Lives scenario - input'!$F110),\"\")","v":""},{"$f":"IFERROR(IF(OR(R125=\"\",'Lives scenario - input'!$F110=\"\"),\"\",R125/'Lives scenario - input'!$F110),\"\")","v":""},{"$f":"IFERROR(IF(OR(S125=\"\",'Lives scenario - input'!$F110=\"\"),\"\",S125/'Lives scenario - input'!$F110),\"\")","v":""},{"$f":"IFERROR(IF(OR(T125=\"\",'Lives scenario - input'!$F110=\"\"),\"\",T125/'Lives scenario - input'!$F110),\"\")","v":""},{"$f":"IFERROR(IF(OR(U125=\"\",'Lives scenario - input'!$F110=\"\"),\"\",U125/'Lives scenario - input'!$F110),\"\")","v":""},{"$f":"IFERROR(IF(OR(V125=\"\",'Lives scenario - input'!$F110=\"\"),\"\",V125/'Lives scenario - input'!$F110),\"\")","v":""},{"$f":"IFERROR(IF(OR(W125=\"\",'Lives scenario - input'!$F110=\"\"),\"\",W125/'Lives scenario - input'!$F110),\"\")","v":""}]
[{"$f":"IFERROR('Lives scenario - input'!A111,\"\")","v":""},{"$f":"IFERROR('Lives scenario - input'!B111,\"\")","v":""},{"$f":"IFERROR('Lives scenario - input'!C111,\"\")","v":""},{"$f":"IFERROR(repcalc('Lives scenario - input'!$CX111:$GJ111,'Lives scenario - input'!$I111,'Lives scenario - input'!$G111,'Lives scenario - input'!$H111,20,TRUE,TRUE),\"\")","v":""},"","","","","","","","","","","","","","","","","","","",{"$f":"IFERROR(IF(OR(D126=\"\",'Lives scenario - input'!$F111=\"\"),\"\",D126/'Lives scenario - input'!$F111),\"\")","v":""},{"$f":"IFERROR(IF(OR(E126=\"\",'Lives scenario - input'!$F111=\"\"),\"\",E126/'Lives scenario - input'!$F111),\"\")","v":""},{"$f":"IFERROR(IF(OR(F126=\"\",'Lives scenario - input'!$F111=\"\"),\"\",F126/'Lives scenario - input'!$F111),\"\")","v":""},{"$f":"IFERROR(IF(OR(G126=\"\",'Lives scenario - input'!$F111=\"\"),\"\",G126/'Lives scenario - input'!$F111),\"\")","v":""},{"$f":"IFERROR(IF(OR(H126=\"\",'Lives scenario - input'!$F111=\"\"),\"\",H126/'Lives scenario - input'!$F111),\"\")","v":""},{"$f":"IFERROR(IF(OR(I126=\"\",'Lives scenario - input'!$F111=\"\"),\"\",I126/'Lives scenario - input'!$F111),\"\")","v":""},{"$f":"IFERROR(IF(OR(J126=\"\",'Lives scenario - input'!$F111=\"\"),\"\",J126/'Lives scenario - input'!$F111),\"\")","v":""},{"$f":"IFERROR(IF(OR(K126=\"\",'Lives scenario - input'!$F111=\"\"),\"\",K126/'Lives scenario - input'!$F111),\"\")","v":""},{"$f":"IFERROR(IF(OR(L126=\"\",'Lives scenario - input'!$F111=\"\"),\"\",L126/'Lives scenario - input'!$F111),\"\")","v":""},{"$f":"IFERROR(IF(OR(M126=\"\",'Lives scenario - input'!$F111=\"\"),\"\",M126/'Lives scenario - input'!$F111),\"\")","v":""},{"$f":"IFERROR(IF(OR(N126=\"\",'Lives scenario - input'!$F111=\"\"),\"\",N126/'Lives scenario - input'!$F111),\"\")","v":""},{"$f":"IFERROR(IF(OR(O126=\"\",'Lives scenario - input'!$F111=\"\"),\"\",O126/'Lives scenario - input'!$F111),\"\")","v":""},{"$f":"IFERROR(IF(OR(P126=\"\",'Lives scenario - input'!$F111=\"\"),\"\",P126/'Lives scenario - input'!$F111),\"\")","v":""},{"$f":"IFERROR(IF(OR(Q126=\"\",'Lives scenario - input'!$F111=\"\"),\"\",Q126/'Lives scenario - input'!$F111),\"\")","v":""},{"$f":"IFERROR(IF(OR(R126=\"\",'Lives scenario - input'!$F111=\"\"),\"\",R126/'Lives scenario - input'!$F111),\"\")","v":""},{"$f":"IFERROR(IF(OR(S126=\"\",'Lives scenario - input'!$F111=\"\"),\"\",S126/'Lives scenario - input'!$F111),\"\")","v":""},{"$f":"IFERROR(IF(OR(T126=\"\",'Lives scenario - input'!$F111=\"\"),\"\",T126/'Lives scenario - input'!$F111),\"\")","v":""},{"$f":"IFERROR(IF(OR(U126=\"\",'Lives scenario - input'!$F111=\"\"),\"\",U126/'Lives scenario - input'!$F111),\"\")","v":""},{"$f":"IFERROR(IF(OR(V126=\"\",'Lives scenario - input'!$F111=\"\"),\"\",V126/'Lives scenario - input'!$F111),\"\")","v":""},{"$f":"IFERROR(IF(OR(W126=\"\",'Lives scenario - input'!$F111=\"\"),\"\",W126/'Lives scenario - input'!$F111),\"\")","v":""}]
[{"$f":"IFERROR('Lives scenario - input'!A112,\"\")","v":""},{"$f":"IFERROR('Lives scenario - input'!B112,\"\")","v":""},{"$f":"IFERROR('Lives scenario - input'!C112,\"\")","v":""},{"$f":"IFERROR(repcalc('Lives scenario - input'!$CX112:$GJ112,'Lives scenario - input'!$I112,'Lives scenario - input'!$G112,'Lives scenario - input'!$H112,20,TRUE,TRUE),\"\")","v":""},"","","","","","","","","","","","","","","","","","","",{"$f":"IFERROR(IF(OR(D127=\"\",'Lives scenario - input'!$F112=\"\"),\"\",D127/'Lives scenario - input'!$F112),\"\")","v":""},{"$f":"IFERROR(IF(OR(E127=\"\",'Lives scenario - input'!$F112=\"\"),\"\",E127/'Lives scenario - input'!$F112),\"\")","v":""},{"$f":"IFERROR(IF(OR(F127=\"\",'Lives scenario - input'!$F112=\"\"),\"\",F127/'Lives scenario - input'!$F112),\"\")","v":""},{"$f":"IFERROR(IF(OR(G127=\"\",'Lives scenario - input'!$F112=\"\"),\"\",G127/'Lives scenario - input'!$F112),\"\")","v":""},{"$f":"IFERROR(IF(OR(H127=\"\",'Lives scenario - input'!$F112=\"\"),\"\",H127/'Lives scenario - input'!$F112),\"\")","v":""},{"$f":"IFERROR(IF(OR(I127=\"\",'Lives scenario - input'!$F112=\"\"),\"\",I127/'Lives scenario - input'!$F112),\"\")","v":""},{"$f":"IFERROR(IF(OR(J127=\"\",'Lives scenario - input'!$F112=\"\"),\"\",J127/'Lives scenario - input'!$F112),\"\")","v":""},{"$f":"IFERROR(IF(OR(K127=\"\",'Lives scenario - input'!$F112=\"\"),\"\",K127/'Lives scenario - input'!$F112),\"\")","v":""},{"$f":"IFERROR(IF(OR(L127=\"\",'Lives scenario - input'!$F112=\"\"),\"\",L127/'Lives scenario - input'!$F112),\"\")","v":""},{"$f":"IFERROR(IF(OR(M127=\"\",'Lives scenario - input'!$F112=\"\"),\"\",M127/'Lives scenario - input'!$F112),\"\")","v":""},{"$f":"IFERROR(IF(OR(N127=\"\",'Lives scenario - input'!$F112=\"\"),\"\",N127/'Lives scenario - input'!$F112),\"\")","v":""},{"$f":"IFERROR(IF(OR(O127=\"\",'Lives scenario - input'!$F112=\"\"),\"\",O127/'Lives scenario - input'!$F112),\"\")","v":""},{"$f":"IFERROR(IF(OR(P127=\"\",'Lives scenario - input'!$F112=\"\"),\"\",P127/'Lives scenario - input'!$F112),\"\")","v":""},{"$f":"IFERROR(IF(OR(Q127=\"\",'Lives scenario - input'!$F112=\"\"),\"\",Q127/'Lives scenario - input'!$F112),\"\")","v":""},{"$f":"IFERROR(IF(OR(R127=\"\",'Lives scenario - input'!$F112=\"\"),\"\",R127/'Lives scenario - input'!$F112),\"\")","v":""},{"$f":"IFERROR(IF(OR(S127=\"\",'Lives scenario - input'!$F112=\"\"),\"\",S127/'Lives scenario - input'!$F112),\"\")","v":""},{"$f":"IFERROR(IF(OR(T127=\"\",'Lives scenario - input'!$F112=\"\"),\"\",T127/'Lives scenario - input'!$F112),\"\")","v":""},{"$f":"IFERROR(IF(OR(U127=\"\",'Lives scenario - input'!$F112=\"\"),\"\",U127/'Lives scenario - input'!$F112),\"\")","v":""},{"$f":"IFERROR(IF(OR(V127=\"\",'Lives scenario - input'!$F112=\"\"),\"\",V127/'Lives scenario - input'!$F112),\"\")","v":""},{"$f":"IFERROR(IF(OR(W127=\"\",'Lives scenario - input'!$F112=\"\"),\"\",W127/'Lives scenario - input'!$F112),\"\")","v":""}]
[{"$f":"IFERROR('Lives scenario - input'!A113,\"\")","v":""},{"$f":"IFERROR('Lives scenario - input'!B113,\"\")","v":""},{"$f":"IFERROR('Lives scenario - input'!C113,\"\")","v":""},{"$f":"IFERROR(repcalc('Lives scenario - input'!$CX113:$GJ113,'Lives scenario - input'!$I113,'Lives scenario - input'!$G113,'Lives scenario - input'!$H113,20,TRUE,TRUE),\"\")","v":""},"","","","","","","","","","","","","","","","","","","",{"$f":"IFERROR(IF(OR(D128=\"\",'Lives scenario - input'!$F113=\"\"),\"\",D128/'Lives scenario - input'!$F113),\"\")","v":""},{"$f":"IFERROR(IF(OR(E128=\"\",'Lives scenario - input'!$F113=\"\"),\"\",E128/'Lives scenario - input'!$F113),\"\")","v":""},{"$f":"IFERROR(IF(OR(F128=\"\",'Lives scenario - input'!$F113=\"\"),\"\",F128/'Lives scenario - input'!$F113),\"\")","v":""},{"$f":"IFERROR(IF(OR(G128=\"\",'Lives scenario - input'!$F113=\"\"),\"\",G128/'Lives scenario - input'!$F113),\"\")","v":""},{"$f":"IFERROR(IF(OR(H128=\"\",'Lives scenario - input'!$F113=\"\"),\"\",H128/'Lives scenario - input'!$F113),\"\")","v":""},{"$f":"IFERROR(IF(OR(I128=\"\",'Lives scenario - input'!$F113=\"\"),\"\",I128/'Lives scenario - input'!$F113),\"\")","v":""},{"$f":"IFERROR(IF(OR(J128=\"\",'Lives scenario - input'!$F113=\"\"),\"\",J128/'Lives scenario - input'!$F113),\"\")","v":""},{"$f":"IFERROR(IF(OR(K128=\"\",'Lives scenario - input'!$F113=\"\"),\"\",K128/'Lives scenario - input'!$F113),\"\")","v":""},{"$f":"IFERROR(IF(OR(L128=\"\",'Lives scenario - input'!$F113=\"\"),\"\",L128/'Lives scenario - input'!$F113),\"\")","v":""},{"$f":"IFERROR(IF(OR(M128=\"\",'Lives scenario - input'!$F113=\"\"),\"\",M128/'Lives scenario - input'!$F113),\"\")","v":""},{"$f":"IFERROR(IF(OR(N128=\"\",'Lives scenario - input'!$F113=\"\"),\"\",N128/'Lives scenario - input'!$F113),\"\")","v":""},{"$f":"IFERROR(IF(OR(O128=\"\",'Lives scenario - input'!$F113=\"\"),\"\",O128/'Lives scenario - input'!$F113),\"\")","v":""},{"$f":"IFERROR(IF(OR(P128=\"\",'Lives scenario - input'!$F113=\"\"),\"\",P128/'Lives scenario - input'!$F113),\"\")","v":""},{"$f":"IFERROR(IF(OR(Q128=\"\",'Lives scenario - input'!$F113=\"\"),\"\",Q128/'Lives scenario - input'!$F113),\"\")","v":""},{"$f":"IFERROR(IF(OR(R128=\"\",'Lives scenario - input'!$F113=\"\"),\"\",R128/'Lives scenario - input'!$F113),\"\")","v":""},{"$f":"IFERROR(IF(OR(S128=\"\",'Lives scenario - input'!$F113=\"\"),\"\",S128/'Lives scenario - input'!$F113),\"\")","v":""},{"$f":"IFERROR(IF(OR(T128=\"\",'Lives scenario - input'!$F113=\"\"),\"\",T128/'Lives scenario - input'!$F113),\"\")","v":""},{"$f":"IFERROR(IF(OR(U128=\"\",'Lives scenario - input'!$F113=\"\"),\"\",U128/'Lives scenario - input'!$F113),\"\")","v":""},{"$f":"IFERROR(IF(OR(V128=\"\",'Lives scenario - input'!$F113=\"\"),\"\",V128/'Lives scenario - input'!$F113),\"\")","v":""},{"$f":"IFERROR(IF(OR(W128=\"\",'Lives scenario - input'!$F113=\"\"),\"\",W128/'Lives scenario - input'!$F113),\"\")","v":""}]
[{"$f":"IFERROR('Lives scenario - input'!A114,\"\")","v":""},{"$f":"IFERROR('Lives scenario - input'!B114,\"\")","v":""},{"$f":"IFERROR('Lives scenario - input'!C114,\"\")","v":""},{"$f":"IFERROR(repcalc('Lives scenario - input'!$CX114:$GJ114,'Lives scenario - input'!$I114,'Lives scenario - input'!$G114,'Lives scenario - input'!$H114,20,TRUE,TRUE),\"\")","v":""},"","","","","","","","","","","","","","","","","","","",{"$f":"IFERROR(IF(OR(D129=\"\",'Lives scenario - input'!$F114=\"\"),\"\",D129/'Lives scenario - input'!$F114),\"\")","v":""},{"$f":"IFERROR(IF(OR(E129=\"\",'Lives scenario - input'!$F114=\"\"),\"\",E129/'Lives scenario - input'!$F114),\"\")","v":""},{"$f":"IFERROR(IF(OR(F129=\"\",'Lives scenario - input'!$F114=\"\"),\"\",F129/'Lives scenario - input'!$F114),\"\")","v":""},{"$f":"IFERROR(IF(OR(G129=\"\",'Lives scenario - input'!$F114=\"\"),\"\",G129/'Lives scenario - input'!$F114),\"\")","v":""},{"$f":"IFERROR(IF(OR(H129=\"\",'Lives scenario - input'!$F114=\"\"),\"\",H129/'Lives scenario - input'!$F114),\"\")","v":""},{"$f":"IFERROR(IF(OR(I129=\"\",'Lives scenario - input'!$F114=\"\"),\"\",I129/'Lives scenario - input'!$F114),\"\")","v":""},{"$f":"IFERROR(IF(OR(J129=\"\",'Lives scenario - input'!$F114=\"\"),\"\",J129/'Lives scenario - input'!$F114),\"\")","v":""},{"$f":"IFERROR(IF(OR(K129=\"\",'Lives scenario - input'!$F114=\"\"),\"\",K129/'Lives scenario - input'!$F114),\"\")","v":""},{"$f":"IFERROR(IF(OR(L129=\"\",'Lives scenario - input'!$F114=\"\"),\"\",L129/'Lives scenario - input'!$F114),\"\")","v":""},{"$f":"IFERROR(IF(OR(M129=\"\",'Lives scenario - input'!$F114=\"\"),\"\",M129/'Lives scenario - input'!$F114),\"\")","v":""},{"$f":"IFERROR(IF(OR(N129=\"\",'Lives scenario - input'!$F114=\"\"),\"\",N129/'Lives scenario - input'!$F114),\"\")","v":""},{"$f":"IFERROR(IF(OR(O129=\"\",'Lives scenario - input'!$F114=\"\"),\"\",O129/'Lives scenario - input'!$F114),\"\")","v":""},{"$f":"IFERROR(IF(OR(P129=\"\",'Lives scenario - input'!$F114=\"\"),\"\",P129/'Lives scenario - input'!$F114),\"\")","v":""},{"$f":"IFERROR(IF(OR(Q129=\"\",'Lives scenario - input'!$F114=\"\"),\"\",Q129/'Lives scenario - input'!$F114),\"\")","v":""},{"$f":"IFERROR(IF(OR(R129=\"\",'Lives scenario - input'!$F114=\"\"),\"\",R129/'Lives scenario - input'!$F114),\"\")","v":""},{"$f":"IFERROR(IF(OR(S129=\"\",'Lives scenario - input'!$F114=\"\"),\"\",S129/'Lives scenario - input'!$F114),\"\")","v":""},{"$f":"IFERROR(IF(OR(T129=\"\",'Lives scenario - input'!$F114=\"\"),\"\",T129/'Lives scenario - input'!$F114),\"\")","v":""},{"$f":"IFERROR(IF(OR(U129=\"\",'Lives scenario - input'!$F114=\"\"),\"\",U129/'Lives scenario - input'!$F114),\"\")","v":""},{"$f":"IFERROR(IF(OR(V129=\"\",'Lives scenario - input'!$F114=\"\"),\"\",V129/'Lives scenario - input'!$F114),\"\")","v":""},{"$f":"IFERROR(IF(OR(W129=\"\",'Lives scenario - input'!$F114=\"\"),\"\",W129/'Lives scenario - input'!$F114),\"\")","v":""}]
[{"$f":"IFERROR('Lives scenario - input'!A115,\"\")","v":""},{"$f":"IFERROR('Lives scenario - input'!B115,\"\")","v":""},{"$f":"IFERROR('Lives scenario - input'!C115,\"\")","v":""},{"$f":"IFERROR(repcalc('Lives scenario - input'!$CX115:$GJ115,'Lives scenario - input'!$I115,'Lives scenario - input'!$G115,'Lives scenario - input'!$H115,20,TRUE,TRUE),\"\")","v":""},"","","","","","","","","","","","","","","","","","","",{"$f":"IFERROR(IF(OR(D130=\"\",'Lives scenario - input'!$F115=\"\"),\"\",D130/'Lives scenario - input'!$F115),\"\")","v":""},{"$f":"IFERROR(IF(OR(E130=\"\",'Lives scenario - input'!$F115=\"\"),\"\",E130/'Lives scenario - input'!$F115),\"\")","v":""},{"$f":"IFERROR(IF(OR(F130=\"\",'Lives scenario - input'!$F115=\"\"),\"\",F130/'Lives scenario - input'!$F115),\"\")","v":""},{"$f":"IFERROR(IF(OR(G130=\"\",'Lives scenario - input'!$F115=\"\"),\"\",G130/'Lives scenario - input'!$F115),\"\")","v":""},{"$f":"IFERROR(IF(OR(H130=\"\",'Lives scenario - input'!$F115=\"\"),\"\",H130/'Lives scenario - input'!$F115),\"\")","v":""},{"$f":"IFERROR(IF(OR(I130=\"\",'Lives scenario - input'!$F115=\"\"),\"\",I130/'Lives scenario - input'!$F115),\"\")","v":""},{"$f":"IFERROR(IF(OR(J130=\"\",'Lives scenario - input'!$F115=\"\"),\"\",J130/'Lives scenario - input'!$F115),\"\")","v":""},{"$f":"IFERROR(IF(OR(K130=\"\",'Lives scenario - input'!$F115=\"\"),\"\",K130/'Lives scenario - input'!$F115),\"\")","v":""},{"$f":"IFERROR(IF(OR(L130=\"\",'Lives scenario - input'!$F115=\"\"),\"\",L130/'Lives scenario - input'!$F115),\"\")","v":""},{"$f":"IFERROR(IF(OR(M130=\"\",'Lives scenario - input'!$F115=\"\"),\"\",M130/'Lives scenario - input'!$F115),\"\")","v":""},{"$f":"IFERROR(IF(OR(N130=\"\",'Lives scenario - input'!$F115=\"\"),\"\",N130/'Lives scenario - input'!$F115),\"\")","v":""},{"$f":"IFERROR(IF(OR(O130=\"\",'Lives scenario - input'!$F115=\"\"),\"\",O130/'Lives scenario - input'!$F115),\"\")","v":""},{"$f":"IFERROR(IF(OR(P130=\"\",'Lives scenario - input'!$F115=\"\"),\"\",P130/'Lives scenario - input'!$F115),\"\")","v":""},{"$f":"IFERROR(IF(OR(Q130=\"\",'Lives scenario - input'!$F115=\"\"),\"\",Q130/'Lives scenario - input'!$F115),\"\")","v":""},{"$f":"IFERROR(IF(OR(R130=\"\",'Lives scenario - input'!$F115=\"\"),\"\",R130/'Lives scenario - input'!$F115),\"\")","v":""},{"$f":"IFERROR(IF(OR(S130=\"\",'Lives scenario - input'!$F115=\"\"),\"\",S130/'Lives scenario - input'!$F115),\"\")","v":""},{"$f":"IFERROR(IF(OR(T130=\"\",'Lives scenario - input'!$F115=\"\"),\"\",T130/'Lives scenario - input'!$F115),\"\")","v":""},{"$f":"IFERROR(IF(OR(U130=\"\",'Lives scenario - input'!$F115=\"\"),\"\",U130/'Lives scenario - input'!$F115),\"\")","v":""},{"$f":"IFERROR(IF(OR(V130=\"\",'Lives scenario - input'!$F115=\"\"),\"\",V130/'Lives scenario - input'!$F115),\"\")","v":""},{"$f":"IFERROR(IF(OR(W130=\"\",'Lives scenario - input'!$F115=\"\"),\"\",W130/'Lives scenario - input'!$F115),\"\")","v":""}]
[{"$f":"IFERROR('Lives scenario - input'!A116,\"\")","v":""},{"$f":"IFERROR('Lives scenario - input'!B116,\"\")","v":""},{"$f":"IFERROR('Lives scenario - input'!C116,\"\")","v":""},{"$f":"IFERROR(repcalc('Lives scenario - input'!$CX116:$GJ116,'Lives scenario - input'!$I116,'Lives scenario - input'!$G116,'Lives scenario - input'!$H116,20,TRUE,TRUE),\"\")","v":""},"","","","","","","","","","","","","","","","","","","",{"$f":"IFERROR(IF(OR(D131=\"\",'Lives scenario - input'!$F116=\"\"),\"\",D131/'Lives scenario - input'!$F116),\"\")","v":""},{"$f":"IFERROR(IF(OR(E131=\"\",'Lives scenario - input'!$F116=\"\"),\"\",E131/'Lives scenario - input'!$F116),\"\")","v":""},{"$f":"IFERROR(IF(OR(F131=\"\",'Lives scenario - input'!$F116=\"\"),\"\",F131/'Lives scenario - input'!$F116),\"\")","v":""},{"$f":"IFERROR(IF(OR(G131=\"\",'Lives scenario - input'!$F116=\"\"),\"\",G131/'Lives scenario - input'!$F116),\"\")","v":""},{"$f":"IFERROR(IF(OR(H131=\"\",'Lives scenario - input'!$F116=\"\"),\"\",H131/'Lives scenario - input'!$F116),\"\")","v":""},{"$f":"IFERROR(IF(OR(I131=\"\",'Lives scenario - input'!$F116=\"\"),\"\",I131/'Lives scenario - input'!$F116),\"\")","v":""},{"$f":"IFERROR(IF(OR(J131=\"\",'Lives scenario - input'!$F116=\"\"),\"\",J131/'Lives scenario - input'!$F116),\"\")","v":""},{"$f":"IFERROR(IF(OR(K131=\"\",'Lives scenario - input'!$F116=\"\"),\"\",K131/'Lives scenario - input'!$F116),\"\")","v":""},{"$f":"IFERROR(IF(OR(L131=\"\",'Lives scenario - input'!$F116=\"\"),\"\",L131/'Lives scenario - input'!$F116),\"\")","v":""},{"$f":"IFERROR(IF(OR(M131=\"\",'Lives scenario - input'!$F116=\"\"),\"\",M131/'Lives scenario - input'!$F116),\"\")","v":""},{"$f":"IFERROR(IF(OR(N131=\"\",'Lives scenario - input'!$F116=\"\"),\"\",N131/'Lives scenario - input'!$F116),\"\")","v":""},{"$f":"IFERROR(IF(OR(O131=\"\",'Lives scenario - input'!$F116=\"\"),\"\",O131/'Lives scenario - input'!$F116),\"\")","v":""},{"$f":"IFERROR(IF(OR(P131=\"\",'Lives scenario - input'!$F116=\"\"),\"\",P131/'Lives scenario - input'!$F116),\"\")","v":""},{"$f":"IFERROR(IF(OR(Q131=\"\",'Lives scenario - input'!$F116=\"\"),\"\",Q131/'Lives scenario - input'!$F116),\"\")","v":""},{"$f":"IFERROR(IF(OR(R131=\"\",'Lives scenario - input'!$F116=\"\"),\"\",R131/'Lives scenario - input'!$F116),\"\")","v":""},{"$f":"IFERROR(IF(OR(S131=\"\",'Lives scenario - input'!$F116=\"\"),\"\",S131/'Lives scenario - input'!$F116),\"\")","v":""},{"$f":"IFERROR(IF(OR(T131=\"\",'Lives scenario - input'!$F116=\"\"),\"\",T131/'Lives scenario - input'!$F116),\"\")","v":""},{"$f":"IFERROR(IF(OR(U131=\"\",'Lives scenario - input'!$F116=\"\"),\"\",U131/'Lives scenario - input'!$F116),\"\")","v":""},{"$f":"IFERROR(IF(OR(V131=\"\",'Lives scenario - input'!$F116=\"\"),\"\",V131/'Lives scenario - input'!$F116),\"\")","v":""},{"$f":"IFERROR(IF(OR(W131=\"\",'Lives scenario - input'!$F116=\"\"),\"\",W131/'Lives scenario - input'!$F116),\"\")","v":""}]
[{"$f":"IFERROR('Lives scenario - input'!A117,\"\")","v":""},{"$f":"IFERROR('Lives scenario - input'!B117,\"\")","v":""},{"$f":"IFERROR('Lives scenario - input'!C117,\"\")","v":""},{"$f":"IFERROR(repcalc('Lives scenario - input'!$CX117:$GJ117,'Lives scenario - input'!$I117,'Lives scenario - input'!$G117,'Lives scenario - input'!$H117,20,TRUE,TRUE),\"\")","v":""},"","","","","","","","","","","","","","","","","","","",{"$f":"IFERROR(IF(OR(D132=\"\",'Lives scenario - input'!$F117=\"\"),\"\",D132/'Lives scenario - input'!$F117),\"\")","v":""},{"$f":"IFERROR(IF(OR(E132=\"\",'Lives scenario - input'!$F117=\"\"),\"\",E132/'Lives scenario - input'!$F117),\"\")","v":""},{"$f":"IFERROR(IF(OR(F132=\"\",'Lives scenario - input'!$F117=\"\"),\"\",F132/'Lives scenario - input'!$F117),\"\")","v":""},{"$f":"IFERROR(IF(OR(G132=\"\",'Lives scenario - input'!$F117=\"\"),\"\",G132/'Lives scenario - input'!$F117),\"\")","v":""},{"$f":"IFERROR(IF(OR(H132=\"\",'Lives scenario - input'!$F117=\"\"),\"\",H132/'Lives scenario - input'!$F117),\"\")","v":""},{"$f":"IFERROR(IF(OR(I132=\"\",'Lives scenario - input'!$F117=\"\"),\"\",I132/'Lives scenario - input'!$F117),\"\")","v":""},{"$f":"IFERROR(IF(OR(J132=\"\",'Lives scenario - input'!$F117=\"\"),\"\",J132/'Lives scenario - input'!$F117),\"\")","v":""},{"$f":"IFERROR(IF(OR(K132=\"\",'Lives scenario - input'!$F117=\"\"),\"\",K132/'Lives scenario - input'!$F117),\"\")","v":""},{"$f":"IFERROR(IF(OR(L132=\"\",'Lives scenario - input'!$F117=\"\"),\"\",L132/'Lives scenario - input'!$F117),\"\")","v":""},{"$f":"IFERROR(IF(OR(M132=\"\",'Lives scenario - input'!$F117=\"\"),\"\",M132/'Lives scenario - input'!$F117),\"\")","v":""},{"$f":"IFERROR(IF(OR(N132=\"\",'Lives scenario - input'!$F117=\"\"),\"\",N132/'Lives scenario - input'!$F117),\"\")","v":""},{"$f":"IFERROR(IF(OR(O132=\"\",'Lives scenario - input'!$F117=\"\"),\"\",O132/'Lives scenario - input'!$F117),\"\")","v":""},{"$f":"IFERROR(IF(OR(P132=\"\",'Lives scenario - input'!$F117=\"\"),\"\",P132/'Lives scenario - input'!$F117),\"\")","v":""},{"$f":"IFERROR(IF(OR(Q132=\"\",'Lives scenario - input'!$F117=\"\"),\"\",Q132/'Lives scenario - input'!$F117),\"\")","v":""},{"$f":"IFERROR(IF(OR(R132=\"\",'Lives scenario - input'!$F117=\"\"),\"\",R132/'Lives scenario - input'!$F117),\"\")","v":""},{"$f":"IFERROR(IF(OR(S132=\"\",'Lives scenario - input'!$F117=\"\"),\"\",S132/'Lives scenario - input'!$F117),\"\")","v":""},{"$f":"IFERROR(IF(OR(T132=\"\",'Lives scenario - input'!$F117=\"\"),\"\",T132/'Lives scenario - input'!$F117),\"\")","v":""},{"$f":"IFERROR(IF(OR(U132=\"\",'Lives scenario - input'!$F117=\"\"),\"\",U132/'Lives scenario - input'!$F117),\"\")","v":""},{"$f":"IFERROR(IF(OR(V132=\"\",'Lives scenario - input'!$F117=\"\"),\"\",V132/'Lives scenario - input'!$F117),\"\")","v":""},{"$f":"IFERROR(IF(OR(W132=\"\",'Lives scenario - input'!$F117=\"\"),\"\",W132/'Lives scenario - input'!$F117),\"\")","v":""}]
[{"$f":"IFERROR('Lives scenario - input'!A118,\"\")","v":""},{"$f":"IFERROR('Lives scenario - input'!B118,\"\")","v":""},{"$f":"IFERROR('Lives scenario - input'!C118,\"\")","v":""},{"$f":"IFERROR(repcalc('Lives scenario - input'!$CX118:$GJ118,'Lives scenario - input'!$I118,'Lives scenario - input'!$G118,'Lives scenario - input'!$H118,20,TRUE,TRUE),\"\")","v":""},"","","","","","","","","","","","","","","","","","","",{"$f":"IFERROR(IF(OR(D133=\"\",'Lives scenario - input'!$F118=\"\"),\"\",D133/'Lives scenario - input'!$F118),\"\")","v":""},{"$f":"IFERROR(IF(OR(E133=\"\",'Lives scenario - input'!$F118=\"\"),\"\",E133/'Lives scenario - input'!$F118),\"\")","v":""},{"$f":"IFERROR(IF(OR(F133=\"\",'Lives scenario - input'!$F118=\"\"),\"\",F133/'Lives scenario - input'!$F118),\"\")","v":""},{"$f":"IFERROR(IF(OR(G133=\"\",'Lives scenario - input'!$F118=\"\"),\"\",G133/'Lives scenario - input'!$F118),\"\")","v":""},{"$f":"IFERROR(IF(OR(H133=\"\",'Lives scenario - input'!$F118=\"\"),\"\",H133/'Lives scenario - input'!$F118),\"\")","v":""},{"$f":"IFERROR(IF(OR(I133=\"\",'Lives scenario - input'!$F118=\"\"),\"\",I133/'Lives scenario - input'!$F118),\"\")","v":""},{"$f":"IFERROR(IF(OR(J133=\"\",'Lives scenario - input'!$F118=\"\"),\"\",J133/'Lives scenario - input'!$F118),\"\")","v":""},{"$f":"IFERROR(IF(OR(K133=\"\",'Lives scenario - input'!$F118=\"\"),\"\",K133/'Lives scenario - input'!$F118),\"\")","v":""},{"$f":"IFERROR(IF(OR(L133=\"\",'Lives scenario - input'!$F118=\"\"),\"\",L133/'Lives scenario - input'!$F118),\"\")","v":""},{"$f":"IFERROR(IF(OR(M133=\"\",'Lives scenario - input'!$F118=\"\"),\"\",M133/'Lives scenario - input'!$F118),\"\")","v":""},{"$f":"IFERROR(IF(OR(N133=\"\",'Lives scenario - input'!$F118=\"\"),\"\",N133/'Lives scenario - input'!$F118),\"\")","v":""},{"$f":"IFERROR(IF(OR(O133=\"\",'Lives scenario - input'!$F118=\"\"),\"\",O133/'Lives scenario - input'!$F118),\"\")","v":""},{"$f":"IFERROR(IF(OR(P133=\"\",'Lives scenario - input'!$F118=\"\"),\"\",P133/'Lives scenario - input'!$F118),\"\")","v":""},{"$f":"IFERROR(IF(OR(Q133=\"\",'Lives scenario - input'!$F118=\"\"),\"\",Q133/'Lives scenario - input'!$F118),\"\")","v":""},{"$f":"IFERROR(IF(OR(R133=\"\",'Lives scenario - input'!$F118=\"\"),\"\",R133/'Lives scenario - input'!$F118),\"\")","v":""},{"$f":"IFERROR(IF(OR(S133=\"\",'Lives scenario - input'!$F118=\"\"),\"\",S133/'Lives scenario - input'!$F118),\"\")","v":""},{"$f":"IFERROR(IF(OR(T133=\"\",'Lives scenario - input'!$F118=\"\"),\"\",T133/'Lives scenario - input'!$F118),\"\")","v":""},{"$f":"IFERROR(IF(OR(U133=\"\",'Lives scenario - input'!$F118=\"\"),\"\",U133/'Lives scenario - input'!$F118),\"\")","v":""},{"$f":"IFERROR(IF(OR(V133=\"\",'Lives scenario - input'!$F118=\"\"),\"\",V133/'Lives scenario - input'!$F118),\"\")","v":""},{"$f":"IFERROR(IF(OR(W133=\"\",'Lives scenario - input'!$F118=\"\"),\"\",W133/'Lives scenario - input'!$F118),\"\")","v":""}]
[{"$f":"IFERROR('Lives scenario - input'!A119,\"\")","v":""},{"$f":"IFERROR('Lives scenario - input'!B119,\"\")","v":""},{"$f":"IFERROR('Lives scenario - input'!C119,\"\")","v":""},{"$f":"IFERROR(repcalc('Lives scenario - input'!$CX119:$GJ119,'Lives scenario - input'!$I119,'Lives scenario - input'!$G119,'Lives scenario - input'!$H119,20,TRUE,TRUE),\"\")","v":""},"","","","","","","","","","","","","","","","","","","",{"$f":"IFERROR(IF(OR(D134=\"\",'Lives scenario - input'!$F119=\"\"),\"\",D134/'Lives scenario - input'!$F119),\"\")","v":""},{"$f":"IFERROR(IF(OR(E134=\"\",'Lives scenario - input'!$F119=\"\"),\"\",E134/'Lives scenario - input'!$F119),\"\")","v":""},{"$f":"IFERROR(IF(OR(F134=\"\",'Lives scenario - input'!$F119=\"\"),\"\",F134/'Lives scenario - input'!$F119),\"\")","v":""},{"$f":"IFERROR(IF(OR(G134=\"\",'Lives scenario - input'!$F119=\"\"),\"\",G134/'Lives scenario - input'!$F119),\"\")","v":""},{"$f":"IFERROR(IF(OR(H134=\"\",'Lives scenario - input'!$F119=\"\"),\"\",H134/'Lives scenario - input'!$F119),\"\")","v":""},{"$f":"IFERROR(IF(OR(I134=\"\",'Lives scenario - input'!$F119=\"\"),\"\",I134/'Lives scenario - input'!$F119),\"\")","v":""},{"$f":"IFERROR(IF(OR(J134=\"\",'Lives scenario - input'!$F119=\"\"),\"\",J134/'Lives scenario - input'!$F119),\"\")","v":""},{"$f":"IFERROR(IF(OR(K134=\"\",'Lives scenario - input'!$F119=\"\"),\"\",K134/'Lives scenario - input'!$F119),\"\")","v":""},{"$f":"IFERROR(IF(OR(L134=\"\",'Lives scenario - input'!$F119=\"\"),\"\",L134/'Lives scenario - input'!$F119),\"\")","v":""},{"$f":"IFERROR(IF(OR(M134=\"\",'Lives scenario - input'!$F119=\"\"),\"\",M134/'Lives scenario - input'!$F119),\"\")","v":""},{"$f":"IFERROR(IF(OR(N134=\"\",'Lives scenario - input'!$F119=\"\"),\"\",N134/'Lives scenario - input'!$F119),\"\")","v":""},{"$f":"IFERROR(IF(OR(O134=\"\",'Lives scenario - input'!$F119=\"\"),\"\",O134/'Lives scenario - input'!$F119),\"\")","v":""},{"$f":"IFERROR(IF(OR(P134=\"\",'Lives scenario - input'!$F119=\"\"),\"\",P134/'Lives scenario - input'!$F119),\"\")","v":""},{"$f":"IFERROR(IF(OR(Q134=\"\",'Lives scenario - input'!$F119=\"\"),\"\",Q134/'Lives scenario - input'!$F119),\"\")","v":""},{"$f":"IFERROR(IF(OR(R134=\"\",'Lives scenario - input'!$F119=\"\"),\"\",R134/'Lives scenario - input'!$F119),\"\")","v":""},{"$f":"IFERROR(IF(OR(S134=\"\",'Lives scenario - input'!$F119=\"\"),\"\",S134/'Lives scenario - input'!$F119),\"\")","v":""},{"$f":"IFERROR(IF(OR(T134=\"\",'Lives scenario - input'!$F119=\"\"),\"\",T134/'Lives scenario - input'!$F119),\"\")","v":""},{"$f":"IFERROR(IF(OR(U134=\"\",'Lives scenario - input'!$F119=\"\"),\"\",U134/'Lives scenario - input'!$F119),\"\")","v":""},{"$f":"IFERROR(IF(OR(V134=\"\",'Lives scenario - input'!$F119=\"\"),\"\",V134/'Lives scenario - input'!$F119),\"\")","v":""},{"$f":"IFERROR(IF(OR(W134=\"\",'Lives scenario - input'!$F119=\"\"),\"\",W134/'Lives scenario - input'!$F119),\"\")","v":""}]
[{"$f":"IFERROR('Lives scenario - input'!A120,\"\")","v":""},{"$f":"IFERROR('Lives scenario - input'!B120,\"\")","v":""},{"$f":"IFERROR('Lives scenario - input'!C120,\"\")","v":""},{"$f":"IFERROR(repcalc('Lives scenario - input'!$CX120:$GJ120,'Lives scenario - input'!$I120,'Lives scenario - input'!$G120,'Lives scenario - input'!$H120,20,TRUE,TRUE),\"\")","v":""},"","","","","","","","","","","","","","","","","","","",{"$f":"IFERROR(IF(OR(D135=\"\",'Lives scenario - input'!$F120=\"\"),\"\",D135/'Lives scenario - input'!$F120),\"\")","v":""},{"$f":"IFERROR(IF(OR(E135=\"\",'Lives scenario - input'!$F120=\"\"),\"\",E135/'Lives scenario - input'!$F120),\"\")","v":""},{"$f":"IFERROR(IF(OR(F135=\"\",'Lives scenario - input'!$F120=\"\"),\"\",F135/'Lives scenario - input'!$F120),\"\")","v":""},{"$f":"IFERROR(IF(OR(G135=\"\",'Lives scenario - input'!$F120=\"\"),\"\",G135/'Lives scenario - input'!$F120),\"\")","v":""},{"$f":"IFERROR(IF(OR(H135=\"\",'Lives scenario - input'!$F120=\"\"),\"\",H135/'Lives scenario - input'!$F120),\"\")","v":""},{"$f":"IFERROR(IF(OR(I135=\"\",'Lives scenario - input'!$F120=\"\"),\"\",I135/'Lives scenario - input'!$F120),\"\")","v":""},{"$f":"IFERROR(IF(OR(J135=\"\",'Lives scenario - input'!$F120=\"\"),\"\",J135/'Lives scenario - input'!$F120),\"\")","v":""},{"$f":"IFERROR(IF(OR(K135=\"\",'Lives scenario - input'!$F120=\"\"),\"\",K135/'Lives scenario - input'!$F120),\"\")","v":""},{"$f":"IFERROR(IF(OR(L135=\"\",'Lives scenario - input'!$F120=\"\"),\"\",L135/'Lives scenario - input'!$F120),\"\")","v":""},{"$f":"IFERROR(IF(OR(M135=\"\",'Lives scenario - input'!$F120=\"\"),\"\",M135/'Lives scenario - input'!$F120),\"\")","v":""},{"$f":"IFERROR(IF(OR(N135=\"\",'Lives scenario - input'!$F120=\"\"),\"\",N135/'Lives scenario - input'!$F120),\"\")","v":""},{"$f":"IFERROR(IF(OR(O135=\"\",'Lives scenario - input'!$F120=\"\"),\"\",O135/'Lives scenario - input'!$F120),\"\")","v":""},{"$f":"IFERROR(IF(OR(P135=\"\",'Lives scenario - input'!$F120=\"\"),\"\",P135/'Lives scenario - input'!$F120),\"\")","v":""},{"$f":"IFERROR(IF(OR(Q135=\"\",'Lives scenario - input'!$F120=\"\"),\"\",Q135/'Lives scenario - input'!$F120),\"\")","v":""},{"$f":"IFERROR(IF(OR(R135=\"\",'Lives scenario - input'!$F120=\"\"),\"\",R135/'Lives scenario - input'!$F120),\"\")","v":""},{"$f":"IFERROR(IF(OR(S135=\"\",'Lives scenario - input'!$F120=\"\"),\"\",S135/'Lives scenario - input'!$F120),\"\")","v":""},{"$f":"IFERROR(IF(OR(T135=\"\",'Lives scenario - input'!$F120=\"\"),\"\",T135/'Lives scenario - input'!$F120),\"\")","v":""},{"$f":"IFERROR(IF(OR(U135=\"\",'Lives scenario - input'!$F120=\"\"),\"\",U135/'Lives scenario - input'!$F120),\"\")","v":""},{"$f":"IFERROR(IF(OR(V135=\"\",'Lives scenario - input'!$F120=\"\"),\"\",V135/'Lives scenario - input'!$F120),\"\")","v":""},{"$f":"IFERROR(IF(OR(W135=\"\",'Lives scenario - input'!$F120=\"\"),\"\",W135/'Lives scenario - input'!$F120),\"\")","v":""}]
[{"$f":"IFERROR('Lives scenario - input'!A121,\"\")","v":""},{"$f":"IFERROR('Lives scenario - input'!B121,\"\")","v":""},{"$f":"IFERROR('Lives scenario - input'!C121,\"\")","v":""},{"$f":"IFERROR(repcalc('Lives scenario - input'!$CX121:$GJ121,'Lives scenario - input'!$I121,'Lives scenario - input'!$G121,'Lives scenario - input'!$H121,20,TRUE,TRUE),\"\")","v":""},"","","","","","","","","","","","","","","","","","","",{"$f":"IFERROR(IF(OR(D136=\"\",'Lives scenario - input'!$F121=\"\"),\"\",D136/'Lives scenario - input'!$F121),\"\")","v":""},{"$f":"IFERROR(IF(OR(E136=\"\",'Lives scenario - input'!$F121=\"\"),\"\",E136/'Lives scenario - input'!$F121),\"\")","v":""},{"$f":"IFERROR(IF(OR(F136=\"\",'Lives scenario - input'!$F121=\"\"),\"\",F136/'Lives scenario - input'!$F121),\"\")","v":""},{"$f":"IFERROR(IF(OR(G136=\"\",'Lives scenario - input'!$F121=\"\"),\"\",G136/'Lives scenario - input'!$F121),\"\")","v":""},{"$f":"IFERROR(IF(OR(H136=\"\",'Lives scenario - input'!$F121=\"\"),\"\",H136/'Lives scenario - input'!$F121),\"\")","v":""},{"$f":"IFERROR(IF(OR(I136=\"\",'Lives scenario - input'!$F121=\"\"),\"\",I136/'Lives scenario - input'!$F121),\"\")","v":""},{"$f":"IFERROR(IF(OR(J136=\"\",'Lives scenario - input'!$F121=\"\"),\"\",J136/'Lives scenario - input'!$F121),\"\")","v":""},{"$f":"IFERROR(IF(OR(K136=\"\",'Lives scenario - input'!$F121=\"\"),\"\",K136/'Lives scenario - input'!$F121),\"\")","v":""},{"$f":"IFERROR(IF(OR(L136=\"\",'Lives scenario - input'!$F121=\"\"),\"\",L136/'Lives scenario - input'!$F121),\"\")","v":""},{"$f":"IFERROR(IF(OR(M136=\"\",'Lives scenario - input'!$F121=\"\"),\"\",M136/'Lives scenario - input'!$F121),\"\")","v":""},{"$f":"IFERROR(IF(OR(N136=\"\",'Lives scenario - input'!$F121=\"\"),\"\",N136/'Lives scenario - input'!$F121),\"\")","v":""},{"$f":"IFERROR(IF(OR(O136=\"\",'Lives scenario - input'!$F121=\"\"),\"\",O136/'Lives scenario - input'!$F121),\"\")","v":""},{"$f":"IFERROR(IF(OR(P136=\"\",'Lives scenario - input'!$F121=\"\"),\"\",P136/'Lives scenario - input'!$F121),\"\")","v":""},{"$f":"IFERROR(IF(OR(Q136=\"\",'Lives scenario - input'!$F121=\"\"),\"\",Q136/'Lives scenario - input'!$F121),\"\")","v":""},{"$f":"IFERROR(IF(OR(R136=\"\",'Lives scenario - input'!$F121=\"\"),\"\",R136/'Lives scenario - input'!$F121),\"\")","v":""},{"$f":"IFERROR(IF(OR(S136=\"\",'Lives scenario - input'!$F121=\"\"),\"\",S136/'Lives scenario - input'!$F121),\"\")","v":""},{"$f":"IFERROR(IF(OR(T136=\"\",'Lives scenario - input'!$F121=\"\"),\"\",T136/'Lives scenario - input'!$F121),\"\")","v":""},{"$f":"IFERROR(IF(OR(U136=\"\",'Lives scenario - input'!$F121=\"\"),\"\",U136/'Lives scenario - input'!$F121),\"\")","v":""},{"$f":"IFERROR(IF(OR(V136=\"\",'Lives scenario - input'!$F121=\"\"),\"\",V136/'Lives scenario - input'!$F121),\"\")","v":""},{"$f":"IFERROR(IF(OR(W136=\"\",'Lives scenario - input'!$F121=\"\"),\"\",W136/'Lives scenario - input'!$F121),\"\")","v":""}]
[{"$f":"IFERROR('Lives scenario - input'!A122,\"\")","v":""},{"$f":"IFERROR('Lives scenario - input'!B122,\"\")","v":""},{"$f":"IFERROR('Lives scenario - input'!C122,\"\")","v":""},{"$f":"IFERROR(repcalc('Lives scenario - input'!$CX122:$GJ122,'Lives scenario - input'!$I122,'Lives scenario - input'!$G122,'Lives scenario - input'!$H122,20,TRUE,TRUE),\"\")","v":""},"","","","","","","","","","","","","","","","","","","",{"$f":"IFERROR(IF(OR(D137=\"\",'Lives scenario - input'!$F122=\"\"),\"\",D137/'Lives scenario - input'!$F122),\"\")","v":""},{"$f":"IFERROR(IF(OR(E137=\"\",'Lives scenario - input'!$F122=\"\"),\"\",E137/'Lives scenario - input'!$F122),\"\")","v":""},{"$f":"IFERROR(IF(OR(F137=\"\",'Lives scenario - input'!$F122=\"\"),\"\",F137/'Lives scenario - input'!$F122),\"\")","v":""},{"$f":"IFERROR(IF(OR(G137=\"\",'Lives scenario - input'!$F122=\"\"),\"\",G137/'Lives scenario - input'!$F122),\"\")","v":""},{"$f":"IFERROR(IF(OR(H137=\"\",'Lives scenario - input'!$F122=\"\"),\"\",H137/'Lives scenario - input'!$F122),\"\")","v":""},{"$f":"IFERROR(IF(OR(I137=\"\",'Lives scenario - input'!$F122=\"\"),\"\",I137/'Lives scenario - input'!$F122),\"\")","v":""},{"$f":"IFERROR(IF(OR(J137=\"\",'Lives scenario - input'!$F122=\"\"),\"\",J137/'Lives scenario - input'!$F122),\"\")","v":""},{"$f":"IFERROR(IF(OR(K137=\"\",'Lives scenario - input'!$F122=\"\"),\"\",K137/'Lives scenario - input'!$F122),\"\")","v":""},{"$f":"IFERROR(IF(OR(L137=\"\",'Lives scenario - input'!$F122=\"\"),\"\",L137/'Lives scenario - input'!$F122),\"\")","v":""},{"$f":"IFERROR(IF(OR(M137=\"\",'Lives scenario - input'!$F122=\"\"),\"\",M137/'Lives scenario - input'!$F122),\"\")","v":""},{"$f":"IFERROR(IF(OR(N137=\"\",'Lives scenario - input'!$F122=\"\"),\"\",N137/'Lives scenario - input'!$F122),\"\")","v":""},{"$f":"IFERROR(IF(OR(O137=\"\",'Lives scenario - input'!$F122=\"\"),\"\",O137/'Lives scenario - input'!$F122),\"\")","v":""},{"$f":"IFERROR(IF(OR(P137=\"\",'Lives scenario - input'!$F122=\"\"),\"\",P137/'Lives scenario - input'!$F122),\"\")","v":""},{"$f":"IFERROR(IF(OR(Q137=\"\",'Lives scenario - input'!$F122=\"\"),\"\",Q137/'Lives scenario - input'!$F122),\"\")","v":""},{"$f":"IFERROR(IF(OR(R137=\"\",'Lives scenario - input'!$F122=\"\"),\"\",R137/'Lives scenario - input'!$F122),\"\")","v":""},{"$f":"IFERROR(IF(OR(S137=\"\",'Lives scenario - input'!$F122=\"\"),\"\",S137/'Lives scenario - input'!$F122),\"\")","v":""},{"$f":"IFERROR(IF(OR(T137=\"\",'Lives scenario - input'!$F122=\"\"),\"\",T137/'Lives scenario - input'!$F122),\"\")","v":""},{"$f":"IFERROR(IF(OR(U137=\"\",'Lives scenario - input'!$F122=\"\"),\"\",U137/'Lives scenario - input'!$F122),\"\")","v":""},{"$f":"IFERROR(IF(OR(V137=\"\",'Lives scenario - input'!$F122=\"\"),\"\",V137/'Lives scenario - input'!$F122),\"\")","v":""},{"$f":"IFERROR(IF(OR(W137=\"\",'Lives scenario - input'!$F122=\"\"),\"\",W137/'Lives scenario - input'!$F122),\"\")","v":""}]
[{"$f":"IFERROR('Lives scenario - input'!A123,\"\")","v":""},{"$f":"IFERROR('Lives scenario - input'!B123,\"\")","v":""},{"$f":"IFERROR('Lives scenario - input'!C123,\"\")","v":""},{"$f":"IFERROR(repcalc('Lives scenario - input'!$CX123:$GJ123,'Lives scenario - input'!$I123,'Lives scenario - input'!$G123,'Lives scenario - input'!$H123,20,TRUE,TRUE),\"\")","v":""},"","","","","","","","","","","","","","","","","","","",{"$f":"IFERROR(IF(OR(D138=\"\",'Lives scenario - input'!$F123=\"\"),\"\",D138/'Lives scenario - input'!$F123),\"\")","v":""},{"$f":"IFERROR(IF(OR(E138=\"\",'Lives scenario - input'!$F123=\"\"),\"\",E138/'Lives scenario - input'!$F123),\"\")","v":""},{"$f":"IFERROR(IF(OR(F138=\"\",'Lives scenario - input'!$F123=\"\"),\"\",F138/'Lives scenario - input'!$F123),\"\")","v":""},{"$f":"IFERROR(IF(OR(G138=\"\",'Lives scenario - input'!$F123=\"\"),\"\",G138/'Lives scenario - input'!$F123),\"\")","v":""},{"$f":"IFERROR(IF(OR(H138=\"\",'Lives scenario - input'!$F123=\"\"),\"\",H138/'Lives scenario - input'!$F123),\"\")","v":""},{"$f":"IFERROR(IF(OR(I138=\"\",'Lives scenario - input'!$F123=\"\"),\"\",I138/'Lives scenario - input'!$F123),\"\")","v":""},{"$f":"IFERROR(IF(OR(J138=\"\",'Lives scenario - input'!$F123=\"\"),\"\",J138/'Lives scenario - input'!$F123),\"\")","v":""},{"$f":"IFERROR(IF(OR(K138=\"\",'Lives scenario - input'!$F123=\"\"),\"\",K138/'Lives scenario - input'!$F123),\"\")","v":""},{"$f":"IFERROR(IF(OR(L138=\"\",'Lives scenario - input'!$F123=\"\"),\"\",L138/'Lives scenario - input'!$F123),\"\")","v":""},{"$f":"IFERROR(IF(OR(M138=\"\",'Lives scenario - input'!$F123=\"\"),\"\",M138/'Lives scenario - input'!$F123),\"\")","v":""},{"$f":"IFERROR(IF(OR(N138=\"\",'Lives scenario - input'!$F123=\"\"),\"\",N138/'Lives scenario - input'!$F123),\"\")","v":""},{"$f":"IFERROR(IF(OR(O138=\"\",'Lives scenario - input'!$F123=\"\"),\"\",O138/'Lives scenario - input'!$F123),\"\")","v":""},{"$f":"IFERROR(IF(OR(P138=\"\",'Lives scenario - input'!$F123=\"\"),\"\",P138/'Lives scenario - input'!$F123),\"\")","v":""},{"$f":"IFERROR(IF(OR(Q138=\"\",'Lives scenario - input'!$F123=\"\"),\"\",Q138/'Lives scenario - input'!$F123),\"\")","v":""},{"$f":"IFERROR(IF(OR(R138=\"\",'Lives scenario - input'!$F123=\"\"),\"\",R138/'Lives scenario - input'!$F123),\"\")","v":""},{"$f":"IFERROR(IF(OR(S138=\"\",'Lives scenario - input'!$F123=\"\"),\"\",S138/'Lives scenario - input'!$F123),\"\")","v":""},{"$f":"IFERROR(IF(OR(T138=\"\",'Lives scenario - input'!$F123=\"\"),\"\",T138/'Lives scenario - input'!$F123),\"\")","v":""},{"$f":"IFERROR(IF(OR(U138=\"\",'Lives scenario - input'!$F123=\"\"),\"\",U138/'Lives scenario - input'!$F123),\"\")","v":""},{"$f":"IFERROR(IF(OR(V138=\"\",'Lives scenario - input'!$F123=\"\"),\"\",V138/'Lives scenario - input'!$F123),\"\")","v":""},{"$f":"IFERROR(IF(OR(W138=\"\",'Lives scenario - input'!$F123=\"\"),\"\",W138/'Lives scenario - input'!$F123),\"\")","v":""}]
[{"$f":"IFERROR('Lives scenario - input'!A124,\"\")","v":""},{"$f":"IFERROR('Lives scenario - input'!B124,\"\")","v":""},{"$f":"IFERROR('Lives scenario - input'!C124,\"\")","v":""},{"$f":"IFERROR(repcalc('Lives scenario - input'!$CX124:$GJ124,'Lives scenario - input'!$I124,'Lives scenario - input'!$G124,'Lives scenario - input'!$H124,20,TRUE,TRUE),\"\")","v":""},"","","","","","","","","","","","","","","","","","","",{"$f":"IFERROR(IF(OR(D139=\"\",'Lives scenario - input'!$F124=\"\"),\"\",D139/'Lives scenario - input'!$F124),\"\")","v":""},{"$f":"IFERROR(IF(OR(E139=\"\",'Lives scenario - input'!$F124=\"\"),\"\",E139/'Lives scenario - input'!$F124),\"\")","v":""},{"$f":"IFERROR(IF(OR(F139=\"\",'Lives scenario - input'!$F124=\"\"),\"\",F139/'Lives scenario - input'!$F124),\"\")","v":""},{"$f":"IFERROR(IF(OR(G139=\"\",'Lives scenario - input'!$F124=\"\"),\"\",G139/'Lives scenario - input'!$F124),\"\")","v":""},{"$f":"IFERROR(IF(OR(H139=\"\",'Lives scenario - input'!$F124=\"\"),\"\",H139/'Lives scenario - input'!$F124),\"\")","v":""},{"$f":"IFERROR(IF(OR(I139=\"\",'Lives scenario - input'!$F124=\"\"),\"\",I139/'Lives scenario - input'!$F124),\"\")","v":""},{"$f":"IFERROR(IF(OR(J139=\"\",'Lives scenario - input'!$F124=\"\"),\"\",J139/'Lives scenario - input'!$F124),\"\")","v":""},{"$f":"IFERROR(IF(OR(K139=\"\",'Lives scenario - input'!$F124=\"\"),\"\",K139/'Lives scenario - input'!$F124),\"\")","v":""},{"$f":"IFERROR(IF(OR(L139=\"\",'Lives scenario - input'!$F124=\"\"),\"\",L139/'Lives scenario - input'!$F124),\"\")","v":""},{"$f":"IFERROR(IF(OR(M139=\"\",'Lives scenario - input'!$F124=\"\"),\"\",M139/'Lives scenario - input'!$F124),\"\")","v":""},{"$f":"IFERROR(IF(OR(N139=\"\",'Lives scenario - input'!$F124=\"\"),\"\",N139/'Lives scenario - input'!$F124),\"\")","v":""},{"$f":"IFERROR(IF(OR(O139=\"\",'Lives scenario - input'!$F124=\"\"),\"\",O139/'Lives scenario - input'!$F124),\"\")","v":""},{"$f":"IFERROR(IF(OR(P139=\"\",'Lives scenario - input'!$F124=\"\"),\"\",P139/'Lives scenario - input'!$F124),\"\")","v":""},{"$f":"IFERROR(IF(OR(Q139=\"\",'Lives scenario - input'!$F124=\"\"),\"\",Q139/'Lives scenario - input'!$F124),\"\")","v":""},{"$f":"IFERROR(IF(OR(R139=\"\",'Lives scenario - input'!$F124=\"\"),\"\",R139/'Lives scenario - input'!$F124),\"\")","v":""},{"$f":"IFERROR(IF(OR(S139=\"\",'Lives scenario - input'!$F124=\"\"),\"\",S139/'Lives scenario - input'!$F124),\"\")","v":""},{"$f":"IFERROR(IF(OR(T139=\"\",'Lives scenario - input'!$F124=\"\"),\"\",T139/'Lives scenario - input'!$F124),\"\")","v":""},{"$f":"IFERROR(IF(OR(U139=\"\",'Lives scenario - input'!$F124=\"\"),\"\",U139/'Lives scenario - input'!$F124),\"\")","v":""},{"$f":"IFERROR(IF(OR(V139=\"\",'Lives scenario - input'!$F124=\"\"),\"\",V139/'Lives scenario - input'!$F124),\"\")","v":""},{"$f":"IFERROR(IF(OR(W139=\"\",'Lives scenario - input'!$F124=\"\"),\"\",W139/'Lives scenario - input'!$F124),\"\")","v":""}]
[{"$f":"IFERROR('Lives scenario - input'!A125,\"\")","v":""},{"$f":"IFERROR('Lives scenario - input'!B125,\"\")","v":""},{"$f":"IFERROR('Lives scenario - input'!C125,\"\")","v":""},{"$f":"IFERROR(repcalc('Lives scenario - input'!$CX125:$GJ125,'Lives scenario - input'!$I125,'Lives scenario - input'!$G125,'Lives scenario - input'!$H125,20,TRUE,TRUE),\"\")","v":""},"","","","","","","","","","","","","","","","","","","",{"$f":"IFERROR(IF(OR(D140=\"\",'Lives scenario - input'!$F125=\"\"),\"\",D140/'Lives scenario - input'!$F125),\"\")","v":""},{"$f":"IFERROR(IF(OR(E140=\"\",'Lives scenario - input'!$F125=\"\"),\"\",E140/'Lives scenario - input'!$F125),\"\")","v":""},{"$f":"IFERROR(IF(OR(F140=\"\",'Lives scenario - input'!$F125=\"\"),\"\",F140/'Lives scenario - input'!$F125),\"\")","v":""},{"$f":"IFERROR(IF(OR(G140=\"\",'Lives scenario - input'!$F125=\"\"),\"\",G140/'Lives scenario - input'!$F125),\"\")","v":""},{"$f":"IFERROR(IF(OR(H140=\"\",'Lives scenario - input'!$F125=\"\"),\"\",H140/'Lives scenario - input'!$F125),\"\")","v":""},{"$f":"IFERROR(IF(OR(I140=\"\",'Lives scenario - input'!$F125=\"\"),\"\",I140/'Lives scenario - input'!$F125),\"\")","v":""},{"$f":"IFERROR(IF(OR(J140=\"\",'Lives scenario - input'!$F125=\"\"),\"\",J140/'Lives scenario - input'!$F125),\"\")","v":""},{"$f":"IFERROR(IF(OR(K140=\"\",'Lives scenario - input'!$F125=\"\"),\"\",K140/'Lives scenario - input'!$F125),\"\")","v":""},{"$f":"IFERROR(IF(OR(L140=\"\",'Lives scenario - input'!$F125=\"\"),\"\",L140/'Lives scenario - input'!$F125),\"\")","v":""},{"$f":"IFERROR(IF(OR(M140=\"\",'Lives scenario - input'!$F125=\"\"),\"\",M140/'Lives scenario - input'!$F125),\"\")","v":""},{"$f":"IFERROR(IF(OR(N140=\"\",'Lives scenario - input'!$F125=\"\"),\"\",N140/'Lives scenario - input'!$F125),\"\")","v":""},{"$f":"IFERROR(IF(OR(O140=\"\",'Lives scenario - input'!$F125=\"\"),\"\",O140/'Lives scenario - input'!$F125),\"\")","v":""},{"$f":"IFERROR(IF(OR(P140=\"\",'Lives scenario - input'!$F125=\"\"),\"\",P140/'Lives scenario - input'!$F125),\"\")","v":""},{"$f":"IFERROR(IF(OR(Q140=\"\",'Lives scenario - input'!$F125=\"\"),\"\",Q140/'Lives scenario - input'!$F125),\"\")","v":""},{"$f":"IFERROR(IF(OR(R140=\"\",'Lives scenario - input'!$F125=\"\"),\"\",R140/'Lives scenario - input'!$F125),\"\")","v":""},{"$f":"IFERROR(IF(OR(S140=\"\",'Lives scenario - input'!$F125=\"\"),\"\",S140/'Lives scenario - input'!$F125),\"\")","v":""},{"$f":"IFERROR(IF(OR(T140=\"\",'Lives scenario - input'!$F125=\"\"),\"\",T140/'Lives scenario - input'!$F125),\"\")","v":""},{"$f":"IFERROR(IF(OR(U140=\"\",'Lives scenario - input'!$F125=\"\"),\"\",U140/'Lives scenario - input'!$F125),\"\")","v":""},{"$f":"IFERROR(IF(OR(V140=\"\",'Lives scenario - input'!$F125=\"\"),\"\",V140/'Lives scenario - input'!$F125),\"\")","v":""},{"$f":"IFERROR(IF(OR(W140=\"\",'Lives scenario - input'!$F125=\"\"),\"\",W140/'Lives scenario - input'!$F125),\"\")","v":""}]
[{"$f":"IFERROR('Lives scenario - input'!A126,\"\")","v":""},{"$f":"IFERROR('Lives scenario - input'!B126,\"\")","v":""},{"$f":"IFERROR('Lives scenario - input'!C126,\"\")","v":""},{"$f":"IFERROR(repcalc('Lives scenario - input'!$CX126:$GJ126,'Lives scenario - input'!$I126,'Lives scenario - input'!$G126,'Lives scenario - input'!$H126,20,TRUE,TRUE),\"\")","v":""},"","","","","","","","","","","","","","","","","","","",{"$f":"IFERROR(IF(OR(D141=\"\",'Lives scenario - input'!$F126=\"\"),\"\",D141/'Lives scenario - input'!$F126),\"\")","v":""},{"$f":"IFERROR(IF(OR(E141=\"\",'Lives scenario - input'!$F126=\"\"),\"\",E141/'Lives scenario - input'!$F126),\"\")","v":""},{"$f":"IFERROR(IF(OR(F141=\"\",'Lives scenario - input'!$F126=\"\"),\"\",F141/'Lives scenario - input'!$F126),\"\")","v":""},{"$f":"IFERROR(IF(OR(G141=\"\",'Lives scenario - input'!$F126=\"\"),\"\",G141/'Lives scenario - input'!$F126),\"\")","v":""},{"$f":"IFERROR(IF(OR(H141=\"\",'Lives scenario - input'!$F126=\"\"),\"\",H141/'Lives scenario - input'!$F126),\"\")","v":""},{"$f":"IFERROR(IF(OR(I141=\"\",'Lives scenario - input'!$F126=\"\"),\"\",I141/'Lives scenario - input'!$F126),\"\")","v":""},{"$f":"IFERROR(IF(OR(J141=\"\",'Lives scenario - input'!$F126=\"\"),\"\",J141/'Lives scenario - input'!$F126),\"\")","v":""},{"$f":"IFERROR(IF(OR(K141=\"\",'Lives scenario - input'!$F126=\"\"),\"\",K141/'Lives scenario - input'!$F126),\"\")","v":""},{"$f":"IFERROR(IF(OR(L141=\"\",'Lives scenario - input'!$F126=\"\"),\"\",L141/'Lives scenario - input'!$F126),\"\")","v":""},{"$f":"IFERROR(IF(OR(M141=\"\",'Lives scenario - input'!$F126=\"\"),\"\",M141/'Lives scenario - input'!$F126),\"\")","v":""},{"$f":"IFERROR(IF(OR(N141=\"\",'Lives scenario - input'!$F126=\"\"),\"\",N141/'Lives scenario - input'!$F126),\"\")","v":""},{"$f":"IFERROR(IF(OR(O141=\"\",'Lives scenario - input'!$F126=\"\"),\"\",O141/'Lives scenario - input'!$F126),\"\")","v":""},{"$f":"IFERROR(IF(OR(P141=\"\",'Lives scenario - input'!$F126=\"\"),\"\",P141/'Lives scenario - input'!$F126),\"\")","v":""},{"$f":"IFERROR(IF(OR(Q141=\"\",'Lives scenario - input'!$F126=\"\"),\"\",Q141/'Lives scenario - input'!$F126),\"\")","v":""},{"$f":"IFERROR(IF(OR(R141=\"\",'Lives scenario - input'!$F126=\"\"),\"\",R141/'Lives scenario - input'!$F126),\"\")","v":""},{"$f":"IFERROR(IF(OR(S141=\"\",'Lives scenario - input'!$F126=\"\"),\"\",S141/'Lives scenario - input'!$F126),\"\")","v":""},{"$f":"IFERROR(IF(OR(T141=\"\",'Lives scenario - input'!$F126=\"\"),\"\",T141/'Lives scenario - input'!$F126),\"\")","v":""},{"$f":"IFERROR(IF(OR(U141=\"\",'Lives scenario - input'!$F126=\"\"),\"\",U141/'Lives scenario - input'!$F126),\"\")","v":""},{"$f":"IFERROR(IF(OR(V141=\"\",'Lives scenario - input'!$F126=\"\"),\"\",V141/'Lives scenario - input'!$F126),\"\")","v":""},{"$f":"IFERROR(IF(OR(W141=\"\",'Lives scenario - input'!$F126=\"\"),\"\",W141/'Lives scenario - input'!$F126),\"\")","v":""}]
[{"$f":"IFERROR('Lives scenario - input'!A127,\"\")","v":""},{"$f":"IFERROR('Lives scenario - input'!B127,\"\")","v":""},{"$f":"IFERROR('Lives scenario - input'!C127,\"\")","v":""},{"$f":"IFERROR(repcalc('Lives scenario - input'!$CX127:$GJ127,'Lives scenario - input'!$I127,'Lives scenario - input'!$G127,'Lives scenario - input'!$H127,20,TRUE,TRUE),\"\")","v":""},"","","","","","","","","","","","","","","","","","","",{"$f":"IFERROR(IF(OR(D142=\"\",'Lives scenario - input'!$F127=\"\"),\"\",D142/'Lives scenario - input'!$F127),\"\")","v":""},{"$f":"IFERROR(IF(OR(E142=\"\",'Lives scenario - input'!$F127=\"\"),\"\",E142/'Lives scenario - input'!$F127),\"\")","v":""},{"$f":"IFERROR(IF(OR(F142=\"\",'Lives scenario - input'!$F127=\"\"),\"\",F142/'Lives scenario - input'!$F127),\"\")","v":""},{"$f":"IFERROR(IF(OR(G142=\"\",'Lives scenario - input'!$F127=\"\"),\"\",G142/'Lives scenario - input'!$F127),\"\")","v":""},{"$f":"IFERROR(IF(OR(H142=\"\",'Lives scenario - input'!$F127=\"\"),\"\",H142/'Lives scenario - input'!$F127),\"\")","v":""},{"$f":"IFERROR(IF(OR(I142=\"\",'Lives scenario - input'!$F127=\"\"),\"\",I142/'Lives scenario - input'!$F127),\"\")","v":""},{"$f":"IFERROR(IF(OR(J142=\"\",'Lives scenario - input'!$F127=\"\"),\"\",J142/'Lives scenario - input'!$F127),\"\")","v":""},{"$f":"IFERROR(IF(OR(K142=\"\",'Lives scenario - input'!$F127=\"\"),\"\",K142/'Lives scenario - input'!$F127),\"\")","v":""},{"$f":"IFERROR(IF(OR(L142=\"\",'Lives scenario - input'!$F127=\"\"),\"\",L142/'Lives scenario - input'!$F127),\"\")","v":""},{"$f":"IFERROR(IF(OR(M142=\"\",'Lives scenario - input'!$F127=\"\"),\"\",M142/'Lives scenario - input'!$F127),\"\")","v":""},{"$f":"IFERROR(IF(OR(N142=\"\",'Lives scenario - input'!$F127=\"\"),\"\",N142/'Lives scenario - input'!$F127),\"\")","v":""},{"$f":"IFERROR(IF(OR(O142=\"\",'Lives scenario - input'!$F127=\"\"),\"\",O142/'Lives scenario - input'!$F127),\"\")","v":""},{"$f":"IFERROR(IF(OR(P142=\"\",'Lives scenario - input'!$F127=\"\"),\"\",P142/'Lives scenario - input'!$F127),\"\")","v":""},{"$f":"IFERROR(IF(OR(Q142=\"\",'Lives scenario - input'!$F127=\"\"),\"\",Q142/'Lives scenario - input'!$F127),\"\")","v":""},{"$f":"IFERROR(IF(OR(R142=\"\",'Lives scenario - input'!$F127=\"\"),\"\",R142/'Lives scenario - input'!$F127),\"\")","v":""},{"$f":"IFERROR(IF(OR(S142=\"\",'Lives scenario - input'!$F127=\"\"),\"\",S142/'Lives scenario - input'!$F127),\"\")","v":""},{"$f":"IFERROR(IF(OR(T142=\"\",'Lives scenario - input'!$F127=\"\"),\"\",T142/'Lives scenario - input'!$F127),\"\")","v":""},{"$f":"IFERROR(IF(OR(U142=\"\",'Lives scenario - input'!$F127=\"\"),\"\",U142/'Lives scenario - input'!$F127),\"\")","v":""},{"$f":"IFERROR(IF(OR(V142=\"\",'Lives scenario - input'!$F127=\"\"),\"\",V142/'Lives scenario - input'!$F127),\"\")","v":""},{"$f":"IFERROR(IF(OR(W142=\"\",'Lives scenario - input'!$F127=\"\"),\"\",W142/'Lives scenario - input'!$F127),\"\")","v":""}]
[{"$f":"IFERROR('Lives scenario - input'!A128,\"\")","v":""},{"$f":"IFERROR('Lives scenario - input'!B128,\"\")","v":""},{"$f":"IFERROR('Lives scenario - input'!C128,\"\")","v":""},{"$f":"IFERROR(repcalc('Lives scenario - input'!$CX128:$GJ128,'Lives scenario - input'!$I128,'Lives scenario - input'!$G128,'Lives scenario - input'!$H128,20,TRUE,TRUE),\"\")","v":""},"","","","","","","","","","","","","","","","","","","",{"$f":"IFERROR(IF(OR(D143=\"\",'Lives scenario - input'!$F128=\"\"),\"\",D143/'Lives scenario - input'!$F128),\"\")","v":""},{"$f":"IFERROR(IF(OR(E143=\"\",'Lives scenario - input'!$F128=\"\"),\"\",E143/'Lives scenario - input'!$F128),\"\")","v":""},{"$f":"IFERROR(IF(OR(F143=\"\",'Lives scenario - input'!$F128=\"\"),\"\",F143/'Lives scenario - input'!$F128),\"\")","v":""},{"$f":"IFERROR(IF(OR(G143=\"\",'Lives scenario - input'!$F128=\"\"),\"\",G143/'Lives scenario - input'!$F128),\"\")","v":""},{"$f":"IFERROR(IF(OR(H143=\"\",'Lives scenario - input'!$F128=\"\"),\"\",H143/'Lives scenario - input'!$F128),\"\")","v":""},{"$f":"IFERROR(IF(OR(I143=\"\",'Lives scenario - input'!$F128=\"\"),\"\",I143/'Lives scenario - input'!$F128),\"\")","v":""},{"$f":"IFERROR(IF(OR(J143=\"\",'Lives scenario - input'!$F128=\"\"),\"\",J143/'Lives scenario - input'!$F128),\"\")","v":""},{"$f":"IFERROR(IF(OR(K143=\"\",'Lives scenario - input'!$F128=\"\"),\"\",K143/'Lives scenario - input'!$F128),\"\")","v":""},{"$f":"IFERROR(IF(OR(L143=\"\",'Lives scenario - input'!$F128=\"\"),\"\",L143/'Lives scenario - input'!$F128),\"\")","v":""},{"$f":"IFERROR(IF(OR(M143=\"\",'Lives scenario - input'!$F128=\"\"),\"\",M143/'Lives scenario - input'!$F128),\"\")","v":""},{"$f":"IFERROR(IF(OR(N143=\"\",'Lives scenario - input'!$F128=\"\"),\"\",N143/'Lives scenario - input'!$F128),\"\")","v":""},{"$f":"IFERROR(IF(OR(O143=\"\",'Lives scenario - input'!$F128=\"\"),\"\",O143/'Lives scenario - input'!$F128),\"\")","v":""},{"$f":"IFERROR(IF(OR(P143=\"\",'Lives scenario - input'!$F128=\"\"),\"\",P143/'Lives scenario - input'!$F128),\"\")","v":""},{"$f":"IFERROR(IF(OR(Q143=\"\",'Lives scenario - input'!$F128=\"\"),\"\",Q143/'Lives scenario - input'!$F128),\"\")","v":""},{"$f":"IFERROR(IF(OR(R143=\"\",'Lives scenario - input'!$F128=\"\"),\"\",R143/'Lives scenario - input'!$F128),\"\")","v":""},{"$f":"IFERROR(IF(OR(S143=\"\",'Lives scenario - input'!$F128=\"\"),\"\",S143/'Lives scenario - input'!$F128),\"\")","v":""},{"$f":"IFERROR(IF(OR(T143=\"\",'Lives scenario - input'!$F128=\"\"),\"\",T143/'Lives scenario - input'!$F128),\"\")","v":""},{"$f":"IFERROR(IF(OR(U143=\"\",'Lives scenario - input'!$F128=\"\"),\"\",U143/'Lives scenario - input'!$F128),\"\")","v":""},{"$f":"IFERROR(IF(OR(V143=\"\",'Lives scenario - input'!$F128=\"\"),\"\",V143/'Lives scenario - input'!$F128),\"\")","v":""},{"$f":"IFERROR(IF(OR(W143=\"\",'Lives scenario - input'!$F128=\"\"),\"\",W143/'Lives scenario - input'!$F128),\"\")","v":""}]
[{"$f":"IFERROR('Lives scenario - input'!A129,\"\")","v":""},{"$f":"IFERROR('Lives scenario - input'!B129,\"\")","v":""},{"$f":"IFERROR('Lives scenario - input'!C129,\"\")","v":""},{"$f":"IFERROR(repcalc('Lives scenario - input'!$CX129:$GJ129,'Lives scenario - input'!$I129,'Lives scenario - input'!$G129,'Lives scenario - input'!$H129,20,TRUE,TRUE),\"\")","v":""},"","","","","","","","","","","","","","","","","","","",{"$f":"IFERROR(IF(OR(D144=\"\",'Lives scenario - input'!$F129=\"\"),\"\",D144/'Lives scenario - input'!$F129),\"\")","v":""},{"$f":"IFERROR(IF(OR(E144=\"\",'Lives scenario - input'!$F129=\"\"),\"\",E144/'Lives scenario - input'!$F129),\"\")","v":""},{"$f":"IFERROR(IF(OR(F144=\"\",'Lives scenario - input'!$F129=\"\"),\"\",F144/'Lives scenario - input'!$F129),\"\")","v":""},{"$f":"IFERROR(IF(OR(G144=\"\",'Lives scenario - input'!$F129=\"\"),\"\",G144/'Lives scenario - input'!$F129),\"\")","v":""},{"$f":"IFERROR(IF(OR(H144=\"\",'Lives scenario - input'!$F129=\"\"),\"\",H144/'Lives scenario - input'!$F129),\"\")","v":""},{"$f":"IFERROR(IF(OR(I144=\"\",'Lives scenario - input'!$F129=\"\"),\"\",I144/'Lives scenario - input'!$F129),\"\")","v":""},{"$f":"IFERROR(IF(OR(J144=\"\",'Lives scenario - input'!$F129=\"\"),\"\",J144/'Lives scenario - input'!$F129),\"\")","v":""},{"$f":"IFERROR(IF(OR(K144=\"\",'Lives scenario - input'!$F129=\"\"),\"\",K144/'Lives scenario - input'!$F129),\"\")","v":""},{"$f":"IFERROR(IF(OR(L144=\"\",'Lives scenario - input'!$F129=\"\"),\"\",L144/'Lives scenario - input'!$F129),\"\")","v":""},{"$f":"IFERROR(IF(OR(M144=\"\",'Lives scenario - input'!$F129=\"\"),\"\",M144/'Lives scenario - input'!$F129),\"\")","v":""},{"$f":"IFERROR(IF(OR(N144=\"\",'Lives scenario - input'!$F129=\"\"),\"\",N144/'Lives scenario - input'!$F129),\"\")","v":""},{"$f":"IFERROR(IF(OR(O144=\"\",'Lives scenario - input'!$F129=\"\"),\"\",O144/'Lives scenario - input'!$F129),\"\")","v":""},{"$f":"IFERROR(IF(OR(P144=\"\",'Lives scenario - input'!$F129=\"\"),\"\",P144/'Lives scenario - input'!$F129),\"\")","v":""},{"$f":"IFERROR(IF(OR(Q144=\"\",'Lives scenario - input'!$F129=\"\"),\"\",Q144/'Lives scenario - input'!$F129),\"\")","v":""},{"$f":"IFERROR(IF(OR(R144=\"\",'Lives scenario - input'!$F129=\"\"),\"\",R144/'Lives scenario - input'!$F129),\"\")","v":""},{"$f":"IFERROR(IF(OR(S144=\"\",'Lives scenario - input'!$F129=\"\"),\"\",S144/'Lives scenario - input'!$F129),\"\")","v":""},{"$f":"IFERROR(IF(OR(T144=\"\",'Lives scenario - input'!$F129=\"\"),\"\",T144/'Lives scenario - input'!$F129),\"\")","v":""},{"$f":"IFERROR(IF(OR(U144=\"\",'Lives scenario - input'!$F129=\"\"),\"\",U144/'Lives scenario - input'!$F129),\"\")","v":""},{"$f":"IFERROR(IF(OR(V144=\"\",'Lives scenario - input'!$F129=\"\"),\"\",V144/'Lives scenario - input'!$F129),\"\")","v":""},{"$f":"IFERROR(IF(OR(W144=\"\",'Lives scenario - input'!$F129=\"\"),\"\",W144/'Lives scenario - input'!$F129),\"\")","v":""}]
[{"$f":"IFERROR('Lives scenario - input'!A130,\"\")","v":""},{"$f":"IFERROR('Lives scenario - input'!B130,\"\")","v":""},{"$f":"IFERROR('Lives scenario - input'!C130,\"\")","v":""},{"$f":"IFERROR(repcalc('Lives scenario - input'!$CX130:$GJ130,'Lives scenario - input'!$I130,'Lives scenario - input'!$G130,'Lives scenario - input'!$H130,20,TRUE,TRUE),\"\")","v":""},"","","","","","","","","","","","","","","","","","","",{"$f":"IFERROR(IF(OR(D145=\"\",'Lives scenario - input'!$F130=\"\"),\"\",D145/'Lives scenario - input'!$F130),\"\")","v":""},{"$f":"IFERROR(IF(OR(E145=\"\",'Lives scenario - input'!$F130=\"\"),\"\",E145/'Lives scenario - input'!$F130),\"\")","v":""},{"$f":"IFERROR(IF(OR(F145=\"\",'Lives scenario - input'!$F130=\"\"),\"\",F145/'Lives scenario - input'!$F130),\"\")","v":""},{"$f":"IFERROR(IF(OR(G145=\"\",'Lives scenario - input'!$F130=\"\"),\"\",G145/'Lives scenario - input'!$F130),\"\")","v":""},{"$f":"IFERROR(IF(OR(H145=\"\",'Lives scenario - input'!$F130=\"\"),\"\",H145/'Lives scenario - input'!$F130),\"\")","v":""},{"$f":"IFERROR(IF(OR(I145=\"\",'Lives scenario - input'!$F130=\"\"),\"\",I145/'Lives scenario - input'!$F130),\"\")","v":""},{"$f":"IFERROR(IF(OR(J145=\"\",'Lives scenario - input'!$F130=\"\"),\"\",J145/'Lives scenario - input'!$F130),\"\")","v":""},{"$f":"IFERROR(IF(OR(K145=\"\",'Lives scenario - input'!$F130=\"\"),\"\",K145/'Lives scenario - input'!$F130),\"\")","v":""},{"$f":"IFERROR(IF(OR(L145=\"\",'Lives scenario - input'!$F130=\"\"),\"\",L145/'Lives scenario - input'!$F130),\"\")","v":""},{"$f":"IFERROR(IF(OR(M145=\"\",'Lives scenario - input'!$F130=\"\"),\"\",M145/'Lives scenario - input'!$F130),\"\")","v":""},{"$f":"IFERROR(IF(OR(N145=\"\",'Lives scenario - input'!$F130=\"\"),\"\",N145/'Lives scenario - input'!$F130),\"\")","v":""},{"$f":"IFERROR(IF(OR(O145=\"\",'Lives scenario - input'!$F130=\"\"),\"\",O145/'Lives scenario - input'!$F130),\"\")","v":""},{"$f":"IFERROR(IF(OR(P145=\"\",'Lives scenario - input'!$F130=\"\"),\"\",P145/'Lives scenario - input'!$F130),\"\")","v":""},{"$f":"IFERROR(IF(OR(Q145=\"\",'Lives scenario - input'!$F130=\"\"),\"\",Q145/'Lives scenario - input'!$F130),\"\")","v":""},{"$f":"IFERROR(IF(OR(R145=\"\",'Lives scenario - input'!$F130=\"\"),\"\",R145/'Lives scenario - input'!$F130),\"\")","v":""},{"$f":"IFERROR(IF(OR(S145=\"\",'Lives scenario - input'!$F130=\"\"),\"\",S145/'Lives scenario - input'!$F130),\"\")","v":""},{"$f":"IFERROR(IF(OR(T145=\"\",'Lives scenario - input'!$F130=\"\"),\"\",T145/'Lives scenario - input'!$F130),\"\")","v":""},{"$f":"IFERROR(IF(OR(U145=\"\",'Lives scenario - input'!$F130=\"\"),\"\",U145/'Lives scenario - input'!$F130),\"\")","v":""},{"$f":"IFERROR(IF(OR(V145=\"\",'Lives scenario - input'!$F130=\"\"),\"\",V145/'Lives scenario - input'!$F130),\"\")","v":""},{"$f":"IFERROR(IF(OR(W145=\"\",'Lives scenario - input'!$F130=\"\"),\"\",W145/'Lives scenario - input'!$F130),\"\")","v":""}]
[{"$f":"IFERROR('Lives scenario - input'!A131,\"\")","v":""},{"$f":"IFERROR('Lives scenario - input'!B131,\"\")","v":""},{"$f":"IFERROR('Lives scenario - input'!C131,\"\")","v":""},{"$f":"IFERROR(repcalc('Lives scenario - input'!$CX131:$GJ131,'Lives scenario - input'!$I131,'Lives scenario - input'!$G131,'Lives scenario - input'!$H131,20,TRUE,TRUE),\"\")","v":""},"","","","","","","","","","","","","","","","","","","",{"$f":"IFERROR(IF(OR(D146=\"\",'Lives scenario - input'!$F131=\"\"),\"\",D146/'Lives scenario - input'!$F131),\"\")","v":""},{"$f":"IFERROR(IF(OR(E146=\"\",'Lives scenario - input'!$F131=\"\"),\"\",E146/'Lives scenario - input'!$F131),\"\")","v":""},{"$f":"IFERROR(IF(OR(F146=\"\",'Lives scenario - input'!$F131=\"\"),\"\",F146/'Lives scenario - input'!$F131),\"\")","v":""},{"$f":"IFERROR(IF(OR(G146=\"\",'Lives scenario - input'!$F131=\"\"),\"\",G146/'Lives scenario - input'!$F131),\"\")","v":""},{"$f":"IFERROR(IF(OR(H146=\"\",'Lives scenario - input'!$F131=\"\"),\"\",H146/'Lives scenario - input'!$F131),\"\")","v":""},{"$f":"IFERROR(IF(OR(I146=\"\",'Lives scenario - input'!$F131=\"\"),\"\",I146/'Lives scenario - input'!$F131),\"\")","v":""},{"$f":"IFERROR(IF(OR(J146=\"\",'Lives scenario - input'!$F131=\"\"),\"\",J146/'Lives scenario - input'!$F131),\"\")","v":""},{"$f":"IFERROR(IF(OR(K146=\"\",'Lives scenario - input'!$F131=\"\"),\"\",K146/'Lives scenario - input'!$F131),\"\")","v":""},{"$f":"IFERROR(IF(OR(L146=\"\",'Lives scenario - input'!$F131=\"\"),\"\",L146/'Lives scenario - input'!$F131),\"\")","v":""},{"$f":"IFERROR(IF(OR(M146=\"\",'Lives scenario - input'!$F131=\"\"),\"\",M146/'Lives scenario - input'!$F131),\"\")","v":""},{"$f":"IFERROR(IF(OR(N146=\"\",'Lives scenario - input'!$F131=\"\"),\"\",N146/'Lives scenario - input'!$F131),\"\")","v":""},{"$f":"IFERROR(IF(OR(O146=\"\",'Lives scenario - input'!$F131=\"\"),\"\",O146/'Lives scenario - input'!$F131),\"\")","v":""},{"$f":"IFERROR(IF(OR(P146=\"\",'Lives scenario - input'!$F131=\"\"),\"\",P146/'Lives scenario - input'!$F131),\"\")","v":""},{"$f":"IFERROR(IF(OR(Q146=\"\",'Lives scenario - input'!$F131=\"\"),\"\",Q146/'Lives scenario - input'!$F131),\"\")","v":""},{"$f":"IFERROR(IF(OR(R146=\"\",'Lives scenario - input'!$F131=\"\"),\"\",R146/'Lives scenario - input'!$F131),\"\")","v":""},{"$f":"IFERROR(IF(OR(S146=\"\",'Lives scenario - input'!$F131=\"\"),\"\",S146/'Lives scenario - input'!$F131),\"\")","v":""},{"$f":"IFERROR(IF(OR(T146=\"\",'Lives scenario - input'!$F131=\"\"),\"\",T146/'Lives scenario - input'!$F131),\"\")","v":""},{"$f":"IFERROR(IF(OR(U146=\"\",'Lives scenario - input'!$F131=\"\"),\"\",U146/'Lives scenario - input'!$F131),\"\")","v":""},{"$f":"IFERROR(IF(OR(V146=\"\",'Lives scenario - input'!$F131=\"\"),\"\",V146/'Lives scenario - input'!$F131),\"\")","v":""},{"$f":"IFERROR(IF(OR(W146=\"\",'Lives scenario - input'!$F131=\"\"),\"\",W146/'Lives scenario - input'!$F131),\"\")","v":""}]
[{"$f":"IFERROR('Lives scenario - input'!A132,\"\")","v":""},{"$f":"IFERROR('Lives scenario - input'!B132,\"\")","v":""},{"$f":"IFERROR('Lives scenario - input'!C132,\"\")","v":""},{"$f":"IFERROR(repcalc('Lives scenario - input'!$CX132:$GJ132,'Lives scenario - input'!$I132,'Lives scenario - input'!$G132,'Lives scenario - input'!$H132,20,TRUE,TRUE),\"\")","v":""},"","","","","","","","","","","","","","","","","","","",{"$f":"IFERROR(IF(OR(D147=\"\",'Lives scenario - input'!$F132=\"\"),\"\",D147/'Lives scenario - input'!$F132),\"\")","v":""},{"$f":"IFERROR(IF(OR(E147=\"\",'Lives scenario - input'!$F132=\"\"),\"\",E147/'Lives scenario - input'!$F132),\"\")","v":""},{"$f":"IFERROR(IF(OR(F147=\"\",'Lives scenario - input'!$F132=\"\"),\"\",F147/'Lives scenario - input'!$F132),\"\")","v":""},{"$f":"IFERROR(IF(OR(G147=\"\",'Lives scenario - input'!$F132=\"\"),\"\",G147/'Lives scenario - input'!$F132),\"\")","v":""},{"$f":"IFERROR(IF(OR(H147=\"\",'Lives scenario - input'!$F132=\"\"),\"\",H147/'Lives scenario - input'!$F132),\"\")","v":""},{"$f":"IFERROR(IF(OR(I147=\"\",'Lives scenario - input'!$F132=\"\"),\"\",I147/'Lives scenario - input'!$F132),\"\")","v":""},{"$f":"IFERROR(IF(OR(J147=\"\",'Lives scenario - input'!$F132=\"\"),\"\",J147/'Lives scenario - input'!$F132),\"\")","v":""},{"$f":"IFERROR(IF(OR(K147=\"\",'Lives scenario - input'!$F132=\"\"),\"\",K147/'Lives scenario - input'!$F132),\"\")","v":""},{"$f":"IFERROR(IF(OR(L147=\"\",'Lives scenario - input'!$F132=\"\"),\"\",L147/'Lives scenario - input'!$F132),\"\")","v":""},{"$f":"IFERROR(IF(OR(M147=\"\",'Lives scenario - input'!$F132=\"\"),\"\",M147/'Lives scenario - input'!$F132),\"\")","v":""},{"$f":"IFERROR(IF(OR(N147=\"\",'Lives scenario - input'!$F132=\"\"),\"\",N147/'Lives scenario - input'!$F132),\"\")","v":""},{"$f":"IFERROR(IF(OR(O147=\"\",'Lives scenario - input'!$F132=\"\"),\"\",O147/'Lives scenario - input'!$F132),\"\")","v":""},{"$f":"IFERROR(IF(OR(P147=\"\",'Lives scenario - input'!$F132=\"\"),\"\",P147/'Lives scenario - input'!$F132),\"\")","v":""},{"$f":"IFERROR(IF(OR(Q147=\"\",'Lives scenario - input'!$F132=\"\"),\"\",Q147/'Lives scenario - input'!$F132),\"\")","v":""},{"$f":"IFERROR(IF(OR(R147=\"\",'Lives scenario - input'!$F132=\"\"),\"\",R147/'Lives scenario - input'!$F132),\"\")","v":""},{"$f":"IFERROR(IF(OR(S147=\"\",'Lives scenario - input'!$F132=\"\"),\"\",S147/'Lives scenario - input'!$F132),\"\")","v":""},{"$f":"IFERROR(IF(OR(T147=\"\",'Lives scenario - input'!$F132=\"\"),\"\",T147/'Lives scenario - input'!$F132),\"\")","v":""},{"$f":"IFERROR(IF(OR(U147=\"\",'Lives scenario - input'!$F132=\"\"),\"\",U147/'Lives scenario - input'!$F132),\"\")","v":""},{"$f":"IFERROR(IF(OR(V147=\"\",'Lives scenario - input'!$F132=\"\"),\"\",V147/'Lives scenario - input'!$F132),\"\")","v":""},{"$f":"IFERROR(IF(OR(W147=\"\",'Lives scenario - input'!$F132=\"\"),\"\",W147/'Lives scenario - input'!$F132),\"\")","v":""}]
[{"$f":"IFERROR('Lives scenario - input'!A133,\"\")","v":""},{"$f":"IFERROR('Lives scenario - input'!B133,\"\")","v":""},{"$f":"IFERROR('Lives scenario - input'!C133,\"\")","v":""},{"$f":"IFERROR(repcalc('Lives scenario - input'!$CX133:$GJ133,'Lives scenario - input'!$I133,'Lives scenario - input'!$G133,'Lives scenario - input'!$H133,20,TRUE,TRUE),\"\")","v":""},"","","","","","","","","","","","","","","","","","","",{"$f":"IFERROR(IF(OR(D148=\"\",'Lives scenario - input'!$F133=\"\"),\"\",D148/'Lives scenario - input'!$F133),\"\")","v":""},{"$f":"IFERROR(IF(OR(E148=\"\",'Lives scenario - input'!$F133=\"\"),\"\",E148/'Lives scenario - input'!$F133),\"\")","v":""},{"$f":"IFERROR(IF(OR(F148=\"\",'Lives scenario - input'!$F133=\"\"),\"\",F148/'Lives scenario - input'!$F133),\"\")","v":""},{"$f":"IFERROR(IF(OR(G148=\"\",'Lives scenario - input'!$F133=\"\"),\"\",G148/'Lives scenario - input'!$F133),\"\")","v":""},{"$f":"IFERROR(IF(OR(H148=\"\",'Lives scenario - input'!$F133=\"\"),\"\",H148/'Lives scenario - input'!$F133),\"\")","v":""},{"$f":"IFERROR(IF(OR(I148=\"\",'Lives scenario - input'!$F133=\"\"),\"\",I148/'Lives scenario - input'!$F133),\"\")","v":""},{"$f":"IFERROR(IF(OR(J148=\"\",'Lives scenario - input'!$F133=\"\"),\"\",J148/'Lives scenario - input'!$F133),\"\")","v":""},{"$f":"IFERROR(IF(OR(K148=\"\",'Lives scenario - input'!$F133=\"\"),\"\",K148/'Lives scenario - input'!$F133),\"\")","v":""},{"$f":"IFERROR(IF(OR(L148=\"\",'Lives scenario - input'!$F133=\"\"),\"\",L148/'Lives scenario - input'!$F133),\"\")","v":""},{"$f":"IFERROR(IF(OR(M148=\"\",'Lives scenario - input'!$F133=\"\"),\"\",M148/'Lives scenario - input'!$F133),\"\")","v":""},{"$f":"IFERROR(IF(OR(N148=\"\",'Lives scenario - input'!$F133=\"\"),\"\",N148/'Lives scenario - input'!$F133),\"\")","v":""},{"$f":"IFERROR(IF(OR(O148=\"\",'Lives scenario - input'!$F133=\"\"),\"\",O148/'Lives scenario - input'!$F133),\"\")","v":""},{"$f":"IFERROR(IF(OR(P148=\"\",'Lives scenario - input'!$F133=\"\"),\"\",P148/'Lives scenario - input'!$F133),\"\")","v":""},{"$f":"IFERROR(IF(OR(Q148=\"\",'Lives scenario - input'!$F133=\"\"),\"\",Q148/'Lives scenario - input'!$F133),\"\")","v":""},{"$f":"IFERROR(IF(OR(R148=\"\",'Lives scenario - input'!$F133=\"\"),\"\",R148/'Lives scenario - input'!$F133),\"\")","v":""},{"$f":"IFERROR(IF(OR(S148=\"\",'Lives scenario - input'!$F133=\"\"),\"\",S148/'Lives scenario - input'!$F133),\"\")","v":""},{"$f":"IFERROR(IF(OR(T148=\"\",'Lives scenario - input'!$F133=\"\"),\"\",T148/'Lives scenario - input'!$F133),\"\")","v":""},{"$f":"IFERROR(IF(OR(U148=\"\",'Lives scenario - input'!$F133=\"\"),\"\",U148/'Lives scenario - input'!$F133),\"\")","v":""},{"$f":"IFERROR(IF(OR(V148=\"\",'Lives scenario - input'!$F133=\"\"),\"\",V148/'Lives scenario - input'!$F133),\"\")","v":""},{"$f":"IFERROR(IF(OR(W148=\"\",'Lives scenario - input'!$F133=\"\"),\"\",W148/'Lives scenario - input'!$F133),\"\")","v":""}]
[{"$f":"IFERROR('Lives scenario - input'!A134,\"\")","v":""},{"$f":"IFERROR('Lives scenario - input'!B134,\"\")","v":""},{"$f":"IFERROR('Lives scenario - input'!C134,\"\")","v":""},{"$f":"IFERROR(repcalc('Lives scenario - input'!$CX134:$GJ134,'Lives scenario - input'!$I134,'Lives scenario - input'!$G134,'Lives scenario - input'!$H134,20,TRUE,TRUE),\"\")","v":""},"","","","","","","","","","","","","","","","","","","",{"$f":"IFERROR(IF(OR(D149=\"\",'Lives scenario - input'!$F134=\"\"),\"\",D149/'Lives scenario - input'!$F134),\"\")","v":""},{"$f":"IFERROR(IF(OR(E149=\"\",'Lives scenario - input'!$F134=\"\"),\"\",E149/'Lives scenario - input'!$F134),\"\")","v":""},{"$f":"IFERROR(IF(OR(F149=\"\",'Lives scenario - input'!$F134=\"\"),\"\",F149/'Lives scenario - input'!$F134),\"\")","v":""},{"$f":"IFERROR(IF(OR(G149=\"\",'Lives scenario - input'!$F134=\"\"),\"\",G149/'Lives scenario - input'!$F134),\"\")","v":""},{"$f":"IFERROR(IF(OR(H149=\"\",'Lives scenario - input'!$F134=\"\"),\"\",H149/'Lives scenario - input'!$F134),\"\")","v":""},{"$f":"IFERROR(IF(OR(I149=\"\",'Lives scenario - input'!$F134=\"\"),\"\",I149/'Lives scenario - input'!$F134),\"\")","v":""},{"$f":"IFERROR(IF(OR(J149=\"\",'Lives scenario - input'!$F134=\"\"),\"\",J149/'Lives scenario - input'!$F134),\"\")","v":""},{"$f":"IFERROR(IF(OR(K149=\"\",'Lives scenario - input'!$F134=\"\"),\"\",K149/'Lives scenario - input'!$F134),\"\")","v":""},{"$f":"IFERROR(IF(OR(L149=\"\",'Lives scenario - input'!$F134=\"\"),\"\",L149/'Lives scenario - input'!$F134),\"\")","v":""},{"$f":"IFERROR(IF(OR(M149=\"\",'Lives scenario - input'!$F134=\"\"),\"\",M149/'Lives scenario - input'!$F134),\"\")","v":""},{"$f":"IFERROR(IF(OR(N149=\"\",'Lives scenario - input'!$F134=\"\"),\"\",N149/'Lives scenario - input'!$F134),\"\")","v":""},{"$f":"IFERROR(IF(OR(O149=\"\",'Lives scenario - input'!$F134=\"\"),\"\",O149/'Lives scenario - input'!$F134),\"\")","v":""},{"$f":"IFERROR(IF(OR(P149=\"\",'Lives scenario - input'!$F134=\"\"),\"\",P149/'Lives scenario - input'!$F134),\"\")","v":""},{"$f":"IFERROR(IF(OR(Q149=\"\",'Lives scenario - input'!$F134=\"\"),\"\",Q149/'Lives scenario - input'!$F134),\"\")","v":""},{"$f":"IFERROR(IF(OR(R149=\"\",'Lives scenario - input'!$F134=\"\"),\"\",R149/'Lives scenario - input'!$F134),\"\")","v":""},{"$f":"IFERROR(IF(OR(S149=\"\",'Lives scenario - input'!$F134=\"\"),\"\",S149/'Lives scenario - input'!$F134),\"\")","v":""},{"$f":"IFERROR(IF(OR(T149=\"\",'Lives scenario - input'!$F134=\"\"),\"\",T149/'Lives scenario - input'!$F134),\"\")","v":""},{"$f":"IFERROR(IF(OR(U149=\"\",'Lives scenario - input'!$F134=\"\"),\"\",U149/'Lives scenario - input'!$F134),\"\")","v":""},{"$f":"IFERROR(IF(OR(V149=\"\",'Lives scenario - input'!$F134=\"\"),\"\",V149/'Lives scenario - input'!$F134),\"\")","v":""},{"$f":"IFERROR(IF(OR(W149=\"\",'Lives scenario - input'!$F134=\"\"),\"\",W149/'Lives scenario - input'!$F134),\"\")","v":""}]
[{"$f":"IFERROR('Lives scenario - input'!A135,\"\")","v":""},{"$f":"IFERROR('Lives scenario - input'!B135,\"\")","v":""},{"$f":"IFERROR('Lives scenario - input'!C135,\"\")","v":""},{"$f":"IFERROR(repcalc('Lives scenario - input'!$CX135:$GJ135,'Lives scenario - input'!$I135,'Lives scenario - input'!$G135,'Lives scenario - input'!$H135,20,TRUE,TRUE),\"\")","v":""},"","","","","","","","","","","","","","","","","","","",{"$f":"IFERROR(IF(OR(D150=\"\",'Lives scenario - input'!$F135=\"\"),\"\",D150/'Lives scenario - input'!$F135),\"\")","v":""},{"$f":"IFERROR(IF(OR(E150=\"\",'Lives scenario - input'!$F135=\"\"),\"\",E150/'Lives scenario - input'!$F135),\"\")","v":""},{"$f":"IFERROR(IF(OR(F150=\"\",'Lives scenario - input'!$F135=\"\"),\"\",F150/'Lives scenario - input'!$F135),\"\")","v":""},{"$f":"IFERROR(IF(OR(G150=\"\",'Lives scenario - input'!$F135=\"\"),\"\",G150/'Lives scenario - input'!$F135),\"\")","v":""},{"$f":"IFERROR(IF(OR(H150=\"\",'Lives scenario - input'!$F135=\"\"),\"\",H150/'Lives scenario - input'!$F135),\"\")","v":""},{"$f":"IFERROR(IF(OR(I150=\"\",'Lives scenario - input'!$F135=\"\"),\"\",I150/'Lives scenario - input'!$F135),\"\")","v":""},{"$f":"IFERROR(IF(OR(J150=\"\",'Lives scenario - input'!$F135=\"\"),\"\",J150/'Lives scenario - input'!$F135),\"\")","v":""},{"$f":"IFERROR(IF(OR(K150=\"\",'Lives scenario - input'!$F135=\"\"),\"\",K150/'Lives scenario - input'!$F135),\"\")","v":""},{"$f":"IFERROR(IF(OR(L150=\"\",'Lives scenario - input'!$F135=\"\"),\"\",L150/'Lives scenario - input'!$F135),\"\")","v":""},{"$f":"IFERROR(IF(OR(M150=\"\",'Lives scenario - input'!$F135=\"\"),\"\",M150/'Lives scenario - input'!$F135),\"\")","v":""},{"$f":"IFERROR(IF(OR(N150=\"\",'Lives scenario - input'!$F135=\"\"),\"\",N150/'Lives scenario - input'!$F135),\"\")","v":""},{"$f":"IFERROR(IF(OR(O150=\"\",'Lives scenario - input'!$F135=\"\"),\"\",O150/'Lives scenario - input'!$F135),\"\")","v":""},{"$f":"IFERROR(IF(OR(P150=\"\",'Lives scenario - input'!$F135=\"\"),\"\",P150/'Lives scenario - input'!$F135),\"\")","v":""},{"$f":"IFERROR(IF(OR(Q150=\"\",'Lives scenario - input'!$F135=\"\"),\"\",Q150/'Lives scenario - input'!$F135),\"\")","v":""},{"$f":"IFERROR(IF(OR(R150=\"\",'Lives scenario - input'!$F135=\"\"),\"\",R150/'Lives scenario - input'!$F135),\"\")","v":""},{"$f":"IFERROR(IF(OR(S150=\"\",'Lives scenario - input'!$F135=\"\"),\"\",S150/'Lives scenario - input'!$F135),\"\")","v":""},{"$f":"IFERROR(IF(OR(T150=\"\",'Lives scenario - input'!$F135=\"\"),\"\",T150/'Lives scenario - input'!$F135),\"\")","v":""},{"$f":"IFERROR(IF(OR(U150=\"\",'Lives scenario - input'!$F135=\"\"),\"\",U150/'Lives scenario - input'!$F135),\"\")","v":""},{"$f":"IFERROR(IF(OR(V150=\"\",'Lives scenario - input'!$F135=\"\"),\"\",V150/'Lives scenario - input'!$F135),\"\")","v":""},{"$f":"IFERROR(IF(OR(W150=\"\",'Lives scenario - input'!$F135=\"\"),\"\",W150/'Lives scenario - input'!$F135),\"\")","v":""}]
[{"$f":"IFERROR('Lives scenario - input'!A136,\"\")","v":""},{"$f":"IFERROR('Lives scenario - input'!B136,\"\")","v":""},{"$f":"IFERROR('Lives scenario - input'!C136,\"\")","v":""},{"$f":"IFERROR(repcalc('Lives scenario - input'!$CX136:$GJ136,'Lives scenario - input'!$I136,'Lives scenario - input'!$G136,'Lives scenario - input'!$H136,20,TRUE,TRUE),\"\")","v":""},"","","","","","","","","","","","","","","","","","","",{"$f":"IFERROR(IF(OR(D151=\"\",'Lives scenario - input'!$F136=\"\"),\"\",D151/'Lives scenario - input'!$F136),\"\")","v":""},{"$f":"IFERROR(IF(OR(E151=\"\",'Lives scenario - input'!$F136=\"\"),\"\",E151/'Lives scenario - input'!$F136),\"\")","v":""},{"$f":"IFERROR(IF(OR(F151=\"\",'Lives scenario - input'!$F136=\"\"),\"\",F151/'Lives scenario - input'!$F136),\"\")","v":""},{"$f":"IFERROR(IF(OR(G151=\"\",'Lives scenario - input'!$F136=\"\"),\"\",G151/'Lives scenario - input'!$F136),\"\")","v":""},{"$f":"IFERROR(IF(OR(H151=\"\",'Lives scenario - input'!$F136=\"\"),\"\",H151/'Lives scenario - input'!$F136),\"\")","v":""},{"$f":"IFERROR(IF(OR(I151=\"\",'Lives scenario - input'!$F136=\"\"),\"\",I151/'Lives scenario - input'!$F136),\"\")","v":""},{"$f":"IFERROR(IF(OR(J151=\"\",'Lives scenario - input'!$F136=\"\"),\"\",J151/'Lives scenario - input'!$F136),\"\")","v":""},{"$f":"IFERROR(IF(OR(K151=\"\",'Lives scenario - input'!$F136=\"\"),\"\",K151/'Lives scenario - input'!$F136),\"\")","v":""},{"$f":"IFERROR(IF(OR(L151=\"\",'Lives scenario - input'!$F136=\"\"),\"\",L151/'Lives scenario - input'!$F136),\"\")","v":""},{"$f":"IFERROR(IF(OR(M151=\"\",'Lives scenario - input'!$F136=\"\"),\"\",M151/'Lives scenario - input'!$F136),\"\")","v":""},{"$f":"IFERROR(IF(OR(N151=\"\",'Lives scenario - input'!$F136=\"\"),\"\",N151/'Lives scenario - input'!$F136),\"\")","v":""},{"$f":"IFERROR(IF(OR(O151=\"\",'Lives scenario - input'!$F136=\"\"),\"\",O151/'Lives scenario - input'!$F136),\"\")","v":""},{"$f":"IFERROR(IF(OR(P151=\"\",'Lives scenario - input'!$F136=\"\"),\"\",P151/'Lives scenario - input'!$F136),\"\")","v":""},{"$f":"IFERROR(IF(OR(Q151=\"\",'Lives scenario - input'!$F136=\"\"),\"\",Q151/'Lives scenario - input'!$F136),\"\")","v":""},{"$f":"IFERROR(IF(OR(R151=\"\",'Lives scenario - input'!$F136=\"\"),\"\",R151/'Lives scenario - input'!$F136),\"\")","v":""},{"$f":"IFERROR(IF(OR(S151=\"\",'Lives scenario - input'!$F136=\"\"),\"\",S151/'Lives scenario - input'!$F136),\"\")","v":""},{"$f":"IFERROR(IF(OR(T151=\"\",'Lives scenario - input'!$F136=\"\"),\"\",T151/'Lives scenario - input'!$F136),\"\")","v":""},{"$f":"IFERROR(IF(OR(U151=\"\",'Lives scenario - input'!$F136=\"\"),\"\",U151/'Lives scenario - input'!$F136),\"\")","v":""},{"$f":"IFERROR(IF(OR(V151=\"\",'Lives scenario - input'!$F136=\"\"),\"\",V151/'Lives scenario - input'!$F136),\"\")","v":""},{"$f":"IFERROR(IF(OR(W151=\"\",'Lives scenario - input'!$F136=\"\"),\"\",W151/'Lives scenario - input'!$F136),\"\")","v":""}]
[{"$f":"IFERROR('Lives scenario - input'!A137,\"\")","v":""},{"$f":"IFERROR('Lives scenario - input'!B137,\"\")","v":""},{"$f":"IFERROR('Lives scenario - input'!C137,\"\")","v":""},{"$f":"IFERROR(repcalc('Lives scenario - input'!$CX137:$GJ137,'Lives scenario - input'!$I137,'Lives scenario - input'!$G137,'Lives scenario - input'!$H137,20,TRUE,TRUE),\"\")","v":""},"","","","","","","","","","","","","","","","","","","",{"$f":"IFERROR(IF(OR(D152=\"\",'Lives scenario - input'!$F137=\"\"),\"\",D152/'Lives scenario - input'!$F137),\"\")","v":""},{"$f":"IFERROR(IF(OR(E152=\"\",'Lives scenario - input'!$F137=\"\"),\"\",E152/'Lives scenario - input'!$F137),\"\")","v":""},{"$f":"IFERROR(IF(OR(F152=\"\",'Lives scenario - input'!$F137=\"\"),\"\",F152/'Lives scenario - input'!$F137),\"\")","v":""},{"$f":"IFERROR(IF(OR(G152=\"\",'Lives scenario - input'!$F137=\"\"),\"\",G152/'Lives scenario - input'!$F137),\"\")","v":""},{"$f":"IFERROR(IF(OR(H152=\"\",'Lives scenario - input'!$F137=\"\"),\"\",H152/'Lives scenario - input'!$F137),\"\")","v":""},{"$f":"IFERROR(IF(OR(I152=\"\",'Lives scenario - input'!$F137=\"\"),\"\",I152/'Lives scenario - input'!$F137),\"\")","v":""},{"$f":"IFERROR(IF(OR(J152=\"\",'Lives scenario - input'!$F137=\"\"),\"\",J152/'Lives scenario - input'!$F137),\"\")","v":""},{"$f":"IFERROR(IF(OR(K152=\"\",'Lives scenario - input'!$F137=\"\"),\"\",K152/'Lives scenario - input'!$F137),\"\")","v":""},{"$f":"IFERROR(IF(OR(L152=\"\",'Lives scenario - input'!$F137=\"\"),\"\",L152/'Lives scenario - input'!$F137),\"\")","v":""},{"$f":"IFERROR(IF(OR(M152=\"\",'Lives scenario - input'!$F137=\"\"),\"\",M152/'Lives scenario - input'!$F137),\"\")","v":""},{"$f":"IFERROR(IF(OR(N152=\"\",'Lives scenario - input'!$F137=\"\"),\"\",N152/'Lives scenario - input'!$F137),\"\")","v":""},{"$f":"IFERROR(IF(OR(O152=\"\",'Lives scenario - input'!$F137=\"\"),\"\",O152/'Lives scenario - input'!$F137),\"\")","v":""},{"$f":"IFERROR(IF(OR(P152=\"\",'Lives scenario - input'!$F137=\"\"),\"\",P152/'Lives scenario - input'!$F137),\"\")","v":""},{"$f":"IFERROR(IF(OR(Q152=\"\",'Lives scenario - input'!$F137=\"\"),\"\",Q152/'Lives scenario - input'!$F137),\"\")","v":""},{"$f":"IFERROR(IF(OR(R152=\"\",'Lives scenario - input'!$F137=\"\"),\"\",R152/'Lives scenario - input'!$F137),\"\")","v":""},{"$f":"IFERROR(IF(OR(S152=\"\",'Lives scenario - input'!$F137=\"\"),\"\",S152/'Lives scenario - input'!$F137),\"\")","v":""},{"$f":"IFERROR(IF(OR(T152=\"\",'Lives scenario - input'!$F137=\"\"),\"\",T152/'Lives scenario - input'!$F137),\"\")","v":""},{"$f":"IFERROR(IF(OR(U152=\"\",'Lives scenario - input'!$F137=\"\"),\"\",U152/'Lives scenario - input'!$F137),\"\")","v":""},{"$f":"IFERROR(IF(OR(V152=\"\",'Lives scenario - input'!$F137=\"\"),\"\",V152/'Lives scenario - input'!$F137),\"\")","v":""},{"$f":"IFERROR(IF(OR(W152=\"\",'Lives scenario - input'!$F137=\"\"),\"\",W152/'Lives scenario - input'!$F137),\"\")","v":""}]
[{"$f":"IFERROR('Lives scenario - input'!A138,\"\")","v":""},{"$f":"IFERROR('Lives scenario - input'!B138,\"\")","v":""},{"$f":"IFERROR('Lives scenario - input'!C138,\"\")","v":""},{"$f":"IFERROR(repcalc('Lives scenario - input'!$CX138:$GJ138,'Lives scenario - input'!$I138,'Lives scenario - input'!$G138,'Lives scenario - input'!$H138,20,TRUE,TRUE),\"\")","v":""},"","","","","","","","","","","","","","","","","","","",{"$f":"IFERROR(IF(OR(D153=\"\",'Lives scenario - input'!$F138=\"\"),\"\",D153/'Lives scenario - input'!$F138),\"\")","v":""},{"$f":"IFERROR(IF(OR(E153=\"\",'Lives scenario - input'!$F138=\"\"),\"\",E153/'Lives scenario - input'!$F138),\"\")","v":""},{"$f":"IFERROR(IF(OR(F153=\"\",'Lives scenario - input'!$F138=\"\"),\"\",F153/'Lives scenario - input'!$F138),\"\")","v":""},{"$f":"IFERROR(IF(OR(G153=\"\",'Lives scenario - input'!$F138=\"\"),\"\",G153/'Lives scenario - input'!$F138),\"\")","v":""},{"$f":"IFERROR(IF(OR(H153=\"\",'Lives scenario - input'!$F138=\"\"),\"\",H153/'Lives scenario - input'!$F138),\"\")","v":""},{"$f":"IFERROR(IF(OR(I153=\"\",'Lives scenario - input'!$F138=\"\"),\"\",I153/'Lives scenario - input'!$F138),\"\")","v":""},{"$f":"IFERROR(IF(OR(J153=\"\",'Lives scenario - input'!$F138=\"\"),\"\",J153/'Lives scenario - input'!$F138),\"\")","v":""},{"$f":"IFERROR(IF(OR(K153=\"\",'Lives scenario - input'!$F138=\"\"),\"\",K153/'Lives scenario - input'!$F138),\"\")","v":""},{"$f":"IFERROR(IF(OR(L153=\"\",'Lives scenario - input'!$F138=\"\"),\"\",L153/'Lives scenario - input'!$F138),\"\")","v":""},{"$f":"IFERROR(IF(OR(M153=\"\",'Lives scenario - input'!$F138=\"\"),\"\",M153/'Lives scenario - input'!$F138),\"\")","v":""},{"$f":"IFERROR(IF(OR(N153=\"\",'Lives scenario - input'!$F138=\"\"),\"\",N153/'Lives scenario - input'!$F138),\"\")","v":""},{"$f":"IFERROR(IF(OR(O153=\"\",'Lives scenario - input'!$F138=\"\"),\"\",O153/'Lives scenario - input'!$F138),\"\")","v":""},{"$f":"IFERROR(IF(OR(P153=\"\",'Lives scenario - input'!$F138=\"\"),\"\",P153/'Lives scenario - input'!$F138),\"\")","v":""},{"$f":"IFERROR(IF(OR(Q153=\"\",'Lives scenario - input'!$F138=\"\"),\"\",Q153/'Lives scenario - input'!$F138),\"\")","v":""},{"$f":"IFERROR(IF(OR(R153=\"\",'Lives scenario - input'!$F138=\"\"),\"\",R153/'Lives scenario - input'!$F138),\"\")","v":""},{"$f":"IFERROR(IF(OR(S153=\"\",'Lives scenario - input'!$F138=\"\"),\"\",S153/'Lives scenario - input'!$F138),\"\")","v":""},{"$f":"IFERROR(IF(OR(T153=\"\",'Lives scenario - input'!$F138=\"\"),\"\",T153/'Lives scenario - input'!$F138),\"\")","v":""},{"$f":"IFERROR(IF(OR(U153=\"\",'Lives scenario - input'!$F138=\"\"),\"\",U153/'Lives scenario - input'!$F138),\"\")","v":""},{"$f":"IFERROR(IF(OR(V153=\"\",'Lives scenario - input'!$F138=\"\"),\"\",V153/'Lives scenario - input'!$F138),\"\")","v":""},{"$f":"IFERROR(IF(OR(W153=\"\",'Lives scenario - input'!$F138=\"\"),\"\",W153/'Lives scenario - input'!$F138),\"\")","v":""}]
[{"$f":"IFERROR('Lives scenario - input'!A139,\"\")","v":""},{"$f":"IFERROR('Lives scenario - input'!B139,\"\")","v":""},{"$f":"IFERROR('Lives scenario - input'!C139,\"\")","v":""},{"$f":"IFERROR(repcalc('Lives scenario - input'!$CX139:$GJ139,'Lives scenario - input'!$I139,'Lives scenario - input'!$G139,'Lives scenario - input'!$H139,20,TRUE,TRUE),\"\")","v":""},"","","","","","","","","","","","","","","","","","","",{"$f":"IFERROR(IF(OR(D154=\"\",'Lives scenario - input'!$F139=\"\"),\"\",D154/'Lives scenario - input'!$F139),\"\")","v":""},{"$f":"IFERROR(IF(OR(E154=\"\",'Lives scenario - input'!$F139=\"\"),\"\",E154/'Lives scenario - input'!$F139),\"\")","v":""},{"$f":"IFERROR(IF(OR(F154=\"\",'Lives scenario - input'!$F139=\"\"),\"\",F154/'Lives scenario - input'!$F139),\"\")","v":""},{"$f":"IFERROR(IF(OR(G154=\"\",'Lives scenario - input'!$F139=\"\"),\"\",G154/'Lives scenario - input'!$F139),\"\")","v":""},{"$f":"IFERROR(IF(OR(H154=\"\",'Lives scenario - input'!$F139=\"\"),\"\",H154/'Lives scenario - input'!$F139),\"\")","v":""},{"$f":"IFERROR(IF(OR(I154=\"\",'Lives scenario - input'!$F139=\"\"),\"\",I154/'Lives scenario - input'!$F139),\"\")","v":""},{"$f":"IFERROR(IF(OR(J154=\"\",'Lives scenario - input'!$F139=\"\"),\"\",J154/'Lives scenario - input'!$F139),\"\")","v":""},{"$f":"IFERROR(IF(OR(K154=\"\",'Lives scenario - input'!$F139=\"\"),\"\",K154/'Lives scenario - input'!$F139),\"\")","v":""},{"$f":"IFERROR(IF(OR(L154=\"\",'Lives scenario - input'!$F139=\"\"),\"\",L154/'Lives scenario - input'!$F139),\"\")","v":""},{"$f":"IFERROR(IF(OR(M154=\"\",'Lives scenario - input'!$F139=\"\"),\"\",M154/'Lives scenario - input'!$F139),\"\")","v":""},{"$f":"IFERROR(IF(OR(N154=\"\",'Lives scenario - input'!$F139=\"\"),\"\",N154/'Lives scenario - input'!$F139),\"\")","v":""},{"$f":"IFERROR(IF(OR(O154=\"\",'Lives scenario - input'!$F139=\"\"),\"\",O154/'Lives scenario - input'!$F139),\"\")","v":""},{"$f":"IFERROR(IF(OR(P154=\"\",'Lives scenario - input'!$F139=\"\"),\"\",P154/'Lives scenario - input'!$F139),\"\")","v":""},{"$f":"IFERROR(IF(OR(Q154=\"\",'Lives scenario - input'!$F139=\"\"),\"\",Q154/'Lives scenario - input'!$F139),\"\")","v":""},{"$f":"IFERROR(IF(OR(R154=\"\",'Lives scenario - input'!$F139=\"\"),\"\",R154/'Lives scenario - input'!$F139),\"\")","v":""},{"$f":"IFERROR(IF(OR(S154=\"\",'Lives scenario - input'!$F139=\"\"),\"\",S154/'Lives scenario - input'!$F139),\"\")","v":""},{"$f":"IFERROR(IF(OR(T154=\"\",'Lives scenario - input'!$F139=\"\"),\"\",T154/'Lives scenario - input'!$F139),\"\")","v":""},{"$f":"IFERROR(IF(OR(U154=\"\",'Lives scenario - input'!$F139=\"\"),\"\",U154/'Lives scenario - input'!$F139),\"\")","v":""},{"$f":"IFERROR(IF(OR(V154=\"\",'Lives scenario - input'!$F139=\"\"),\"\",V154/'Lives scenario - input'!$F139),\"\")","v":""},{"$f":"IFERROR(IF(OR(W154=\"\",'Lives scenario - input'!$F139=\"\"),\"\",W154/'Lives scenario - input'!$F139),\"\")","v":""}]
[{"$f":"IFERROR('Lives scenario - input'!A140,\"\")","v":""},{"$f":"IFERROR('Lives scenario - input'!B140,\"\")","v":""},{"$f":"IFERROR('Lives scenario - input'!C140,\"\")","v":""},{"$f":"IFERROR(repcalc('Lives scenario - input'!$CX140:$GJ140,'Lives scenario - input'!$I140,'Lives scenario - input'!$G140,'Lives scenario - input'!$H140,20,TRUE,TRUE),\"\")","v":""},"","","","","","","","","","","","","","","","","","","",{"$f":"IFERROR(IF(OR(D155=\"\",'Lives scenario - input'!$F140=\"\"),\"\",D155/'Lives scenario - input'!$F140),\"\")","v":""},{"$f":"IFERROR(IF(OR(E155=\"\",'Lives scenario - input'!$F140=\"\"),\"\",E155/'Lives scenario - input'!$F140),\"\")","v":""},{"$f":"IFERROR(IF(OR(F155=\"\",'Lives scenario - input'!$F140=\"\"),\"\",F155/'Lives scenario - input'!$F140),\"\")","v":""},{"$f":"IFERROR(IF(OR(G155=\"\",'Lives scenario - input'!$F140=\"\"),\"\",G155/'Lives scenario - input'!$F140),\"\")","v":""},{"$f":"IFERROR(IF(OR(H155=\"\",'Lives scenario - input'!$F140=\"\"),\"\",H155/'Lives scenario - input'!$F140),\"\")","v":""},{"$f":"IFERROR(IF(OR(I155=\"\",'Lives scenario - input'!$F140=\"\"),\"\",I155/'Lives scenario - input'!$F140),\"\")","v":""},{"$f":"IFERROR(IF(OR(J155=\"\",'Lives scenario - input'!$F140=\"\"),\"\",J155/'Lives scenario - input'!$F140),\"\")","v":""},{"$f":"IFERROR(IF(OR(K155=\"\",'Lives scenario - input'!$F140=\"\"),\"\",K155/'Lives scenario - input'!$F140),\"\")","v":""},{"$f":"IFERROR(IF(OR(L155=\"\",'Lives scenario - input'!$F140=\"\"),\"\",L155/'Lives scenario - input'!$F140),\"\")","v":""},{"$f":"IFERROR(IF(OR(M155=\"\",'Lives scenario - input'!$F140=\"\"),\"\",M155/'Lives scenario - input'!$F140),\"\")","v":""},{"$f":"IFERROR(IF(OR(N155=\"\",'Lives scenario - input'!$F140=\"\"),\"\",N155/'Lives scenario - input'!$F140),\"\")","v":""},{"$f":"IFERROR(IF(OR(O155=\"\",'Lives scenario - input'!$F140=\"\"),\"\",O155/'Lives scenario - input'!$F140),\"\")","v":""},{"$f":"IFERROR(IF(OR(P155=\"\",'Lives scenario - input'!$F140=\"\"),\"\",P155/'Lives scenario - input'!$F140),\"\")","v":""},{"$f":"IFERROR(IF(OR(Q155=\"\",'Lives scenario - input'!$F140=\"\"),\"\",Q155/'Lives scenario - input'!$F140),\"\")","v":""},{"$f":"IFERROR(IF(OR(R155=\"\",'Lives scenario - input'!$F140=\"\"),\"\",R155/'Lives scenario - input'!$F140),\"\")","v":""},{"$f":"IFERROR(IF(OR(S155=\"\",'Lives scenario - input'!$F140=\"\"),\"\",S155/'Lives scenario - input'!$F140),\"\")","v":""},{"$f":"IFERROR(IF(OR(T155=\"\",'Lives scenario - input'!$F140=\"\"),\"\",T155/'Lives scenario - input'!$F140),\"\")","v":""},{"$f":"IFERROR(IF(OR(U155=\"\",'Lives scenario - input'!$F140=\"\"),\"\",U155/'Lives scenario - input'!$F140),\"\")","v":""},{"$f":"IFERROR(IF(OR(V155=\"\",'Lives scenario - input'!$F140=\"\"),\"\",V155/'Lives scenario - input'!$F140),\"\")","v":""},{"$f":"IFERROR(IF(OR(W155=\"\",'Lives scenario - input'!$F140=\"\"),\"\",W155/'Lives scenario - input'!$F140),\"\")","v":""}]
[{"$f":"IFERROR('Lives scenario - input'!A141,\"\")","v":""},{"$f":"IFERROR('Lives scenario - input'!B141,\"\")","v":""},{"$f":"IFERROR('Lives scenario - input'!C141,\"\")","v":""},{"$f":"IFERROR(repcalc('Lives scenario - input'!$CX141:$GJ141,'Lives scenario - input'!$I141,'Lives scenario - input'!$G141,'Lives scenario - input'!$H141,20,TRUE,TRUE),\"\")","v":""},"","","","","","","","","","","","","","","","","","","",{"$f":"IFERROR(IF(OR(D156=\"\",'Lives scenario - input'!$F141=\"\"),\"\",D156/'Lives scenario - input'!$F141),\"\")","v":""},{"$f":"IFERROR(IF(OR(E156=\"\",'Lives scenario - input'!$F141=\"\"),\"\",E156/'Lives scenario - input'!$F141),\"\")","v":""},{"$f":"IFERROR(IF(OR(F156=\"\",'Lives scenario - input'!$F141=\"\"),\"\",F156/'Lives scenario - input'!$F141),\"\")","v":""},{"$f":"IFERROR(IF(OR(G156=\"\",'Lives scenario - input'!$F141=\"\"),\"\",G156/'Lives scenario - input'!$F141),\"\")","v":""},{"$f":"IFERROR(IF(OR(H156=\"\",'Lives scenario - input'!$F141=\"\"),\"\",H156/'Lives scenario - input'!$F141),\"\")","v":""},{"$f":"IFERROR(IF(OR(I156=\"\",'Lives scenario - input'!$F141=\"\"),\"\",I156/'Lives scenario - input'!$F141),\"\")","v":""},{"$f":"IFERROR(IF(OR(J156=\"\",'Lives scenario - input'!$F141=\"\"),\"\",J156/'Lives scenario - input'!$F141),\"\")","v":""},{"$f":"IFERROR(IF(OR(K156=\"\",'Lives scenario - input'!$F141=\"\"),\"\",K156/'Lives scenario - input'!$F141),\"\")","v":""},{"$f":"IFERROR(IF(OR(L156=\"\",'Lives scenario - input'!$F141=\"\"),\"\",L156/'Lives scenario - input'!$F141),\"\")","v":""},{"$f":"IFERROR(IF(OR(M156=\"\",'Lives scenario - input'!$F141=\"\"),\"\",M156/'Lives scenario - input'!$F141),\"\")","v":""},{"$f":"IFERROR(IF(OR(N156=\"\",'Lives scenario - input'!$F141=\"\"),\"\",N156/'Lives scenario - input'!$F141),\"\")","v":""},{"$f":"IFERROR(IF(OR(O156=\"\",'Lives scenario - input'!$F141=\"\"),\"\",O156/'Lives scenario - input'!$F141),\"\")","v":""},{"$f":"IFERROR(IF(OR(P156=\"\",'Lives scenario - input'!$F141=\"\"),\"\",P156/'Lives scenario - input'!$F141),\"\")","v":""},{"$f":"IFERROR(IF(OR(Q156=\"\",'Lives scenario - input'!$F141=\"\"),\"\",Q156/'Lives scenario - input'!$F141),\"\")","v":""},{"$f":"IFERROR(IF(OR(R156=\"\",'Lives scenario - input'!$F141=\"\"),\"\",R156/'Lives scenario - input'!$F141),\"\")","v":""},{"$f":"IFERROR(IF(OR(S156=\"\",'Lives scenario - input'!$F141=\"\"),\"\",S156/'Lives scenario - input'!$F141),\"\")","v":""},{"$f":"IFERROR(IF(OR(T156=\"\",'Lives scenario - input'!$F141=\"\"),\"\",T156/'Lives scenario - input'!$F141),\"\")","v":""},{"$f":"IFERROR(IF(OR(U156=\"\",'Lives scenario - input'!$F141=\"\"),\"\",U156/'Lives scenario - input'!$F141),\"\")","v":""},{"$f":"IFERROR(IF(OR(V156=\"\",'Lives scenario - input'!$F141=\"\"),\"\",V156/'Lives scenario - input'!$F141),\"\")","v":""},{"$f":"IFERROR(IF(OR(W156=\"\",'Lives scenario - input'!$F141=\"\"),\"\",W156/'Lives scenario - input'!$F141),\"\")","v":""}]
[{"$f":"IFERROR('Lives scenario - input'!A142,\"\")","v":""},{"$f":"IFERROR('Lives scenario - input'!B142,\"\")","v":""},{"$f":"IFERROR('Lives scenario - input'!C142,\"\")","v":""},{"$f":"IFERROR(repcalc('Lives scenario - input'!$CX142:$GJ142,'Lives scenario - input'!$I142,'Lives scenario - input'!$G142,'Lives scenario - input'!$H142,20,TRUE,TRUE),\"\")","v":""},"","","","","","","","","","","","","","","","","","","",{"$f":"IFERROR(IF(OR(D157=\"\",'Lives scenario - input'!$F142=\"\"),\"\",D157/'Lives scenario - input'!$F142),\"\")","v":""},{"$f":"IFERROR(IF(OR(E157=\"\",'Lives scenario - input'!$F142=\"\"),\"\",E157/'Lives scenario - input'!$F142),\"\")","v":""},{"$f":"IFERROR(IF(OR(F157=\"\",'Lives scenario - input'!$F142=\"\"),\"\",F157/'Lives scenario - input'!$F142),\"\")","v":""},{"$f":"IFERROR(IF(OR(G157=\"\",'Lives scenario - input'!$F142=\"\"),\"\",G157/'Lives scenario - input'!$F142),\"\")","v":""},{"$f":"IFERROR(IF(OR(H157=\"\",'Lives scenario - input'!$F142=\"\"),\"\",H157/'Lives scenario - input'!$F142),\"\")","v":""},{"$f":"IFERROR(IF(OR(I157=\"\",'Lives scenario - input'!$F142=\"\"),\"\",I157/'Lives scenario - input'!$F142),\"\")","v":""},{"$f":"IFERROR(IF(OR(J157=\"\",'Lives scenario - input'!$F142=\"\"),\"\",J157/'Lives scenario - input'!$F142),\"\")","v":""},{"$f":"IFERROR(IF(OR(K157=\"\",'Lives scenario - input'!$F142=\"\"),\"\",K157/'Lives scenario - input'!$F142),\"\")","v":""},{"$f":"IFERROR(IF(OR(L157=\"\",'Lives scenario - input'!$F142=\"\"),\"\",L157/'Lives scenario - input'!$F142),\"\")","v":""},{"$f":"IFERROR(IF(OR(M157=\"\",'Lives scenario - input'!$F142=\"\"),\"\",M157/'Lives scenario - input'!$F142),\"\")","v":""},{"$f":"IFERROR(IF(OR(N157=\"\",'Lives scenario - input'!$F142=\"\"),\"\",N157/'Lives scenario - input'!$F142),\"\")","v":""},{"$f":"IFERROR(IF(OR(O157=\"\",'Lives scenario - input'!$F142=\"\"),\"\",O157/'Lives scenario - input'!$F142),\"\")","v":""},{"$f":"IFERROR(IF(OR(P157=\"\",'Lives scenario - input'!$F142=\"\"),\"\",P157/'Lives scenario - input'!$F142),\"\")","v":""},{"$f":"IFERROR(IF(OR(Q157=\"\",'Lives scenario - input'!$F142=\"\"),\"\",Q157/'Lives scenario - input'!$F142),\"\")","v":""},{"$f":"IFERROR(IF(OR(R157=\"\",'Lives scenario - input'!$F142=\"\"),\"\",R157/'Lives scenario - input'!$F142),\"\")","v":""},{"$f":"IFERROR(IF(OR(S157=\"\",'Lives scenario - input'!$F142=\"\"),\"\",S157/'Lives scenario - input'!$F142),\"\")","v":""},{"$f":"IFERROR(IF(OR(T157=\"\",'Lives scenario - input'!$F142=\"\"),\"\",T157/'Lives scenario - input'!$F142),\"\")","v":""},{"$f":"IFERROR(IF(OR(U157=\"\",'Lives scenario - input'!$F142=\"\"),\"\",U157/'Lives scenario - input'!$F142),\"\")","v":""},{"$f":"IFERROR(IF(OR(V157=\"\",'Lives scenario - input'!$F142=\"\"),\"\",V157/'Lives scenario - input'!$F142),\"\")","v":""},{"$f":"IFERROR(IF(OR(W157=\"\",'Lives scenario - input'!$F142=\"\"),\"\",W157/'Lives scenario - input'!$F142),\"\")","v":""}]
[{"$f":"IFERROR('Lives scenario - input'!A143,\"\")","v":""},{"$f":"IFERROR('Lives scenario - input'!B143,\"\")","v":""},{"$f":"IFERROR('Lives scenario - input'!C143,\"\")","v":""},{"$f":"IFERROR(repcalc('Lives scenario - input'!$CX143:$GJ143,'Lives scenario - input'!$I143,'Lives scenario - input'!$G143,'Lives scenario - input'!$H143,20,TRUE,TRUE),\"\")","v":""},"","","","","","","","","","","","","","","","","","","",{"$f":"IFERROR(IF(OR(D158=\"\",'Lives scenario - input'!$F143=\"\"),\"\",D158/'Lives scenario - input'!$F143),\"\")","v":""},{"$f":"IFERROR(IF(OR(E158=\"\",'Lives scenario - input'!$F143=\"\"),\"\",E158/'Lives scenario - input'!$F143),\"\")","v":""},{"$f":"IFERROR(IF(OR(F158=\"\",'Lives scenario - input'!$F143=\"\"),\"\",F158/'Lives scenario - input'!$F143),\"\")","v":""},{"$f":"IFERROR(IF(OR(G158=\"\",'Lives scenario - input'!$F143=\"\"),\"\",G158/'Lives scenario - input'!$F143),\"\")","v":""},{"$f":"IFERROR(IF(OR(H158=\"\",'Lives scenario - input'!$F143=\"\"),\"\",H158/'Lives scenario - input'!$F143),\"\")","v":""},{"$f":"IFERROR(IF(OR(I158=\"\",'Lives scenario - input'!$F143=\"\"),\"\",I158/'Lives scenario - input'!$F143),\"\")","v":""},{"$f":"IFERROR(IF(OR(J158=\"\",'Lives scenario - input'!$F143=\"\"),\"\",J158/'Lives scenario - input'!$F143),\"\")","v":""},{"$f":"IFERROR(IF(OR(K158=\"\",'Lives scenario - input'!$F143=\"\"),\"\",K158/'Lives scenario - input'!$F143),\"\")","v":""},{"$f":"IFERROR(IF(OR(L158=\"\",'Lives scenario - input'!$F143=\"\"),\"\",L158/'Lives scenario - input'!$F143),\"\")","v":""},{"$f":"IFERROR(IF(OR(M158=\"\",'Lives scenario - input'!$F143=\"\"),\"\",M158/'Lives scenario - input'!$F143),\"\")","v":""},{"$f":"IFERROR(IF(OR(N158=\"\",'Lives scenario - input'!$F143=\"\"),\"\",N158/'Lives scenario - input'!$F143),\"\")","v":""},{"$f":"IFERROR(IF(OR(O158=\"\",'Lives scenario - input'!$F143=\"\"),\"\",O158/'Lives scenario - input'!$F143),\"\")","v":""},{"$f":"IFERROR(IF(OR(P158=\"\",'Lives scenario - input'!$F143=\"\"),\"\",P158/'Lives scenario - input'!$F143),\"\")","v":""},{"$f":"IFERROR(IF(OR(Q158=\"\",'Lives scenario - input'!$F143=\"\"),\"\",Q158/'Lives scenario - input'!$F143),\"\")","v":""},{"$f":"IFERROR(IF(OR(R158=\"\",'Lives scenario - input'!$F143=\"\"),\"\",R158/'Lives scenario - input'!$F143),\"\")","v":""},{"$f":"IFERROR(IF(OR(S158=\"\",'Lives scenario - input'!$F143=\"\"),\"\",S158/'Lives scenario - input'!$F143),\"\")","v":""},{"$f":"IFERROR(IF(OR(T158=\"\",'Lives scenario - input'!$F143=\"\"),\"\",T158/'Lives scenario - input'!$F143),\"\")","v":""},{"$f":"IFERROR(IF(OR(U158=\"\",'Lives scenario - input'!$F143=\"\"),\"\",U158/'Lives scenario - input'!$F143),\"\")","v":""},{"$f":"IFERROR(IF(OR(V158=\"\",'Lives scenario - input'!$F143=\"\"),\"\",V158/'Lives scenario - input'!$F143),\"\")","v":""},{"$f":"IFERROR(IF(OR(W158=\"\",'Lives scenario - input'!$F143=\"\"),\"\",W158/'Lives scenario - input'!$F143),\"\")","v":""}]
[{"$f":"IFERROR('Lives scenario - input'!A144,\"\")","v":""},{"$f":"IFERROR('Lives scenario - input'!B144,\"\")","v":""},{"$f":"IFERROR('Lives scenario - input'!C144,\"\")","v":""},{"$f":"IFERROR(repcalc('Lives scenario - input'!$CX144:$GJ144,'Lives scenario - input'!$I144,'Lives scenario - input'!$G144,'Lives scenario - input'!$H144,20,TRUE,TRUE),\"\")","v":""},"","","","","","","","","","","","","","","","","","","",{"$f":"IFERROR(IF(OR(D159=\"\",'Lives scenario - input'!$F144=\"\"),\"\",D159/'Lives scenario - input'!$F144),\"\")","v":""},{"$f":"IFERROR(IF(OR(E159=\"\",'Lives scenario - input'!$F144=\"\"),\"\",E159/'Lives scenario - input'!$F144),\"\")","v":""},{"$f":"IFERROR(IF(OR(F159=\"\",'Lives scenario - input'!$F144=\"\"),\"\",F159/'Lives scenario - input'!$F144),\"\")","v":""},{"$f":"IFERROR(IF(OR(G159=\"\",'Lives scenario - input'!$F144=\"\"),\"\",G159/'Lives scenario - input'!$F144),\"\")","v":""},{"$f":"IFERROR(IF(OR(H159=\"\",'Lives scenario - input'!$F144=\"\"),\"\",H159/'Lives scenario - input'!$F144),\"\")","v":""},{"$f":"IFERROR(IF(OR(I159=\"\",'Lives scenario - input'!$F144=\"\"),\"\",I159/'Lives scenario - input'!$F144),\"\")","v":""},{"$f":"IFERROR(IF(OR(J159=\"\",'Lives scenario - input'!$F144=\"\"),\"\",J159/'Lives scenario - input'!$F144),\"\")","v":""},{"$f":"IFERROR(IF(OR(K159=\"\",'Lives scenario - input'!$F144=\"\"),\"\",K159/'Lives scenario - input'!$F144),\"\")","v":""},{"$f":"IFERROR(IF(OR(L159=\"\",'Lives scenario - input'!$F144=\"\"),\"\",L159/'Lives scenario - input'!$F144),\"\")","v":""},{"$f":"IFERROR(IF(OR(M159=\"\",'Lives scenario - input'!$F144=\"\"),\"\",M159/'Lives scenario - input'!$F144),\"\")","v":""},{"$f":"IFERROR(IF(OR(N159=\"\",'Lives scenario - input'!$F144=\"\"),\"\",N159/'Lives scenario - input'!$F144),\"\")","v":""},{"$f":"IFERROR(IF(OR(O159=\"\",'Lives scenario - input'!$F144=\"\"),\"\",O159/'Lives scenario - input'!$F144),\"\")","v":""},{"$f":"IFERROR(IF(OR(P159=\"\",'Lives scenario - input'!$F144=\"\"),\"\",P159/'Lives scenario - input'!$F144),\"\")","v":""},{"$f":"IFERROR(IF(OR(Q159=\"\",'Lives scenario - input'!$F144=\"\"),\"\",Q159/'Lives scenario - input'!$F144),\"\")","v":""},{"$f":"IFERROR(IF(OR(R159=\"\",'Lives scenario - input'!$F144=\"\"),\"\",R159/'Lives scenario - input'!$F144),\"\")","v":""},{"$f":"IFERROR(IF(OR(S159=\"\",'Lives scenario - input'!$F144=\"\"),\"\",S159/'Lives scenario - input'!$F144),\"\")","v":""},{"$f":"IFERROR(IF(OR(T159=\"\",'Lives scenario - input'!$F144=\"\"),\"\",T159/'Lives scenario - input'!$F144),\"\")","v":""},{"$f":"IFERROR(IF(OR(U159=\"\",'Lives scenario - input'!$F144=\"\"),\"\",U159/'Lives scenario - input'!$F144),\"\")","v":""},{"$f":"IFERROR(IF(OR(V159=\"\",'Lives scenario - input'!$F144=\"\"),\"\",V159/'Lives scenario - input'!$F144),\"\")","v":""},{"$f":"IFERROR(IF(OR(W159=\"\",'Lives scenario - input'!$F144=\"\"),\"\",W159/'Lives scenario - input'!$F144),\"\")","v":""}]
[{"$f":"IFERROR('Lives scenario - input'!A145,\"\")","v":""},{"$f":"IFERROR('Lives scenario - input'!B145,\"\")","v":""},{"$f":"IFERROR('Lives scenario - input'!C145,\"\")","v":""},{"$f":"IFERROR(repcalc('Lives scenario - input'!$CX145:$GJ145,'Lives scenario - input'!$I145,'Lives scenario - input'!$G145,'Lives scenario - input'!$H145,20,TRUE,TRUE),\"\")","v":""},"","","","","","","","","","","","","","","","","","","",{"$f":"IFERROR(IF(OR(D160=\"\",'Lives scenario - input'!$F145=\"\"),\"\",D160/'Lives scenario - input'!$F145),\"\")","v":""},{"$f":"IFERROR(IF(OR(E160=\"\",'Lives scenario - input'!$F145=\"\"),\"\",E160/'Lives scenario - input'!$F145),\"\")","v":""},{"$f":"IFERROR(IF(OR(F160=\"\",'Lives scenario - input'!$F145=\"\"),\"\",F160/'Lives scenario - input'!$F145),\"\")","v":""},{"$f":"IFERROR(IF(OR(G160=\"\",'Lives scenario - input'!$F145=\"\"),\"\",G160/'Lives scenario - input'!$F145),\"\")","v":""},{"$f":"IFERROR(IF(OR(H160=\"\",'Lives scenario - input'!$F145=\"\"),\"\",H160/'Lives scenario - input'!$F145),\"\")","v":""},{"$f":"IFERROR(IF(OR(I160=\"\",'Lives scenario - input'!$F145=\"\"),\"\",I160/'Lives scenario - input'!$F145),\"\")","v":""},{"$f":"IFERROR(IF(OR(J160=\"\",'Lives scenario - input'!$F145=\"\"),\"\",J160/'Lives scenario - input'!$F145),\"\")","v":""},{"$f":"IFERROR(IF(OR(K160=\"\",'Lives scenario - input'!$F145=\"\"),\"\",K160/'Lives scenario - input'!$F145),\"\")","v":""},{"$f":"IFERROR(IF(OR(L160=\"\",'Lives scenario - input'!$F145=\"\"),\"\",L160/'Lives scenario - input'!$F145),\"\")","v":""},{"$f":"IFERROR(IF(OR(M160=\"\",'Lives scenario - input'!$F145=\"\"),\"\",M160/'Lives scenario - input'!$F145),\"\")","v":""},{"$f":"IFERROR(IF(OR(N160=\"\",'Lives scenario - input'!$F145=\"\"),\"\",N160/'Lives scenario - input'!$F145),\"\")","v":""},{"$f":"IFERROR(IF(OR(O160=\"\",'Lives scenario - input'!$F145=\"\"),\"\",O160/'Lives scenario - input'!$F145),\"\")","v":""},{"$f":"IFERROR(IF(OR(P160=\"\",'Lives scenario - input'!$F145=\"\"),\"\",P160/'Lives scenario - input'!$F145),\"\")","v":""},{"$f":"IFERROR(IF(OR(Q160=\"\",'Lives scenario - input'!$F145=\"\"),\"\",Q160/'Lives scenario - input'!$F145),\"\")","v":""},{"$f":"IFERROR(IF(OR(R160=\"\",'Lives scenario - input'!$F145=\"\"),\"\",R160/'Lives scenario - input'!$F145),\"\")","v":""},{"$f":"IFERROR(IF(OR(S160=\"\",'Lives scenario - input'!$F145=\"\"),\"\",S160/'Lives scenario - input'!$F145),\"\")","v":""},{"$f":"IFERROR(IF(OR(T160=\"\",'Lives scenario - input'!$F145=\"\"),\"\",T160/'Lives scenario - input'!$F145),\"\")","v":""},{"$f":"IFERROR(IF(OR(U160=\"\",'Lives scenario - input'!$F145=\"\"),\"\",U160/'Lives scenario - input'!$F145),\"\")","v":""},{"$f":"IFERROR(IF(OR(V160=\"\",'Lives scenario - input'!$F145=\"\"),\"\",V160/'Lives scenario - input'!$F145),\"\")","v":""},{"$f":"IFERROR(IF(OR(W160=\"\",'Lives scenario - input'!$F145=\"\"),\"\",W160/'Lives scenario - input'!$F145),\"\")","v":""}]
[{"$f":"IFERROR('Lives scenario - input'!A146,\"\")","v":""},{"$f":"IFERROR('Lives scenario - input'!B146,\"\")","v":""},{"$f":"IFERROR('Lives scenario - input'!C146,\"\")","v":""},{"$f":"IFERROR(repcalc('Lives scenario - input'!$CX146:$GJ146,'Lives scenario - input'!$I146,'Lives scenario - input'!$G146,'Lives scenario - input'!$H146,20,TRUE,TRUE),\"\")","v":""},"","","","","","","","","","","","","","","","","","","",{"$f":"IFERROR(IF(OR(D161=\"\",'Lives scenario - input'!$F146=\"\"),\"\",D161/'Lives scenario - input'!$F146),\"\")","v":""},{"$f":"IFERROR(IF(OR(E161=\"\",'Lives scenario - input'!$F146=\"\"),\"\",E161/'Lives scenario - input'!$F146),\"\")","v":""},{"$f":"IFERROR(IF(OR(F161=\"\",'Lives scenario - input'!$F146=\"\"),\"\",F161/'Lives scenario - input'!$F146),\"\")","v":""},{"$f":"IFERROR(IF(OR(G161=\"\",'Lives scenario - input'!$F146=\"\"),\"\",G161/'Lives scenario - input'!$F146),\"\")","v":""},{"$f":"IFERROR(IF(OR(H161=\"\",'Lives scenario - input'!$F146=\"\"),\"\",H161/'Lives scenario - input'!$F146),\"\")","v":""},{"$f":"IFERROR(IF(OR(I161=\"\",'Lives scenario - input'!$F146=\"\"),\"\",I161/'Lives scenario - input'!$F146),\"\")","v":""},{"$f":"IFERROR(IF(OR(J161=\"\",'Lives scenario - input'!$F146=\"\"),\"\",J161/'Lives scenario - input'!$F146),\"\")","v":""},{"$f":"IFERROR(IF(OR(K161=\"\",'Lives scenario - input'!$F146=\"\"),\"\",K161/'Lives scenario - input'!$F146),\"\")","v":""},{"$f":"IFERROR(IF(OR(L161=\"\",'Lives scenario - input'!$F146=\"\"),\"\",L161/'Lives scenario - input'!$F146),\"\")","v":""},{"$f":"IFERROR(IF(OR(M161=\"\",'Lives scenario - input'!$F146=\"\"),\"\",M161/'Lives scenario - input'!$F146),\"\")","v":""},{"$f":"IFERROR(IF(OR(N161=\"\",'Lives scenario - input'!$F146=\"\"),\"\",N161/'Lives scenario - input'!$F146),\"\")","v":""},{"$f":"IFERROR(IF(OR(O161=\"\",'Lives scenario - input'!$F146=\"\"),\"\",O161/'Lives scenario - input'!$F146),\"\")","v":""},{"$f":"IFERROR(IF(OR(P161=\"\",'Lives scenario - input'!$F146=\"\"),\"\",P161/'Lives scenario - input'!$F146),\"\")","v":""},{"$f":"IFERROR(IF(OR(Q161=\"\",'Lives scenario - input'!$F146=\"\"),\"\",Q161/'Lives scenario - input'!$F146),\"\")","v":""},{"$f":"IFERROR(IF(OR(R161=\"\",'Lives scenario - input'!$F146=\"\"),\"\",R161/'Lives scenario - input'!$F146),\"\")","v":""},{"$f":"IFERROR(IF(OR(S161=\"\",'Lives scenario - input'!$F146=\"\"),\"\",S161/'Lives scenario - input'!$F146),\"\")","v":""},{"$f":"IFERROR(IF(OR(T161=\"\",'Lives scenario - input'!$F146=\"\"),\"\",T161/'Lives scenario - input'!$F146),\"\")","v":""},{"$f":"IFERROR(IF(OR(U161=\"\",'Lives scenario - input'!$F146=\"\"),\"\",U161/'Lives scenario - input'!$F146),\"\")","v":""},{"$f":"IFERROR(IF(OR(V161=\"\",'Lives scenario - input'!$F146=\"\"),\"\",V161/'Lives scenario - input'!$F146),\"\")","v":""},{"$f":"IFERROR(IF(OR(W161=\"\",'Lives scenario - input'!$F146=\"\"),\"\",W161/'Lives scenario - input'!$F146),\"\")","v":""}]
[{"$f":"IFERROR('Lives scenario - input'!A147,\"\")","v":""},{"$f":"IFERROR('Lives scenario - input'!B147,\"\")","v":""},{"$f":"IFERROR('Lives scenario - input'!C147,\"\")","v":""},{"$f":"IFERROR(repcalc('Lives scenario - input'!$CX147:$GJ147,'Lives scenario - input'!$I147,'Lives scenario - input'!$G147,'Lives scenario - input'!$H147,20,TRUE,TRUE),\"\")","v":""},"","","","","","","","","","","","","","","","","","","",{"$f":"IFERROR(IF(OR(D162=\"\",'Lives scenario - input'!$F147=\"\"),\"\",D162/'Lives scenario - input'!$F147),\"\")","v":""},{"$f":"IFERROR(IF(OR(E162=\"\",'Lives scenario - input'!$F147=\"\"),\"\",E162/'Lives scenario - input'!$F147),\"\")","v":""},{"$f":"IFERROR(IF(OR(F162=\"\",'Lives scenario - input'!$F147=\"\"),\"\",F162/'Lives scenario - input'!$F147),\"\")","v":""},{"$f":"IFERROR(IF(OR(G162=\"\",'Lives scenario - input'!$F147=\"\"),\"\",G162/'Lives scenario - input'!$F147),\"\")","v":""},{"$f":"IFERROR(IF(OR(H162=\"\",'Lives scenario - input'!$F147=\"\"),\"\",H162/'Lives scenario - input'!$F147),\"\")","v":""},{"$f":"IFERROR(IF(OR(I162=\"\",'Lives scenario - input'!$F147=\"\"),\"\",I162/'Lives scenario - input'!$F147),\"\")","v":""},{"$f":"IFERROR(IF(OR(J162=\"\",'Lives scenario - input'!$F147=\"\"),\"\",J162/'Lives scenario - input'!$F147),\"\")","v":""},{"$f":"IFERROR(IF(OR(K162=\"\",'Lives scenario - input'!$F147=\"\"),\"\",K162/'Lives scenario - input'!$F147),\"\")","v":""},{"$f":"IFERROR(IF(OR(L162=\"\",'Lives scenario - input'!$F147=\"\"),\"\",L162/'Lives scenario - input'!$F147),\"\")","v":""},{"$f":"IFERROR(IF(OR(M162=\"\",'Lives scenario - input'!$F147=\"\"),\"\",M162/'Lives scenario - input'!$F147),\"\")","v":""},{"$f":"IFERROR(IF(OR(N162=\"\",'Lives scenario - input'!$F147=\"\"),\"\",N162/'Lives scenario - input'!$F147),\"\")","v":""},{"$f":"IFERROR(IF(OR(O162=\"\",'Lives scenario - input'!$F147=\"\"),\"\",O162/'Lives scenario - input'!$F147),\"\")","v":""},{"$f":"IFERROR(IF(OR(P162=\"\",'Lives scenario - input'!$F147=\"\"),\"\",P162/'Lives scenario - input'!$F147),\"\")","v":""},{"$f":"IFERROR(IF(OR(Q162=\"\",'Lives scenario - input'!$F147=\"\"),\"\",Q162/'Lives scenario - input'!$F147),\"\")","v":""},{"$f":"IFERROR(IF(OR(R162=\"\",'Lives scenario - input'!$F147=\"\"),\"\",R162/'Lives scenario - input'!$F147),\"\")","v":""},{"$f":"IFERROR(IF(OR(S162=\"\",'Lives scenario - input'!$F147=\"\"),\"\",S162/'Lives scenario - input'!$F147),\"\")","v":""},{"$f":"IFERROR(IF(OR(T162=\"\",'Lives scenario - input'!$F147=\"\"),\"\",T162/'Lives scenario - input'!$F147),\"\")","v":""},{"$f":"IFERROR(IF(OR(U162=\"\",'Lives scenario - input'!$F147=\"\"),\"\",U162/'Lives scenario - input'!$F147),\"\")","v":""},{"$f":"IFERROR(IF(OR(V162=\"\",'Lives scenario - input'!$F147=\"\"),\"\",V162/'Lives scenario - input'!$F147),\"\")","v":""},{"$f":"IFERROR(IF(OR(W162=\"\",'Lives scenario - input'!$F147=\"\"),\"\",W162/'Lives scenario - input'!$F147),\"\")","v":""}]
[{"$f":"IFERROR('Lives scenario - input'!A148,\"\")","v":""},{"$f":"IFERROR('Lives scenario - input'!B148,\"\")","v":""},{"$f":"IFERROR('Lives scenario - input'!C148,\"\")","v":""},{"$f":"IFERROR(repcalc('Lives scenario - input'!$CX148:$GJ148,'Lives scenario - input'!$I148,'Lives scenario - input'!$G148,'Lives scenario - input'!$H148,20,TRUE,TRUE),\"\")","v":""},"","","","","","","","","","","","","","","","","","","",{"$f":"IFERROR(IF(OR(D163=\"\",'Lives scenario - input'!$F148=\"\"),\"\",D163/'Lives scenario - input'!$F148),\"\")","v":""},{"$f":"IFERROR(IF(OR(E163=\"\",'Lives scenario - input'!$F148=\"\"),\"\",E163/'Lives scenario - input'!$F148),\"\")","v":""},{"$f":"IFERROR(IF(OR(F163=\"\",'Lives scenario - input'!$F148=\"\"),\"\",F163/'Lives scenario - input'!$F148),\"\")","v":""},{"$f":"IFERROR(IF(OR(G163=\"\",'Lives scenario - input'!$F148=\"\"),\"\",G163/'Lives scenario - input'!$F148),\"\")","v":""},{"$f":"IFERROR(IF(OR(H163=\"\",'Lives scenario - input'!$F148=\"\"),\"\",H163/'Lives scenario - input'!$F148),\"\")","v":""},{"$f":"IFERROR(IF(OR(I163=\"\",'Lives scenario - input'!$F148=\"\"),\"\",I163/'Lives scenario - input'!$F148),\"\")","v":""},{"$f":"IFERROR(IF(OR(J163=\"\",'Lives scenario - input'!$F148=\"\"),\"\",J163/'Lives scenario - input'!$F148),\"\")","v":""},{"$f":"IFERROR(IF(OR(K163=\"\",'Lives scenario - input'!$F148=\"\"),\"\",K163/'Lives scenario - input'!$F148),\"\")","v":""},{"$f":"IFERROR(IF(OR(L163=\"\",'Lives scenario - input'!$F148=\"\"),\"\",L163/'Lives scenario - input'!$F148),\"\")","v":""},{"$f":"IFERROR(IF(OR(M163=\"\",'Lives scenario - input'!$F148=\"\"),\"\",M163/'Lives scenario - input'!$F148),\"\")","v":""},{"$f":"IFERROR(IF(OR(N163=\"\",'Lives scenario - input'!$F148=\"\"),\"\",N163/'Lives scenario - input'!$F148),\"\")","v":""},{"$f":"IFERROR(IF(OR(O163=\"\",'Lives scenario - input'!$F148=\"\"),\"\",O163/'Lives scenario - input'!$F148),\"\")","v":""},{"$f":"IFERROR(IF(OR(P163=\"\",'Lives scenario - input'!$F148=\"\"),\"\",P163/'Lives scenario - input'!$F148),\"\")","v":""},{"$f":"IFERROR(IF(OR(Q163=\"\",'Lives scenario - input'!$F148=\"\"),\"\",Q163/'Lives scenario - input'!$F148),\"\")","v":""},{"$f":"IFERROR(IF(OR(R163=\"\",'Lives scenario - input'!$F148=\"\"),\"\",R163/'Lives scenario - input'!$F148),\"\")","v":""},{"$f":"IFERROR(IF(OR(S163=\"\",'Lives scenario - input'!$F148=\"\"),\"\",S163/'Lives scenario - input'!$F148),\"\")","v":""},{"$f":"IFERROR(IF(OR(T163=\"\",'Lives scenario - input'!$F148=\"\"),\"\",T163/'Lives scenario - input'!$F148),\"\")","v":""},{"$f":"IFERROR(IF(OR(U163=\"\",'Lives scenario - input'!$F148=\"\"),\"\",U163/'Lives scenario - input'!$F148),\"\")","v":""},{"$f":"IFERROR(IF(OR(V163=\"\",'Lives scenario - input'!$F148=\"\"),\"\",V163/'Lives scenario - input'!$F148),\"\")","v":""},{"$f":"IFERROR(IF(OR(W163=\"\",'Lives scenario - input'!$F148=\"\"),\"\",W163/'Lives scenario - input'!$F148),\"\")","v":""}]
[{"$f":"IFERROR('Lives scenario - input'!A149,\"\")","v":""},{"$f":"IFERROR('Lives scenario - input'!B149,\"\")","v":""},{"$f":"IFERROR('Lives scenario - input'!C149,\"\")","v":""},{"$f":"IFERROR(repcalc('Lives scenario - input'!$CX149:$GJ149,'Lives scenario - input'!$I149,'Lives scenario - input'!$G149,'Lives scenario - input'!$H149,20,TRUE,TRUE),\"\")","v":""},"","","","","","","","","","","","","","","","","","","",{"$f":"IFERROR(IF(OR(D164=\"\",'Lives scenario - input'!$F149=\"\"),\"\",D164/'Lives scenario - input'!$F149),\"\")","v":""},{"$f":"IFERROR(IF(OR(E164=\"\",'Lives scenario - input'!$F149=\"\"),\"\",E164/'Lives scenario - input'!$F149),\"\")","v":""},{"$f":"IFERROR(IF(OR(F164=\"\",'Lives scenario - input'!$F149=\"\"),\"\",F164/'Lives scenario - input'!$F149),\"\")","v":""},{"$f":"IFERROR(IF(OR(G164=\"\",'Lives scenario - input'!$F149=\"\"),\"\",G164/'Lives scenario - input'!$F149),\"\")","v":""},{"$f":"IFERROR(IF(OR(H164=\"\",'Lives scenario - input'!$F149=\"\"),\"\",H164/'Lives scenario - input'!$F149),\"\")","v":""},{"$f":"IFERROR(IF(OR(I164=\"\",'Lives scenario - input'!$F149=\"\"),\"\",I164/'Lives scenario - input'!$F149),\"\")","v":""},{"$f":"IFERROR(IF(OR(J164=\"\",'Lives scenario - input'!$F149=\"\"),\"\",J164/'Lives scenario - input'!$F149),\"\")","v":""},{"$f":"IFERROR(IF(OR(K164=\"\",'Lives scenario - input'!$F149=\"\"),\"\",K164/'Lives scenario - input'!$F149),\"\")","v":""},{"$f":"IFERROR(IF(OR(L164=\"\",'Lives scenario - input'!$F149=\"\"),\"\",L164/'Lives scenario - input'!$F149),\"\")","v":""},{"$f":"IFERROR(IF(OR(M164=\"\",'Lives scenario - input'!$F149=\"\"),\"\",M164/'Lives scenario - input'!$F149),\"\")","v":""},{"$f":"IFERROR(IF(OR(N164=\"\",'Lives scenario - input'!$F149=\"\"),\"\",N164/'Lives scenario - input'!$F149),\"\")","v":""},{"$f":"IFERROR(IF(OR(O164=\"\",'Lives scenario - input'!$F149=\"\"),\"\",O164/'Lives scenario - input'!$F149),\"\")","v":""},{"$f":"IFERROR(IF(OR(P164=\"\",'Lives scenario - input'!$F149=\"\"),\"\",P164/'Lives scenario - input'!$F149),\"\")","v":""},{"$f":"IFERROR(IF(OR(Q164=\"\",'Lives scenario - input'!$F149=\"\"),\"\",Q164/'Lives scenario - input'!$F149),\"\")","v":""},{"$f":"IFERROR(IF(OR(R164=\"\",'Lives scenario - input'!$F149=\"\"),\"\",R164/'Lives scenario - input'!$F149),\"\")","v":""},{"$f":"IFERROR(IF(OR(S164=\"\",'Lives scenario - input'!$F149=\"\"),\"\",S164/'Lives scenario - input'!$F149),\"\")","v":""},{"$f":"IFERROR(IF(OR(T164=\"\",'Lives scenario - input'!$F149=\"\"),\"\",T164/'Lives scenario - input'!$F149),\"\")","v":""},{"$f":"IFERROR(IF(OR(U164=\"\",'Lives scenario - input'!$F149=\"\"),\"\",U164/'Lives scenario - input'!$F149),\"\")","v":""},{"$f":"IFERROR(IF(OR(V164=\"\",'Lives scenario - input'!$F149=\"\"),\"\",V164/'Lives scenario - input'!$F149),\"\")","v":""},{"$f":"IFERROR(IF(OR(W164=\"\",'Lives scenario - input'!$F149=\"\"),\"\",W164/'Lives scenario - input'!$F149),\"\")","v":""}]
[{"$f":"IFERROR('Lives scenario - input'!A150,\"\")","v":""},{"$f":"IFERROR('Lives scenario - input'!B150,\"\")","v":""},{"$f":"IFERROR('Lives scenario - input'!C150,\"\")","v":""},{"$f":"IFERROR(repcalc('Lives scenario - input'!$CX150:$GJ150,'Lives scenario - input'!$I150,'Lives scenario - input'!$G150,'Lives scenario - input'!$H150,20,TRUE,TRUE),\"\")","v":""},"","","","","","","","","","","","","","","","","","","",{"$f":"IFERROR(IF(OR(D165=\"\",'Lives scenario - input'!$F150=\"\"),\"\",D165/'Lives scenario - input'!$F150),\"\")","v":""},{"$f":"IFERROR(IF(OR(E165=\"\",'Lives scenario - input'!$F150=\"\"),\"\",E165/'Lives scenario - input'!$F150),\"\")","v":""},{"$f":"IFERROR(IF(OR(F165=\"\",'Lives scenario - input'!$F150=\"\"),\"\",F165/'Lives scenario - input'!$F150),\"\")","v":""},{"$f":"IFERROR(IF(OR(G165=\"\",'Lives scenario - input'!$F150=\"\"),\"\",G165/'Lives scenario - input'!$F150),\"\")","v":""},{"$f":"IFERROR(IF(OR(H165=\"\",'Lives scenario - input'!$F150=\"\"),\"\",H165/'Lives scenario - input'!$F150),\"\")","v":""},{"$f":"IFERROR(IF(OR(I165=\"\",'Lives scenario - input'!$F150=\"\"),\"\",I165/'Lives scenario - input'!$F150),\"\")","v":""},{"$f":"IFERROR(IF(OR(J165=\"\",'Lives scenario - input'!$F150=\"\"),\"\",J165/'Lives scenario - input'!$F150),\"\")","v":""},{"$f":"IFERROR(IF(OR(K165=\"\",'Lives scenario - input'!$F150=\"\"),\"\",K165/'Lives scenario - input'!$F150),\"\")","v":""},{"$f":"IFERROR(IF(OR(L165=\"\",'Lives scenario - input'!$F150=\"\"),\"\",L165/'Lives scenario - input'!$F150),\"\")","v":""},{"$f":"IFERROR(IF(OR(M165=\"\",'Lives scenario - input'!$F150=\"\"),\"\",M165/'Lives scenario - input'!$F150),\"\")","v":""},{"$f":"IFERROR(IF(OR(N165=\"\",'Lives scenario - input'!$F150=\"\"),\"\",N165/'Lives scenario - input'!$F150),\"\")","v":""},{"$f":"IFERROR(IF(OR(O165=\"\",'Lives scenario - input'!$F150=\"\"),\"\",O165/'Lives scenario - input'!$F150),\"\")","v":""},{"$f":"IFERROR(IF(OR(P165=\"\",'Lives scenario - input'!$F150=\"\"),\"\",P165/'Lives scenario - input'!$F150),\"\")","v":""},{"$f":"IFERROR(IF(OR(Q165=\"\",'Lives scenario - input'!$F150=\"\"),\"\",Q165/'Lives scenario - input'!$F150),\"\")","v":""},{"$f":"IFERROR(IF(OR(R165=\"\",'Lives scenario - input'!$F150=\"\"),\"\",R165/'Lives scenario - input'!$F150),\"\")","v":""},{"$f":"IFERROR(IF(OR(S165=\"\",'Lives scenario - input'!$F150=\"\"),\"\",S165/'Lives scenario - input'!$F150),\"\")","v":""},{"$f":"IFERROR(IF(OR(T165=\"\",'Lives scenario - input'!$F150=\"\"),\"\",T165/'Lives scenario - input'!$F150),\"\")","v":""},{"$f":"IFERROR(IF(OR(U165=\"\",'Lives scenario - input'!$F150=\"\"),\"\",U165/'Lives scenario - input'!$F150),\"\")","v":""},{"$f":"IFERROR(IF(OR(V165=\"\",'Lives scenario - input'!$F150=\"\"),\"\",V165/'Lives scenario - input'!$F150),\"\")","v":""},{"$f":"IFERROR(IF(OR(W165=\"\",'Lives scenario - input'!$F150=\"\"),\"\",W165/'Lives scenario - input'!$F150),\"\")","v":""}]
[{"$f":"IFERROR('Lives scenario - input'!A151,\"\")","v":""},{"$f":"IFERROR('Lives scenario - input'!B151,\"\")","v":""},{"$f":"IFERROR('Lives scenario - input'!C151,\"\")","v":""},{"$f":"IFERROR(repcalc('Lives scenario - input'!$CX151:$GJ151,'Lives scenario - input'!$I151,'Lives scenario - input'!$G151,'Lives scenario - input'!$H151,20,TRUE,TRUE),\"\")","v":""},"","","","","","","","","","","","","","","","","","","",{"$f":"IFERROR(IF(OR(D166=\"\",'Lives scenario - input'!$F151=\"\"),\"\",D166/'Lives scenario - input'!$F151),\"\")","v":""},{"$f":"IFERROR(IF(OR(E166=\"\",'Lives scenario - input'!$F151=\"\"),\"\",E166/'Lives scenario - input'!$F151),\"\")","v":""},{"$f":"IFERROR(IF(OR(F166=\"\",'Lives scenario - input'!$F151=\"\"),\"\",F166/'Lives scenario - input'!$F151),\"\")","v":""},{"$f":"IFERROR(IF(OR(G166=\"\",'Lives scenario - input'!$F151=\"\"),\"\",G166/'Lives scenario - input'!$F151),\"\")","v":""},{"$f":"IFERROR(IF(OR(H166=\"\",'Lives scenario - input'!$F151=\"\"),\"\",H166/'Lives scenario - input'!$F151),\"\")","v":""},{"$f":"IFERROR(IF(OR(I166=\"\",'Lives scenario - input'!$F151=\"\"),\"\",I166/'Lives scenario - input'!$F151),\"\")","v":""},{"$f":"IFERROR(IF(OR(J166=\"\",'Lives scenario - input'!$F151=\"\"),\"\",J166/'Lives scenario - input'!$F151),\"\")","v":""},{"$f":"IFERROR(IF(OR(K166=\"\",'Lives scenario - input'!$F151=\"\"),\"\",K166/'Lives scenario - input'!$F151),\"\")","v":""},{"$f":"IFERROR(IF(OR(L166=\"\",'Lives scenario - input'!$F151=\"\"),\"\",L166/'Lives scenario - input'!$F151),\"\")","v":""},{"$f":"IFERROR(IF(OR(M166=\"\",'Lives scenario - input'!$F151=\"\"),\"\",M166/'Lives scenario - input'!$F151),\"\")","v":""},{"$f":"IFERROR(IF(OR(N166=\"\",'Lives scenario - input'!$F151=\"\"),\"\",N166/'Lives scenario - input'!$F151),\"\")","v":""},{"$f":"IFERROR(IF(OR(O166=\"\",'Lives scenario - input'!$F151=\"\"),\"\",O166/'Lives scenario - input'!$F151),\"\")","v":""},{"$f":"IFERROR(IF(OR(P166=\"\",'Lives scenario - input'!$F151=\"\"),\"\",P166/'Lives scenario - input'!$F151),\"\")","v":""},{"$f":"IFERROR(IF(OR(Q166=\"\",'Lives scenario - input'!$F151=\"\"),\"\",Q166/'Lives scenario - input'!$F151),\"\")","v":""},{"$f":"IFERROR(IF(OR(R166=\"\",'Lives scenario - input'!$F151=\"\"),\"\",R166/'Lives scenario - input'!$F151),\"\")","v":""},{"$f":"IFERROR(IF(OR(S166=\"\",'Lives scenario - input'!$F151=\"\"),\"\",S166/'Lives scenario - input'!$F151),\"\")","v":""},{"$f":"IFERROR(IF(OR(T166=\"\",'Lives scenario - input'!$F151=\"\"),\"\",T166/'Lives scenario - input'!$F151),\"\")","v":""},{"$f":"IFERROR(IF(OR(U166=\"\",'Lives scenario - input'!$F151=\"\"),\"\",U166/'Lives scenario - input'!$F151),\"\")","v":""},{"$f":"IFERROR(IF(OR(V166=\"\",'Lives scenario - input'!$F151=\"\"),\"\",V166/'Lives scenario - input'!$F151),\"\")","v":""},{"$f":"IFERROR(IF(OR(W166=\"\",'Lives scenario - input'!$F151=\"\"),\"\",W166/'Lives scenario - input'!$F151),\"\")","v":""}]
[{"$f":"IFERROR('Lives scenario - input'!A152,\"\")","v":""},{"$f":"IFERROR('Lives scenario - input'!B152,\"\")","v":""},{"$f":"IFERROR('Lives scenario - input'!C152,\"\")","v":""},{"$f":"IFERROR(repcalc('Lives scenario - input'!$CX152:$GJ152,'Lives scenario - input'!$I152,'Lives scenario - input'!$G152,'Lives scenario - input'!$H152,20,TRUE,TRUE),\"\")","v":""},"","","","","","","","","","","","","","","","","","","",{"$f":"IFERROR(IF(OR(D167=\"\",'Lives scenario - input'!$F152=\"\"),\"\",D167/'Lives scenario - input'!$F152),\"\")","v":""},{"$f":"IFERROR(IF(OR(E167=\"\",'Lives scenario - input'!$F152=\"\"),\"\",E167/'Lives scenario - input'!$F152),\"\")","v":""},{"$f":"IFERROR(IF(OR(F167=\"\",'Lives scenario - input'!$F152=\"\"),\"\",F167/'Lives scenario - input'!$F152),\"\")","v":""},{"$f":"IFERROR(IF(OR(G167=\"\",'Lives scenario - input'!$F152=\"\"),\"\",G167/'Lives scenario - input'!$F152),\"\")","v":""},{"$f":"IFERROR(IF(OR(H167=\"\",'Lives scenario - input'!$F152=\"\"),\"\",H167/'Lives scenario - input'!$F152),\"\")","v":""},{"$f":"IFERROR(IF(OR(I167=\"\",'Lives scenario - input'!$F152=\"\"),\"\",I167/'Lives scenario - input'!$F152),\"\")","v":""},{"$f":"IFERROR(IF(OR(J167=\"\",'Lives scenario - input'!$F152=\"\"),\"\",J167/'Lives scenario - input'!$F152),\"\")","v":""},{"$f":"IFERROR(IF(OR(K167=\"\",'Lives scenario - input'!$F152=\"\"),\"\",K167/'Lives scenario - input'!$F152),\"\")","v":""},{"$f":"IFERROR(IF(OR(L167=\"\",'Lives scenario - input'!$F152=\"\"),\"\",L167/'Lives scenario - input'!$F152),\"\")","v":""},{"$f":"IFERROR(IF(OR(M167=\"\",'Lives scenario - input'!$F152=\"\"),\"\",M167/'Lives scenario - input'!$F152),\"\")","v":""},{"$f":"IFERROR(IF(OR(N167=\"\",'Lives scenario - input'!$F152=\"\"),\"\",N167/'Lives scenario - input'!$F152),\"\")","v":""},{"$f":"IFERROR(IF(OR(O167=\"\",'Lives scenario - input'!$F152=\"\"),\"\",O167/'Lives scenario - input'!$F152),\"\")","v":""},{"$f":"IFERROR(IF(OR(P167=\"\",'Lives scenario - input'!$F152=\"\"),\"\",P167/'Lives scenario - input'!$F152),\"\")","v":""},{"$f":"IFERROR(IF(OR(Q167=\"\",'Lives scenario - input'!$F152=\"\"),\"\",Q167/'Lives scenario - input'!$F152),\"\")","v":""},{"$f":"IFERROR(IF(OR(R167=\"\",'Lives scenario - input'!$F152=\"\"),\"\",R167/'Lives scenario - input'!$F152),\"\")","v":""},{"$f":"IFERROR(IF(OR(S167=\"\",'Lives scenario - input'!$F152=\"\"),\"\",S167/'Lives scenario - input'!$F152),\"\")","v":""},{"$f":"IFERROR(IF(OR(T167=\"\",'Lives scenario - input'!$F152=\"\"),\"\",T167/'Lives scenario - input'!$F152),\"\")","v":""},{"$f":"IFERROR(IF(OR(U167=\"\",'Lives scenario - input'!$F152=\"\"),\"\",U167/'Lives scenario - input'!$F152),\"\")","v":""},{"$f":"IFERROR(IF(OR(V167=\"\",'Lives scenario - input'!$F152=\"\"),\"\",V167/'Lives scenario - input'!$F152),\"\")","v":""},{"$f":"IFERROR(IF(OR(W167=\"\",'Lives scenario - input'!$F152=\"\"),\"\",W167/'Lives scenario - input'!$F152),\"\")","v":""}]
[{"$f":"IFERROR('Lives scenario - input'!A153,\"\")","v":""},{"$f":"IFERROR('Lives scenario - input'!B153,\"\")","v":""},{"$f":"IFERROR('Lives scenario - input'!C153,\"\")","v":""},{"$f":"IFERROR(repcalc('Lives scenario - input'!$CX153:$GJ153,'Lives scenario - input'!$I153,'Lives scenario - input'!$G153,'Lives scenario - input'!$H153,20,TRUE,TRUE),\"\")","v":""},"","","","","","","","","","","","","","","","","","","",{"$f":"IFERROR(IF(OR(D168=\"\",'Lives scenario - input'!$F153=\"\"),\"\",D168/'Lives scenario - input'!$F153),\"\")","v":""},{"$f":"IFERROR(IF(OR(E168=\"\",'Lives scenario - input'!$F153=\"\"),\"\",E168/'Lives scenario - input'!$F153),\"\")","v":""},{"$f":"IFERROR(IF(OR(F168=\"\",'Lives scenario - input'!$F153=\"\"),\"\",F168/'Lives scenario - input'!$F153),\"\")","v":""},{"$f":"IFERROR(IF(OR(G168=\"\",'Lives scenario - input'!$F153=\"\"),\"\",G168/'Lives scenario - input'!$F153),\"\")","v":""},{"$f":"IFERROR(IF(OR(H168=\"\",'Lives scenario - input'!$F153=\"\"),\"\",H168/'Lives scenario - input'!$F153),\"\")","v":""},{"$f":"IFERROR(IF(OR(I168=\"\",'Lives scenario - input'!$F153=\"\"),\"\",I168/'Lives scenario - input'!$F153),\"\")","v":""},{"$f":"IFERROR(IF(OR(J168=\"\",'Lives scenario - input'!$F153=\"\"),\"\",J168/'Lives scenario - input'!$F153),\"\")","v":""},{"$f":"IFERROR(IF(OR(K168=\"\",'Lives scenario - input'!$F153=\"\"),\"\",K168/'Lives scenario - input'!$F153),\"\")","v":""},{"$f":"IFERROR(IF(OR(L168=\"\",'Lives scenario - input'!$F153=\"\"),\"\",L168/'Lives scenario - input'!$F153),\"\")","v":""},{"$f":"IFERROR(IF(OR(M168=\"\",'Lives scenario - input'!$F153=\"\"),\"\",M168/'Lives scenario - input'!$F153),\"\")","v":""},{"$f":"IFERROR(IF(OR(N168=\"\",'Lives scenario - input'!$F153=\"\"),\"\",N168/'Lives scenario - input'!$F153),\"\")","v":""},{"$f":"IFERROR(IF(OR(O168=\"\",'Lives scenario - input'!$F153=\"\"),\"\",O168/'Lives scenario - input'!$F153),\"\")","v":""},{"$f":"IFERROR(IF(OR(P168=\"\",'Lives scenario - input'!$F153=\"\"),\"\",P168/'Lives scenario - input'!$F153),\"\")","v":""},{"$f":"IFERROR(IF(OR(Q168=\"\",'Lives scenario - input'!$F153=\"\"),\"\",Q168/'Lives scenario - input'!$F153),\"\")","v":""},{"$f":"IFERROR(IF(OR(R168=\"\",'Lives scenario - input'!$F153=\"\"),\"\",R168/'Lives scenario - input'!$F153),\"\")","v":""},{"$f":"IFERROR(IF(OR(S168=\"\",'Lives scenario - input'!$F153=\"\"),\"\",S168/'Lives scenario - input'!$F153),\"\")","v":""},{"$f":"IFERROR(IF(OR(T168=\"\",'Lives scenario - input'!$F153=\"\"),\"\",T168/'Lives scenario - input'!$F153),\"\")","v":""},{"$f":"IFERROR(IF(OR(U168=\"\",'Lives scenario - input'!$F153=\"\"),\"\",U168/'Lives scenario - input'!$F153),\"\")","v":""},{"$f":"IFERROR(IF(OR(V168=\"\",'Lives scenario - input'!$F153=\"\"),\"\",V168/'Lives scenario - input'!$F153),\"\")","v":""},{"$f":"IFERROR(IF(OR(W168=\"\",'Lives scenario - input'!$F153=\"\"),\"\",W168/'Lives scenario - input'!$F153),\"\")","v":""}]
[{"$f":"IFERROR('Lives scenario - input'!A154,\"\")","v":""},{"$f":"IFERROR('Lives scenario - input'!B154,\"\")","v":""},{"$f":"IFERROR('Lives scenario - input'!C154,\"\")","v":""},{"$f":"IFERROR(repcalc('Lives scenario - input'!$CX154:$GJ154,'Lives scenario - input'!$I154,'Lives scenario - input'!$G154,'Lives scenario - input'!$H154,20,TRUE,TRUE),\"\")","v":""},"","","","","","","","","","","","","","","","","","","",{"$f":"IFERROR(IF(OR(D169=\"\",'Lives scenario - input'!$F154=\"\"),\"\",D169/'Lives scenario - input'!$F154),\"\")","v":""},{"$f":"IFERROR(IF(OR(E169=\"\",'Lives scenario - input'!$F154=\"\"),\"\",E169/'Lives scenario - input'!$F154),\"\")","v":""},{"$f":"IFERROR(IF(OR(F169=\"\",'Lives scenario - input'!$F154=\"\"),\"\",F169/'Lives scenario - input'!$F154),\"\")","v":""},{"$f":"IFERROR(IF(OR(G169=\"\",'Lives scenario - input'!$F154=\"\"),\"\",G169/'Lives scenario - input'!$F154),\"\")","v":""},{"$f":"IFERROR(IF(OR(H169=\"\",'Lives scenario - input'!$F154=\"\"),\"\",H169/'Lives scenario - input'!$F154),\"\")","v":""},{"$f":"IFERROR(IF(OR(I169=\"\",'Lives scenario - input'!$F154=\"\"),\"\",I169/'Lives scenario - input'!$F154),\"\")","v":""},{"$f":"IFERROR(IF(OR(J169=\"\",'Lives scenario - input'!$F154=\"\"),\"\",J169/'Lives scenario - input'!$F154),\"\")","v":""},{"$f":"IFERROR(IF(OR(K169=\"\",'Lives scenario - input'!$F154=\"\"),\"\",K169/'Lives scenario - input'!$F154),\"\")","v":""},{"$f":"IFERROR(IF(OR(L169=\"\",'Lives scenario - input'!$F154=\"\"),\"\",L169/'Lives scenario - input'!$F154),\"\")","v":""},{"$f":"IFERROR(IF(OR(M169=\"\",'Lives scenario - input'!$F154=\"\"),\"\",M169/'Lives scenario - input'!$F154),\"\")","v":""},{"$f":"IFERROR(IF(OR(N169=\"\",'Lives scenario - input'!$F154=\"\"),\"\",N169/'Lives scenario - input'!$F154),\"\")","v":""},{"$f":"IFERROR(IF(OR(O169=\"\",'Lives scenario - input'!$F154=\"\"),\"\",O169/'Lives scenario - input'!$F154),\"\")","v":""},{"$f":"IFERROR(IF(OR(P169=\"\",'Lives scenario - input'!$F154=\"\"),\"\",P169/'Lives scenario - input'!$F154),\"\")","v":""},{"$f":"IFERROR(IF(OR(Q169=\"\",'Lives scenario - input'!$F154=\"\"),\"\",Q169/'Lives scenario - input'!$F154),\"\")","v":""},{"$f":"IFERROR(IF(OR(R169=\"\",'Lives scenario - input'!$F154=\"\"),\"\",R169/'Lives scenario - input'!$F154),\"\")","v":""},{"$f":"IFERROR(IF(OR(S169=\"\",'Lives scenario - input'!$F154=\"\"),\"\",S169/'Lives scenario - input'!$F154),\"\")","v":""},{"$f":"IFERROR(IF(OR(T169=\"\",'Lives scenario - input'!$F154=\"\"),\"\",T169/'Lives scenario - input'!$F154),\"\")","v":""},{"$f":"IFERROR(IF(OR(U169=\"\",'Lives scenario - input'!$F154=\"\"),\"\",U169/'Lives scenario - input'!$F154),\"\")","v":""},{"$f":"IFERROR(IF(OR(V169=\"\",'Lives scenario - input'!$F154=\"\"),\"\",V169/'Lives scenario - input'!$F154),\"\")","v":""},{"$f":"IFERROR(IF(OR(W169=\"\",'Lives scenario - input'!$F154=\"\"),\"\",W169/'Lives scenario - input'!$F154),\"\")","v":""}]
[{"$f":"IFERROR('Lives scenario - input'!A155,\"\")","v":""},{"$f":"IFERROR('Lives scenario - input'!B155,\"\")","v":""},{"$f":"IFERROR('Lives scenario - input'!C155,\"\")","v":""},{"$f":"IFERROR(repcalc('Lives scenario - input'!$CX155:$GJ155,'Lives scenario - input'!$I155,'Lives scenario - input'!$G155,'Lives scenario - input'!$H155,20,TRUE,TRUE),\"\")","v":""},"","","","","","","","","","","","","","","","","","","",{"$f":"IFERROR(IF(OR(D170=\"\",'Lives scenario - input'!$F155=\"\"),\"\",D170/'Lives scenario - input'!$F155),\"\")","v":""},{"$f":"IFERROR(IF(OR(E170=\"\",'Lives scenario - input'!$F155=\"\"),\"\",E170/'Lives scenario - input'!$F155),\"\")","v":""},{"$f":"IFERROR(IF(OR(F170=\"\",'Lives scenario - input'!$F155=\"\"),\"\",F170/'Lives scenario - input'!$F155),\"\")","v":""},{"$f":"IFERROR(IF(OR(G170=\"\",'Lives scenario - input'!$F155=\"\"),\"\",G170/'Lives scenario - input'!$F155),\"\")","v":""},{"$f":"IFERROR(IF(OR(H170=\"\",'Lives scenario - input'!$F155=\"\"),\"\",H170/'Lives scenario - input'!$F155),\"\")","v":""},{"$f":"IFERROR(IF(OR(I170=\"\",'Lives scenario - input'!$F155=\"\"),\"\",I170/'Lives scenario - input'!$F155),\"\")","v":""},{"$f":"IFERROR(IF(OR(J170=\"\",'Lives scenario - input'!$F155=\"\"),\"\",J170/'Lives scenario - input'!$F155),\"\")","v":""},{"$f":"IFERROR(IF(OR(K170=\"\",'Lives scenario - input'!$F155=\"\"),\"\",K170/'Lives scenario - input'!$F155),\"\")","v":""},{"$f":"IFERROR(IF(OR(L170=\"\",'Lives scenario - input'!$F155=\"\"),\"\",L170/'Lives scenario - input'!$F155),\"\")","v":""},{"$f":"IFERROR(IF(OR(M170=\"\",'Lives scenario - input'!$F155=\"\"),\"\",M170/'Lives scenario - input'!$F155),\"\")","v":""},{"$f":"IFERROR(IF(OR(N170=\"\",'Lives scenario - input'!$F155=\"\"),\"\",N170/'Lives scenario - input'!$F155),\"\")","v":""},{"$f":"IFERROR(IF(OR(O170=\"\",'Lives scenario - input'!$F155=\"\"),\"\",O170/'Lives scenario - input'!$F155),\"\")","v":""},{"$f":"IFERROR(IF(OR(P170=\"\",'Lives scenario - input'!$F155=\"\"),\"\",P170/'Lives scenario - input'!$F155),\"\")","v":""},{"$f":"IFERROR(IF(OR(Q170=\"\",'Lives scenario - input'!$F155=\"\"),\"\",Q170/'Lives scenario - input'!$F155),\"\")","v":""},{"$f":"IFERROR(IF(OR(R170=\"\",'Lives scenario - input'!$F155=\"\"),\"\",R170/'Lives scenario - input'!$F155),\"\")","v":""},{"$f":"IFERROR(IF(OR(S170=\"\",'Lives scenario - input'!$F155=\"\"),\"\",S170/'Lives scenario - input'!$F155),\"\")","v":""},{"$f":"IFERROR(IF(OR(T170=\"\",'Lives scenario - input'!$F155=\"\"),\"\",T170/'Lives scenario - input'!$F155),\"\")","v":""},{"$f":"IFERROR(IF(OR(U170=\"\",'Lives scenario - input'!$F155=\"\"),\"\",U170/'Lives scenario - input'!$F155),\"\")","v":""},{"$f":"IFERROR(IF(OR(V170=\"\",'Lives scenario - input'!$F155=\"\"),\"\",V170/'Lives scenario - input'!$F155),\"\")","v":""},{"$f":"IFERROR(IF(OR(W170=\"\",'Lives scenario - input'!$F155=\"\"),\"\",W170/'Lives scenario - input'!$F155),\"\")","v":""}]
[{"$f":"IFERROR('Lives scenario - input'!A156,\"\")","v":""},{"$f":"IFERROR('Lives scenario - input'!B156,\"\")","v":""},{"$f":"IFERROR('Lives scenario - input'!C156,\"\")","v":""},{"$f":"IFERROR(repcalc('Lives scenario - input'!$CX156:$GJ156,'Lives scenario - input'!$I156,'Lives scenario - input'!$G156,'Lives scenario - input'!$H156,20,TRUE,TRUE),\"\")","v":""},"","","","","","","","","","","","","","","","","","","",{"$f":"IFERROR(IF(OR(D171=\"\",'Lives scenario - input'!$F156=\"\"),\"\",D171/'Lives scenario - input'!$F156),\"\")","v":""},{"$f":"IFERROR(IF(OR(E171=\"\",'Lives scenario - input'!$F156=\"\"),\"\",E171/'Lives scenario - input'!$F156),\"\")","v":""},{"$f":"IFERROR(IF(OR(F171=\"\",'Lives scenario - input'!$F156=\"\"),\"\",F171/'Lives scenario - input'!$F156),\"\")","v":""},{"$f":"IFERROR(IF(OR(G171=\"\",'Lives scenario - input'!$F156=\"\"),\"\",G171/'Lives scenario - input'!$F156),\"\")","v":""},{"$f":"IFERROR(IF(OR(H171=\"\",'Lives scenario - input'!$F156=\"\"),\"\",H171/'Lives scenario - input'!$F156),\"\")","v":""},{"$f":"IFERROR(IF(OR(I171=\"\",'Lives scenario - input'!$F156=\"\"),\"\",I171/'Lives scenario - input'!$F156),\"\")","v":""},{"$f":"IFERROR(IF(OR(J171=\"\",'Lives scenario - input'!$F156=\"\"),\"\",J171/'Lives scenario - input'!$F156),\"\")","v":""},{"$f":"IFERROR(IF(OR(K171=\"\",'Lives scenario - input'!$F156=\"\"),\"\",K171/'Lives scenario - input'!$F156),\"\")","v":""},{"$f":"IFERROR(IF(OR(L171=\"\",'Lives scenario - input'!$F156=\"\"),\"\",L171/'Lives scenario - input'!$F156),\"\")","v":""},{"$f":"IFERROR(IF(OR(M171=\"\",'Lives scenario - input'!$F156=\"\"),\"\",M171/'Lives scenario - input'!$F156),\"\")","v":""},{"$f":"IFERROR(IF(OR(N171=\"\",'Lives scenario - input'!$F156=\"\"),\"\",N171/'Lives scenario - input'!$F156),\"\")","v":""},{"$f":"IFERROR(IF(OR(O171=\"\",'Lives scenario - input'!$F156=\"\"),\"\",O171/'Lives scenario - input'!$F156),\"\")","v":""},{"$f":"IFERROR(IF(OR(P171=\"\",'Lives scenario - input'!$F156=\"\"),\"\",P171/'Lives scenario - input'!$F156),\"\")","v":""},{"$f":"IFERROR(IF(OR(Q171=\"\",'Lives scenario - input'!$F156=\"\"),\"\",Q171/'Lives scenario - input'!$F156),\"\")","v":""},{"$f":"IFERROR(IF(OR(R171=\"\",'Lives scenario - input'!$F156=\"\"),\"\",R171/'Lives scenario - input'!$F156),\"\")","v":""},{"$f":"IFERROR(IF(OR(S171=\"\",'Lives scenario - input'!$F156=\"\"),\"\",S171/'Lives scenario - input'!$F156),\"\")","v":""},{"$f":"IFERROR(IF(OR(T171=\"\",'Lives scenario - input'!$F156=\"\"),\"\",T171/'Lives scenario - input'!$F156),\"\")","v":""},{"$f":"IFERROR(IF(OR(U171=\"\",'Lives scenario - input'!$F156=\"\"),\"\",U171/'Lives scenario - input'!$F156),\"\")","v":""},{"$f":"IFERROR(IF(OR(V171=\"\",'Lives scenario - input'!$F156=\"\"),\"\",V171/'Lives scenario - input'!$F156),\"\")","v":""},{"$f":"IFERROR(IF(OR(W171=\"\",'Lives scenario - input'!$F156=\"\"),\"\",W171/'Lives scenario - input'!$F156),\"\")","v":""}]
[{"$f":"IFERROR('Lives scenario - input'!A157,\"\")","v":""},{"$f":"IFERROR('Lives scenario - input'!B157,\"\")","v":""},{"$f":"IFERROR('Lives scenario - input'!C157,\"\")","v":""},{"$f":"IFERROR(repcalc('Lives scenario - input'!$CX157:$GJ157,'Lives scenario - input'!$I157,'Lives scenario - input'!$G157,'Lives scenario - input'!$H157,20,TRUE,TRUE),\"\")","v":""},"","","","","","","","","","","","","","","","","","","",{"$f":"IFERROR(IF(OR(D172=\"\",'Lives scenario - input'!$F157=\"\"),\"\",D172/'Lives scenario - input'!$F157),\"\")","v":""},{"$f":"IFERROR(IF(OR(E172=\"\",'Lives scenario - input'!$F157=\"\"),\"\",E172/'Lives scenario - input'!$F157),\"\")","v":""},{"$f":"IFERROR(IF(OR(F172=\"\",'Lives scenario - input'!$F157=\"\"),\"\",F172/'Lives scenario - input'!$F157),\"\")","v":""},{"$f":"IFERROR(IF(OR(G172=\"\",'Lives scenario - input'!$F157=\"\"),\"\",G172/'Lives scenario - input'!$F157),\"\")","v":""},{"$f":"IFERROR(IF(OR(H172=\"\",'Lives scenario - input'!$F157=\"\"),\"\",H172/'Lives scenario - input'!$F157),\"\")","v":""},{"$f":"IFERROR(IF(OR(I172=\"\",'Lives scenario - input'!$F157=\"\"),\"\",I172/'Lives scenario - input'!$F157),\"\")","v":""},{"$f":"IFERROR(IF(OR(J172=\"\",'Lives scenario - input'!$F157=\"\"),\"\",J172/'Lives scenario - input'!$F157),\"\")","v":""},{"$f":"IFERROR(IF(OR(K172=\"\",'Lives scenario - input'!$F157=\"\"),\"\",K172/'Lives scenario - input'!$F157),\"\")","v":""},{"$f":"IFERROR(IF(OR(L172=\"\",'Lives scenario - input'!$F157=\"\"),\"\",L172/'Lives scenario - input'!$F157),\"\")","v":""},{"$f":"IFERROR(IF(OR(M172=\"\",'Lives scenario - input'!$F157=\"\"),\"\",M172/'Lives scenario - input'!$F157),\"\")","v":""},{"$f":"IFERROR(IF(OR(N172=\"\",'Lives scenario - input'!$F157=\"\"),\"\",N172/'Lives scenario - input'!$F157),\"\")","v":""},{"$f":"IFERROR(IF(OR(O172=\"\",'Lives scenario - input'!$F157=\"\"),\"\",O172/'Lives scenario - input'!$F157),\"\")","v":""},{"$f":"IFERROR(IF(OR(P172=\"\",'Lives scenario - input'!$F157=\"\"),\"\",P172/'Lives scenario - input'!$F157),\"\")","v":""},{"$f":"IFERROR(IF(OR(Q172=\"\",'Lives scenario - input'!$F157=\"\"),\"\",Q172/'Lives scenario - input'!$F157),\"\")","v":""},{"$f":"IFERROR(IF(OR(R172=\"\",'Lives scenario - input'!$F157=\"\"),\"\",R172/'Lives scenario - input'!$F157),\"\")","v":""},{"$f":"IFERROR(IF(OR(S172=\"\",'Lives scenario - input'!$F157=\"\"),\"\",S172/'Lives scenario - input'!$F157),\"\")","v":""},{"$f":"IFERROR(IF(OR(T172=\"\",'Lives scenario - input'!$F157=\"\"),\"\",T172/'Lives scenario - input'!$F157),\"\")","v":""},{"$f":"IFERROR(IF(OR(U172=\"\",'Lives scenario - input'!$F157=\"\"),\"\",U172/'Lives scenario - input'!$F157),\"\")","v":""},{"$f":"IFERROR(IF(OR(V172=\"\",'Lives scenario - input'!$F157=\"\"),\"\",V172/'Lives scenario - input'!$F157),\"\")","v":""},{"$f":"IFERROR(IF(OR(W172=\"\",'Lives scenario - input'!$F157=\"\"),\"\",W172/'Lives scenario - input'!$F157),\"\")","v":""}]
[{"$f":"IFERROR('Lives scenario - input'!A158,\"\")","v":""},{"$f":"IFERROR('Lives scenario - input'!B158,\"\")","v":""},{"$f":"IFERROR('Lives scenario - input'!C158,\"\")","v":""},{"$f":"IFERROR(repcalc('Lives scenario - input'!$CX158:$GJ158,'Lives scenario - input'!$I158,'Lives scenario - input'!$G158,'Lives scenario - input'!$H158,20,TRUE,TRUE),\"\")","v":""},"","","","","","","","","","","","","","","","","","","",{"$f":"IFERROR(IF(OR(D173=\"\",'Lives scenario - input'!$F158=\"\"),\"\",D173/'Lives scenario - input'!$F158),\"\")","v":""},{"$f":"IFERROR(IF(OR(E173=\"\",'Lives scenario - input'!$F158=\"\"),\"\",E173/'Lives scenario - input'!$F158),\"\")","v":""},{"$f":"IFERROR(IF(OR(F173=\"\",'Lives scenario - input'!$F158=\"\"),\"\",F173/'Lives scenario - input'!$F158),\"\")","v":""},{"$f":"IFERROR(IF(OR(G173=\"\",'Lives scenario - input'!$F158=\"\"),\"\",G173/'Lives scenario - input'!$F158),\"\")","v":""},{"$f":"IFERROR(IF(OR(H173=\"\",'Lives scenario - input'!$F158=\"\"),\"\",H173/'Lives scenario - input'!$F158),\"\")","v":""},{"$f":"IFERROR(IF(OR(I173=\"\",'Lives scenario - input'!$F158=\"\"),\"\",I173/'Lives scenario - input'!$F158),\"\")","v":""},{"$f":"IFERROR(IF(OR(J173=\"\",'Lives scenario - input'!$F158=\"\"),\"\",J173/'Lives scenario - input'!$F158),\"\")","v":""},{"$f":"IFERROR(IF(OR(K173=\"\",'Lives scenario - input'!$F158=\"\"),\"\",K173/'Lives scenario - input'!$F158),\"\")","v":""},{"$f":"IFERROR(IF(OR(L173=\"\",'Lives scenario - input'!$F158=\"\"),\"\",L173/'Lives scenario - input'!$F158),\"\")","v":""},{"$f":"IFERROR(IF(OR(M173=\"\",'Lives scenario - input'!$F158=\"\"),\"\",M173/'Lives scenario - input'!$F158),\"\")","v":""},{"$f":"IFERROR(IF(OR(N173=\"\",'Lives scenario - input'!$F158=\"\"),\"\",N173/'Lives scenario - input'!$F158),\"\")","v":""},{"$f":"IFERROR(IF(OR(O173=\"\",'Lives scenario - input'!$F158=\"\"),\"\",O173/'Lives scenario - input'!$F158),\"\")","v":""},{"$f":"IFERROR(IF(OR(P173=\"\",'Lives scenario - input'!$F158=\"\"),\"\",P173/'Lives scenario - input'!$F158),\"\")","v":""},{"$f":"IFERROR(IF(OR(Q173=\"\",'Lives scenario - input'!$F158=\"\"),\"\",Q173/'Lives scenario - input'!$F158),\"\")","v":""},{"$f":"IFERROR(IF(OR(R173=\"\",'Lives scenario - input'!$F158=\"\"),\"\",R173/'Lives scenario - input'!$F158),\"\")","v":""},{"$f":"IFERROR(IF(OR(S173=\"\",'Lives scenario - input'!$F158=\"\"),\"\",S173/'Lives scenario - input'!$F158),\"\")","v":""},{"$f":"IFERROR(IF(OR(T173=\"\",'Lives scenario - input'!$F158=\"\"),\"\",T173/'Lives scenario - input'!$F158),\"\")","v":""},{"$f":"IFERROR(IF(OR(U173=\"\",'Lives scenario - input'!$F158=\"\"),\"\",U173/'Lives scenario - input'!$F158),\"\")","v":""},{"$f":"IFERROR(IF(OR(V173=\"\",'Lives scenario - input'!$F158=\"\"),\"\",V173/'Lives scenario - input'!$F158),\"\")","v":""},{"$f":"IFERROR(IF(OR(W173=\"\",'Lives scenario - input'!$F158=\"\"),\"\",W173/'Lives scenario - input'!$F158),\"\")","v":""}]
[{"$f":"IFERROR('Lives scenario - input'!A159,\"\")","v":""},{"$f":"IFERROR('Lives scenario - input'!B159,\"\")","v":""},{"$f":"IFERROR('Lives scenario - input'!C159,\"\")","v":""},{"$f":"IFERROR(repcalc('Lives scenario - input'!$CX159:$GJ159,'Lives scenario - input'!$I159,'Lives scenario - input'!$G159,'Lives scenario - input'!$H159,20,TRUE,TRUE),\"\")","v":""},"","","","","","","","","","","","","","","","","","","",{"$f":"IFERROR(IF(OR(D174=\"\",'Lives scenario - input'!$F159=\"\"),\"\",D174/'Lives scenario - input'!$F159),\"\")","v":""},{"$f":"IFERROR(IF(OR(E174=\"\",'Lives scenario - input'!$F159=\"\"),\"\",E174/'Lives scenario - input'!$F159),\"\")","v":""},{"$f":"IFERROR(IF(OR(F174=\"\",'Lives scenario - input'!$F159=\"\"),\"\",F174/'Lives scenario - input'!$F159),\"\")","v":""},{"$f":"IFERROR(IF(OR(G174=\"\",'Lives scenario - input'!$F159=\"\"),\"\",G174/'Lives scenario - input'!$F159),\"\")","v":""},{"$f":"IFERROR(IF(OR(H174=\"\",'Lives scenario - input'!$F159=\"\"),\"\",H174/'Lives scenario - input'!$F159),\"\")","v":""},{"$f":"IFERROR(IF(OR(I174=\"\",'Lives scenario - input'!$F159=\"\"),\"\",I174/'Lives scenario - input'!$F159),\"\")","v":""},{"$f":"IFERROR(IF(OR(J174=\"\",'Lives scenario - input'!$F159=\"\"),\"\",J174/'Lives scenario - input'!$F159),\"\")","v":""},{"$f":"IFERROR(IF(OR(K174=\"\",'Lives scenario - input'!$F159=\"\"),\"\",K174/'Lives scenario - input'!$F159),\"\")","v":""},{"$f":"IFERROR(IF(OR(L174=\"\",'Lives scenario - input'!$F159=\"\"),\"\",L174/'Lives scenario - input'!$F159),\"\")","v":""},{"$f":"IFERROR(IF(OR(M174=\"\",'Lives scenario - input'!$F159=\"\"),\"\",M174/'Lives scenario - input'!$F159),\"\")","v":""},{"$f":"IFERROR(IF(OR(N174=\"\",'Lives scenario - input'!$F159=\"\"),\"\",N174/'Lives scenario - input'!$F159),\"\")","v":""},{"$f":"IFERROR(IF(OR(O174=\"\",'Lives scenario - input'!$F159=\"\"),\"\",O174/'Lives scenario - input'!$F159),\"\")","v":""},{"$f":"IFERROR(IF(OR(P174=\"\",'Lives scenario - input'!$F159=\"\"),\"\",P174/'Lives scenario - input'!$F159),\"\")","v":""},{"$f":"IFERROR(IF(OR(Q174=\"\",'Lives scenario - input'!$F159=\"\"),\"\",Q174/'Lives scenario - input'!$F159),\"\")","v":""},{"$f":"IFERROR(IF(OR(R174=\"\",'Lives scenario - input'!$F159=\"\"),\"\",R174/'Lives scenario - input'!$F159),\"\")","v":""},{"$f":"IFERROR(IF(OR(S174=\"\",'Lives scenario - input'!$F159=\"\"),\"\",S174/'Lives scenario - input'!$F159),\"\")","v":""},{"$f":"IFERROR(IF(OR(T174=\"\",'Lives scenario - input'!$F159=\"\"),\"\",T174/'Lives scenario - input'!$F159),\"\")","v":""},{"$f":"IFERROR(IF(OR(U174=\"\",'Lives scenario - input'!$F159=\"\"),\"\",U174/'Lives scenario - input'!$F159),\"\")","v":""},{"$f":"IFERROR(IF(OR(V174=\"\",'Lives scenario - input'!$F159=\"\"),\"\",V174/'Lives scenario - input'!$F159),\"\")","v":""},{"$f":"IFERROR(IF(OR(W174=\"\",'Lives scenario - input'!$F159=\"\"),\"\",W174/'Lives scenario - input'!$F159),\"\")","v":""}]
[{"$f":"IFERROR('Lives scenario - input'!A160,\"\")","v":""},{"$f":"IFERROR('Lives scenario - input'!B160,\"\")","v":""},{"$f":"IFERROR('Lives scenario - input'!C160,\"\")","v":""},{"$f":"IFERROR(repcalc('Lives scenario - input'!$CX160:$GJ160,'Lives scenario - input'!$I160,'Lives scenario - input'!$G160,'Lives scenario - input'!$H160,20,TRUE,TRUE),\"\")","v":""},"","","","","","","","","","","","","","","","","","","",{"$f":"IFERROR(IF(OR(D175=\"\",'Lives scenario - input'!$F160=\"\"),\"\",D175/'Lives scenario - input'!$F160),\"\")","v":""},{"$f":"IFERROR(IF(OR(E175=\"\",'Lives scenario - input'!$F160=\"\"),\"\",E175/'Lives scenario - input'!$F160),\"\")","v":""},{"$f":"IFERROR(IF(OR(F175=\"\",'Lives scenario - input'!$F160=\"\"),\"\",F175/'Lives scenario - input'!$F160),\"\")","v":""},{"$f":"IFERROR(IF(OR(G175=\"\",'Lives scenario - input'!$F160=\"\"),\"\",G175/'Lives scenario - input'!$F160),\"\")","v":""},{"$f":"IFERROR(IF(OR(H175=\"\",'Lives scenario - input'!$F160=\"\"),\"\",H175/'Lives scenario - input'!$F160),\"\")","v":""},{"$f":"IFERROR(IF(OR(I175=\"\",'Lives scenario - input'!$F160=\"\"),\"\",I175/'Lives scenario - input'!$F160),\"\")","v":""},{"$f":"IFERROR(IF(OR(J175=\"\",'Lives scenario - input'!$F160=\"\"),\"\",J175/'Lives scenario - input'!$F160),\"\")","v":""},{"$f":"IFERROR(IF(OR(K175=\"\",'Lives scenario - input'!$F160=\"\"),\"\",K175/'Lives scenario - input'!$F160),\"\")","v":""},{"$f":"IFERROR(IF(OR(L175=\"\",'Lives scenario - input'!$F160=\"\"),\"\",L175/'Lives scenario - input'!$F160),\"\")","v":""},{"$f":"IFERROR(IF(OR(M175=\"\",'Lives scenario - input'!$F160=\"\"),\"\",M175/'Lives scenario - input'!$F160),\"\")","v":""},{"$f":"IFERROR(IF(OR(N175=\"\",'Lives scenario - input'!$F160=\"\"),\"\",N175/'Lives scenario - input'!$F160),\"\")","v":""},{"$f":"IFERROR(IF(OR(O175=\"\",'Lives scenario - input'!$F160=\"\"),\"\",O175/'Lives scenario - input'!$F160),\"\")","v":""},{"$f":"IFERROR(IF(OR(P175=\"\",'Lives scenario - input'!$F160=\"\"),\"\",P175/'Lives scenario - input'!$F160),\"\")","v":""},{"$f":"IFERROR(IF(OR(Q175=\"\",'Lives scenario - input'!$F160=\"\"),\"\",Q175/'Lives scenario - input'!$F160),\"\")","v":""},{"$f":"IFERROR(IF(OR(R175=\"\",'Lives scenario - input'!$F160=\"\"),\"\",R175/'Lives scenario - input'!$F160),\"\")","v":""},{"$f":"IFERROR(IF(OR(S175=\"\",'Lives scenario - input'!$F160=\"\"),\"\",S175/'Lives scenario - input'!$F160),\"\")","v":""},{"$f":"IFERROR(IF(OR(T175=\"\",'Lives scenario - input'!$F160=\"\"),\"\",T175/'Lives scenario - input'!$F160),\"\")","v":""},{"$f":"IFERROR(IF(OR(U175=\"\",'Lives scenario - input'!$F160=\"\"),\"\",U175/'Lives scenario - input'!$F160),\"\")","v":""},{"$f":"IFERROR(IF(OR(V175=\"\",'Lives scenario - input'!$F160=\"\"),\"\",V175/'Lives scenario - input'!$F160),\"\")","v":""},{"$f":"IFERROR(IF(OR(W175=\"\",'Lives scenario - input'!$F160=\"\"),\"\",W175/'Lives scenario - input'!$F160),\"\")","v":""}]

{"sheet":"Combined scenario - input","index":6,"n_rows":190,"n_cols":190,"rows_kept":190,"cut":false,"hidden":false,"merged":[[2,3,3,3],[2,4,3,5],[2,6,3,6]]}
[null,"Unit cost - comparative"]
[null,"Replacement lives - comparative"]
[null,null,null,"Unit cost","Replacement \nlife",null,"Method","Volume",null,null,null,null,null,null,null,null,null,null,null,null,null,null,null,null,null,null,null,null,null,null,null,null,null,null,null,null,null,null,null,null,null,null,null,null,null,null,null,null,null,null,null,null,null,null,null,null,null,null,null,null,null,null,null,null,null,null,null,null,null,null,null,null,null,null,null,null,null,null,null,null,null,null,null,null,null,null,null,null,null,null,null,null,null,null,null,null,null,null,null,"Replacement Cost (NOT depreciated)"]
[null,null,null,null,null,null,null,"Installation date",null,null,null,null,null,null,null,null,null,null,null,null,null,null,null,null,null,null,null,null,null,null,null,null,null,null,null,null,null,null,null,null,null,null,null,null,null,null,null,null,null,null,null,null,null,null,null,null,null,null,null,null,null,null,null,null,null,null,null,null,null,null,null,null,null,null,null,null,null,null,null,null,null,null,null,null,null,null,null,null,null,null,null,null,null,null,null,null,null,null,null,"Installation date"]
["ID","Asset group","Asset category","$ ('000)","μ","σ","#",2019,2018,2017,2016,2015,2014,2013,2012,2011,2010,2009,2008,2007,2006,2005,2004,2003,2002,2001,2000,1999,1998,1997,1996,1995,1994,1993,1992,1991,1990,1989,1988,1987,1986,1985,1984,1983,1982,1981,1980,1979,1978,1977,1976,1975,1974,1973,1972,1971,1970,1969,1968,1967,1966,1965,1964,1963,1962,1961,1960,1959,1958,1957,1956,1955,1954,1953,1952,1951,1950,1949,1948,1947,1946,1945,1944,1943,1942,1941,1940,1939,1938,1937,1936,1935,1934,1933,1932,1931,1930,1929,null,{"$f":"H5","v":2019},{"$f":"I5","v":2018},2017,2016,2015,2014,2013,2012,2011,2010,2009,2008,2007,2006,2005,2004,2003,2002,2001,2000,1999,1998,1997,1996,1995,1994,1993,1992,1991,1990,1989,1988,1987,1986,1985,1984,1983,1982,1981,1980,1979,1978,1977,1976,1975,1974,1973,1972,1971,1970,1969,1968,1967,1966,1965,1964,1963,1962,1961,1960,1959,1958,1957,1956,1955,{"$f":"BU5","v":1954},1953,1952,1951,1950,1949,1948,1947,1946,1945,1944,1943,1942,1941,1940,1939,1938,1937,1936,1935,1934,1933,1932,1931,1930,1929]
[1,"OVERHEAD CONDUCTORS","˂ = 1 kv",63.517353851272894,71.976305130281446,8.4838850257580365,2,30,33,43,39,50,47,66,82,65,75,75,66,68,73,60,52,38,47,59,80,70,84,105,115,173,196,228,250,270,308,296,254,298,393,368,429,482,367,365,405,515,585,585,605,552,526,549,501,522,498,183,204,190,199,189,136,80,67,73,53,61,50,54,42,50,45,49,43,42,33,37,30,23,20,7,4,4,9,11,15,14,12,20,21,17,16,8,10,3,2,0,null,{"$f":"IFERROR($D6*H6,\"\")","v":1905.5206155381868},{"$f":"IFERROR($D6*I6,\"\")","v":2096.0726770920055},2731.2462156047345,2477.1768001996429,3175.8676925636446,2985.3156310098261,4192.145354184011,5208.4230158043774,4128.6280003327383,4763.8015388454669,4763.8015388454669,4192.145354184011,4319.1800618865564,4636.7668311429215,3811.0412310763736,3302.9024002661904,2413.6594463483698,{"$f":"IFERROR($D6*Y6,\"\")","v":2985.3156310098261},3747.5238772251009,5081.3883081018312,4446.2147695891026,5335.4577235069228,6669.3221543836535,7304.4956928963829,10988.50221627021,12449.401354849488,14481.956678090221,15879.338462818223,17149.685539843682,19563.344986192053,18801.136739976777,16133.407878223315,18928.171447679324,{"$f":"IFERROR($D6*AO6,\"\")","v":24962.320063550247},23374.386217268424,27248.944802196071,30615.364556313536,23310.868863417152,23183.834155714605,25724.528309765523,32711.437233405541,37157.65200299464,37157.65200299464,38427.999080020098,35061.57932590264,33410.128125769545,34871.027264348821,31822.194279487721,33156.05871036445,{"$f":"IFERROR($D6*BE6,\"\")","v":31631.642217933902},11623.67575478294,12957.540185659671,12068.29723174185,12639.953416403307,12004.779877890576,8638.3601237731127,5081.3883081018312,4255.6627080352837,4636.7668311429215,3366.4197541174635,3874.5585849276467,3175.8676925636446,3429.9371079687362,2667.7288617534614,3175.8676925636446,{"$f":"IFERROR($D6*BU6,\"\")","v":2858.2809233072803},3112.3503387123719,2731.2462156047345,2667.7288617534614,2096.0726770920055,2350.1420924970971,1905.5206155381868,1460.8991385792765,1270.3470770254578,444.62147695891025,254.06941540509158,254.06941540509158,571.656184661456,698.6908923640018,952.7603077690934,889.2429539178205,{"$f":"IFERROR($D6*CK6,\"\")","v":762.2082462152747},1270.3470770254578,1333.8644308767307,1079.7950154716391,1016.2776616203663,508.13883081018315,635.1735385127289,190.55206155381867,127.03470770254579,0]
[1,"OVERHEAD CONDUCTORS","˃ 11 kv & < = 22 kv ; swer",3.2166597272169155,67.548460114723383,8.2187870221051096,2,0,0,0,0,0,0,0,0,0,0,0,0,2,0,0,0,0,0,1,0,0,0,0,0,0,0,13,24,0,0,0,0,0,0,0,0,0,0,0,0,0,0,0,0,0,0,0,0,0,0,0,0,0,0,0,0,0,0,0,0,0,0,0,0,0,0,0,0,0,0,0,0,0,0,0,0,0,0,0,0,0,0,0,0,0,0,0,0,0,0,0,null,{"$f":"IFERROR($D7*H7,\"\")","v":0},0,0,0,0,0,0,0,0,0,0,0,6.433319454433831,0,0,0,0,0,3.2166597272169155,0,0,0,0,0,0,0,41.816576453819899,77.199833453205969,0,0,0,0,0,0,0,0,0,0,0,0,0,0,0,0,0,0,0,0,0,0,0,0,0,0,0,0,0,0,0,0,0,0,0,0,0,0,0,0,0,0,0,0,0,0,0,0,0,0,0,0,0,0,0,0,0,0,0,0,0,0,0]
[1,"OVERHEAD CONDUCTORS","> 1 kv & < = 11 kv",28.076082998794007,76.759176488804613,8.7612314481929197,2,25,45,52,72,73,71,118,145,126,136,132,127,145,131,131,94,79,96,142,126,154,163,210,217,264,277,274,329,426,430,415,415,438,535,475,535,614,572,558,540,591,653,591,600,550,545,500,459,493,482,119,135,142,140,159,127,71,71,78,59,82,71,121,64,66,103,88,62,61,34,33,42,38,31,8,6,6,9,25,46,33,15,17,17,9,22,5,17,2,0,0,null,701.90207496985022,1263.4237349457303,1459.9563159372883,2021.4779759131684,2049.5540589119623,1993.4018929143745,3312.9777938576926,4071.0320348251312,3537.586457848045,3818.3472878359848,3706.0429558408091,3565.662540846839,4071.0320348251312,3677.9668728420147,3677.9668728420147,2639.1518018866368,2218.0105569047264,2695.3039678842247,3986.8037858287489,3537.586457848045,4323.7167818142771,4576.4015288034234,5895.9774297467411,6092.5100107382996,7412.0859116816182,7777.0749906659403,7692.8467416695576,9237.0313066032286,11960.411357486248,12072.715689481423,11651.574444499513,11651.574444499513,12297.324353471775,15020.704404354794,13336.139424427154,15020.704404354794,17238.71496125952,16059.519475310171,15666.454313327056,15161.084819348764,16592.965052287258,18333.682198212486,16592.965052287258,16845.649799276405,15441.845649336703,15301.465234342733,14038.041499397004,12886.922096446449,13841.508918405445,13532.672005418712,3341.053876856487,3790.2712048371909,3986.8037858287489,3930.651619831161,4464.0971968082467,3565.662540846839,1993.4018929143745,1993.4018929143745,2189.9344739059325,1656.4888969288463,2302.2388059011087,1993.4018929143745,3397.2060428540749,1796.8693119228165,1853.0214779204045,2891.8365488757827,2470.6953038938727,1740.7171459252284,1712.6410629264344,954.58682195899621,926.51073896020227,1179.1954859493483,1066.8911539541723,870.35857296261418,224.60866399035206,168.45649799276404,168.45649799276404,252.68474698914605,701.90207496985022,1291.4998179445242,926.51073896020227,421.14124498191012,477.29341097949811,477.29341097949811,252.68474698914605,617.67382597346818,140.38041499397002,477.29341097949811,56.152165997588014,0,0]
[1,"OVERHEAD CONDUCTORS","> 22 kv & < = 66 kv",29.112055926473751,90.482322508096885,9.5122196414978184,2,1,0,0,0,0,0,1,3,46,42,5,22,16,1,7,12,20,20,10,5,25,3,30,22,4,1,0,2,24,68,8,6,3,13,64,55,53,0,12,64,25,62,77,110,116,70,80,28,100,170,10,13,11,21,35,4,5,3,1,14,14,32,38,4,3,13,18,50,40,11,7,31,0,3,0,0,4,14,58,61,26,4,10,32,8,0,0,18,1,0,0,null,29.112055926473751,0,0,0,0,0,29.112055926473751,87.33616777942126,1339.1545726177926,1222.7063489118975,145.56027963236875,640.46523038242253,465.79289482358001,29.112055926473751,203.78439148531626,349.34467111768504,582.24111852947499,582.24111852947499,291.12055926473749,145.56027963236875,727.80139816184374,87.33616777942126,873.36167779421248,640.46523038242253,116.448223705895,29.112055926473751,0,58.224111852947502,698.68934223537008,1979.6198030002151,232.89644741179001,174.67233555884252,87.33616777942126,378.45672704415875,1863.1715792943201,1601.1630759560562,1542.9389641031089,0,349.34467111768504,1863.1715792943201,727.80139816184374,1804.9474674413725,2241.628306338479,3202.3261519121124,3376.9984874709553,2037.8439148531625,2328.9644741179,815.13756594126505,2911.2055926473749,4949.0495075005374,291.12055926473749,378.45672704415875,320.23261519121127,611.35317445594876,1018.9219574265812,116.448223705895,145.56027963236875,87.33616777942126,29.112055926473751,407.56878297063253,407.56878297063253,931.58578964716003,1106.2581252060024,116.448223705895,87.33616777942126,378.45672704415875,524.01700667652756,1455.6027963236875,1164.48223705895,320.23261519121127,203.78439148531626,902.47373372068625,0,87.33616777942126,0,0,116.448223705895,407.56878297063253,1688.4992437354776,1775.8354115148989,756.91345408831751,116.448223705895,291.12055926473749,931.58578964716003,232.89644741179001,0,0,524.01700667652756,29.112055926473751,0,0]
[1,"OVERHEAD CONDUCTORS","> 66 kv & < = 132 kv",244.12735040353596,80.139007134687802,8.9520392724053544,2,0,0,0,7,0,0,0,0,20,0,0,9,0,0,2,0,0,8,8,26,215,2,0,0,0,40,38,0,5,4,0,14,14,19,13,0,63,7,0,7,143,0,0,0,0,0,0,192,0,0,0,0,0,95,184,0,0,0,0,0,0,0,0,0,0,0,0,0,0,0,0,0,0,0,0,0,0,0,0,0,0,0,0,0,0,0,0,0,0,0,0,null,0,0,0,1708.8914528247517,0,0,0,0,4882.5470080707191,0,0,2197.1461536318238,0,0,488.25470080707191,0,0,1953.0188032282877,1953.0188032282877,6347.3111104919353,52487.38033676023,488.25470080707191,0,0,0,9765.0940161414383,9276.8393153343659,0,1220.6367520176798,976.50940161414383,0,3417.7829056495034,3417.7829056495034,4638.4196576671829,3173.6555552459677,0,15380.023075422765,1708.8914528247517,0,1708.8914528247517,34910.21110770564,0,0,0,0,0,0,46872.451277478904,0,0,0,0,0,23192.098288335917,44919.432474250614,0,0,0,0,0,0,0,0,0,0,0,0,0,0,0,0,0,0,0,0,0,0,0,0,0,0,0,0,0,0,0,0,0,0,0,0]
[2,"POLES","˂ = 1 kv ; concrete",3.2259764803631912,58.700576926829058,7.6616301742402744,2,2,54,3,2,3,3,8,41,2,0,7,79,19,19,11,9,16,48,23,35,35,57,78,110,367,176,56,6,18,62,30,20,65,71,45,40,48,26,40,77,86,83,28,33,43,75,158,51,37,32,23,10,23,9,7,7,3,31,2,20,2,5,0,0,0,0,2,1,0,0,0,0,0,0,0,0,0,1,0,0,1,0,0,1,0,0,0,0,0,0,0,null,6.4519529607263824,174.20272993961231,9.6779294410895744,6.4519529607263824,9.6779294410895744,9.6779294410895744,25.807811842905529,132.26503569489083,6.4519529607263824,0,22.581835362542339,254.85214194869209,61.293553126900633,61.293553126900633,35.485741283995104,29.03378832326872,51.615623685811059,154.84687105743319,74.197459048353394,112.90917681271169,112.90917681271169,183.8806593807019,251.62616546832891,354.85741283995105,1183.9333682932911,567.77186054392166,180.65468290033871,19.355858882179149,58.067576646537439,200.01054178251786,96.77929441089573,64.51952960726382,209.68847122360742,229.04433010578657,145.1689416163436,129.03905921452764,154.84687105743319,83.875388489442969,129.03905921452764,248.40018898796572,277.43397731123446,267.75604787014487,90.327341450169357,106.4572238519853,138.71698865561723,241.94823602723935,509.70428389738419,164.52480049852275,119.36112977343808,103.23124737162212,74.197459048353394,32.25976480363191,74.197459048353394,29.03378832326872,22.581835362542339,22.581835362542339,9.6779294410895744,100.00527089125893,6.4519529607263824,64.51952960726382,6.4519529607263824,16.129882401815955,0,0,0,0,6.4519529607263824,3.2259764803631912,0,0,0,0,0,0,0,0,0,3.2259764803631912,0,0,3.2259764803631912,0,0,3.2259764803631912,0,0,0,0,0,0,0]
[2,"POLES","˂ = 1 kv ; steel",3.2259764803631912,62.773803142181045,7.9229920574351862,2,0,0,0,0,0,203,12,54,7,0,5,1,8,1,0,1,5,6,16,0,541,0,0,0,0,0,9,0,0,0,0,0,0,0,0,0,0,0,0,0,0,0,0,0,0,0,0,0,0,0,0,0,0,0,0,0,0,0,0,0,0,0,0,0,0,0,0,0,0,0,0,0,0,0,0,0,0,0,0,0,0,0,0,0,0,0,0,0,0,0,0,null,0,0,0,0,0,654.87322551372779,38.711717764358298,174.20272993961231,22.581835362542339,0,16.129882401815955,3.2259764803631912,25.807811842905529,3.2259764803631912,0,3.2259764803631912,16.129882401815955,19.355858882179149,51.615623685811059,0,1745.2532758764864,0,0,0,0,0,29.03378832326872,0,0,0,0,0,0,0,0,0,0,0,0,0,0,0,0,0,0,0,0,0,0,0,0,0,0,0,0,0,0,0,0,0,0,0,0,0,0,0,0,0,0,0,0,0,0,0,0,0,0,0,0,0,0,0,0,0,0,0,0,0,0,0,0]
[2,"POLES","˂ = 1 kv ; wood",3.2259764803631912,70.808183294387732,8.4147598476954606,2,2919,3722,4338,4267,3052,3203,3066,3051,2661,2946,3172,2606,2243,2499,1668,1612,1658,1861,1767,2331,2158,2445,2873,2986,3741,3875,4487,4099,4442,4840,4781,3665,3827,4883,4522,5007,4584,3550,3356,3124,3099,3473,3417,3309,2761,2890,3100,2728,2556,2489,1922,1791,1661,1569,1271,873,527,419,399,312,303,230,210,194,212,221,184,181,138,132,136,126,95,87,28,12,28,44,57,78,98,64,84,76,85,37,16,27,4,9,5,null,9416.6253461801552,12007.084459911797,13994.285971815523,13765.241641709737,9845.680218068459,10332.802666603302,9890.8438887935445,9842.4542415880969,8584.3234142464516,9503.7267111499605,10232.797395712043,8406.8947078264755,7235.8652454546382,8061.7152244276149,5380.9287692458029,5200.2740863454637,5348.6690044421712,6003.5422299558986,5700.3004408017587,7519.7511757265984,6961.6572446237669,7887.5124944880026,9268.2304280834487,9632.7657703644891,12068.378013038699,12500.658861407366,14474.956467389638,13223.277593008721,14329.787525773296,15613.726164957845,15423.393552616417,11823.203800531095,12345.811990349932,15752.443153613462,14587.865644202351,16152.464237178498,14787.876185984869,11452.216505289329,10826.377068098869,10077.950524654609,9997.3011126455294,11203.816316301363,11023.161633401025,10674.756173521801,8906.9210622827704,9323.0720282496222,10000.527089125893,8800.4638384307855,8245.595883808317,8029.4554596239832,6200.3267952580536,5777.7238763304758,5358.3469338832601,5061.5570976898471,4100.2161065416158,2816.2774673570657,1700.0896051514017,1351.6841452721771,1287.1646156649133,1006.5046618733156,977.47087355004692,741.97459048353392,677.45506087627018,625.83943719045908,683.9070138369965,712.94080216026521,593.57967238682716,583.90174294573762,445.1847542901204,425.82889540794122,438.73280132939402,406.4730365257621,306.46776563450317,280.65995379159762,90.327341450169357,38.711717764358298,90.327341450169357,141.94296513598042,183.8806593807019,251.62616546832891,316.14569507559276,206.46249474324424,270.98202435050808,245.17421250760253,274.20800083087124,119.36112977343808,51.615623685811059,87.101364969806156,12.903905921452765,29.03378832326872,16.129882401815955]
[2,"POLES","˃ 11 kv & < = 22 kv ; wood",4.2298168272744592,66.225916147793768,8.1379307042880242,2,0,0,0,0,0,2,0,3,0,0,4,0,8,9,0,7,0,0,8,2,0,0,1,2,0,0,95,17,0,0,0,0,0,0,0,0,1,0,0,0,0,0,0,0,0,0,0,0,0,0,0,0,0,0,0,0,0,0,0,0,0,0,0,0,0,0,0,0,0,0,0,0,0,0,0,0,0,0,0,0,0,0,0,0,0,0,0,0,0,0,0,null,0,0,0,0,0,8.4596336545489184,0,12.689450481823378,0,0,16.919267309097837,0,33.838534618195673,38.068351445470135,0,29.608717790921215,0,0,33.838534618195673,8.4596336545489184,0,0,4.2298168272744592,8.4596336545489184,0,0,401.83259859107363,71.906886063665809,0,0,0,0,0,0,0,0,4.2298168272744592,0,0,0,0,0,0,0,0,0,0,0,0,0,0,0,0,0,0,0,0,0,0,0,0,0,0,0,0,0,0,0,0,0,0,0,0,0,0,0,0,0,0,0,0,0,0,0,0,0,0,0,0,0,0]
[2,"POLES","> 1 kv & < = 11 kv ; concrete",10.767926046117427,54.008139631117032,7.3490230392288902,2,230,236,215,146,131,152,200,203,183,214,236,319,316,342,393,100,60,42,45,86,52,35,40,56,81,92,101,67,52,43,46,55,275,344,181,40,25,24,32,16,13,14,24,13,21,37,44,44,78,91,46,44,51,25,32,12,1,2,1,1,0,0,1,0,2,0,1,0,0,0,0,0,0,0,0,0,0,0,0,0,2,0,1,0,0,1,0,1,0,1,0,null,2476.6229906070084,2541.230546883713,2315.1040999152469,1572.1172027331445,1410.598312041383,1636.7247590098489,2153.5852092234854,2185.8889873618377,1970.5304664394891,2304.3361738691297,2541.230546883713,3434.9684087114592,3402.6646305731069,3682.6307077721603,4231.794936124149,1076.7926046117427,646.07556276704565,452.25289393693197,484.55667207528421,926.04163996609873,559.93215439810626,376.87741161410997,430.71704184469706,603.00385858257596,872.20200973551164,990.64919624280333,1087.5605306578602,721.45104508986765,559.93215439810626,463.02081998304936,495.32459812140166,592.23593253645845,2961.1796626822925,3704.1665598643949,1948.9946143472544,430.71704184469706,269.19815115293568,258.43022510681828,344.57363347575767,172.28681673787884,139.98303859952657,150.75096464564399,258.43022510681828,139.98303859952657,226.12644696846598,398.41326370634482,473.78874602916682,473.78874602916682,839.89823159715934,979.88127019668593,495.32459812140166,473.78874602916682,549.16422835198875,269.19815115293568,344.57363347575767,129.21511255340914,10.767926046117427,21.535852092234855,10.767926046117427,10.767926046117427,0,0,10.767926046117427,0,21.535852092234855,0,10.767926046117427,0,0,0,0,0,0,0,0,0,0,0,0,0,21.535852092234855,0,10.767926046117427,0,0,10.767926046117427,0,10.767926046117427,0,10.767926046117427,0]
[2,"POLES","> 1 kv & < = 11 kv ; steel",9.1332864481311766,58.719502298916979,7.6628651494670699,2,0,0,0,0,0,0,0,0,0,0,0,0,3,1,0,0,0,1,0,2,0,1,0,0,0,0,0,1,0,0,0,0,0,0,0,0,0,1,0,0,0,0,0,0,0,0,0,0,0,0,1,0,0,0,0,0,0,0,0,0,0,0,0,0,0,0,0,0,0,0,0,1,0,0,0,0,0,0,0,0,0,0,0,0,0,0,0,0,0,0,0,null,0,0,0,0,0,0,0,0,0,0,0,0,27.39985934439353,9.1332864481311766,0,0,0,9.1332864481311766,0,18.266572896262353,0,9.1332864481311766,0,0,0,0,0,9.1332864481311766,0,0,0,0,0,0,0,0,0,9.1332864481311766,0,0,0,0,0,0,0,0,0,0,0,0,9.1332864481311766,0,0,0,0,0,0,0,0,0,0,0,0,0,0,0,0,0,0,0,0,9.1332864481311766,0,0,0,0,0,0,0,0,0,0,0,0,0,0,0,0,0,0,0]
[2,"POLES","> 1 kv & < = 11 kv ; wood",4.2298168272744592,69.96988038599676,8.3648000804560034,2,3953,5159,4928,4591,5101,5188,4865,4892,4613,4849,4449,3593,3593,2816,2501,1853,1492,2384,2342,2591,2362,2637,2986,3145,3731,3564,4005,4288,4748,5136,4747,4160,4301,5612,4516,5459,5325,4294,4014,3679,3507,3575,3084,2999,2915,2697,2568,2447,2400,2267,1782,1681,1497,1388,1402,1030,564,434,509,437,482,347,447,286,297,453,333,228,180,120,130,118,123,117,22,29,28,30,40,126,94,59,94,52,49,99,21,59,8,5,3,null,16720.465918215938,21821.625011908935,20844.537324808534,19419.08905401704,21576.295635927017,21944.289699899895,20578.058864690243,20692.263919026653,19512.145024217079,20510.381795453854,18818.455064544069,15197.731860397133,15197.731860397133,11911.164185604877,10578.771885013422,7837.8505809395729,6310.8867062934933,10083.883316222311,9906.2310094767836,10959.455399468125,9990.8273460222717,11154.026973522748,12630.233046241536,13302.773921778175,15781.446582561008,15075.067172406172,16940.416393234209,18137.454555352881,20083.170295899134,21724.339224881624,20078.940479071858,17596.038001461751,18192.442174107447,23737.732034664266,19101.852791971458,23090.570060091271,22523.774605236496,18162.833456316526,16978.484744679678,15561.496107542735,14833.967613251529,15121.595157506192,13044.755095314433,12685.220664996103,12329.916051505048,11407.815983159217,10862.169612440812,10350.361776340602,10151.560385458703,9588.9947474311994,7537.5335862030861,7110.3220866483662,6332.0357904298653,5870.9857562569496,5930.203191838792,4356.7113320926928,2385.6166905827949,1835.7405030371153,2152.9767650826998,1848.4299535189386,2038.7717107462893,1467.7464390642374,1890.7281217916832,1209.7276126004954,1256.2555977005143,1916.10702275533,1408.529003482395,964.39823661857668,761.36702890940262,507.57801927293508,549.87618754567973,499.11838561838618,520.26746975475851,494.88856879111171,93.055970200038104,122.66468799095932,118.43487116368486,126.89450481823377,169.19267309097836,532.95692023658182,397.60278176379916,249.55919280919309,397.60278176379916,219.95047501827187,207.2610245364485,418.75186590017148,88.826153372763642,249.55919280919309,33.838534618195673,21.149084136372295,12.689450481823378]
[2,"POLES","> 22 kv & < = 66 kv ; concrete",8.3588420464910165,64.566814308494372,8.0353478025841785,2,4,3,3,9,23,36,7,12,10,27,2,4,4,22,0,1,10,0,67,22,55,0,6,4,34,18,4,3,2,18,93,21,20,36,0,0,2,0,149,0,0,0,1,0,0,0,0,0,0,0,0,1,0,0,0,0,0,0,0,0,1,0,0,0,0,0,0,0,0,0,0,0,0,0,0,0,0,0,0,0,0,0,0,0,0,0,0,0,0,0,0,null,33.435368185964066,25.076526139473049,25.076526139473049,75.229578418419152,192.25336706929338,300.91831367367661,58.511894325437112,100.3061045578922,83.588420464910172,225.68873525525746,16.717684092982033,33.435368185964066,33.435368185964066,183.89452502280236,0,8.3588420464910165,83.588420464910172,0,560.04241711489806,183.89452502280236,459.73631255700593,0,50.153052278946099,33.435368185964066,284.20062958069457,150.4591568368383,33.435368185964066,25.076526139473049,16.717684092982033,150.4591568368383,777.37231032366458,175.53568297631134,167.17684092982034,300.91831367367661,0,0,16.717684092982033,0,1245.4674649271615,0,0,0,8.3588420464910165,0,0,0,0,0,0,0,0,8.3588420464910165,0,0,0,0,0,0,0,0,8.3588420464910165,0,0,0,0,0,0,0,0,0,0,0,0,0,0,0,0,0,0,0,0,0,0,0,0,0,0,0,0,0,0]
[2,"POLES","> 22 kv & < = 66 kv ; steel",8.3588420464910165,64.566814308494372,8.0353478025841785,2,0,1,0,0,0,0,0,0,0,0,0,0,0,0,0,0,0,0,0,0,1,0,0,1,0,0,0,0,0,1,0,0,1,0,0,0,0,0,0,0,0,0,0,0,0,0,0,0,0,0,0,0,0,0,0,0,0,0,0,0,0,0,0,0,0,0,0,0,0,0,0,0,0,0,0,0,0,0,0,0,0,0,0,0,0,0,0,0,0,0,0,null,0,8.3588420464910165,0,0,0,0,0,0,0,0,0,0,0,0,0,0,0,0,0,0,8.3588420464910165,0,0,8.3588420464910165,0,0,0,0,0,8.3588420464910165,0,0,8.3588420464910165,0,0,0,0,0,0,0,0,0,0,0,0,0,0,0,0,0,0,0,0,0,0,0,0,0,0,0,0,0,0,0,0,0,0,0,0,0,0,0,0,0,0,0,0,0,0,0,0,0,0,0,0,0,0,0,0,0,0]
[2,"POLES","> 22 kv & < = 66 kv ; wood",7.9766810948395905,64.566814308494372,8.0353478025841785,2,282,451,437,388,545,628,1376,1271,930,843,558,639,465,551,246,352,335,337,557,329,303,313,342,331,272,271,184,245,276,304,231,463,318,401,285,325,271,255,207,429,427,688,686,526,576,469,261,342,298,397,327,136,348,218,277,102,47,38,58,74,61,99,92,23,14,44,21,27,40,21,40,15,23,41,0,0,3,16,54,37,13,16,18,17,4,1,0,2,1,0,15,null,2249.4240687447646,3597.4831737726554,3485.8096384449009,3094.952264797761,4347.2911966875772,5009.355727559263,10975.913186499276,10138.361671541119,7418.3134182008189,6724.3421629497752,4450.9880509204913,5097.0992196024981,3709.1567091004094,4395.1512832566141,1962.2635493305393,2807.7917453835357,2672.1881667712628,2688.1415289609422,4443.0113698256519,2624.3280802022255,2416.9343717363959,2496.701182684792,2728.02493443514,2640.2814423919044,2169.6572577963684,2161.6805767015289,1467.7093214504846,1954.2868682356998,2201.5639821757268,2424.9110528312353,1842.6133329079455,3693.2033469107305,2536.5845881589898,3198.6491190306756,2273.3541120292834,2592.4213558228671,2161.6805767015289,2034.0536791840957,1651.1729866317953,3421.9961896861842,3406.0428274965052,5487.956593249638,5472.003231059959,4195.7342558856244,4594.5683106276038,3741.0634334797678,2081.9137657531332,2728.02493443514,2377.050966262198,3166.7423946513172,2608.3747180125461,1084.8286288981842,2775.8850210041774,1738.9164786750307,2209.5406632705667,813.62147167363821,374.90401145746074,303.11388160390442,462.64750350069625,590.27440101812965,486.57754678521502,789.69142838911944,733.8546607252423,183.46366518131057,111.67353532775427,350.97396817294197,167.51030299163139,215.37038956066894,319.0672437935836,167.51030299163139,319.0672437935836,119.65021642259386,183.46366518131057,327.04392488842319,0,0,23.930043284518771,127.62689751743345,430.74077912133788,295.13720050906483,103.69685423291467,127.62689751743345,143.58025970711262,135.60357861227303,31.906724379358362,7.9766810948395905,0,15.953362189679181,7.9766810948395905,0,119.65021642259386]
[2,"POLES","> 66 kv & < = 132 kv ; concrete",22.257604737526819,53.884527064126004,7.3406080854467364,2,1,3,48,63,28,112,9,45,27,32,5,77,105,31,28,2,1,98,213,38,83,5,0,0,1,0,8,79,2,1,2,0,102,1,24,2,179,39,0,1,0,0,0,0,0,0,0,0,0,0,0,0,0,0,0,0,0,0,0,0,0,0,0,0,0,0,0,0,0,0,0,0,0,0,0,0,0,0,0,0,0,0,0,0,0,0,0,0,0,0,0,null,22.257604737526819,66.772814212580457,1068.3650274012873,1402.2290984641895,623.21293265075087,2492.8517306030035,200.31844263774138,1001.5922131887069,600.9553279132241,712.2433516008582,111.28802368763409,1713.8355647895651,2337.0484974403162,689.98574686333143,623.21293265075087,44.515209475053638,{"$f":"IFERROR($D21*X21,\"\")","v":22.257604737526819},2181.2452642776284,4740.8698090932121,845.78898002601909,1847.381193214726,111.28802368763409,0,0,22.257604737526819,0,178.06083790021455,1758.3507742646186,44.515209475053638,22.257604737526819,44.515209475053638,0,{"$f":"IFERROR($D21*AN21,\"\")","v":2270.2756832277355},22.257604737526819,534.18251370064365,44.515209475053638,3984.1112480173006,868.04658476354598,0,22.257604737526819,0,0,0,0,0,0,0,0,{"$f":"IFERROR($D21*BD21,\"\")","v":0},0,0,0,0,0,0,0,0,0,0,0,0,0,0,0,{"$f":"IFERROR($D21*BT21,\"\")","v":0},0,0,0,0,0,0,0,0,0,0,0,0,0,0,0,{"$f":"IFERROR($D21*CJ21,\"\")","v":0},0,0,0,0,0,0,0,0,0,0]
[2,"POLES","> 66 kv & < = 132 kv ; steel",19.335327519574019,62.741360400155131,7.9209444133988924,2,0,0,0,0,0,0,0,0,1,1,0,0,0,0,0,0,0,0,0,0,0,0,0,0,0,0,0,0,0,0,0,0,0,1,0,0,0,0,0,0,0,0,0,0,0,0,0,0,0,0,0,0,0,0,0,0,0,0,0,0,0,0,0,0,0,0,0,0,0,0,0,0,0,0,0,0,0,0,0,0,0,0,0,0,0,0,0,0,0,0,0,null,0,0,0,0,0,0,0,0,19.335327519574019,19.335327519574019,0,0,0,0,0,0,0,0,0,0,0,0,0,0,0,0,0,0,0,0,0,0,0,19.335327519574019,0,0,0,0,0,0,0,0,0,0,0,0,0,0,0,0,0,0,0,0,0,0,0,0,0,0,0,0,0,0,0,0,0,0,0,0,0,0,0,0,0,0,0,0,0,0,0,0,0,0,0,0,0,0,0,0,0]
[2,"POLES","> 66 kv & < = 132 kv ; wood",19.678446389051643,63.751357684510282,7.9844447323849819,2,5,37,61,76,22,68,19,14,67,45,11,19,206,195,34,7,7,104,281,280,38,46,7,14,0,0,12,8,29,1,4,5,9,15,0,15,9,2,0,33,40,0,2,1,0,0,0,2,0,0,1,0,1,29,0,0,0,0,0,0,0,0,0,0,0,0,0,0,1,0,0,0,0,0,0,0,1,0,0,0,0,0,0,0,0,0,0,0,0,0,0,null,98.392231945258217,728.10251639491082,1200.3852297321503,1495.5619255679248,432.92582055913613,1338.1343544555118,373.89048139198121,275.49824944672298,1318.4559080664601,885.53008750732397,216.46291027956806,373.89048139198121,4053.7599561446386,3837.2970458650707,669.06717722775591,137.74912472336149,137.74912472336149,2046.558424461371,5529.6434353235118,5509.9649889344601,747.78096278396242,905.20853389637557,137.74912472336149,275.49824944672298,0,0,236.14135666861972,157.42757111241315,570.67494528249767,19.678446389051643,78.713785556206574,98.392231945258217,177.10601750146481,295.17669583577464,0,295.17669583577464,177.10601750146481,39.356892778103287,0,649.38873083870419,787.13785556206574,0,39.356892778103287,19.678446389051643,0,0,0,39.356892778103287,0,0,19.678446389051643,0,19.678446389051643,570.67494528249767,0,0,0,0,0,0,0,0,0,0,0,0,0,0,19.678446389051643,0,0,0,0,0,0,0,19.678446389051643,0,0,0,0,0,0,0,0,0,0,0,0,0,0]
[2,"POLES","staking of a wooden pole",4.9180129971000195,27.957861426462316,5.2875194019939364,2,995,1454,1298,1106,1027,1420,1483,1342,751,1229,2753,3106,1991,2129,2319,1187,1516,1500,1392,1894,816,8,9,0,0,0,0,0,0,0,0,0,0,0,0,0,0,0,0,0,0,0,0,0,0,0,0,0,0,0,0,0,0,0,0,0,0,0,0,0,0,0,0,0,0,0,0,0,0,0,0,0,0,0,0,0,0,0,0,0,0,0,0,0,0,0,0,0,0,0,0,null,4893.4229321145194,7150.7908977834286,6383.5808702358254,5439.3223747926213,5050.7993480217201,6983.5784558820278,7293.4132746993291,6599.9734421082258,3693.4277608221146,6044.2379734359238,13539.289781016354,15275.34836899266,9791.763877226138,10470.449670825941,11404.872140274945,5837.6814275577235,7455.7077036036299,7377.0194956500291,6845.8740919632273,9314.7166165074377,4013.098605633616,39.344103976800156,44.262116973900177,0,0,0,0,0,0,0,0,0,0,0,0,0,0,0,0,0,0,0,0,0,0,0,0,0,0,0,0,0,0,0,0,0,0,0,0,0,0,0,0,0,0,0,0,0,0,0,0,0,0,0,0,0,0,0,0,0,0,0,0,0,0,0,0,0,0,0,0]
[3,"SERVICE LINES","˂ = 11 kv ; commercial and industrial ; simple type",0.41513598818554842,55.112173242658272,7.4237573534335208,2,975,1937,1765,1867,1909,1475,1155,1751,1672,1854,2352,3025,2700,344,248,1881,2024,1579,1558,1834,1693,1361,212,392,392,392,392,392,392,392,392,392,392,480,480,480,480,480,480,480,480,480,480,480,97,97,97,97,97,97,97,97,97,97,97,97,97,97,97,97,0,0,0,0,0,0,0,0,0,0,0,0,0,0,0,0,0,0,0,0,0,0,0,0,0,0,0,0,0,0,0,null,404.7575884809097,804.1184091154073,732.71501914749297,775.05888994241889,792.49460144621196,612.32558257368396,479.48206635430842,726.90311531289524,694.10737224623699,769.66212209600678,976.3998442124099,1255.786364261284,1120.8671681009807,142.80677993582864,102.95372507001601,780.87079377701662,840.23524008754998,655.4997253449809,646.78186959308448,761.35940233229576,702.82522799813353,565.00007992053145,88.008829495336272,162.73330736873498,162.73330736873498,162.73330736873498,162.73330736873498,162.73330736873498,162.73330736873498,162.73330736873498,162.73330736873498,162.73330736873498,162.73330736873498,199.26527432906323,199.26527432906323,199.26527432906323,199.26527432906323,199.26527432906323,199.26527432906323,199.26527432906323,199.26527432906323,199.26527432906323,199.26527432906323,199.26527432906323,40.268190853998199,40.268190853998199,40.268190853998199,40.268190853998199,40.268190853998199,40.268190853998199,40.268190853998199,40.268190853998199,40.268190853998199,40.268190853998199,40.268190853998199,40.268190853998199,40.268190853998199,40.268190853998199,40.268190853998199,40.268190853998199,0,0,0,0,0,0,0,0,0,0,0,0,0,0,0,0,0,0,0,0,0,0,0,0,0,0,0,0,0,0,0]
[3,"SERVICE LINES","˂ = 11 kv ; residential ; simple type",0.4151156691985538,55.61841616039446,7.4577755504167902,2,10916,21686,20247,20896,21380,16959,13282,20132,19228,21318,27044,34786,31045,4014,2930,21666,23279,18161,17914,21091,19467,15655,2436,4600,4600,4600,4600,4600,4600,4600,4600,4600,4600,5613,5613,5613,5613,5613,5613,5613,5613,5613,5613,5613,1117,1117,1117,1117,1117,1117,1117,1117,1117,1117,1117,1117,1117,1117,1117,1117,0,0,0,0,0,0,0,0,0,0,0,0,0,0,0,0,0,0,0,0,0,0,0,0,0,0,0,0,0,0,0,null,4531.4026449714129,9002.1984022398374,8404.8469542631192,8674.25702357298,8875.1730074650804,7039.9466339382743,5513.5663182951912,8357.1086523052854,7981.844087349793,8849.4358359747694,11226.38815780569,14440.213668740893,12887.265950269102,1666.2742961629949,1216.2889107517626,8993.8960888558668,9663.4776632731337,7538.9156683149358,7436.3820980228929,8755.204579066698,8081.0567322882471,6498.6358013033596,1011.2217701676771,1909.5320783133475,1909.5320783133475,1909.5320783133475,1909.5320783133475,1909.5320783133475,1909.5320783133475,1909.5320783133475,1909.5320783133475,1909.5320783133475,1909.5320783133475,2330.0442512114823,2330.0442512114823,2330.0442512114823,2330.0442512114823,2330.0442512114823,2330.0442512114823,2330.0442512114823,2330.0442512114823,2330.0442512114823,2330.0442512114823,2330.0442512114823,463.68420249478459,463.68420249478459,463.68420249478459,463.68420249478459,463.68420249478459,463.68420249478459,463.68420249478459,463.68420249478459,463.68420249478459,463.68420249478459,463.68420249478459,463.68420249478459,463.68420249478459,463.68420249478459,463.68420249478459,463.68420249478459,0,0,0,0,0,0,0,0,0,0,0,0,0,0,0,0,0,0,0,0,0,0,0,0,0,0,0,0,0,0,0]
[4,"SWITCHGEAR","˂ = 11 kv ; circuit breaker",84.299487634706651,57.005570492020198,7.5502033411041456,2,20,58,156,94,54,191,231,359,245,195,412,256,331,363,349,178,80,110,65,146,75,9,63,44,41,28,33,31,29,45,55,72,30,71,91,170,86,61,47,18,10,3,41,68,59,10,7,16,26,12,0,5,5,8,8,2,0,0,0,0,0,0,0,0,0,0,0,0,0,0,0,0,0,0,0,0,0,0,0,0,0,0,0,0,0,0,0,0,0,0,0,null,1685.9897526941331,4889.3702828129854,13150.720071014237,7924.1518376624254,4552.1723322741591,16101.202138228969,19473.181643617238,30263.516060859689,20653.374470503128,16438.400088767798,34731.388905499138,21580.668834484903,27903.130407087901,30600.714011398515,29420.521184512621,15005.308798977783,6743.9590107765325,9272.9436398177313,5479.4666962559322,12307.725194667171,6322.4615726029988,758.69538871235989,5310.8677209865191,3709.1774559270925,3456.2789930229728,2360.3856537717861,2781.8830919453194,2613.2841166759063,2444.6851414064927,3793.4769435617991,4636.4718199088657,6069.5631096988791,2528.9846290411997,5985.2636220641725,7671.2533747583057,14330.912897900131,7249.7559365847719,5142.268745717106,3962.0759188312127,1517.3907774247198,842.99487634706657,252.89846290411995,3456.2789930229728,5732.3651591600519,4973.6697704476928,842.99487634706657,590.09641344294653,1348.7918021553064,2191.786678502373,1011.5938516164798,0,421.49743817353328,421.49743817353328,674.39590107765321,674.39590107765321,168.5989752694133,0,0,0,0,0,0,0,0,0,0,0,0,0,0,0,0,0,0,0,0,0,0,0,0,0,0,0,0,0,0,0,0,0,0,0]
[4,"SWITCHGEAR","˂ = 11 kv ; switch",5.6981043891797256,67.254500720590315,8.2008841426147647,2,7391,10340,13040,14812,16752,12522,12919,10479,12480,8781,9172,9805,9063,8258,8640,4931,2741,4357,3711,3222,2815,2860,2418,2145,2613,2833,2887,2729,3561,3645,4899,2699,2528,3311,2225,1503,1019,725,534,604,336,198,164,114,120,72,130,154,109,308,79,60,37,146,101,35,41,21,7,0,0,0,1,0,1,0,0,1,0,1,0,0,1,0,0,0,0,0,0,0,0,0,0,0,0,0,0,0,0,0,0,null,42114.689540427353,58918.399384118362,74303.281234903625,84400.322212530096,95454.644727538762,71351.663161308519,73613.810603812875,59710.435894214344,71112.342776962978,50035.054641387171,52263.013457556444,55869.91353590721,51641.920079135853,47054.946045846176,49231.62192251283,28097.352743045227,15618.504130741629,24826.640823656064,21145.665388245961,18359.292341937075,16040.163855540928,16296.578553054016,13778.016413036577,12222.433914790512,14889.146768926623,16142.729734546163,16450.427371561869,15550.126878071471,20290.949729869004,20769.590498560101,27915.013402591474,15379.18374639608,14404.807895846347,18866.423632574071,12678.282265924889,8564.2508969371283,5806.3683725741403,4131.1256821553006,3042.7877438219734,3441.6550510645543,1914.5630747643877,1128.2246690575857,934.48911982547497,649.58390036648871,683.77252670156713,410.26351602094024,740.75357059336432,877.50807593367779,621.09337842059006,1755.0161518673556,450.15024674519833,341.88626335078357,210.82986239964984,831.92324082023993,575.50854330715231,199.4336536212904,233.62227995636874,119.66019217277423,39.886730724258079,0,0,0,5.6981043891797256,0,5.6981043891797256,0,0,5.6981043891797256,0,5.6981043891797256,0,0,5.6981043891797256,0,0,0,0,0,0,0,0,0,0,0,0,0,0,0,0,0,0]
[4,"SWITCHGEAR","> 11 kv & < = 22 kv ; switch",14.492480296298961,49.13259333019208,7.0094645537438938,2,0,0,0,0,0,0,0,0,0,0,1,0,0,0,0,0,0,0,0,0,0,0,0,0,0,0,0,0,0,0,0,0,0,0,0,0,0,0,0,0,0,0,0,0,0,0,0,0,0,0,0,0,0,0,0,0,0,0,0,0,0,0,0,0,0,0,0,0,0,0,0,0,0,0,0,0,0,0,0,0,0,0,0,0,0,0,0,0,0,0,0,null,0,0,0,0,0,0,0,0,0,0,14.492480296298961,0,0,0,0,0,0,0,0,0,0,0,0,0,0,0,0,0,0,0,0,0,0,0,0,0,0,0,0,0,0,0,0,0,0,0,0,0,0,0,0,0,0,0,0,0,0,0,0,0,0,0,0,0,0,0,0,0,0,0,0,0,0,0,0,0,0,0,0,0,0,0,0,0,0,0,0,0,0,0,0]
[4,"SWITCHGEAR","> 22 kv & < = 33 kv ; circuit breaker",152.81094082516518,59.478132462646826,7.7122067180961134,2,15,9,39,33,36,18,22,37,28,93,126,174,53,137,168,49,12,49,29,57,43,8,12,18,18,6,16,12,2,1,31,0,8,3,12,1,9,0,0,0,0,2,14,30,0,0,4,2,0,1,15,24,0,49,3,0,32,7,3,1,0,8,0,2,0,0,7,12,0,0,0,0,0,0,0,0,0,0,0,0,0,0,0,0,0,0,0,0,0,0,0,null,2292.1641123774775,1375.2984674264867,5959.6266921814422,5042.7610472304505,5501.1938697059468,2750.5969348529734,3361.8406981536336,5654.0048105311116,4278.7063431046245,14211.417496740361,19254.178543970811,26589.103703578741,8098.9798637337544,20935.098893047631,25672.23805862775,7487.7361004330933,1833.7312899019821,7487.7361004330933,4431.5172839297902,8710.2236270344147,6570.8704554821024,1222.4875266013214,1833.7312899019821,2750.5969348529734,2750.5969348529734,916.86564495099105,2444.9750532026428,1833.7312899019821,305.62188165033035,152.81094082516518,4737.1391655801208,0,1222.4875266013214,458.43282247549553,1833.7312899019821,152.81094082516518,1375.2984674264867,0,0,0,0,305.62188165033035,2139.3531715523122,4584.328224754955,0,0,611.2437633006607,305.62188165033035,0,152.81094082516518,2292.1641123774775,3667.4625798039642,0,7487.7361004330933,458.43282247549553,0,4889.9501064052856,1069.6765857761561,458.43282247549553,152.81094082516518,0,1222.4875266013214,0,305.62188165033035,0,0,1069.6765857761561,1833.7312899019821,0,0,0,0,0,0,0,0,0,0,0,0,0,0,0,0,0,0,0,0,0,0,0]
[4,"SWITCHGEAR","> 22 kv & < = 33 kv ; switch",25.306379442152654,54.055915571731703,7.3522728167371278,2,14,51,112,87,151,143,130,185,297,122,182,177,82,82,103,28,32,58,61,355,14,1,1,5,1,2,0,0,1,16,2,10,1,4,0,2,0,0,1,5,0,270,0,3,0,10,0,0,0,0,0,0,0,15,0,0,0,0,0,0,0,1,4,0,0,0,0,0,0,0,0,0,0,0,0,0,0,0,0,0,0,0,0,0,0,0,0,0,0,0,0,null,354.28931219013714,1290.6253515497854,2834.3144975210971,2201.6550114672809,3821.2632957650508,3618.8122602278295,3289.8293274798448,4681.680196798241,7515.9946943193381,3087.3782919426239,4605.7610584717831,4479.2291612610197,2075.1231142565175,2075.1231142565175,2606.5570825417235,708.57862438027428,809.80414214888492,1467.7700076448539,1543.689145971312,8983.7647019641918,354.28931219013714,25.306379442152654,25.306379442152654,126.53189721076328,25.306379442152654,50.612758884305308,0,0,25.306379442152654,404.90207107444246,50.612758884305308,253.06379442152655,25.306379442152654,101.22551776861062,0,50.612758884305308,0,0,25.306379442152654,126.53189721076328,0,6832.7224493812164,0,75.919138326457954,0,253.06379442152655,0,0,0,0,0,0,0,379.5956916322898,0,0,0,0,0,0,0,25.306379442152654,101.22551776861062,0,0,0,0,0,0,0,0,0,0,0,0,0,0,0,0,0,0,0,0,0,0,0,{"$f":"IFERROR($D31*CP31,\"\")","v":0},0,0,0,0]
[4,"SWITCHGEAR","> 33 kv & < = 66 kv ; circuit breaker",144.13017082786484,54.541765113288093,7.385239678797709,2,0,0,0,0,0,0,0,0,0,0,0,0,0,0,0,0,1,0,0,0,0,0,0,0,0,0,0,0,0,0,0,0,0,0,0,0,0,0,0,0,0,0,0,0,0,0,0,0,0,0,0,0,0,0,0,0,0,0,0,0,0,0,0,0,0,0,0,0,0,0,0,0,0,0,0,0,0,0,0,0,0,0,0,0,0,0,0,0,0,0,0,null,0,0,0,0,0,0,0,0,0,0,0,0,0,0,0,0,144.13017082786484,0,0,0,0,0,0,0,0,0,0,0,0,0,0,0,0,0,0,0,0,0,0,0,0,0,0,0,0,0,0,0,0,0,0,0,0,0,0,0,0,0,0,0,0,0,0,0,0,0,0,0,0,0,0,0,0,0,0,0,0,0,0,0,0,0,0,0,0,0,0,0,0,0,0]
[4,"SWITCHGEAR","> 33 kv & < = 66 kv ; switch",36.284966473593933,62.094070739875832,7.8799791078324457,2,0,0,0,0,0,0,0,0,0,0,0,0,0,0,1,0,0,0,0,0,0,0,0,0,0,0,0,0,0,0,0,0,0,0,0,0,0,0,0,0,0,0,0,0,0,0,0,0,0,0,0,0,0,0,0,0,0,0,0,0,0,0,0,0,0,0,0,0,0,0,0,0,0,0,0,0,0,0,0,0,0,0,0,0,0,0,0,0,0,0,0,null,0,0,0,0,0,0,0,0,0,0,0,0,0,0,36.284966473593933,0,0,0,0,0,0,0,0,0,0,0,0,0,0,0,0,0,0,0,0,0,0,0,0,0,0,0,0,0,0,0,0,0,0,0,0,0,0,0,0,0,0,0,0,0,0,0,0,0,0,0,0,0,0,0,0,0,0,0,0,0,0,0,0,0,0,0,0,0,0,0,0,0,0,0,0]
[4,"SWITCHGEAR","> 66 kv & < = 132 kv ; circuit breaker",265.76170783976909,54.541765113288093,7.385239678797709,2,0,0,1,0,0,2,25,22,16,46,23,41,24,21,23,1,2,18,5,2,2,8,0,0,0,0,0,0,0,6,2,0,4,0,3,0,0,5,1,0,0,1,0,0,4,0,0,0,0,4,0,0,0,0,0,0,0,0,0,0,0,0,0,0,0,0,0,0,0,0,0,0,0,0,0,0,0,0,0,0,0,0,0,0,0,0,0,0,0,0,0,null,0,0,265.76170783976909,0,0,531.52341567953818,6644.042695994227,5846.7575724749204,4252.1873254363054,12225.038560629378,6112.5192803146892,10896.230021430532,6378.2809881544581,5580.9958646351506,6112.5192803146892,265.76170783976909,531.52341567953818,4783.7107411158431,1328.8085391988454,531.52341567953818,531.52341567953818,2126.0936627181527,0,0,0,0,0,0,0,1594.5702470386145,531.52341567953818,0,1063.0468313590764,0,797.28512351930726,0,0,1328.8085391988454,265.76170783976909,0,0,265.76170783976909,0,0,1063.0468313590764,0,0,0,0,1063.0468313590764,0,0,0,0,0,0,0,0,0,0,0,0,0,0,0,0,0,0,0,0,0,0,0,0,0,0,0,0,0,0,0,0,0,0,0,0,0,0,0,0,0]
[4,"SWITCHGEAR","> 66 kv & < = 132 kv ; switch",53.172055419688839,42.691590884169536,6.5338802318507136,2,1,3,10,29,111,118,159,38,162,109,64,59,85,35,41,5,80,31,85,247,7,22,4,0,0,0,0,0,0,0,7,14,0,5,3,11,0,0,0,0,0,18,0,0,0,0,0,0,0,0,2,0,0,0,0,0,0,0,0,0,0,0,0,0,0,0,0,0,0,0,0,0,0,0,0,0,0,0,0,0,0,0,0,0,0,0,0,0,0,0,0,null,53.172055419688839,159.51616625906652,531.72055419688843,1541.9896071709763,5902.098151585461,6274.3025395232826,8454.3568117305258,2020.5381059481758,8613.8729779895912,5795.7540407460838,3403.0115468600857,3137.1512697616413,4519.6247106735509,1861.0219396891093,2180.0542722072423,265.86027709844421,4253.7644335751074,1648.333718010354,4519.6247106735509,13133.497688663143,372.20438793782188,1169.7852192331545,212.68822167875535,0,0,0,0,0,0,0,372.20438793782188,744.40877587564376,0,265.86027709844421,159.51616625906652,584.89260961657726,0,0,0,0,0,957.09699755439908,0,0,0,0,0,0,0,0,106.34411083937768,0,0,0,0,0,0,0,0,0,0,0,0,0,0,0,0,0,0,0,0,0,0,0,0,0,0,0,0,0,0,0,0,0,0,0,0,0,0,0,0]
[5,"TRANSFORMERS","ground outdoor / indoor chamber mounted ; ˂ 22 kv ; < = 60 kva ; multiple phase",130.44987424368148,72.260774780986296,8.5006337870176658,2,0,0,0,0,0,0,0,0,0,0,0,0,0,0,0,0,0,0,0,0,0,0,0,0,0,0,0,0,0,0,0,0,0,0,0,0,0,0,0,0,0,0,0,0,0,0,0,0,0,0,0,0,1,0,0,0,0,0,0,0,0,0,0,0,0,0,0,0,0,0,0,0,0,0,0,0,0,0,0,0,0,0,0,0,0,0,0,0,0,0,0,null,0,0,0,0,0,0,0,0,0,0,0,0,0,0,0,0,0,0,0,0,0,0,0,0,0,0,0,0,0,0,0,0,0,0,0,0,0,0,0,0,0,0,0,0,0,0,0,0,0,0,0,0,130.44987424368148,0,0,0,0,0,0,0,0,0,0,0,0,0,0,0,0,0,0,0,0,0,0,0,0,0,0,0,0,0,0,0,0,0,0,0,0,0,0]
[5,"TRANSFORMERS","ground outdoor / indoor chamber mounted ; ˂ 22 kv ; > 60 kva and < = 600 kva ; multiple phase",104.73127436035278,72.260774780986296,8.5006337870176658,2,0,1,7,5,13,4,17,9,12,8,15,10,5,26,7,7,3,8,1,14,6,4,0,2,0,12,6,0,0,5,3,0,33,25,3,8,50,4,36,16,13,8,1,1,0,6,2,1,17,5,19,0,16,29,12,8,12,8,2,5,2,1,1,0,3,0,1,9,7,0,7,7,7,1,2,1,0,0,0,3,0,4,0,2,0,0,0,0,0,0,0,null,{"$f":"IFERROR($D37*H37,\"\")","v":0},104.73127436035278,733.11892052246947,523.65637180176395,1361.5065666845862,418.92509744141114,1780.4316641259973,942.58146924317509,1256.7752923242333,837.85019488282228,1570.9691154052919,1047.3127436035279,523.65637180176395,2723.0131333691725,733.11892052246947,733.11892052246947,314.19382308105833,837.85019488282228,104.73127436035278,1466.2378410449389,628.38764616211665,418.92509744141114,0,209.46254872070557,0,1256.7752923242333,628.38764616211665,0,0,523.65637180176395,{"$f":"IFERROR($D37*AL37,\"\")","v":314.19382308105833},0,3456.132053891642,2618.2818590088195,314.19382308105833,837.85019488282228,5236.5637180176391,418.92509744141114,3770.3258769727004,1675.7003897656446,1361.5065666845862,837.85019488282228,104.73127436035278,104.73127436035278,0,628.38764616211665,{"$f":"IFERROR($D37*BB37,\"\")","v":209.46254872070557},104.73127436035278,1780.4316641259973,523.65637180176395,1989.8942128467029,0,1675.7003897656446,3037.2069564502308,1256.7752923242333,837.85019488282228,1256.7752923242333,837.85019488282228,209.46254872070557,523.65637180176395,209.46254872070557,104.73127436035278,{"$f":"IFERROR($D37*BR37,\"\")","v":104.73127436035278},0,314.19382308105833,0,104.73127436035278,942.58146924317509,733.11892052246947,0,733.11892052246947,733.11892052246947,733.11892052246947,104.73127436035278,209.46254872070557,104.73127436035278,0,0,{"$f":"IFERROR($D37*CH37,\"\")","v":0},314.19382308105833,0,418.92509744141114,0,209.46254872070557,0,0,0,0,0,0,0]
[5,"TRANSFORMERS","ground outdoor / indoor chamber mounted ; ˂ 22 kv ; > 600 kva ; multiple phase",62.007715183826868,59.033871191321985,7.6833502582741851,2,0,11,47,96,78,100,57,59,113,91,126,237,201,188,114,115,69,81,54,90,44,90,11,45,56,54,32,12,24,7,61,26,161,103,90,35,95,29,73,46,47,16,7,8,20,8,0,9,11,0,8,0,3,10,7,6,0,1,5,0,2,1,0,1,1,0,0,0,3,2,0,1,0,0,0,0,1,0,0,0,0,0,0,0,0,0,0,0,0,0,0,null,0,682.08486702209552,2914.362613639863,5952.7406576473795,4836.6017843384952,6200.7715183826867,3534.4397654781314,3658.4551958457851,7006.8718157724361,5642.7020817282446,7812.9721131621855,14695.828498566967,12463.5507519492,11657.450454559452,7068.8795309562629,7130.8872461400897,{"$f":"IFERROR($D38*X38,\"\")","v":4278.532347684054},5022.6249298899766,3348.416619926651,5580.6943665444178,2728.3394680883821,5580.6943665444178,682.08486702209552,2790.3471832722089,3472.4320502943046,3348.416619926651,1984.2468858824598,744.09258220592244,1488.1851644118449,434.05400628678808,3782.4706262134391,1612.2005947794985,9983.2421445961263,6386.7946639341671,5580.6943665444178,2170.2700314339404,5890.7329424635527,1798.2237403309791,4526.5632084193612,2852.3548984560357,2914.362613639863,992.12344294122988,434.05400628678808,496.06172147061494,1240.1543036765374,496.06172147061494,0,558.0694366544418,682.08486702209552,0,496.06172147061494,0,186.02314555148061,620.07715183826872,434.05400628678808,372.04629110296122,0,62.007715183826868,310.03857591913436,0,124.01543036765374,62.007715183826868,0,62.007715183826868,62.007715183826868,0,0,0,186.02314555148061,124.01543036765374,0,62.007715183826868,0,0,0,0,62.007715183826868,0,0,0,0,0,0,0,0,0,0,0,0,0,0]
[5,"TRANSFORMERS","ground outdoor / indoor chamber mounted ; > = 22 kv & < = 33 kv ; < = 15 mva",259.9488943094276,79.712881380568035,8.9282070641628852,2,0,0,0,0,0,0,3,1,2,16,10,2,2,4,8,13,6,14,13,9,4,1,1,2,4,0,1,0,0,4,1,3,0,2,0,1,2,2,2,0,1,0,2,11,2,2,7,2,6,2,1,0,9,4,3,1,2,3,0,2,0,0,1,0,0,0,0,0,0,0,2,0,4,0,0,1,0,0,0,0,0,0,0,0,0,0,0,0,0,0,0,null,0,0,0,0,0,0,779.8466829282828,259.9488943094276,519.8977886188552,4159.1823089508416,2599.4889430942758,519.8977886188552,519.8977886188552,1039.7955772377104,2079.5911544754208,3379.3356260225587,1559.6933658565656,3639.2845203319866,3379.3356260225587,2339.5400487848483,1039.7955772377104,259.9488943094276,259.9488943094276,519.8977886188552,1039.7955772377104,0,259.9488943094276,0,0,1039.7955772377104,259.9488943094276,779.8466829282828,0,519.8977886188552,0,259.9488943094276,519.8977886188552,519.8977886188552,519.8977886188552,0,259.9488943094276,0,519.8977886188552,2859.4378374037037,519.8977886188552,519.8977886188552,1819.6422601659933,519.8977886188552,1559.6933658565656,519.8977886188552,259.9488943094276,0,2339.5400487848483,1039.7955772377104,779.8466829282828,259.9488943094276,519.8977886188552,779.8466829282828,0,519.8977886188552,0,0,259.9488943094276,0,0,0,0,0,0,0,519.8977886188552,0,1039.7955772377104,0,0,259.9488943094276,0,0,0,0,0,0,0,0,0,0,0,0,0,0,0]
[5,"TRANSFORMERS","ground outdoor / indoor chamber mounted ; > = 22 kv & < = 33 kv ; > 15 mva and < = 40 mva",1486.0410436434431,50.025997098163948,7.0729058454191192,2,0,0,4,7,2,4,11,10,15,24,22,14,11,17,35,22,2,4,1,3,5,0,2,0,3,2,0,0,2,0,0,0,0,0,1,4,2,0,0,0,0,1,7,0,0,4,0,0,0,0,0,0,0,0,0,0,0,0,0,0,0,0,0,0,0,0,0,0,0,0,0,0,0,0,0,0,0,0,0,0,0,0,0,0,0,0,0,0,0,0,0,null,0,0,5944.1641745737725,10402.287305504102,2972.0820872868862,5944.1641745737725,16346.451480077874,14860.410436434431,22290.615654651647,35664.985047442635,32692.902960155749,20804.574611008204,16346.451480077874,25262.697741938533,52011.436527520505,32692.902960155749,2972.0820872868862,5944.1641745737725,1486.0410436434431,4458.1231309303294,7430.2052182172156,0,2972.0820872868862,0,4458.1231309303294,2972.0820872868862,0,0,2972.0820872868862,0,0,0,0,0,1486.0410436434431,5944.1641745737725,2972.0820872868862,0,0,0,0,1486.0410436434431,10402.287305504102,0,0,5944.1641745737725,0,0,0,0,0,0,0,0,0,0,0,0,0,0,0,0,0,0,0,0,0,0,0,0,0,0,0,0,0,0,0,0,0,0,0,0,0,0,0,0,0,0,0,0,0]
[5,"TRANSFORMERS","ground outdoor / indoor chamber mounted ; > 132 kv ; < = 100 mva",4667.0755633816716,79.712881380568035,8.9282070641628852,2,0,0,0,0,0,0,0,6,12,8,6,5,6,17,14,5,1,8,4,1,5,2,0,0,2,0,0,0,0,3,0,1,0,3,0,6,3,0,7,1,0,2,2,2,2,0,0,0,2,0,0,0,0,0,0,0,0,0,0,0,0,0,0,0,0,0,0,0,0,0,0,0,0,0,0,0,0,0,0,0,0,0,0,0,0,0,0,0,0,0,0,null,0,0,0,0,0,0,0,28002.45338029003,56004.906760580059,37336.604507053373,28002.45338029003,23335.37781690836,28002.45338029003,79340.284577488419,65339.057887343399,23335.37781690836,4667.0755633816716,37336.604507053373,18668.302253526686,4667.0755633816716,23335.37781690836,9334.1511267633432,0,0,9334.1511267633432,0,0,0,0,14001.226690145015,0,4667.0755633816716,0,14001.226690145015,0,28002.45338029003,14001.226690145015,0,32669.528943671699,4667.0755633816716,0,9334.1511267633432,9334.1511267633432,9334.1511267633432,9334.1511267633432,0,0,0,9334.1511267633432,0,0,0,0,0,0,0,0,0,0,0,0,0,0,0,0,0,0,0,0,0,0,0,0,0,0,0,0,0,0,0,0,0,0,0,0,0,0,0,0,0,0]
[5,"TRANSFORMERS","ground outdoor / indoor chamber mounted ; > 132 kv ; > 100 mva",4667.0755633816716,79.712881380568035,8.9282070641628852,2,0,0,0,0,0,0,0,1,0,0,1,2,0,0,0,1,0,0,0,1,1,0,0,0,0,0,0,0,0,0,0,0,0,0,0,0,0,0,0,0,0,0,0,0,0,0,0,0,0,0,0,0,0,0,0,0,0,0,0,0,0,0,0,0,0,0,0,0,0,0,0,0,0,0,0,0,0,0,0,0,0,0,0,0,0,0,0,0,0,0,0,null,0,0,0,0,0,0,0,4667.0755633816716,0,0,4667.0755633816716,9334.1511267633432,0,0,0,4667.0755633816716,0,0,0,4667.0755633816716,4667.0755633816716,0,0,0,0,0,0,0,0,0,0,0,0,0,0,0,0,0,0,0,0,0,0,0,0,0,0,0,0,0,0,0,0,0,0,0,0,0,0,0,0,0,0,0,0,0,0,0,0,0,0,0,0,0,0,0,0,0,0,0,0,0,0,0,0,0,0,0,0,0,0]
[5,"TRANSFORMERS","ground outdoor / indoor chamber mounted ; > 33 kv & < = 66 kv ; > 15 mva and < = 40 mva",704.3602957778802,55.543692388303583,7.4527640770591672,2,0,0,0,0,0,0,0,0,0,0,0,0,0,0,0,0,1,0,0,0,0,0,0,0,0,0,0,0,0,0,0,0,0,0,0,0,0,0,0,0,0,0,0,0,0,0,0,0,0,0,0,0,0,0,0,0,0,0,0,0,0,0,0,0,0,0,0,0,0,0,0,0,0,0,0,0,0,0,0,0,0,0,0,0,0,0,0,0,0,0,0,null,0,0,0,0,0,0,0,0,0,0,0,0,0,0,0,0,704.3602957778802,0,0,0,0,0,0,0,0,0,0,0,0,0,0,0,0,0,0,0,0,0,0,0,0,0,0,0,0,0,0,0,0,0,0,0,0,0,0,0,0,0,0,0,0,0,0,0,0,0,0,0,0,0,0,0,0,0,0,0,0,0,0,0,0,0,0,0,0,0,0,0,0,0,0]
[5,"TRANSFORMERS","ground outdoor / indoor chamber mounted ; > 33 kv & < = 66 kv ; > 40 mva",2169.0305522237413,40.168979241085836,6.3379002233457289,2,0,0,4,7,2,4,11,10,15,24,22,14,11,17,35,22,2,4,1,3,5,0,2,0,3,2,0,0,2,0,0,0,0,0,1,4,2,0,0,0,0,1,7,0,0,4,0,0,0,0,0,0,0,0,0,0,0,0,0,0,0,0,0,0,0,0,0,0,0,0,0,0,0,0,0,0,0,0,0,0,0,0,0,0,0,0,0,0,0,0,0,null,0,0,8676.1222088949653,15183.213865566189,4338.0611044474826,8676.1222088949653,23859.336074461156,21690.305522237413,32535.458283356122,52056.733253369792,47718.672148922313,30366.427731132379,23859.336074461156,36873.519387803601,75916.069327830948,47718.672148922313,4338.0611044474826,8676.1222088949653,2169.0305522237413,6507.091656671224,10845.152761118707,0,4338.0611044474826,0,6507.091656671224,4338.0611044474826,0,0,4338.0611044474826,0,0,0,0,0,2169.0305522237413,8676.1222088949653,4338.0611044474826,0,0,0,0,2169.0305522237413,15183.213865566189,0,0,8676.1222088949653,0,0,0,0,0,0,0,0,0,0,0,0,0,0,0,0,0,0,0,0,0,0,0,0,0,0,0,0,0,0,0,0,0,0,0,0,0,0,0,0,0,0,0,0,0]
[5,"TRANSFORMERS","ground outdoor / indoor chamber mounted ; > 66 kv & < = 132 kv ; < = 100 mva",530.69188745290887,79.712881380568035,8.9282070641628852,2,0,0,0,0,0,0,0,0,0,0,0,0,0,0,0,0,1,0,0,0,0,0,0,0,0,0,0,0,0,0,0,0,0,0,0,0,0,0,0,0,0,0,0,0,0,0,0,0,0,0,0,0,0,0,0,0,0,0,0,0,0,0,0,0,0,0,0,0,0,0,0,0,0,0,0,0,0,0,0,0,0,0,0,0,0,0,0,0,0,0,0,null,0,0,0,0,0,0,0,0,0,0,0,0,0,0,0,0,530.69188745290887,0,0,0,0,0,0,0,0,0,0,0,0,0,0,0,0,0,0,0,0,0,0,0,0,0,0,0,0,0,0,0,0,0,0,0,0,0,0,0,0,0,0,0,0,0,0,0,0,0,0,0,0,0,0,0,0,0,0,0,0,0,0,0,0,0,0,0,0,0,0,0,0,0,0]
[5,"TRANSFORMERS","kiosk mounted ; < = 22 kv ; > 60 kva and < = 600 kva ; multiple phase",54.459160746624434,49.002773266650671,7.000198087672282,2,22,289,484,491,427,327,197,181,401,546,647,732,592,878,318,408,277,173,161,114,112,195,100,135,114,123,68,85,97,145,14,272,7,150,1,5,155,79,49,92,38,2,7,23,15,8,2,7,7,7,5,1,0,0,0,0,0,0,0,0,0,0,0,0,0,0,0,0,0,0,0,0,0,0,0,0,0,0,0,0,0,0,0,0,0,0,0,0,0,0,0,null,1198.1015364257375,15738.697455774462,26358.233801366227,26739.447926592598,23254.061638808635,17808.145564146191,10728.454667085014,9857.1080951390231,21838.123459396396,29734.701767656941,35235.077003066006,39864.105666529089,32239.823162001667,47815.143135536251,17318.01311742657,22219.337584622768,15085.187526814969,9421.4348091660268,8767.924880206534,6208.3443251151857,6099.4260036219366,10619.536345591765,5445.9160746624439,7351.9867007942985,6208.3443251151857,6698.4767718348057,3703.2229307704615,4629.0286634630766,5282.5385924225702,7896.5783082605431,762.42825045274208,14812.891723081846,381.21412522637104,8168.8741119936649,54.459160746624434,272.29580373312217,8441.1699157267867,4302.2736989833302,2668.4988765845974,5010.2427886894475,2069.4481083717283,108.91832149324887,381.21412522637104,1252.5606971723619,816.88741119936651,435.67328597299547,108.91832149324887,381.21412522637104,381.21412522637104,381.21412522637104,272.29580373312217,54.459160746624434,0,0,0,0,0,0,0,0,0,0,0,0,0,0,0,0,0,0,0,0,0,0,0,0,0,0,0,0,0,0,0,0,0,0,0,0,0,0,0]
[5,"TRANSFORMERS","kiosk mounted ; < = 22 kv ; > 600 kva ; multiple phase",52.762561516676499,44.996184644558582,6.7079195466671022,2,22,162,169,136,191,112,107,85,167,199,257,257,263,350,83,127,74,50,20,27,6,40,25,20,27,9,7,3,0,0,0,0,0,0,0,0,0,0,0,0,0,0,0,0,0,0,0,0,0,0,0,0,0,0,0,0,0,0,0,0,0,0,0,0,0,0,0,0,0,0,0,0,0,0,0,0,0,0,0,0,0,0,0,0,0,0,0,0,0,0,0,null,1160.7763533668831,8547.5349657015922,8916.8728963183275,7175.7083662680034,10077.649249685212,5909.4068898677679,5645.594082284385,4484.8177289175028,8811.3477732849751,10499.749741818623,13559.97830978586,13559.97830978586,13876.553678885919,18466.896530836773,4379.2926058841495,6700.8453126179156,3904.4295522340608,2638.1280758338248,1055.25123033353,1424.5891609502655,316.57536910005899,2110.5024606670599,1319.0640379169124,1055.25123033353,1424.5891609502655,474.86305365008849,369.33793061673549,158.2876845500295,0,0,0,0,0,0,0,0,0,0,0,0,0,0,0,0,0,0,0,0,0,0,0,0,0,0,0,0,0,0,0,0,0,0,0,0,0,0,0,0,0,0,0,0,0,0,0,0,0,0,0,0,0,0,0,0,0,0,0,0,0,0,0]
[5,"TRANSFORMERS","pole mounted ; < = 22 kv ; < = 60 kva ; multiple phase",8.8924308575303677,56.438601101701884,7.5125628850414214,2,8,90,138,121,181,207,206,134,157,191,190,192,125,290,88,169,92,97,84,73,61,79,55,22,122,145,95,116,133,58,237,4,3,268,155,100,115,156,139,78,72,66,32,51,0,36,34,53,83,54,38,17,16,41,41,33,25,28,1,23,25,2,13,2,2,0,0,4,0,5,3,9,1,1,0,4,1,0,2,2,2,0,6,0,3,0,0,0,0,0,0,null,71.139446860242941,800.31877717773307,1227.1554583391908,1075.9841337611745,1609.5299852129965,1840.7331875087862,1831.8407566512558,1191.5857349090693,1396.1116446322678,1698.4542937883002,1689.5618629307698,1707.3467246458306,1111.5538571912959,2578.8049486838067,782.53391546267233,1502.8208149226321,818.10363889279381,862.56579318044567,746.96419203255084,649.14745259971687,542.43828230935242,702.5020377448991,489.08369716417025,195.63347886566808,1084.8765646187048,1289.4024743419034,844.78093146538492,1031.5219794735226,1182.6933040515389,515.7609897367613,2107.5061132346973,35.569723430121471,26.677292572591103,2383.1714698181386,1378.3267829172071,889.24308575303678,1022.6295486159922,1387.2192137747375,1236.0478891967211,693.60960688736873,640.2550217421865,586.90043659700427,284.55778744097177,453.51397373404876,0,320.12751087109325,302.34264915603251,471.2988354491095,738.07176117502047,480.19126630663987,337.91237258615399,151.17132457801625,142.27889372048588,364.58966515874505,364.58966515874505,293.45021829850214,222.3107714382592,248.98806401085028,8.8924308575303677,204.52590972319845,222.3107714382592,17.784861715060735,115.60160114789478,17.784861715060735,17.784861715060735,0,0,35.569723430121471,0,44.462154287651842,26.677292572591103,80.031877717773312,8.8924308575303677,8.8924308575303677,0,35.569723430121471,8.8924308575303677,0,17.784861715060735,17.784861715060735,17.784861715060735,0,53.354585145182206,0,26.677292572591103,0,0,0,0,0,0]
[5,"TRANSFORMERS","pole mounted ; < = 22 kv ; < = 60 kva ; single phase",6.546382408931585,53.67121732698093,7.3260642453489941,2,19,117,172,116,153,134,127,126,121,148,188,158,116,342,67,201,78,131,120,184,119,122,49,52,121,172,101,111,129,114,212,4,2,280,110,84,135,173,101,183,76,175,110,46,11,24,19,23,17,8,7,7,0,9,25,10,4,5,4,0,0,0,0,0,0,0,0,0,0,0,4,0,0,0,0,0,0,0,0,0,0,0,0,0,0,0,0,0,0,0,0,null,124.38126576970012,765.92674184499549,1125.9777743362326,759.38035943606383,1001.5965085665325,877.2152427968324,831.39056593431133,824.84418352537966,792.1122714807218,968.86459652187455,1230.7198928791379,1034.3284206111905,759.38035943606383,2238.8627838546022,438.6076213984162,1315.8228641952485,510.61782789666364,857.57609557003764,785.56588907179025,1204.5343632434117,779.01950666285859,798.65865388965335,320.77273803764768,340.41188526444239,792.1122714807218,1125.9777743362326,661.18462330209013,726.64844739140597,844.48333075217442,746.28759461820073,1387.833070693496,26.18552963572634,13.09276481786317,1832.9870745008438,720.1020649824743,549.89612235025311,883.76162520576395,1132.5241567451642,661.18462330209013,1197.9879808344801,497.52506307880049,1145.6169215630273,720.1020649824743,301.13359081085292,72.010206498247442,157.11317781435804,124.38126576970012,150.56679540542646,111.28850095183694,52.37105927145268,45.824676862521095,45.824676862521095,0,58.917441680384265,163.65956022328962,65.46382408931585,26.18552963572634,32.731912044657925,26.18552963572634,0,0,0,0,0,0,0,0,0,0,0,26.18552963572634,0,0,0,0,0,0,0,0,0,0,0,0,0,0,0,0,0,0,0,0]
[5,"TRANSFORMERS","pole mounted ; < = 22 kv ; > 60 kva and < = 600 kva ; multiple phase",18.803940963240905,56.238777880006779,7.4992518213490325,2,60,716,907,807,886,874,723,793,938,1014,1234,1322,1050,1642,689,1444,526,479,703,470,488,413,222,184,414,450,166,217,275,132,402,47,36,309,193,274,179,214,218,114,102,59,21,56,12,90,39,34,49,45,14,6,22,16,14,13,15,4,5,5,2,4,0,0,0,1,0,1,0,6,2,0,1,3,0,1,2,2,0,0,1,0,0,3,0,1,0,0,0,0,0,null,1128.2364577944543,13463.621729680488,17055.1744536595,15174.78035733541,16660.291693431442,16434.644401872552,13595.249316423175,14911.525183850037,17638.09662351997,19067.196136726277,23204.063148639278,24858.809953404478,19744.138011402949,30876.071061641567,12955.915323672984,27152.890750919865,9890.8729466647164,9007.0877213923941,13219.170497158357,8837.8522527232253,9176.323190061561,7766.027617818494,4174.4748938394805,3459.9251372363265,7784.8315587817342,8461.7734334584075,3121.4541998979903,4080.4551890232765,5171.0837648912484,2482.1202071477992,7559.184267222844,883.78522527232258,676.94187467667257,5810.4177576414395,3629.1606059054948,5152.2798239280082,3365.905432420122,4024.0433661335537,4099.2591299865171,2143.649269809463,1918.0019782505724,1109.4325168312134,394.882760228059,1053.0206939414907,225.64729155889086,1692.3546866916813,733.35369756639534,639.33399275019076,921.39310719880427,846.17734334584065,263.25517348537267,112.82364577944543,413.6867011912999,300.86305541185448,263.25517348537267,244.45123252213176,282.05911444861357,75.215763852963619,94.019704816204523,94.019704816204523,37.607881926481809,75.215763852963619,0,0,0,18.803940963240905,0,18.803940963240905,0,112.82364577944543,37.607881926481809,0,18.803940963240905,56.411822889722714,0,18.803940963240905,37.607881926481809,37.607881926481809,0,0,18.803940963240905,0,0,56.411822889722714,0,18.803940963240905,0,0,0,0,0]
[5,"TRANSFORMERS","pole mounted ; < = 22 kv ; > 60 kva and < = 600 kva ; single phase",14.007068443531248,56.265055027206813,7.5010036013327452,2,0,0,0,1,0,0,0,4,1,3,1,0,0,0,0,0,0,0,0,0,0,0,0,0,0,0,0,0,0,1,0,0,0,0,0,0,0,0,0,0,0,0,0,0,0,0,0,0,0,0,0,0,0,0,0,0,0,0,0,0,0,0,0,0,0,0,0,0,0,0,0,0,0,0,0,0,0,0,0,0,0,0,0,0,0,0,0,0,0,0,0,null,0,0,0,14.007068443531248,0,0,0,56.02827377412499,14.007068443531248,42.021205330593745,14.007068443531248,0,0,0,0,0,0,0,0,0,0,0,0,0,0,0,0,0,0,14.007068443531248,0,0,0,0,0,0,0,0,0,0,0,0,0,0,0,0,0,0,0,0,0,0,0,0,0,0,0,0,0,0,0,0,0,0,0,0,0,0,0,0,0,0,0,0,0,0,0,0,0,0,0,0,0,0,0,0,0,0,0,0,0]
[5,"TRANSFORMERS","pole mounted ; < = 22 kv ; > 600 kva ; multiple phase",18.803940963240905,49.838621071303649,7.0596473758470148,2,1,18,12,5,12,8.5,9,29,18,15,15,26,22,15,6,9,0,2,1,10,4,3,2,1,1,0,0,0,0,0,1,1,0,0,0,0,0,0,0,0,0,0,0,0,0,0,0,0,0,0,0,0,0,0,0,0,0,0,0,0,0,0,0,0,0,0,0,0,0,0,0,0,0,0,0,0,0,0,0,0,0,0,0,0,0,0,0,0,0,0,0,null,18.803940963240905,338.47093733833628,225.64729155889086,94.019704816204523,225.64729155889086,159.83349818754769,169.23546866916814,545.31428793398618,338.47093733833628,282.05911444861357,282.05911444861357,488.90246504426352,413.6867011912999,282.05911444861357,112.82364577944543,{"$f":"IFERROR($D52*W52,\"\")","v":169.23546866916814},0,37.607881926481809,18.803940963240905,188.03940963240905,75.215763852963619,56.411822889722714,37.607881926481809,18.803940963240905,18.803940963240905,0,0,0,0,0,18.803940963240905,18.803940963240905,0,0,0,0,0,0,0,0,0,0,0,0,0,0,0,0,0,0,0,0,0,0,0,0,0,0,0,0,0,0,0,0,0,0,0,0,0,0,0,0,0,0,0,0,0,0,0,0,0,0,0,0,0,0,0,0,0,0,0]
[6,"UNDERGROUND CABLES","˂ = 1 kv",205.91220043090993,62.030581166293956,7.8759495406137514,2,213,335,387,403,332,212,188,255,305,281,402,482,509,470,576,489,329,55,33,25,111,218,329,437,407,586,615,484,555,476,374,446,152,57,170,51,51,14,57,152,11,202,8,45,0,12,146,2,12,0,2,0,0,0,0,0,0,0,0,0,0,0,0,0,0,0,0,0,0,0,0,0,0,0,0,0,0,0,0,0,0,0,0,0,0,0,0,0,0,0,0,null,{"$f":"IFERROR($D53*H53,\"\")","v":43859.298691783813},68980.587144354824,79688.021566762138,82982.6167736567,68362.850543062101,43653.386491352903,38711.493681011067,52507.611109882033,62803.221131427526,57861.32832108569,82776.704573225798,99249.680607698581,104809.31001933316,96778.734202527674,118605.42744820412,100691.06601071496,67745.113941769363,11325.171023700046,6795.102614220028,5147.8050107727486,22856.254247831002,44888.859693938364,67745.113941769363,89983.631588307646,83806.265575380341,120664.54945251322,126636.00326500961,99661.505008560402,114281.27123915502,98014.207405113135,77011.162961160313,91836.84139218583,31298.654465498308,11736.995424561866,35005.074073254691,10501.522221976407,10501.522221976407,2882.7708060327391,11736.995424561866,31298.654465498308,2265.034204740009,41594.264487043809,1647.2976034472795,{"$f":"IFERROR($D53*AY53,\"\")","v":9266.0490193909463},0,2470.9464051709192,30063.181262912851,411.82440086181987,2470.9464051709192,0,411.82440086181987,0,0,0,0,0,0,0,0,{"$f":"IFERROR($D53*BO53,\"\")","v":0},0,0,0,0,0,0,0,0,0,0,0,0,0,0,0,{"$f":"IFERROR($D53*CE53,\"\")","v":0},0,0,0,0,0,0,0,0,0,0,0,0,0,0,0]
[6,"UNDERGROUND CABLES","> 1 kv & < = 11 kv",424.26397959070516,68.941686751934498,8.3031130759453404,2,20,87,146,137,115,118,117,133,165,233,266,316,384,435,340,234,165,100,94,84,74,96,181,62,64,69,81,89,141,108,180,178,170,84,74,103,176,60,66,75,88,77,66,40,40,4,40,53,8,1,0,0,5,0,1,1,0,0,0,0,0,0,1,0,2,0,0,0,0,0,0,0,0,0,0,0,0,0,0,0,0,0,0,0,0,0,0,0,0,0,0,null,8485.2795918141037,36910.966224391348,61942.541020242956,58124.165203926605,48790.357652931096,50063.149591703208,49638.885612112506,56427.109285563783,70003.556632466352,98853.507244634297,112854.21857112757,134067.41755066282,162917.36816283077,184554.83112195675,144249.75306083975,99277.771224225013,70003.556632466352,42426.397959070513,39880.814081526289,35638.174285619236,31395.534489712183,40729.342040707692,76791.780305917637,26304.36673462372,27152.89469380513,29274.214591758657,34365.382346847116,37759.494183572759,59821.221122289426,45820.509795796155,76367.516326326935,75518.988367145517,{"$f":"IFERROR($D54*AN54,\"\")","v":72124.876530419875},35638.174285619236,31395.534489712183,43699.189897842632,74670.460407964114,25455.838775442309,28001.422652986541,31819.798469302888,37335.230203982057,32668.326428484299,28001.422652986541,16970.559183628207,16970.559183628207,1697.0559183628206,16970.559183628207,22485.990918307372,3394.1118367256413,424.26397959070516,0,0,2121.3198979535259,0,424.26397959070516,424.26397959070516,0,0,0,0,0,0,424.26397959070516,0,848.52795918141032,0,0,0,0,0,0,0,0,0,0,0,0,0,0,0,0,0,0,0,0,0,0,0,0,0,0]
[6,"UNDERGROUND CABLES","> 22 kv & < = 33 kv",523.25988410849743,59.235372248425456,7.696451925947791,2,0,0,1,4,1,17,8,12,37,16,37,21,63,54,58,7,41,47,42,47,0,17,1,0,0,5,0,0,12,14,0,0,5,3,5,0,0,0,0,0,0,47,0,0,12,0,48,8,64,13,7,11,19,0,0,11,0,0,0,0,8,0,0,0,0,6,0,0,0,0,0,0,0,0,0,0,0,0,0,0,0,0,0,0,0,0,0,0,0,0,0,null,0,0,523.25988410849743,2093.0395364339897,523.25988410849743,8895.4180298444571,4186.0790728679794,6279.1186093019696,19360.615712014405,8372.1581457359589,19360.615712014405,10988.457566278446,32965.372698835337,28256.033741858861,30349.07327829285,3662.8191887594821,21453.655248448395,24593.21455309938,21976.915132556893,24593.21455309938,0,8895.4180298444571,523.25988410849743,0,0,2616.299420542487,0,0,6279.1186093019696,7325.6383775189643,0,{"$f":"IFERROR($D55*AM55,\"\")","v":0},2616.299420542487,1569.7796523254924,2616.299420542487,0,0,0,0,0,0,24593.21455309938,0,0,6279.1186093019696,0,25116.474437207879,4186.0790728679794,33488.632582943836,6802.3784934104669,3662.8191887594821,5755.8587251934714,9941.9377980614518,0,0,5755.8587251934714,0,0,0,0,4186.0790728679794,0,0,0,0,3139.5593046509848,0,0,0,0,0,0,0,0,0,0,0,0,0,0,0,0,0,0,0,0,0,0,0,0,0]
[6,"UNDERGROUND CABLES","> 66 kv & < = 132 kv",1003.1338811078523,59.235372248425456,7.696451925947791,2,0,0,0,0,9,0,0,6,3,15,6,9,31,12,4,2,0,26,3,31,6,0,0,0,0,0,0,0,0,0,0,0,0,0,0,0,0,0,0,0,0,0,0,0,0,0,0,0,0,0,0,0,0,0,0,0,0,0,0,0,0,0,0,0,0,0,0,0,0,0,0,0,0,0,0,0,0,0,0,0,0,0,0,0,0,0,0,0,0,0,0,null,0,0,0,0,9028.2049299706705,0,0,6018.803286647114,3009.401643323557,15047.008216617784,6018.803286647114,9028.2049299706705,31097.15031434342,12037.606573294228,4012.5355244314092,2006.2677622157046,0,26081.480908804158,3009.401643323557,31097.15031434342,6018.803286647114,0,0,0,0,0,0,0,0,0,0,0,0,0,0,0,0,0,0,0,0,0,0,0,0,0,0,0,0,0,0,0,0,0,0,0,0,0,0,0,0,0,0,0,0,0,0,0,0,0,0,0,0,0,0,0,0,0,0,0,0,0,0,0,0,0,0,0,0,0,0]
["","","","","","","","","","","","","","","","","","","","","","","","","","","","","","","","","","","","","","","","","","","","","","","","","","","","","","","","","","","","","","","","","","","","","","","","","","","","","","","","","","","","","","","","","","","","","","","","","","",null,"","","","","","","","","","","","","","","","","","","","","","","","","","","","","","","","","","","","","","","","","","","","","","","","","","","","","","","","","","","","","","","","","","","","","","","","","","","","","","","","","","","","","","","","","","",""]
["","","","","","","","","","","","","","","","","","","","","","","","","","","","","","","","","","","","","","","","","","","","","","","","","","","","","","","","","","","","","","","","","","","","","","","","","","","","","","","","","","","","","","","","","","","","","","","","","","",null,"","","","","","","","","","","","","","","","","","","","","","","","","","","","","","","","","","","","","","","","","","","","","","","","","","","","","","","","","","","","","","","","","","","","","","","","","","","","","","","","","","","","","","","","","","",""]
["","","","","","","","","","","","","","","","","","","","","","","","","","","","","","","","","","","","","","","","","","","","","","","","","","","","","","","","","","","","","","","","","","","","","","","","","","","","","","","","","","","","","","","","","","","","","","","","","","",null,"","","","","","","","","","","","","","","","","","","","","","","","","","","","","","","","","","","","","","","","","","","","","","","","","","","","","","","","","","","","","","","","","","","","","","","","","","","","","","","","","","","","","","","","","","",""]
["","","","","","","","","","","","","","","","","","","","","","","","","","","","","","","","","","","","","","","","","","","","","","","","","","","","","","","","","","","","","","","","","","","","","","","","","","","","","","","","","","","","","","","","","","","","","","","","","","",null,"","","","","","","","","","","","","","","","","","","","","","","","","","","","","","","","","","","","","","","","","","","","","","","","","","","","","","","","","","","","","","","","","","","","","","","","","","","","","","","","","","","","","","","","","","",""]
["","","","","","","","","","","","","","","","","","","","","","","","","","","","","","","","","","","","","","","","","","","","","","","","","","","","","","","","","","","","","","","","","","","","","","","","","","","","","","","","","","","","","","","","","","","","","","","","","","",null,"","","","","","","","","","","","","","","","","","","","","","","","","","","","","","","","","","","","","","","","","","","","","","","","","","","","","","","","","","","","","","","","","","","","","","","","","","","","","","","","","","","","","","","","","","",""]
["","","","","","","","","","","","","","","","","","","","","","","","","","","","","","","","","","","","","","","","","","","","","","","","","","","","","","","","","","","","","","","","","","","","","","","","","","","","","","","","","","","","","","","","","","","","","","","","","","",null,"","","","","","","","","","","","","","","","","","","","","","","","","","","","","","","","","","","","","","","","","","","","","","","","","","","","","","","","","","","","","","","","","","","","","","","","","","","","","","","","","","","","","","","","","","",""]
["","","","","","","","","","","","","","","","","","","","","","","","","","","","","","","","","","","","","","","","","","","","","","","","","","","","","","","","","","","","","","","","","","","","","","","","","","","","","","","","","","","","","","","","","","","","","","","","","","",null,"","","","","","","","","","","","","","","","","","","","","","","","","","","","","","","","","","","","","","","","","","","","","","","","","","","","","","","","","","","","","","","","","","","","","","","","","","","","","","","","","","","","","","","","","","",""]
["","","","","","","","","","","","","","","","","","","","","","","","","","","","","","","","","","","","","","","","","","","","","","","","","","","","","","","","","","","","","","","","","","","","","","","","","","","","","","","","","","","","","","","","","","","","","","","","","","",null,"","","","","","","","","","","","","","","","","","","","","","","","","","","","","","","","","","","","","","","","","","","","","","","","","","","","","","","","","","","","","","","","","","","","","","","","","","","","","","","","","","","","","","","","","","",""]
["","","","","","","","","","","","","","","","","","","","","","","","","","","","","","","","","","","","","","","","","","","","","","","","","","","","","","","","","","","","","","","","","","","","","","","","","","","","","","","","","","","","","","","","","","","","","","","","","","",null,"","","","","","","","","","","","","","","","","","","","","","","","","","","","","","","","","","","","","","","","","","","","","","","","","","","","","","","","","","","","","","","","","","","","","","","","","","","","","","","","","","","","","","","","","","",""]
["","","","","","","","","","","","","","","","","","","","","","","","","","","","","","","","","","","","","","","","","","","","","","","","","","","","","","","","","","","","","","","","","","","","","","","","","","","","","","","","","","","","","","","","","","","","","","","","","","",null,{"$f":"IFERROR($D66*H66,\"\")","v":""},"","","","","","","","","","","","","","","",{"$f":"IFERROR($D66*X66,\"\")","v":""},"","","","","","","","","","","","","","","",{"$f":"IFERROR($D66*AN66,\"\")","v":""},"","","","","","","","","","","","","","","",{"$f":"IFERROR($D66*BD66,\"\")","v":""},"","","","","","","","","","","","","","","",{"$f":"IFERROR($D66*BT66,\"\")","v":""},"","","","","","","","","","","","","",{"$f":"IFERROR($D66*CH66,\"\")","v":""},{"$f":"IFERROR($D66*CI66,\"\")","v":""},"","","","","","","","","","",""]
["","","","","","","","","","","","","","","","","","","","","","","","","","","","","","","","","","","","","","","","","","","","","","","","","","","","","","","","","","","","","","","","","","","","","","","","","","","","","","","","","","","","","","","","","","","","","","","","","","",null,"","","","","","","","","","","","","","","","","","","","","","","","","","","","","","","","","","","","","","","","","","","","","","","","","","","","","","","","","","","","","","","","","","","","","","","","","","","","","","","","","","","","","","","","","","",""]
["","","","","","","","","","","","","","","","","","","","","","","","","","","","","","","","","","","","","","","","","","","","","","","","","","","","","","","","","","","","","","","","","","","","","","","","","","","","","","","","","","","","","","","","","","","","","","","","","","",null,"","","","","","","","","","","","","","","","","","","","","","","","","","","","","","","","","","","","","","","","","","","","","","","","","","","","","","","","","","","","","","","","","","","","","","","","","","","","","","","","","","","","","","","","","","",""]
["","","","","","","","","","","","","","","","","","","","","","","","","","","","","","","","","","","","","","","","","","","","","","","","","","","","","","","","","","","","","","","","","","","","","","","","","","","","","","","","","","","","","","","","","","","","","","","","","","",null,"","","","","","","","","","","","","","","","","","","","","","","","","","","","","","","","","","","","","","","","","","","","","","","","","","","","","","","","","","","","","","","","","","","","","","","","","","","","","","","","","","","","","","","","","","",""]
["","","","","","","","","","","","","","","","","","","","","","","","","","","","","","","","","","","","","","","","","","","","","","","","","","","","","","","","","","","","","","","","","","","","","","","","","","","","","","","","","","","","","","","","","","","","","","","","","","",null,"","","","","","","","","","","","","","","","","","","","","","","","","","","","","","","","","","","","","","","","","","","","","","","","","","","","","","","","","","","","","","","","","","","","","","","","","","","","","","","","","","","","","","","","","","",""]
["","","","","","","","","","","","","","","","","","","","","","","","","","","","","","","","","","","","","","","","","","","","","","","","","","","","","","","","","","","","","","","","","","","","","","","","","","","","","","","","","","","","","","","","","","","","","","","","","","",null,"","","","","","","","","","","","","","","","","","","","","","","","","","","","","","","","","","","","","","","","","","","","","","","","","","","","","","","","","","","","","","","","","","","","","","","","","","","","","","","","","","","","","","","","","","",""]
["","","","","","","","","","","","","","","","","","","","","","","","","","","","","","","","","","","","","","","","","","","","","","","","","","","","","","","","","","","","","","","","","","","","","","","","","","","","","","","","","","","","","","","","","","","","","","","","","","",null,"","","","","","","","","","","","","","","","","","","","","","","","","","","","","","","","","","","","","","","","","","","","","","","","","","","","","","","","","","","","","","","","","","","","","","","","","","","","","","","","","","","","","","","","","","",""]
["","","","","","","","","","","","","","","","","","","","","","","","","","","","","","","","","","","","","","","","","","","","","","","","","","","","","","","","","","","","","","","","","","","","","","","","","","","","","","","","","","","","","","","","","","","","","","","","","","",null,"","","","","","","","","","","","","","","","","","","","","","","","","","","","","","","","","","","","","","","","","","","","","","","","","","","","","","","","","","","","","","","","","","","","","","","","","","","","","","","","","","","","","","","","","","",""]
["","","","","","","","","","","","","","","","","","","","","","","","","","","","","","","","","","","","","","","","","","","","","","","","","","","","","","","","","","","","","","","","","","","","","","","","","","","","","","","","","","","","","","","","","","","","","","","","","","",null,"","","","","","","","","","","","","","","","","","","","","","","","","","","","","","","","","","","","","","","","","","","","","","","","","","","","","","","","","","","","","","","","","","","","","","","","","","","","","","","","","","","","","","","","","","",""]
["","","","","","","","","","","","","","","","","","","","","","","","","","","","","","","","","","","","","","","","","","","","","","","","","","","","","","","","","","","","","","","","","","","","","","","","","","","","","","","","","","","","","","","","","","","","","","","","","","",null,"","","","","","","","","","","","","","","","","","","","","","","","","","","","","","","","","","","","","","","","","","","","","","","","","","","","","","","","","","","","","","","","","","","","","","","","","","","","","","","","","","","","","","","","","","",""]
["","","","","","","","","","","","","","","","","","","","","","","","","","","","","","","","","","","","","","","","","","","","","","","","","","","","","","","","","","","","","","","","","","","","","","","","","","","","","","","","","","","","","","","","","","","","","","","","","","",null,"","","","","","","","","","","","","","","","","","","","","","","","","","","","","","","","","","","","","","","","","","","","","","","","","","","","","","","","","","","","","","","","","","","","","","","","","","","","","","","","","","","","","","","","","","",""]
["","","","","","","","","","","","","","","","","","","","","","","","","","","","","","","","","","","","","","","","","","","","","","","","","","","","","","","","","","","","","","","","","","","","","","","","","","","","","","","","","","","","","","","","","","","","","","","","","","",null,"","","","","","","","","","","","","","","","","","","","","","","","","","","","","","","","","","","","","","","","","","","","","","","","","","","","","","","","","","","","","","","","","","","","","","","","","","","","","","","","","","","","","","","","","","",""]
["","","","","","","","","","","","","","","","","","","","","","","","","","","","","","","","","","","","","","","","","","","","","","","","","","","","","","","","","","","","","","","","","","","","","","","","","","","","","","","","","","","","","","","","","","","","","","","","","","",null,"","","","","","","","","","","","","","","","","","","","","","","","","","","","","","","","","","","","","","","","","","","","","","","","","","","","","","","","","","","","","","","","","","","","","","","","","","","","","","","","","","","","","","","","","","",""]
["","","","","","","","","","","","","","","","","","","","","","","","","","","","","","","","","","","","","","","","","","","","","","","","","","","","","","","","","","","","","","","","","","","","","","","","","","","","","","","","","","","","","","","","","","","","","","","","","","",null,"","","","","","","","","","","","","","","","","","","","","","","","","","","","","","","","","","","","","","","","","","","","","","","","","","","","","","","","","","","","","","","","","","","","","","","","","","","","","","","","","","","","","","","","","","",""]
["","","","","","","","","","","","","","","","","","","","","","","","","","","","","","","","","","","","","","","","","","","","","","","","","","","","","","","","","","","","","","","","","","","","","","","","","","","","","","","","","","","","","","","","","","","","","","","","","","",null,"","","","","","","","","","","","","","","","","","","","","","","","","","","","","","","","","","","","","","","","","","","","","","","","","","","","","","","","","","","","","","","","","","","","","","","","","","","","","","","","","","","","","","","","","","",""]
["","","","","","","","","","","","","","","","","","","","","","","","","","","","","","","","","","","","","","","","","","","","","","","","","","","","","","","","","","","","","","","","","","","","","","","","","","","","","","","","","","","","","","","","","","","","","","","","","","",null,"","","","","","","","","","","","","","","",{"$f":"IFERROR($D81*W81,\"\")","v":""},"","","","","","","","","","","","","","","","","","","","","","","","","","","","","","","",{"$f":"IFERROR($D81*BC81,\"\")","v":""},"","","","","","","","","","","","","","","","","","","","","","","","","","","","","","","","","","","","","","","","","","",""]
["","","","","","","","","","","","","","","","","","","","","","","","","","","","","","","","","","","","","","","","","","","","","","","","","","","","","","","","","","","","","","","","","","","","","","","","","","","","","","","","","","","","","","","","","","","","","","","","","","",null,{"$f":"IFERROR($D82*H82,\"\")","v":""},"","","","","","","","","","","","","","","","","","","","","","","","","","","","","","","",{"$f":"IFERROR($D82*AN82,\"\")","v":""},"","","","","","","","","","","","","","","","","","","","","","","","","","","","","","","","","","","","","","","","","","","","","","","","","","","","","","","","","",""]
["","","","","","","","","","","","","","","","","","","","","","","","","","","","","","","","","","","","","","","","","","","","","","","","","","","","","","","","","","","","","","","","","","","","","","","","","","","","","","","","","","","","","","","","","","","","","","","","","","",null,"","","","","","","","","","","","","","","","","","","","","","","","","","","","","","","","","","","","","","","","","","","","","","","","","","","","","","","","","","","","","","","","","","","","","","","","","","","","","","","","","","","","","","","","","","",""]
["","","","","","","","","","","","","","","","","","","","","","","","","","","","","","","","","","","","","","","","","","","","","","","","","","","","","","","","","","","","","","","","","","","","","","","","","","","","","","","","","","","","","","","","","","","","","","","","","","",null,"","","","","","","","","","","","","","","","","","","","","","","","","","","","","","","","","","","","","","","","","","","","","","","","","","","","","","","","","","","",{"$f":"IFERROR($D84*BO84,\"\")","v":""},"","","","","","","","","","","","","","","","","","","","","","","","","","","","","","",""]
["","","","","","","","","","","","","","","","","","","","","","","","","","","","","","","","","","","","","","","","","","","","","","","","","","","","","","","","","","","","","","","","","","","","","","","","","","","","","","","","","","","","","","","","","","","","","","","","","","",null,"","","","","","","","","","","","","","","","","","","","","","","","","","","","","","","","","","","","","","","","","","","","","","","","","","","","","","","","","","","","","","","","","","","","","","","","","","","",{"$f":"IFERROR($D85*CE85,\"\")","v":""},"","","","","","","","","","","","","","",""]
["","","","","","","","","","","","","","","","","","","","","","","","","","","","","","","","","","","","","","","","","","","","","","","","","","","","","","","","","","","","","","","","","","","","","","","","","","","","","","","","","","","","","","","","","","","","","","","","","","",null,{"$f":"IFERROR($D86*H86,\"\")","v":""},{"$f":"IFERROR($D86*I86,\"\")","v":""},"","","","","","","","","","","","","","",{"$f":"IFERROR($D86*X86,\"\")","v":""},"","","","","","","","","",{"$f":"IFERROR($D86*AH86,\"\")","v":""},"","","","","","","","","","","","","","","","","","","","",{"$f":"IFERROR($D86*BC86,\"\")","v":""},{"$f":"IFERROR($D86*BD86,\"\")","v":""},"","","","","","","","","","","","","","","",{"$f":"IFERROR($D86*BT86,\"\")","v":""},"",{"$f":"IFERROR($D86*BV86,\"\")","v":""},"","","","",{"$f":"IFERROR($D86*CA86,\"\")","v":""},"","","","","","","","","","","","",{"$f":"IFERROR($D86*CN86,\"\")","v":""},"","","","","",""]
["","","","","","","","","","","","","","","","","","","","","","","","","","","","","","","","","","","","","","","","","","","","","","","","","","","","","","","","","","","","","","","","","","","","","","","","","","","","","","","","","","","","","","","","","","","","","","","","","","",null,{"$f":"IFERROR($D87*H87,\"\")","v":""},"","","","","","","","","","","","","","","","","","","","","","","","","","","","","","","","","","","","","","","","","","","","","","","","","","","","","","","","","","","","","","","","","","","","","","","","","","","","","","","","","","","","","","","","","",""]
["","","","","","","","","","","","","","","","","","","","","","","","","","","","","","","","","","","","","","","","","","","","","","","","","","","","","","","","","","","","","","","","","","","","","","","","","","","","","","","","","","","","","","","","","","","","","","","","","","",null,"","","","","","","","","","","","","","","","","","","","","","","","","","","","","","","","","","","","","","","","","","","","","","","","","","","","","","","","","","","","","","","","","","","","","","","","","","","","","","","","","","","","","","","","","","",""]
["","","","","","","","","","","","","","","","","","","","","","","","","","","","","","","","","","","","","","","","","","","","","","","","","","","","","","","","","","","","","","","","","","","","","","","","","","","","","","","","","","","","","","","","","","","","","","","","","","",null,"","","","","","","","","","","","","","","","","","","","","","","","","","","","","","","","","","","","","","","","","","",{"$f":"IFERROR($D89*AX89,\"\")","v":""},"","","","","","","","","","","","","","","","","","","","","","","","","","","","","","","","","","","","","","","","","","","","","","","",""]
["","","","","","","","","","","","","","","","","","","","","","","","","","","","","","","","","","","","","","","","","","","","","","","","","","","","","","","","","","","","","","","","","","","","","","","","","","","","","","","","","","","","","","","","","","","","","","","","","","",null,"","","","","","","","","","","","","","","","","","","","","","","","","","","","","","","","","","","","","","","","","","","","","","","","","","","","","","","","","","","","","","","","","","","","","","","","","","","","","","","","","","","","","","","","","","",""]
["","","","","","","","","","","","","","","","","","","","","","","","","","","","","","","","","","","","","","","","","","","","","","","","","","","","","","","","","","","","","","","","","","","","","","","","","","","","","","","","","","","","","","","","","","","","","","","","","","",null,"","","","","","","","","","","","","","","","","","","","","","","","","","","","","","","","","","","","","","","","","","","","","","","","","","","","","","","","","","","","","","","","","","","","","","","","","","","","","","","","","","","","","","","","","","",""]
["","","","","","","","","","","","","","","","","","","","","","","","","","","","","","","","","","","","","","","","","","","","","","","","","","","","","","","","","","","","","","","","","","","","","","","","","","","","","","","","","","","","","","","","","","","","","","","","","","",null,"","","","","","","","","","","","","","","","","","","","","","","","","","","","","","","","","","","","","","","","","","","","","","","","","","","","","","","","","","","","","","","","","","","","","","","","","","","","","","","","","","","","","","","","","","",""]
["","","","","","","","","","","","","","","","","","","","","","","","","","","","","","","","","","","","","","","","","","","","","","","","","","","","","","","","","","","","","","","","","","","","","","","","","","","","","","","","","","","","","","","","","","","","","","","","","","",null,"","","","","","","","","","","","","","","","","","","","","","","","","","","","","","","","","","","","","","","","","","","","","","","","","","","","","","","","","","","","","","","","","","","","","","","","","","","","","","","","","","","","","","","","","","",""]
["","","","","","","","","","","","","","","","","","","","","","","","","","","","","","","","","","","","","","","","","","","","","","","","","","","","","","","","","","","","","","","","","","","","","","","","","","","","","","","","","","","","","","","","","","","","","","","","","","",null,"","","","","","","","","","","","","","","","","","","","","","","","","","","","","","","","","","","","","","","","","","","","","","","","","","","","","","","","","","","","","","","",{"$f":"IFERROR($D94*BS94,\"\")","v":""},"","","","","","","","","","","","","","","","","","","","","","","","","","",""]
["","","","","","","","","","","","","","","","","","","","","","","","","","","","","","","","","","","","","","","","","","","","","","","","","","","","","","","","","","","","","","","","","","","","","","","","","","","","","","","","","","","","","","","","","","","","","","","","","","",null,"","","","","","","","","","","","","","","","","","","","","","","","","","","","","","","","","","","","","","","","","","","","","","","","","","","","","","","","","","","","","","","","","","","","","","","","","","","","","","","","","","","","","","","","","","",""]
["","","","","","","","","","","","","","","","","","","","","","","","","","","","","","","","","","","","","","","","","","","","","","","","","","","","","","","","","","","","","","","","","","","","","","","","","","","","","","","","","","","","","","","","","","","","","","","","","","",null,"","","","","","","","","","","","","","","","","","","","","","","","","","","","","","","","","","","","","","","","","","","","","","","","","","","","","","","","","","","","","","","","","","","","","","","","","","","","","","","","","","","","","","","","","","",""]
["","","","","","","","","","","","","","","","","","","","","","","","","","","","","","","","","","","","","","","","","","","","","","","","","","","","","","","","","","","","","","","","","","","","","","","","","","","","","","","","","","","","","","","","","","","","","","","","","","",null,"","","","","","","","","","","","","","","","","","","","","",{"$f":"IFERROR($D97*AC97,\"\")","v":""},"","","","","","","","","","","","","","","","","","","","","","","","","","","","","","","","","","","","","","","","","","","","","","","","","","","","","","","","","","","","","","","","","","","","",""]
["","","","","","","","","","","","","","","","","","","","","","","","","","","","","","","","","","","","","","","","","","","","","","","","","","","","","","","","","","","","","","","","","","","","","","","","","","","","","","","","","","","","","","","","","","","","","","","","","","",null,"","","","","","","","","","","","","","","","","",{"$f":"IFERROR($D98*Y98,\"\")","v":""},"","","","","","","","","","","","","","","","","","","","","","","","","","","","","","","","","","","","","","","","","","","","","","","","","","","","","","","","","","","","","","","","","","","","","","","","",""]
["","","","","","","","","","","","","","","","","","","","","","","","","","","","","","","","","","","","","","","","","","","","","","","","","","","","","","","","","","","","","","","","","","","","","","","","","","","","","","","","","","","","","","","","","","","","","","","","","","",null,"","","","","","","","","","","","","","","","","","","","","","","","","","","","","","","","","","","","","","","","","","","","","","","","","","","","","","","","","","","","","","","","","","","","","","","","","","","","","","","","","","","","","","","","","","",""]
["","","","","","","","","","","","","","","","","","","","","","","","","","","","","","","","","","","","","","","","","","","","","","","","","","","","","","","","","","","","","","","","","","","","","","","","","","","","","","","","","","","","","","","","","","","","","","","","","","",null,"","","","","","","","","","","","","","","","","","","","","","","","","","","","","","","","","","","","","",{"$f":"IFERROR($D100*AS100,\"\")","v":""},"","","","","","","","","","","","","","","","","","","","","","","","","","","","","","","","","","","","","","","","","","","","","","","","","","","","",""]
["","","","","","","","","","","","","","","","","","","","","","","","","","","","","","","","","","","","","","","","","","","","","","","","","","","","","","","","","","","","","","","","","","","","","","","","","","","","","","","","","","","","","","","","","","","","","","","","","","",null,"","","","","","","","","","","","","","","","","","","","","","","","","","","","","","","","","","","","","","","","","","","","","","","","","","","","","","","","","","","","","","","","","","","","","","","","","","","","","","","","","","","","","","","","","","",""]
["","","","","","","","","","","","","","","","","","","","","","","","","","","","","","","","","","","","","","","","","","","","","","","","","","","","","","","","","","","","","","","","","","","","","","","","","","","","","","","","","","","","","","","","","","","","","","","","","","",null,"","","","","","","","","","","","",{"$f":"IFERROR($D102*T102,\"\")","v":""},"","","","","","","","","","","","","","","","","","","","","","","","","","","","","","","","","","","","","","","","","","","","","","","","","","","","","","","","","","","","","","","","","","","","","","","","","","","","","",""]
["","","","","","","","","","","","","","","","","","","","","","","","","","","","","","","","","","","","","","","","","","","","","","","","","","","","","","","","","","","","","","","","","","","","","","","","","","","","","","","","","","","","","","","","","","","","","","","","","","",null,"","","","","","","","","","","","","","","","","","","","","","","","","","","","","","","","","","","","","","","","","","","","","","","","","","","","","","","","","","","","","","","","","","","","","","","","","","","","","","","","","","","","","","","","","","",""]
["","","","","","","","","","","","","","","","","","","","","","","","","","","","","","","","","","","","","","","","","","","","","","","","","","","","","","","","","","","","","","","","","","","","","","","","","","","","","","","","","","","","","","","","","","","","","","","","","","",null,"","","","","","","","","","","","","","","","","","","","","","","","","","","","","","","","","","","","","","","","","","","","","","","","","","","","","","","","","","","","","","","","","","","","","","","","","","","","","","","","","","","","","","","","","","",""]
["","","","","","","","","","","","","","","","","","","","","","","","","","","","","","","","","","","","","","","","","","","","","","","","","","","","","","","","","","","","","","","","","","","","","","","","","","","","","","","","","","","","","","","","","","","","","","","","","","",null,"","","","","","","","","","","","","","","","","","","","","","","","","","","","","","","","","","","","","","","","","","","","","","","","","","","","","","","","","","","","","","","","","","","","","","","","","","","","","","","","","","","","","","","","","","",""]
["","","","","","","","","","","","","","","","","","","","","","","","","","","","","","","","","","","","","","","","","","","","","","","","","","","","","","","","","","","","","","","","","","","","","","","","","","","","","","","","","","","","","","","","","","","","","","","","","","",null,"","","","","","","","","","","","","","","","","","","","","","","","","","","","","","","","","","","","","","","","","","","","","","","","","","","","","","","","","","","","","","","","","","","","","","","","","","","","","","","","","","","","","","","","","","",""]
["","","","","","","","","","","","","","","","","","","","","","","","","","","","","","","","","","","","","","","","","","","","","","","","","","","","","","","","","","","","","","","","","","","","","","","","","","","","","","","","","","","","","","","","","","","","","","","","","","",null,"","","","","","","","","","","","","","","","","","","","","","","","","","","","","","","","","","","","","","","","","","","","","","","","","","","","","","","","","","","","","","","","","","","","","","","","","","","","","","","","","","","","","","","","","","",""]
["","","","","","","","","","","","","","","","","","","","","","","","","","","","","","","","","","","","","","","","","","","","","","","","","","","","","","","","","","","","","","","","","","","","","","","","","","","","","","","","","","","","","","","","","","","","","","","","","","",null,"","","","","","","","","","","","","","","","","","","","","","","","","","","","","","","","","","","","","","","","","","","","","","","","","","","","","","","","","","","","","","","","","","","","","","","","","","","","","","","","","","","","","","","","","","",""]
["","","","","","","","","","","","","","","","","","","","","","","","","","","","","","","","","","","","","","","","","","","","","","","","","","","","","","","","","","","","","","","","","","","","","","","","","","","","","","","","","","","","","","","","","","","","","","","","","","",null,"","","","","","","","","","","","","","","","","","","","","","","","","","","","","","","","","","","","","","","","","","","","","","","","","","","","","","","","","",{"$f":"IFERROR($D109*BM109,\"\")","v":""},"","","","","","","","","","","","","","","","","","","","","","","","","","","","","","","","",""]
["","","","","","","","","","","","","","","","","","","","","","","","","","","","","","","","","","","","","","","","","","","","","","","","","","","","","","","","","","","","","","","","","","","","","","","","","","","","","","","","","","","","","","","","","","","","","","","","","","",null,"","","","","","","","","","","","","","","","","","","","","","","","","","","","","","","","","","","","","","","","","","","","","","","","","","","","","","","","","","","","","","","","","","","","","","","","","","","","","","","","","","","","","","","","","","",""]
["","","","","","","","","","","","","","","","","","","","","","","","","","","","","","","","","","","","","","","","","","","","","","","","","","","","","","","","","","","","","","","","","","","","","","","","","","","","","","","","","","","","","","","","","","","","","","","","","","",null,"","","","","","","","","","","","","","","","","","","","","","","","","","","","","","","","","","","","","","","","","","","","","","","","","","","","","","","","","","","","","","","","","","","","","","","","","","","","","","","","","","","","","","","","","","",""]
["","","","","","","","","","","","","","","","","","","","","","","","","","","","","","","","","","","","","","","","","","","","","","","","","","","","","","","","","","","","","","","","","","","","","","","","","","","","","","","","","","","","","","","","","","","","","","","","","","",null,"","","","","","","","","","","","","","","","","","","","","","","","","","","","","","","","","","","","","","","","","","","","","","","","","","","","","","","","","","","","","","","","","","","","","","","","","","","","","","","","","","","","","","","","","","",""]
["","","","","","","","","","","","","","","","","","","","","","","","","","","","","","","","","","","","","","","","","","","","","","","","","","","","","","","","","","","","","","","","","","","","","","","","","","","","","","","","","","","","","","","","","","","","","","","","","","",null,"","","","","","","","","","","","","","","","","","","","","","","","","","","","","","","","","","","","","","","","","","","","","","","","","","","","","","","","","","","","","","","","","","","","","","","","","","","","","","",{"$f":"IFERROR($D113*CH113,\"\")","v":""},"","","","","","","","","","","",""]
["","","","","","","","","","","","","","","","","","","","","","","","","","","","","","","","","","","","","","","","","","","","","","","","","","","","","","","","","","","","","","","","","","","","","","","","","","","","","","","","","","","","","","","","","","","","","","","","","","",null,"","","","","","","","","","","","","","","","","","","","","","","","","","","","","","","","","","","","","","","","","","","","","","","","","","","","","","","","","","","","","","","","","","","","","","","","","","","","","","","","","","","","","","","","","","",""]
["","","","","","","","","","","","","","","","","","","","","","","","","","","","","","","","","","","","","","","","","","","","","","","","","","","","","","","","","","","","","","","","","","","","","","","","","","","","","","","","","","","","","","","","","","","","","","","","","","",null,"","","","","","","","","","","","","","","","","","","","","","","","","","","","","","","","","",{"$f":"IFERROR($D115*AO115,\"\")","v":""},"","","","","","","","","","","","","","","","","","","","","","","","","","","","","","","","","","","","","","","","","","","","","","","","","","","","","","",{"$f":"IFERROR($D115*CR115,\"\")","v":""},"",""]
["","","","","","","","","","","","","","","","","","","","","","","","","","","","","","","","","","","","","","","","","","","","","","","","","","","","","","","","","","","","","","","","","","","","","","","","","","","","","","","","","","","","","","","","","","","","","","","","","","",null,"","","","","","","","","","","","","","","","","","","","","","","","","","","","","","","","","","","","","","","","","","","","","","","","","","","","","","","","","","","","","","","","","","","","","","","","","","","","","","","","","","","","","","","","","","",""]
["","","","","","","","","","","","","","","","","","","","","","","","","","","","","","","","","","","","","","","","","","","","","","","","","","","","","","","","","","","","","","","","","","","","","","","","","","","","","","","","","","","","","","","","","","","","","","","","","","",null,"","","","","","","","","","","","","","","","","","","","","","","","","","","","","","","","","","","","","","","","","","","","","","","","","","","","","","","","","","","","","","","","","","","","","","","","","","","","","","","","","","","","","","","","","","",""]
["","","","","","","","","","","","","","","","","","","","","","","","","","","","","","","","","","","","","","","","","","","","","","","","","","","","","","","","","","","","","","","","","","","","","","","","","","","","","","","","","","","","","","","","","","","","","","","","","","",null,"","","","","","","","","","","","","","","","","","","","","","","","","","","","","","","","","","","","","","","","","","","","","","","","","","","","","","","","","","","","","","","","","","","","","","","","","","","","","","","","","","","","","","","","","","",""]
["","","","","","","","","","","","","","","","","","","","","","","","","","","","","","","","","","","","","","","","","","","","","","","","","","","","","","","","","","","","","","","","","","","","","","","","","","","","","","","","","","","","","","","","","","","","","","","","","","",null,"","","","","","","","","","","","","","","","","","","","","","","","","","","","","","","","","","","","","","","","","","","","","","","","","","","","","","","","","","","","","","","","","","","","","","","","","","","","","","","","","","","","","","","","","","",""]
["","","","","","","","","","","","","","","","","","","","","","","","","","","","","","","","","","","","","","","","","","","","","","","","","","","","","","","","","","","","","","","","","","","","","","","","","","","","","","","","","","","","","","","","","","","","","","","","","","",null,"","","","","","","","","","","","","","","","","","","","","","","","","","","","","","","","","","","","","","","","","","","","","","","","","","","","","",{"$f":"IFERROR($D120*BI120,\"\")","v":""},"","","","","","","","","","","","","","","","","","","","","","","","","","","","","","","","","","","","",""]
["","","","","","","","","","","","","","","","","","","","","","","","","","","","","","","","","","","","","","","","","","","","","","","","","","","","","","","","","","","","","","","","","","","","","","","","","","","","","","","","","","","","","","","","","","","","","","","","","","",null,"","","","","","","","","","","","","","","","","","","","","","","","","","","","","","","","","","","","","","","","","","","","","","","","","","","","","","","","","","","","","","","","","","","","","","","","","","","","","","","","","","","","","","","","","","",""]
["","","","","","","","","","","","","","","","","","","","","","","","","","","","","","","","","","","","","","","","","","","","","","","","","","","","","","","","","","","","","","","","","","","","","","","","","","","","","","","","","","","","","","","","","","","","","","","","","","",null,"","","","","","","","","","","",{"$f":"IFERROR($D122*S122,\"\")","v":""},"","","","","","","","","","","","","","","","","","","","","","","","","","","","","","","","","","","","","","","","","","","","","","","","","","","","","","","","","","","","","","","","","","","","","","","","","","","","","","",""]
["","","","","","","","","","","","","","","","","","","","","","","","","","","","","","","","","","","","","","","","","","","","","","","","","","","","","","","","","","","","","","","","","","","","","","","","","","","","","","","","","","","","","","","","","","","","","","","","","","",null,{"$f":"IFERROR($D123*H123,\"\")","v":""},"","","","","","","","","","","","","","","","","","","","","","","","","","","","","","","","","","","","","","","","","","","","","","","","","","","","","","","","","","","","","","","","","","","","","","","","","","","","","","","","","","","","","","","","","",""]
["","","","","","","","","","","","","","","","","","","","","","","","","","","","","","","","","","","","","","","","","","","","","","","","","","","","","","","","","","","","","","","","","","","","","","","","","","","","","","","","","","","","","","","","","","","","","","","","","","",null,"","","","","","","","","","","","","","","","","","","","","","","","","","","","","","","","","","","","","","","","","","","","","","","","","","","","","","","","","","","","","","","","","","","","","","","","","","","","",{"$f":"IFERROR($D124*CF124,\"\")","v":""},"","","","","","","","","","","","","",""]
["","","","","","","","","","","","","","","","","","","","","","","","","","","","","","","","","","","","","","","","","","","","","","","","","","","","","","","","","","","","","","","","","","","","","","","","","","","","","","","","","","","","","","","","","","","","","","","","","","",null,"","","","","","","","","","","","","","","","","","","","","","","","","","","","","","","","","","","","","","","","","","","","","","","","","","","","","","","","","","","","","","","","","","","","","","","","","","","","","","","","","","","","","","","","","","",""]
["","","","","","","","","","","","","","","","","","","","","","","","","","","","","","","","","","","","","","","","","","","","","","","","","","","","","","","","","","","","","","","","","","","","","","","","","","","","","","","","","","","","","","","","","","","","","","","","","","",null,"","","","","","","","","","","","","","","","","","","","","","","","","","","","",{"$f":"IFERROR($D126*AJ126,\"\")","v":""},"","","","","","","","","","","","","","","","","","","","","","","","","","","","","","","","","","","","","","","","","","","","","","","","","","","","","","","","","","","","","",""]
["","","","","","","","","","","","","","","","","","","","","","","","","","","","","","","","","","","","","","","","","","","","","","","","","","","","","","","","","","","","","","","","","","","","","","","","","","","","","","","","","","","","","","","","","","","","","","","","","","",null,"","","","","","","","","","","","","","","","","","","","","","","","","","","","","","","","","","","","","","","","","","","","","","","","","","","","","","","","","","","","","","","","","","","","","","","","","","","","","","","","","","","","","","","","","","",""]
["","","","","","","","","","","","","","","","","","","","","","","","","","","","","","","","","","","","","","","","","","","","","","","","","","","","","","","","","","","","","","","","","","","","","","","","","","","","","","","","","","","","","","","","","","","","","","","","","","",null,"","","","","","","","","","","","","","","","","","","","","","","","","","","","","","","","","","","","","","","","","","","","","","","","","","","","","","","","","","","","","","","","","","","","","","","","","","","","","","","","","","","","","","","","","","",""]
["","","","","","","","","","","","","","","","","","","","","","","","","","","","","","","","","","","","","","","","","","","","","","","","","","","","","","","","","","","","","","","","","","","","","","","","","","","","","","","","","","","","","","","","","","","","","","","","","","",null,"","","","","","","","","","","","","","","","","","","","","","","","","","","","","","","","","","","","","","","","","","","","","","","","",{"$f":"IFERROR($D129*BD129,\"\")","v":""},"","","","","","","","","","","","","","","","","","","","","","","","","","","","","","","","","","","","","","","","","",""]
["","","","","","","","","","","","","","","","","","","","","","","","","","","","","","","","","","","","","","","","","","","","","","","","","","","","","","","","","","","","","","","","","","","","","","","","","","","","","","","","","","","","","","","","","","","","","","","","","","",null,"","","","","","","","","","","","","","","","","","","","","","","","","","","","","","","","","","","","","","","","","","","","","","","","","","","","","","","","","","","","","","","","","","","","","","","",{"$f":"IFERROR($D130*CA130,\"\")","v":""},"","","","","","","","","","","","","","","","","","",""]
["","","","","","","","","","","","","","","","","","","","","","","","","","","","","","","","","","","","","","","","","","","","","","","","","","","","","","","","","","","","","","","","","","","","","","","","","","","","","","","","","","","","","","","","","","","","","","","","","","",null,"","","","","","","","","","","","","","","","","","","","","","","","","","","","","","","","","","","","","","","","","","","","","","","","","","","","","","","","","","","","","","","","","","","","","","","","","","","","","","","","","","","","","","","","","","",""]
["","","","","","","","","","","","","","","","","","","","","","","","","","","","","","","","","","","","","","","","","","","","","","","","","","","","","","","","","","","","","","","","","","","","","","","","","","","","","","","","","","","","","","","","","","","","","","","","","","",null,"","","","","","","","","","","","","","","","","","","","","","","","","","","","","","","","","","","","","","","","","","","","","","","","","","","","","","","","","","","","","","","","","","","","","","","","","","","","","","","","","","","","","","","","","","",""]
["","","","","","","","","","","","","","","","","","","","","","","","","","","","","","","","","","","","","","","","","","","","","","","","","","","","","","","","","","","","","","","","","","","","","","","","","","","","","","","","","","","","","","","","","","","","","","","","","","",null,"","","","","","","","","","","","","","","","","","","","","","","","","","","","","","","","","","","","","","","","","","","","","","","","","","","","","","","","","","","","","","","","","","","","","","","","","","","","","","","","","","","","","","","","","","",""]
["","","","","","","","","","","","","","","","","","","","","","","","","","","","","","","","","","","","","","","","","","","","","","","","","","","","","","","","","","","","","","","","","","","","","","","","","","","","","","","","","","","","","","","","","","","","","","","","","","",null,"","","","","","","","","","","","","","","","","","","","","","","","","","","","","","","","","","","","","","","","","","","","","","","","","","","","","","","","","","","","","","","","","","","","","","","","","","","","","","","","","","","","","","","","","","",""]
["","","","","","","","","","","","","","","","","","","","","","","","","","","","","","","","","","","","","","","","","","","","","","","","","","","","","","","","","","","","","","","","","","","","","","","","","","","","","","","","","","","","","","","","","","","","","","","","","","",null,"","","","","","","","","","","","","","",{"$f":"IFERROR($D135*V135,\"\")","v":""},"","","","","","","","","","","","","","","","","","","","","","","","","","","","","","","","","","","","","","","","","","","","","","","","","","","","","","","","","","","","","","","","","","","","","","","","","","","",""]
["","","","","","","","","","","","","","","","","","","","","","","","","","","","","","","","","","","","","","","","","","","","","","","","","","","","","","","","","","","","","","","","","","","","","","","","","","","","","","","","","","","","","","","","","","","","","","","","","","",null,"","","","","","","","","","","","","","","","","","","","","","","","","","","","","","","","","","","","","","","","","","","","","","","","","","","","","","","","","","","","","","","","","","","","","","","","","","","","","","","","","","","","","","","","","","",""]
["","","","","","","","","","","","","","","","","","","","","","","","","","","","","","","","","","","","","","","","","","","","","","","","","","","","","","","","","","","","","","","","","","","","","","","","","","","","","","","","","","","","","","","","","","","","","","","","","","",null,"","","","","","","","","","","","","","","","","","","","","","","","","","","","","","","","","","","","","","","","","","","","","","","","","","","","","","","","","","","","","","","","","","","","","","","","","","","","","","","","","","","","","","","","","","",""]
["","","","","","","","","","","","","","","","","","","","","","","","","","","","","","","","","","","","","","","","","","","","","","","","","","","","","","","","","","","","","","","","","","","","","","","","","","","","","","","","","","","","","","","","","","","","","","","","","","",null,"","","","","","","","","","","","","","","","","","","","","","","","","","","","","","","","","","","","","","","","","","","","","","","","","","","","","","","","","","","","","","","","","","","","","","","","","","","","","","","","","","","","","","","","","","",""]
["","","","","","","","","","","","","","","","","","","","","","","","","","","","","","","","","","","","","","","","","","","","","","","","","","","","","","","","","","","","","","","","","","","","","","","","","","","","","","","","","","","","","","","","","","","","","","","","","","",null,"","","","","","","","","","","","","","","","","","","","","","","","","","","","","","","","","","","","","","","","","","","","","","","","","","","","","","","","","","","","","","","","","","","","","","","","","","","","","","","","","","","","","",{"$f":"IFERROR($D139*CO139,\"\")","v":""},"","","","",""]
["","","","","","","","","","","","","","","","","","","","","","","","","","","","","","","","","","","","","","","","","","","","","","","","","","","","","","","","","","","","","","","","","","","","","","","","","","","","","","","","","","","","","","","","","","","","","","","","","","",null,"","","","","","","","","","","","","","","","","","","","","","","","","","","","","","","","","","","","","","","","","","","","","","","","","","","","","","","","","","","","","","","","","","","","","","","","","","","","","","","","","","","","","","","","","","",""]
["","","","","","","","","","","","","","","","","","","","","","","","","","","","","","","","","","","","","","","","","","","","","","","","","","","","","","","","","","","","","","","","","","","","","","","","","","","","","","","","","","","","","","","","","","","","","","","","","","",null,"","","","","","","","","","","","","","","","","","","","","","","","","","","","","","","","","","","","","","","","","","","","","","","","","","","","","","","","","","","","","","","","","","","","","","","","","","","","","","","","","","","","","","","","","","",""]
["","","","","","","","","","","","","","","","","","","","","","","","","","","","","","","","","","","","","","","","","","","","","","","","","","","","","","","","","","","","","","","","","","","","","","","","","","","","","","","","","","","","","","","","","","","","","","","","","","",null,"","","","","","","","","","","","","","","","","","","","","","","","","","","","","","","","","","","","","","","","","","","","","","","","","","","","","","","","","","","","","","","","","","","","","","","","","","","","","","","","","","","","","","","","","","",""]
["","","","","","","","","","","","","","","","","","","","","","","","","","","","","","","","","","","","","","","","","","","","","","","","","","","","","","","","","","","","","","","","","","","","","","","","","","","","","","","","","","","","","","","","","","","","","","","","","","",null,"","","","","","","","","","","","","","","","","","","","","","","","","","","","","","","","","","","","","","","","","","","","",{"$f":"IFERROR($D143*AZ143,\"\")","v":""},"","","","","","","","","","","","","","","","","","","","","","","","","","","","","","","","","","","","","","","","","","","","","",""]
["","","","","","","","","","","","","","","","","","","","","","","","","","","","","","","","","","","","","","","","","","","","","","","","","","","","","","","","","","","","","","","","","","","","","","","","","","","","","","","","","","","","","","","","","","","","","","","","","","",null,"","","","","","","","","","","","","","","","","","","","","","","","","","","","","","","","","","","","","","","","","","","","","","","","","","","","","","","","","","","","","","","","","","","","","","","","","","","","","","","","","","","","","","","","","","",""]
["","","","","","","","","","","","","","","","","","","","","","","","","","","","","","","","","","","","","","","","","","","","","","","","","","","","","","","","","","","","","","","","","","","","","","","","","","","","","","","","","","","","","","","","","","","","","","","","","","",null,"","","","","","","","","","","","","","","","","","","","","","","","","","","","","","","","","","","","","","","","","","","","","","","","","","","","","","","","","","","","","","","","","","","","","","","","","","","","","","","","","","","","","","","","","","",""]
["","","","","","","","","","","","","","","","","","","","","","","","","","","","","","","","","","","","","","","","","","","","","","","","","","","","","","","","","","","","","","","","","","","","","","","","","","","","","","","","","","","","","","","","","","","","","","","","","","",null,"","",{"$f":"IFERROR($D146*J146,\"\")","v":""},"","","","","","","","","","","","","","","","","","","","","","","","","","","","","","","","","","","","","","","","","","","","","","","","","","","","","","","","","","","","","","","","","","","","","","","","","","","","","","","","","","","","","","","",""]
["","","","","","","","","","","","","","","","","","","","","","","","","","","","","","","","","","","","","","","","","","","","","","","","","","","","","","","","","","","","","","","","","","","","","","","","","","","","","","","","","","","","","","","","","","","","","","","","","","",null,{"$f":"IFERROR($D147*H147,\"\")","v":""},"","","","","","","","","","","","","","","","","","","","","","","","","","","","","","","","","","","","","","","","","","","","","","","","","","","","","","","","","","","","","","","","","","","","","","","","","","","","","","","","","","","","","","","","","",""]
["","","","","","","","","","","","","","","","","","","","","","","","","","","","","","","","","","","","","","","","","","","","","","","","","","","","","","","","","","","","","","","","","","","","","","","","","","","","","","","","","","","","","","","","","","","","","","","","","","",null,"","","","","","","","","","","","","","","","","","","","","","","","","","","","","","","","","","","","","","","","","","","","","","","","","","","","","","","","","","","","","","","","","","","","","","","","","","","","","","","","","","","","","","","","","","",""]
["","","","","","","","","","","","","","","","","","","","","","","","","","","","","","","","","","","","","","","","","","","","","","","","","","","","","","","","","","","","","","","","","","","","","","","","","","","","","","","","","","","","","","","","","","","","","","","","","","",null,"","","","","","","","","","","","","","","","","","","","","","","","","","","","","","","","","","","","","","","","","","","","","","","","","","","","","","","","","","","","","","","","","","","","","","","","","","","","","","","","","","","","","","","","","","",""]
["","","","","","","","","","","","","","","","","","","","","","","","","","","","","","","","","","","","","","","","","","","","","","","","","","","","","","","","","","","","","","","","","","","","","","","","","","","","","","","","","","","","","","","","","","","","","","","","","","",null,"","","","","","","","","","","","","","","","","","","","","","","","","","","","","","","","","","","","","","","","","","","","","","","","","","","","","","","","","","","","","","","","","","","","","","","","","","","","","","","","","","","","","","","","","","",""]
["","","","","","","","","","","","","","","","","","","","","","","","","","","","","","","","","","","","","","","","","","","","","","","","","","","","","","","","","","","","","","","","","","","","","","","","","","","","","","","","","","","","","","","","","","","","","","","","","","",null,"","","","","","","","","","","","","","","","","","","","","","","","","","","","","","","","","","","","","","","","","","","","","","","","","","","","","","","","","","","","",{"$f":"IFERROR($D151*BP151,\"\")","v":""},"","","","","","","","","","","","","","","","","","","","","","","","","","","","","",""]
["","","","","","","","","","","","","","","","","","","","","","","","","","","","","","","","","","","","","","","","","","","","","","","","","","","","","","","","","","","","","","","","","","","","","","","","","","","","","","","","","","","","","","","","","","","","","","","","","","",null,"","","","","","","","","","","","","","","","","","","","","","","","","","","","","","","","","","","","","","","","","","","","","","","","","","","","","","","","","","","","","","","","","","","","","","","","","","","","","","","","","","","","","","","","","","",""]
["","","","","","","","","","","","","","","","","","","","","","","","","","","","","","","","","","","","","","","","","","","","","","","","","","","","","","","","","","","","","","","","","","","","","","","","","","","","","","","","","","","","","","","","","","","","","","","","","","",null,"","","","","","","","","","","","","","","","","",{"$f":"IFERROR($D153*Y153,\"\")","v":""},"","","","","","","","","","","","","","","","","","","","",{"$f":"IFERROR($D153*AT153,\"\")","v":""},"","","","","","","","","","","","","","","","","","","","","","","","","","","","","","","","","","","","","","","","","","","","","","","","","","","",""]
["","","","","","","","","","","","","","","","","","","","","","","","","","","","","","","","","","","","","","","","","","","","","","","","","","","","","","","","","","","","","","","","","","","","","","","","","","","","","","","","","","","","","","","","","","","","","","","","","","",null,"","","","","","","","","","","","","","","","","","","","","","","","","","","","","","","","","",{"$f":"IFERROR($D154*AO154,\"\")","v":""},"","","","","","","","","","","","","","","","","","","","","","","","","","","","","","","","","","","","","","","","","","","","","","","","","","","","","","","","",""]
["","","","","","","","","","","","","","","","","","","","","","","","","","","","","","","","","","","","","","","","","","","","","","","","","","","","","","","","","","","","","","","","","","","","","","","","","","","","","","","","","","","","","","","","","","","","","","","","","","",null,"","","","","","","","","","","","","","","","","","","","","","","","","","","","","","","","","","","","","","","","","","","","","","","","","","","","","","","","","","","","","","","","","","","","","","","","","","","","","","","","","","","","","","","","","","",""]
["","","","","","","","","","","","","","","","","","","","","","","","","","","","","","","","","","","","","","","","","","","","","","","","","","","","","","","","","","","","","","","","","","","","","","","","","","","","","","","","","","","","","","","","","","","","","","","","","","",null,"","","","","","","","","","","","","","","","","","","","","","","","","","","","","","","","","","","","","","","","","","","","","","","","","","","","","","","","","","","","","","","","","","","","","","","","","","","","","","","","","","","","","","","","","","",""]
["","","","","","","","","","","","","","","","","","","","","","","","","","","","","","","","","","","","","","","","","","","","","","","","","","","","","","","","","","","","","","","","","","","","","","","","","","","","","","","","","","","","","","","","","","","","","","","","","","",null,"","","","","","","","","","","","","","","","","","","","","","","","","","","","","","","","","","","","","","","","","","","","","","","","","","","","","","","","","","","","","","","","","","","","","","","","","","","","","","","","","","","","","","","","","","",""]
["","","","","","","","","","","","","","","","","","","","","","","","","","","","","","","","","","","","","","","","","","","","","","","","","","","","","","","","","","","","","","","","","","","","","","","","","","","","","","","","","","","","","","","","","","","","","","","","","","",null,"","","","","","","","","","","","","","","","","","","","","","","","","","","","","","","","","","","","","","","","","","","","","","","","","","","","","","","","","","","","","","","","","","","","","","","","","","","","","","","","","","","","","","","","","","",""]
["","","","","","","","","","","","","","","","","","","","","","","","","","","","","","","","","","","","","","","","","","","","","","","","","","","","","","","","","","","","","","","","","","","","","","","","","","","","","","","","","","","","","","","","","","","","","","","","","","",null,"","","","","","","","","","","","","","","","","","","","","","","","","","","","","","","","","","","","","","","","","","","","","","","","","","","","","","","","","","","","","","","","","","","","","","","","","","","","","","","","","","","","","","","","","","",""]
["","","","","","","","","","","","","","","","","","","","","","","","","","","","","","","","","","","","","","","","","","","","","","","","","","","","","","","","","","","","","","","","","","","","","","","","","","","","","","","","","","","","","","","","","","","","","","","","","","",null,"","","","","","","","","","","","","","","","","","","","","","","","","","","","","","","","","","","","","","","","","","","","","","","","","","","","","","","","","","","","","","","","","","","","","","","","","","","","","","","","","","","","","","","","","","",""]
["","","","","","","","","","","","","","","","","","","","","","","","","","","","","","","","","","","","","","","","","","","","","","","","","","","","","","","","","","","","","","","","","","","","","","","","","","","","","","","","","","","","","","","","","","","","","","","","","","",null,"","","","","","","","","","","","","","","","","","","","","","","","","","","","","","","","","","","","","","","","","","","","","","","","","","","","","","","","","","","","","","","","","","","","","","","","","","","","","","","","","","","","","","","","","","",""]
["","","","","","","","","","","","","","","","","","","","","","","","","","","","","","","","","","","","","","","","","","","","","","","","","","","","","","","","","","","","","","","","","","","","","","","","","","","","","","","","","","","","","","","","","","","","","","","","","","",null,"","","","","","","","","","","","","","","","","","","","","","","","","","","","","","","","","","","","","","","","","","","","","","","","","","","","","","","","","","","","","","","","","","","","","","","","","","","","","","","","","","","","","","","","","","",""]
["","","","","","","","","","","","","","","","","","","","","","","","","","","","","","","","","","","","","","","","","","","","","","","","","","","","","","","","","","","","","","","","","","","","","","","","","","","","","","","","","","","","","","","","","","","","","","","","","","",null,"","","","","","","","","","","","","","","","","","","","","","","","","","","","","","","","","","","","","","","","","","","","","","","","","","","","","","","","","","","","","","","","","","","","","","","","","","","","","","","","","","","","","","","","","","",""]
["","","","","","","","","","","","","","","","","","","","","","","","","","","","","","","","","","","","","","","","","","","","","","","","","","","","","","","","","","","","","","","","","","","","","","","","","","","","","","","","","","","","","","","","","","","","","","","","","","",null,"","","","","","","","","","","","","","","","","","","","","","","","","","","","","","","","","","","","","","","","","","","","","","","","","","","","","","","","","","","","","","","","","","","","","","","","","","","","","","","","","","","",{"$f":"IFERROR($D164*CM164,\"\")","v":""},"","","","","","",""]
["","","","","","","","","","","","","","","","","","","","","","","","","","","","","","","","","","","","","","","","","","","","","","","","","","","","","","","","","","","","","","","","","","","","","","","","","","","","","","","","","","","","","","","","","","","","","","","","","","",null,"","","","","","","","","","","","","","","","","","","","","","","","","","","","","","","","","","","","","","","","","","","","","","","","","","","","","","","","","","","","","","","","","","","","","","","","","","","","","","","","","","","","","","","","","","",""]
["","","","","","","","","","","","","","","","","","","","","","","","","","","","","","","","","","","","","","","","","","","","","","","","","","","","","","","","","","","","","","","","","","","","","","","","","","","","","","","","","","","","","","","","","","","","","","","","","","",null,"","","","","","","","","","","","","","","","","","","","","","","","","","","","","","","","","","","","","","","","","","","","","","","","","","","","","","","","","","","","","","","","","","","","","","","","","","","","","","","","","","","","","","","","","","",""]
["","","","","","","","","","","","","","","","","","","","","","","","","","","","","","","","","","","","","","","","","","","","","","","","","","","","","","","","","","","","","","","","","","","","","","","","","","","","","","","","","","","","","","","","","","","","","","","","","","",null,"","","","","","","","","","","","","","","","","","","","","","","","","","","","","","","","","","","","","","","","","","","","","","","","","","","","","","","","","","","","","","","","","","","","","","","","","","","","","","","","","","","","","","","","","","",""]
["","","","","","","","","","","","","","","","","","","","","","","","","","","","","","","","","","","","","","","","","","","","","","","","","","","","","","","","","","","","","","","","","","","","","","","","","","","","","","","","","","","","","","","","","","","","","","","","","","",null,"","","","","","","","","","","","","","","","","","","","","","","","","","","","","","","","","","","","","","","","","","","","","","","","","","","","","","","","","","","","","","","","","","","","","","","","","","","","","","","","","","","","","","","","","","",""]
["","","","","","","","","","","","","","","","","","","","","","","","","","","","","","","","","","","","","","","","","","","","","","","","","","","","","","","","","","","","","","","","","","","","","","","","","","","","","","","","","","","","","","","","","","","","","","","","","","",null,"","","","","","","","","","","","","","","","","","","","","",{"$f":"IFERROR($D169*AC169,\"\")","v":""},"","","","","","","","","","","","","","","","","","","","","","","","","","","","","","","","","","","","","","","","","","","","","","","","","","","","","","","","","","","","","","","","","","","","",""]
["","","","","","","","","","","","","","","","","","","","","","","","","","","","","","","","","","","","","","","","","","","","","","","","","","","","","","","","","","","","","","","","","","","","","","","","","","","","","","","","","","","","","","","","","","","","","","","","","","",null,"","","","","","","","","","","","","","","","","","","","","","","","","","","","","","","","","","","","","","","","","","","","","","","","","","","","","","",{"$f":"IFERROR($D170*BJ170,\"\")","v":""},"","","","","","","","","","","","","","","","","","","","","","","","","","","","","","","","","","","",""]
["","","","","","","","","","","","","","","","","","","","","","","","","","","","","","","","","","","","","","","","","","","","","","","","","","","","","","","","","","","","","","","","","","","","","","","","","","","","","","","","","","","","","","","","","","","","","","","","","","",null,"","","","","","","","","","","","","","","","","","","","","","","","","","","","","","","","","","","","","","","","","","","","","","","","","","","","","","","","","","","","","","","","","","","","","","","","","","","","","","","",{"$f":"IFERROR($D171*CI171,\"\")","v":""},"","","","","","","","","","",""]
["","","","","","","","","","","","","","","","","","","","","","","","","","","","","","","","","","","","","","","","","","","","","","","","","","","","","","","","","","","","","","","","","","","","","","","","","","","","","","","","","","","","","","","","","","","","","","","","","","",null,"","","","","","","","","","","","","","","","","","","","","","","","","","","","","","","","","","","","","","","","","","","","","","","","","","","","","","","","","","","","","","","","","","","","","","","","","","","","",{"$f":"IFERROR($D172*CF172,\"\")","v":""},"","","","","","","","","","","","","",""]
["","","","","","","","","","","","","","","","","","","","","","","","","","","","","","","","","","","","","","","","","","","","","","","","","","","","","","","","","","","","","","","","","","","","","","","","","","","","","","","","","","","","","","","","","","","","","","","","","","",null,"","","","","","","","","","","","","","","","","","","","","","","","","","","","","","","","","","","","","","","","","","","","","","","","","","","","","","","","","","","","","","","","","","","","","","","","","","","","","","","","","","","","","","","","","","",""]
["","","","","","","","","","","","","","","","","","","","","","","","","","","","","","","","","","","","","","","","","","","","","","","","","","","","","","","","","","","","","","","","","","","","","","","","","","","","","","","","","","","","","","","","","","","","","","","","","","",null,"","","","","",{"$f":"IFERROR($D174*M174,\"\")","v":""},"","","","","","","","","","","","","","","","","","","","","","","","","","","","","","","","","","","","","","","","","","","","","","","","","","","","","","","","","","","","","","","","","","","","","","","","","","","","","","","","","","","","",""]
["","","","","","","","","","","","","","","","","","","","","","","","","","","","","","","","","","","","","","","","","","","","","","","","","","","","","","","","","","","","","","","","","","","","","","","","","","","","","","","","","","","","","","","","","","","","","","","","","","",null,"","","","","","","","","","","","","","","","","","","","","","","","","","","","","","","","","","","","","","","","","","","","","","","","","","","","","","","","","","","","","","","","","","","","","","","","","","","","","","","","","","","","","","","","","","",""]
["","","","","","","","","","","","","","","","","","","","","","","","","","","","","","","","","","","","","","","","","","","","","","","","","","","","","","","","","","","","","","","","","","","","","","","","","","","","","","","","","","","","","","","","","","","","","","","","","","",null,"","","","","","","","","","","","","","","","","","","","","","","","","","","","","","","","","","","","","","","","","","","","","","","","","","","","","","","","","","","","","","","","","","","","","","","","","","","","","","","","","","","","","","","","","","",""]
["","","","","","","","","","","","","","","","","","","","","","","","","","","","","","","","","","","","","","","","","","","","","","","","","","","","","","","","","","","","","","","","","","","","","","","","","","","","","","","","","","","","","","","","","","","","","","","","","","",null,"","","","","","","","","","","","","","","","","","","","","","","","","","","","","","","","","","","","","","","","","","","","","","","","","","","","","","","","","","","","","","","","","","","","","","",{"$f":"IFERROR($D177*BZ177,\"\")","v":""},"","","","","","","","","","","","","","","","","","","",""]
["","","","","","","","","","","","","","","","","","","","","","","","","","","","","","","","","","","","","","","","","","","","","","","","","","","","","","","","","","","","","","","","","","","","","","","","","","","","","","","","","","","","","","","","","","","","","","","","","","",null,"","","","","","","","","","","","","","","","","","","","","","","","","","","","","","","","","","","","","","","","","","","","","","","","","","","",{"$f":"IFERROR($D178*BG178,\"\")","v":""},"","","","","","","","","","","","","","","","","","","","","","","","","","","","","","","","","","","","","","",""]
["","","","","","","","","","","","","","","","","","","","","","","","","","","","","","","","","","","","","","","","","","","","","","","","","","","","","","","","","","","","","","","","","","","","","","","","","","","","","","","","","","","","","","","","","","","","","","","","","","",null,"","","","","","","","","","","","",{"$f":"IFERROR($D179*T179,\"\")","v":""},"","","","","","","","","","","","","","","","","","","","","","","","","","","","","","","","","","","","","","","","","","","","","","","","","","","","","","","","","","","","","","","","","","","","","","","","","","","","","",""]
["","","","","","","","","","","","","","","","","","","","","","","","","","","","","","","","","","","","","","","","","","","","","","","","","","","","","","","","","","","","","","","","","","","","","","","","","","","","","","","","","","","","","","","","","","","","","","","","","","",null,"","","","","","","","","","","","","","","","","","","","","","","","","","","","","","","","","","","","","","","","","","","","","","","","","","","","","","","","","","","","","","","","","","","","","","","","","","","","","","","","","","","","","","","","","","",""]
["","","","","","","","","","","","","","","","","","","","","","","","","","","","","","","","","","","","","","","","","","","","","","","","","","","","","","","","","","","","","","","","","","","","","","","","","","","","","","","","","","","","","","","","","","","","","","","","","","",null,"","","","","","","","","","","","","","","","","","","","","","","","","","","","","","","","","","","","","","","","","","","","","","","","","","","","","","","","","","","","","","","","","","","","","","","","","","","","","","","","","","","","","","","","","","",""]
["","","","","","","","","","","","","","","","","","","","","","","","","","","","","","","","","","","","","","","","","","","","","","","","","","","","","","","","","","","","","","","","","","","","","","","","","","","","","","","","","","","","","","","","","","","","","","","","","","",null,"","","","","","","","","","","","","","","","","","","","","","","","","","","","","","","","","","","","","","","","","","","","","","","","","","","","","","","","","","","","","","","","","","","","","","","","","","","","","","","","","","","","","","","","","","",""]
["","","","","","","","","","","","","","","","","","","","","","","","","","","","","","","","","","","","","","","","","","","","","","","","","","","","","","","","","","","","","","","","","","","","","","","","","","","","","","","","","","","","","","","","","","","","","","","","","","",null,"","","","","","","","","","","","","","","","","","","","","","","","","","","","","","","","","","","","","","","","","","","","","","","","","","","","","","","","","","","","","","","","","","","","","","","","","","","","","","","","","","","","","","","","","","",""]
["","","","","","","","","","","","","","","","","","","","","","","","","","","","","","","","","","","","","","","","","","","","","","","","","","","","","","","","","","","","","","","","","","","","","","","","","","","","","","","","","","","","","","","","","","","","","","","","","","",null,"","","","","","","","","","","","","","","","","","","","","","","","","","","","","","","","","","","","","","","","","","","","","","","","","","","","","","","","","","","","","","","","","","","","","","","","","","","","","","","","","","","","","","","","","","",""]
["","","","","","","","","","","","","","","","","","","","","","","","","","","","","","","","","","","","","","","","","","","","","","","","","","","","","","","","","","","","","","","","","","","","","","","","","","","","","","","","","","","","","","","","","","","","","","","","","","",null,"","","","","","","","","","","","","","","","","","","","","","","","","","","","","","","","","","","","","","","","","","","","","","","","","","","","","","","","","","","","","","","","","","","","","","","","","","","","","","","","","","","","","","","","","","",""]
["","","","","","","","","","","","","","","","","","","","","","","","","","","","","","","","","","","","","","","","","","","","","","","","","","","","","","","","","","","","","","","","","","","","","","","","","","","","","","","","","","","","","","","","","","","","","","","","","","",null,"","","","","","","","","","","","","","","","","","","","","","","","","","","","","","","","","","","","","","","","","","","","","","","","","","","","","","","","","","","","","","","","","","","","","","","","","","","","","","","","","","","","","","","","","","",""]
["","","","","","","","","","","","","","","","","","","","","","","","","","","","","","","","","","","","","","","","","","","","","","","","","","","","","","","","","","","","","","","","","","","","","","","","","","","","","","","","","","","","","","","","","","","","","","","","","","",null,"","","","","","","","","","","","","","","","","","","","","","","","","","","","","","","","","","","","","","","","","","","","","","","","","","","","","","","","","","","","","","","","","","","","","","","","","","","","","","","","","","","","","","","","","","",""]
["","","","","","","","","","","","","","","","","","","","","","","","","","","","","","","","","","","","","","","","","","","","","","","","","","","","","","","","","","","","","","","","","","","","","","","","","","","","","","","","","","","","","","","","","","","","","","","","","","",null,"","","","","","","","","","","","","","","","","","","","","","","","","","","","","","","","","","","","","","","","","","","","","","","","","","","","","","","","","","","","","","","","","","","","","","","","","","","","","","","","","","","","","","","","","","",""]
["","","","","","","","","","","","","","","","","","","","","","","","","","","","","","","","","","","","","","","","","","","","","","","","","","","","","","","","","","","","","","","","","","","","","","","","","","","","","","","","","","","","","","","","","","","","","","","","","","",null,"","","","","","","","","","","","","","","","","","","","","","","","","","","","","","","","","","","","","","","","","","","","","","","","","","","","","","","","","","","","","","","","","","","","","","","","","","","","","","","","","","","","","","","","","","",""]
["","","","","","","","","","","","","","","","","","","","","","","","","","","","","","","","","","","","","","","","","","","","","","","","","","","","","","","","","","","","","","","","","","","","","","","","","","","","","","","","","","","","","","","","","","","","","","","","","","",null,"","","","","","","","","","","","","","","","","","","","","","","","",{"$f":"IFERROR($D190*AF190,\"\")","v":""},"","","","","","","","","","","","","","","","","","","","","","","","","","","","","","","","","","",{"$f":"IFERROR($D190*BO190,\"\")","v":""},"","","","","","","","","","","","","","","","","","","","","","","","","","","","","","",""]

{"sheet":"Combined scenario - output","index":7,"n_rows":175,"n_cols":43,"rows_kept":175,"cut":false,"hidden":false,"merged":[]}
[null,null,null,"Replacement expenditure forecast ($,000)",null,null,null,null,null,null,null,null,null,null,null,null,null,null,null,null,null,null,null,"Replacement quantity forecast (#)"]
[null,null,null,1,2,3,4,5,6,7,8,9,10,11,12,13,14,15,16,17,18,19,20,1,2,3,4,5,6,7,8,9,10,11,12,13,14,15,16,17,18,19,20]
[]
[]
["ID","Asset group",null,2020,2021,2022,2023,2024,2025,2026,2027,2028,2029,2030,2031,2032,2033,2034,2035,2036,2037,2038,2039,2020,2021,2022,2023,2024,2025,2026,2027,2028,2029,2030,2031,2032,2033,2034,2035,2036,2037,2038,2039]
[{"$f":"IFERROR(IF('Historical scenario - output'!A6=\"\",\"\",'Historical scenario - output'!A6),\"\")","v":1},{"$f":"IFERROR(IF('Historical scenario - output'!B6=\"\",\"\",'Historical scenario - output'!B6),\"\")","v":"OVERHEAD CONDUCTORS"},null,{"$f":"IFERROR(IF($A6=\"\",\"\",SUMIFS(D$21:D$175,$A$21:$A$175,$A6)),\"\")","v":6668.2735488737699},{"$f":"IFERROR(IF($A6=\"\",\"\",SUMIFS(E$21:E$175,$A$21:$A$175,$A6)),\"\")","v":6752.3870287635127},6903.5983660450611,7130.600788674069,7441.9127982588789,7845.9525943314602,8351.0404564856563,8965.3056814895899,9696.4839638471603,10551.602202065218,11536.559743088206,12655.627084995156,13910.894035919384,15301.708274637338,16824.151250246246,18470.600628123895,20229.42652006694,{"$f":"IFERROR(IF($A6=\"\",\"\",SUMIFS(U$21:U$175,$A$21:$A$175,$A6)),\"\")","v":22084.862349444484},24017.08062659097,26002.4898167018,{"$f":"IFERROR(IF($A6=\"\",\"\",SUMIFS(X$21:X$175,$A$21:$A$175,$A6)),\"\")","v":141.34959795003732},{"$f":"IFERROR(IF($A6=\"\",\"\",SUMIFS(Y$21:Y$175,$A$21:$A$175,$A6)),\"\")","v":143.69216707650088},147.11285157897689,151.75807923776975,157.7694696394214,165.28574860773634,174.44396543335944,185.37955596517619,198.22489743512088,213.10614047560912,230.13826997203034,249.41852682813376,271.01850340295994,294.97539130649068,321.28299634667133,349.88322773890786,380.65880574655336,{"$f":"IFERROR(IF($A6=\"\",\"\",SUMIFS(AO$21:AO$175,$A$21:$A$175,$A6)),\"\")","v":413.42790618015039},447.94136934847728,483.88294899291469]
[{"$f":"IFERROR(IF('Historical scenario - output'!A7=\"\",\"\",'Historical scenario - output'!A7),\"\")","v":2},{"$f":"IFERROR(IF('Historical scenario - output'!B7=\"\",\"\",'Historical scenario - output'!B7),\"\")","v":"POLES"},null,{"$f":"IFERROR(IF($A7=\"\",\"\",SUMIFS(D$21:D$175,$A$21:$A$175,$A7)),\"\")","v":6188.0631983649228},6556.2396706643449,7082.5223342828804,7767.1462227169277,8606.3559231126383,9591.3806850496876,10708.047381273456,11937.035322385778,13254.705251453643,14634.376476882822,16047.896055842542,17467.341450983324,18866.709790909197,20223.457021922637,21519.752206277975,22743.314219844047,23887.719071784919,24952.123219375881,25940.443150545638,26860.143198551203,1308.677251272218,1388.6512594493263,1501.1008843747682,1646.7265452818751,1825.2512403323212,2035.2613667954108,2274.1642106443246,2538.2673762217551,2822.9687653290916,3123.0323867877009,3432.9182511907075,3747.1336536001909,4060.5754842715805,4368.8355564403009,4668.4418602646983,4957.0097072249209,5233.2816526606866,5497.0472570010361,5748.9533861014688,5990.2385274237058]
[{"$f":"IFERROR(IF('Historical scenario - output'!A8=\"\",\"\",'Historical scenario - output'!A8),\"\")","v":3},{"$f":"IFERROR(IF('Historical scenario - output'!B8=\"\",\"\",'Historical scenario - output'!B8),\"\")","v":"SERVICE LINES"},null,799.0823002273147,853.18467273736019,909.4457208486383,968.76248155691758,1031.9645075996582,1099.7060589059381,1172.3714781529936,1250.0062610608934,1332.2841054843489,1418.5166897461129,1507.7085001414951,1598.6542178792452,1690.0715363571617,1780.7583150500463,1869.7600820973391,1956.5323209504759,2041.081805136577,2124.0724259023336,2206.8833330449279,2291.6105631570817,1924.9549667805918,2055.2853022451909,2190.8157966101194,2333.7073734837736,2485.9583901336887,2649.1449312737504,2824.1928627458587,3011.211782680145,3209.4156440066222,3417.1463098696545,3632.0056305780236,3851.0900444472968,4071.3105288516467,4289.771177195199,4504.172705525817,4713.2033942385897,4916.8795576471148,5116.8004784683935,5316.2884668444949,5520.3927829719478]
[{"$f":"IFERROR(IF('Historical scenario - output'!A9=\"\",\"\",'Historical scenario - output'!A9),\"\")","v":4},{"$f":"IFERROR(IF('Historical scenario - output'!B9=\"\",\"\",'Historical scenario - output'!B9),\"\")","v":"SWITCHGEAR"},null,3092.4553339389404,3276.1244302455411,3468.713247825473,3670.6384504068028,3882.3697239649032,4104.591060558455,4338.3652751232994,4585.2787698637949,4847.5443262868148,5128.0436372872437,5430.2986608403689,5758.3714699399943,6116.7051182503928,6509.9312607731827,6942.6811929785308,7419.4425682193614,7944.5016489264981,8521.9990872929484,9156.1064335033934,9851.3036993091155,43.254964451925005,48.643007268173093,54.778013407011272,61.734011332113823,69.591005934059922,78.441187658949957,88.397314246304845,99.60303025055957,112.24460242086522,126.56325942342966,142.86707554372515,161.54117148577612,183.0549508993451,207.9651588559328,236.91372615487197,270.61962161336157,309.86423741640596,355.47015194335683,408.27344237826622,469.09007402576577]
[{"$f":"IFERROR(IF('Historical scenario - output'!A10=\"\",\"\",'Historical scenario - output'!A10),\"\")","v":5},{"$f":"IFERROR(IF('Historical scenario - output'!B10=\"\",\"\",'Historical scenario - output'!B10),\"\")","v":"TRANSFORMERS"},null,9942.816126333586,9949.8453843351053,9971.8114988523794,10027.419299883501,10136.620557098078,10319.430485572808,10595.338062117075,10983.247545406046,11501.815721914558,12170.003428853299,13007.640294748569,14035.804848854548,15276.84473134037,16753.902146673547,18489.86806062808,20505.764575499437,22818.644609763793,25439.191963859594,28369.287773316639,31599.862699893867,148.81954109641708,153.94370603851254,162.04918717260614,172.753312276033,185.79095535335659,200.97525507862201,218.16564583858965,237.24314668882883,258.09271177152624,280.59236084103361,304.60872329946056,329.99850510958589,356.61520407682065,384.32015123889141,412.99665794285698,442.56573081065113,473.00152755976825,504.3445244657259,536.71031343333857,570.29209770128045]
[{"$f":"IFERROR(IF('Historical scenario - output'!A11=\"\",\"\",'Historical scenario - output'!A11),\"\")","v":6},{"$f":"IFERROR(IF('Historical scenario - output'!B11=\"\",\"\",'Historical scenario - output'!B11),\"\")","v":"UNDERGROUND CABLES"},null,4577.6475361771863,5152.1374948817293,5792.2945941922017,6501.7036148047064,7283.5550308121074,8141.0105895680763,9077.7297312193859,10098.526879828139,11210.109863448042,12421.832566405134,13746.382063936227,15200.313225957207,16804.342978086836,18583.322596066319,20565.819851661177,22783.263610255053,25268.631494992362,28054.696040209536,31171.88532882334,34645.858502687974,10.342278037068844,11.930222805056456,13.763741091672761,15.870040633718398,18.27701040233698,21.013792630324957,24.111736303370776,27.605717741879516,31.535764193937379,35.948860129915303,40.900756367131265,46.457543850473037,52.696703173260218,59.707305863242823,67.589033729697874,76.44970846557969,86.401094612654745,97.552861241974298,110.00476200571599,123.83731233710229]
[{"$f":"IFERROR(IF('Historical scenario - output'!A12=\"\",\"\",'Historical scenario - output'!A12),\"\")","v":""},{"$f":"IFERROR(IF('Historical scenario - output'!B12=\"\",\"\",'Historical scenario - output'!B12),\"\")","v":""},null,"","","","","","","","","","","","","","","","","","","","","","","","","","","","","","","","","","","","","","","",""]
[{"$f":"IFERROR(IF('Historical scenario - output'!A13=\"\",\"\",'Historical scenario - output'!A13),\"\")","v":""},{"$f":"IFERROR(IF('Historical scenario - output'!B13=\"\",\"\",'Historical scenario - output'!B13),\"\")","v":""},null,"","","","","","","","","","","","","","","","","","","","","","","","","","","","","","","","","","","","","","","",""]
[{"$f":"IFERROR(IF('Historical scenario - output'!A14=\"\",\"\",'Historical scenario - output'!A14),\"\")","v":""},{"$f":"IFERROR(IF('Historical scenario - output'!B14=\"\",\"\",'Historical scenario - output'!B14),\"\")","v":""},null,"","","","","","","","","","","","","","","","","","","","","","","","","","","","","","","","","","","","","","","",""]
[{"$f":"IFERROR(IF('Historical scenario - output'!A15=\"\",\"\",'Historical scenario - output'!A15),\"\")","v":""},{"$f":"IFERROR(IF('Historical scenario - output'!B15=\"\",\"\",'Historical scenario - output'!B15),\"\")","v":""},null,"","","","","","","","","","","","","","","","","","","","","","","","","","","","","","","","","","","","","","","",""]
[{"$f":"IFERROR(IF('Historical scenario - output'!A16=\"\",\"\",'Historical scenario - output'!A16),\"\")","v":""},{"$f":"IFERROR(IF('Historical scenario - output'!B16=\"\",\"\",'Historical scenario - output'!B16),\"\")","v":""},null,"","","","","","","","","","","","","","","","","","","","","","","","","","","","","","","","","","","","","","","",""]
[{"$f":"IFERROR(IF('Historical scenario - output'!A17=\"\",\"\",'Historical scenario - output'!A17),\"\")","v":""},{"$f":"IFERROR(IF('Historical scenario - output'!B17=\"\",\"\",'Historical scenario - output'!B17),\"\")","v":""},null,"","","","","","","","","","","","","","","","","","","","","","","","","","","","","","","","","","","","","","","",""]
[null,null,"Total",{"$f":"IFERROR(SUM(D$6:D$17),\"\")","v":31268.338043915719},{"$f":"IFERROR(SUM(E$6:E$17),\"\")","v":32539.918681627591},34128.38576204663,36066.270858042924,38382.778540846266,41102.07147398642,44242.892384371866,47819.400460034245,51842.943232434569,56324.375001239838,61276.485318597406,66716.112298609471,72665.568190863341,79153.079615123075,86212.032643889339,93878.917922892288,102190.00515067109,111176.94508608477,120861.68664582491,131251.26848030102]
[]
["ID","Asset group","Asset category"]
[{"$f":"IFERROR('Combined scenario - input'!A6,\"\")","v":1},{"$f":"IFERROR('Combined scenario - input'!B6,\"\")","v":"OVERHEAD CONDUCTORS"},{"$f":"IFERROR('Combined scenario - input'!C6,\"\")","v":"˂ = 1 kv"},{"$f":"IFERROR(repcalc('Combined scenario - input'!$CV6:$GH6,'Combined scenario - input'!$G6,'Combined scenario - input'!$E6,'Combined scenario - input'!$F6,20,TRUE,TRUE),\"\")","v":4732.4978555399748},4730.1129811696537,4783.2220639109428,4897.5536500074468,5078.4260569675698,5330.8183646294829,5659.3767707275138,6068.3409367528875,6561.3844266145497,7141.3734929602115,7810.0583905070807,8567.7202401917766,9412.8034781902134,10341.568481288261,11347.800614628062,12422.610449003274,13554.355220681271,14728.703987005882,15928.85885803688,17135.932902990247,{"$f":"IFERROR(IF(OR(D21=\"\",'Combined scenario - input'!$D6=\"\"),\"\",D21/'Combined scenario - input'!$D6),\"\")","v":74.507163296210507},{"$f":"IFERROR(IF(OR(E21=\"\",'Combined scenario - input'!$D6=\"\"),\"\",E21/'Combined scenario - input'!$D6),\"\")","v":74.469616480644078},{"$f":"IFERROR(IF(OR(F21=\"\",'Combined scenario - input'!$D6=\"\"),\"\",F21/'Combined scenario - input'!$D6),\"\")","v":75.305751481885551},{"$f":"IFERROR(IF(OR(G21=\"\",'Combined scenario - input'!$D6=\"\"),\"\",G21/'Combined scenario - input'!$D6),\"\")","v":77.105756979032265},{"$f":"IFERROR(IF(OR(H21=\"\",'Combined scenario - input'!$D6=\"\"),\"\",H21/'Combined scenario - input'!$D6),\"\")","v":79.953363121184211},{"$f":"IFERROR(IF(OR(I21=\"\",'Combined scenario - input'!$D6=\"\"),\"\",I21/'Combined scenario - input'!$D6),\"\")","v":83.926959191525782},{"$f":"IFERROR(IF(OR(J21=\"\",'Combined scenario - input'!$D6=\"\"),\"\",J21/'Combined scenario - input'!$D6),\"\")","v":89.099693667640082},{"$f":"IFERROR(IF(OR(K21=\"\",'Combined scenario - input'!$D6=\"\"),\"\",K21/'Combined scenario - input'!$D6),\"\")","v":95.538314630707447},{"$f":"IFERROR(IF(OR(L21=\"\",'Combined scenario - input'!$D6=\"\"),\"\",L21/'Combined scenario - input'!$D6),\"\")","v":103.30065767503724},{"$f":"IFERROR(IF(OR(M21=\"\",'Combined scenario - input'!$D6=\"\"),\"\",M21/'Combined scenario - input'!$D6),\"\")","v":112.43184830529739},{"$f":"IFERROR(IF(OR(N21=\"\",'Combined scenario - input'!$D6=\"\"),\"\",N21/'Combined scenario - input'!$D6),\"\")","v":122.95944205727592},{"$f":"IFERROR(IF(OR(O21=\"\",'Combined scenario - input'!$D6=\"\"),\"\",O21/'Combined scenario - input'!$D6),\"\")","v":134.88786482278934},{"$f":"IFERROR(IF(OR(P21=\"\",'Combined scenario - input'!$D6=\"\"),\"\",P21/'Combined scenario - input'!$D6),\"\")","v":148.19262622669191},{"$f":"IFERROR(IF(OR(Q21=\"\",'Combined scenario - input'!$D6=\"\"),\"\",Q21/'Combined scenario - input'!$D6),\"\")","v":162.81485065488152},{"$f":"IFERROR(IF(OR(R21=\"\",'Combined scenario - input'!$D6=\"\"),\"\",R21/'Combined scenario - input'!$D6),\"\")","v":178.65669658089277},{"$f":"IFERROR(IF(OR(S21=\"\",'Combined scenario - input'!$D6=\"\"),\"\",S21/'Combined scenario - input'!$D6),\"\")","v":195.57821124115239},{"$f":"IFERROR(IF(OR(T21=\"\",'Combined scenario - input'!$D6=\"\"),\"\",T21/'Combined scenario - input'!$D6),\"\")","v":213.39609411971182},{"$f":"IFERROR(IF(OR(U21=\"\",'Combined scenario - input'!$D6=\"\"),\"\",U21/'Combined scenario - input'!$D6),\"\")","v":231.88472274039353},{"$f":"IFERROR(IF(OR(V21=\"\",'Combined scenario - input'!$D6=\"\"),\"\",V21/'Combined scenario - input'!$D6),\"\")","v":250.77963567774893},{"$f":"IFERROR(IF(OR(W21=\"\",'Combined scenario - input'!$D6=\"\"),\"\",W21/'Combined scenario - input'!$D6),\"\")","v":269.78348221360676}]
[{"$f":"IFERROR('Combined scenario - input'!A7,\"\")","v":1},{"$f":"IFERROR('Combined scenario - input'!B7,\"\")","v":"OVERHEAD CONDUCTORS"},{"$f":"IFERROR('Combined scenario - input'!C7,\"\")","v":"˃ 11 kv & < = 22 kv ; swer"},{"$f":"IFERROR(repcalc('Combined scenario - input'!$CV7:$GH7,'Combined scenario - input'!$G7,'Combined scenario - input'!$E7,'Combined scenario - input'!$F7,20,TRUE,TRUE),\"\")","v":4.6286697402328511E-5},8.2737071845829122E-5,1.4572709408075313E-4,2.5291636144508421E-4,4.3252407010133955E-4,7.2885420666829166E-4,1.2102313279342709E-3,1.9801304405812617E-3,3.192399717703982E-3,5.0715321993202098E-3,7.9388942537825073E-3,1.2245605035165376E-2,1.8612316472127785E-2,2.7875404182724793E-2,4.1137999832934737E-2,5.9822864378990349E-2,8.5722366273434145E-2,0.12103891411130209,0.16840731721957447,0.23088902338093012,{"$f":"IFERROR(IF(OR(D22=\"\",'Combined scenario - input'!$D7=\"\"),\"\",D22/'Combined scenario - input'!$D7),\"\")","v":1.4389677904282465E-5},{"$f":"IFERROR(IF(OR(E22=\"\",'Combined scenario - input'!$D7=\"\"),\"\",E22/'Combined scenario - input'!$D7),\"\")","v":2.5721424975657597E-5},{"$f":"IFERROR(IF(OR(F22=\"\",'Combined scenario - input'!$D7=\"\"),\"\",F22/'Combined scenario - input'!$D7),\"\")","v":4.5303857553760462E-5},{"$f":"IFERROR(IF(OR(G22=\"\",'Combined scenario - input'!$D7=\"\"),\"\",G22/'Combined scenario - input'!$D7),\"\")","v":7.8627017743001937E-5},{"$f":"IFERROR(IF(OR(H22=\"\",'Combined scenario - input'!$D7=\"\"),\"\",H22/'Combined scenario - input'!$D7),\"\")","v":1.3446373156652272E-4},{"$f":"IFERROR(IF(OR(I22=\"\",'Combined scenario - input'!$D7=\"\"),\"\",I22/'Combined scenario - input'!$D7),\"\")","v":2.2658728882675547E-4},{"$f":"IFERROR(IF(OR(J22=\"\",'Combined scenario - input'!$D7=\"\"),\"\",J22/'Combined scenario - input'!$D7),\"\")","v":3.7623853020393131E-4},{"$f":"IFERROR(IF(OR(K22=\"\",'Combined scenario - input'!$D7=\"\"),\"\",K22/'Combined scenario - input'!$D7),\"\")","v":6.1558592095611224E-4},{"$f":"IFERROR(IF(OR(L22=\"\",'Combined scenario - input'!$D7=\"\"),\"\",L22/'Combined scenario - input'!$D7),\"\")","v":9.9245801186004733E-4},{"$f":"IFERROR(IF(OR(M22=\"\",'Combined scenario - input'!$D7=\"\"),\"\",M22/'Combined scenario - input'!$D7),\"\")","v":1.5766455358671549E-3},{"$f":"IFERROR(IF(OR(N22=\"\",'Combined scenario - input'!$D7=\"\"),\"\",N22/'Combined scenario - input'!$D7),\"\")","v":2.4680553515218453E-3},{"$f":"IFERROR(IF(OR(O22=\"\",'Combined scenario - input'!$D7=\"\"),\"\",O22/'Combined scenario - input'!$D7),\"\")","v":3.8069320579831394E-3},{"$f":"IFERROR(IF(OR(P22=\"\",'Combined scenario - input'!$D7=\"\"),\"\",P22/'Combined scenario - input'!$D7),\"\")","v":5.7862248576200309E-3},{"$f":"IFERROR(IF(OR(Q22=\"\",'Combined scenario - input'!$D7=\"\"),\"\",Q22/'Combined scenario - input'!$D7),\"\")","v":8.6659474568803255E-3},{"$f":"IFERROR(IF(OR(R22=\"\",'Combined scenario - input'!$D7=\"\"),\"\",R22/'Combined scenario - input'!$D7),\"\")","v":1.2789043082442457E-2},{"$f":"IFERROR(IF(OR(S22=\"\",'Combined scenario - input'!$D7=\"\"),\"\",S22/'Combined scenario - input'!$D7),\"\")","v":1.8597821794085027E-2},{"$f":"IFERROR(IF(OR(T22=\"\",'Combined scenario - input'!$D7=\"\"),\"\",T22/'Combined scenario - input'!$D7),\"\")","v":2.6649497784337277E-2},{"$f":"IFERROR(IF(OR(U22=\"\",'Combined scenario - input'!$D7=\"\"),\"\",U22/'Combined scenario - input'!$D7),\"\")","v":3.7628759140161248E-2},{"$f":"IFERROR(IF(OR(V22=\"\",'Combined scenario - input'!$D7=\"\"),\"\",V22/'Combined scenario - input'!$D7),\"\")","v":5.235471933653426E-2},{"$f":"IFERROR(IF(OR(W22=\"\",'Combined scenario - input'!$D7=\"\"),\"\",W22/'Combined scenario - input'!$D7),\"\")","v":7.1779125851368031E-2}]
[{"$f":"IFERROR('Combined scenario - input'!A8,\"\")","v":1},{"$f":"IFERROR('Combined scenario - input'!B8,\"\")","v":"OVERHEAD CONDUCTORS"},{"$f":"IFERROR('Combined scenario - input'!C8,\"\")","v":"> 1 kv & < = 11 kv"},{"$f":"IFERROR(repcalc('Combined scenario - input'!$CV8:$GH8,'Combined scenario - input'!$G8,'Combined scenario - input'!$E8,'Combined scenario - input'!$F8,20,TRUE,TRUE),\"\")","v":1638.6560058943687},1679.1939030342915,1724.4919865520108,1776.2647885704027,1836.2508364077996,1906.2245617282949,1988.0192849112645,2083.5562251159495,2194.872986330854,2324.1440910431411,2473.6860110387383,2645.9398459238005,2843.4263132779711,3068.669948680782,3324.0922021756346,3611.8762287622076,3933.8093267188865,4291.1118787160622,4684.2640012259217,5112.8426458790445,{"$f":"IFERROR(IF(OR(D23=\"\",'Combined scenario - input'!$D8=\"\"),\"\",D23/'Combined scenario - input'!$D8),\"\")","v":58.364836931303998},{"$f":"IFERROR(IF(OR(E23=\"\",'Combined scenario - input'!$D8=\"\"),\"\",E23/'Combined scenario - input'!$D8),\"\")","v":59.808695646982535},{"$f":"IFERROR(IF(OR(F23=\"\",'Combined scenario - input'!$D8=\"\"),\"\",F23/'Combined scenario - input'!$D8),\"\")","v":61.422100320264953},{"$f":"IFERROR(IF(OR(G23=\"\",'Combined scenario - input'!$D8=\"\"),\"\",G23/'Combined scenario - input'!$D8),\"\")","v":63.266118305986673},{"$f":"IFERROR(IF(OR(H23=\"\",'Combined scenario - input'!$D8=\"\"),\"\",H23/'Combined scenario - input'!$D8),\"\")","v":65.402671607954531},{"$f":"IFERROR(IF(OR(I23=\"\",'Combined scenario - input'!$D8=\"\"),\"\",I23/'Combined scenario - input'!$D8),\"\")","v":67.894961053156024},{"$f":"IFERROR(IF(OR(J23=\"\",'Combined scenario - input'!$D8=\"\"),\"\",J23/'Combined scenario - input'!$D8),\"\")","v":70.808284937633886},{"$f":"IFERROR(IF(OR(K23=\"\",'Combined scenario - input'!$D8=\"\"),\"\",K23/'Combined scenario - input'!$D8),\"\")","v":74.211072292578976},{"$f":"IFERROR(IF(OR(L23=\"\",'Combined scenario - input'!$D8=\"\"),\"\",L23/'Combined scenario - input'!$D8),\"\")","v":78.175897486310092},{"$f":"IFERROR(IF(OR(M23=\"\",'Combined scenario - input'!$D8=\"\"),\"\",M23/'Combined scenario - input'!$D8),\"\")","v":82.78021158232697},{"$f":"IFERROR(IF(OR(N23=\"\",'Combined scenario - input'!$D8=\"\"),\"\",N23/'Combined scenario - input'!$D8),\"\")","v":88.106521523853388},{"$f":"IFERROR(IF(OR(O23=\"\",'Combined scenario - input'!$D8=\"\"),\"\",O23/'Combined scenario - input'!$D8),\"\")","v":94.241773186005162},{"$f":"IFERROR(IF(OR(P23=\"\",'Combined scenario - input'!$D8=\"\"),\"\",P23/'Combined scenario - input'!$D8),\"\")","v":101.27574823739155},{"$f":"IFERROR(IF(OR(Q23=\"\",'Combined scenario - input'!$D8=\"\"),\"\",Q23/'Combined scenario - input'!$D8),\"\")","v":109.2983643342483},{"$f":"IFERROR(IF(OR(R23=\"\",'Combined scenario - input'!$D8=\"\"),\"\",R23/'Combined scenario - input'!$D8),\"\")","v":118.39586748331023},{"$f":"IFERROR(IF(OR(S23=\"\",'Combined scenario - input'!$D8=\"\"),\"\",S23/'Combined scenario - input'!$D8),\"\")","v":128.64601621662658},{"$f":"IFERROR(IF(OR(T23=\"\",'Combined scenario - input'!$D8=\"\"),\"\",T23/'Combined scenario - input'!$D8),\"\")","v":140.11246963787153},{"$f":"IFERROR(IF(OR(U23=\"\",'Combined scenario - input'!$D8=\"\"),\"\",U23/'Combined scenario - input'!$D8),\"\")","v":152.83869473175389},{"$f":"IFERROR(IF(OR(V23=\"\",'Combined scenario - input'!$D8=\"\"),\"\",V23/'Combined scenario - input'!$D8),\"\")","v":166.8417920486676},{"$f":"IFERROR(IF(OR(W23=\"\",'Combined scenario - input'!$D8=\"\"),\"\",W23/'Combined scenario - input'!$D8),\"\")","v":182.1066936616003}]
[{"$f":"IFERROR('Combined scenario - input'!A9,\"\")","v":1},{"$f":"IFERROR('Combined scenario - input'!B9,\"\")","v":"OVERHEAD CONDUCTORS"},{"$f":"IFERROR('Combined scenario - input'!C9,\"\")","v":"> 22 kv & < = 66 kv"},{"$f":"IFERROR(repcalc('Combined scenario - input'!$CV9:$GH9,'Combined scenario - input'!$G9,'Combined scenario - input'!$E9,'Combined scenario - input'!$F9,20,TRUE,TRUE),\"\")","v":239.98682198802896},264.71038036622224,289.66022706329113,314.50732704794393,338.92020153585764,362.57833513001765,385.1856126072114,406.48302263699111,426.25991930500516,444.36325045069395,460.70433283676027,475.26295910505121,488.08883618541802,499.30055290558619,509.08243087690579,517.67970707701454,525.39251675896503,532.56908952082267,539.59844887227553,546.90273622542702,{"$f":"IFERROR(IF(OR(D24=\"\",'Combined scenario - input'!$D9=\"\"),\"\",D24/'Combined scenario - input'!$D9),\"\")","v":8.2435545807601702},{"$f":"IFERROR(IF(OR(E24=\"\",'Combined scenario - input'!$D9=\"\"),\"\",E24/'Combined scenario - input'!$D9),\"\")","v":9.0928095574830721},{"$f":"IFERROR(IF(OR(F24=\"\",'Combined scenario - input'!$D9=\"\"),\"\",F24/'Combined scenario - input'!$D9),\"\")","v":9.949837544791249},{"$f":"IFERROR(IF(OR(G24=\"\",'Combined scenario - input'!$D9=\"\"),\"\",G24/'Combined scenario - input'!$D9),\"\")","v":10.803336179425896},{"$f":"IFERROR(IF(OR(H24=\"\",'Combined scenario - input'!$D9=\"\"),\"\",H24/'Combined scenario - input'!$D9),\"\")","v":11.641919155137799},{"$f":"IFERROR(IF(OR(I24=\"\",'Combined scenario - input'!$D9=\"\"),\"\",I24/'Combined scenario - input'!$D9),\"\")","v":12.454576758362789},{"$f":"IFERROR(IF(OR(J24=\"\",'Combined scenario - input'!$D9=\"\"),\"\",J24/'Combined scenario - input'!$D9),\"\")","v":13.231137422243462},{"$f":"IFERROR(IF(OR(K24=\"\",'Combined scenario - input'!$D9=\"\"),\"\",K24/'Combined scenario - input'!$D9),\"\")","v":13.962704099759096},{"$f":"IFERROR(IF(OR(L24=\"\",'Combined scenario - input'!$D9=\"\"),\"\",L24/'Combined scenario - input'!$D9),\"\")","v":14.642041097392074},{"$f":"IFERROR(IF(OR(M24=\"\",'Combined scenario - input'!$D9=\"\"),\"\",M24/'Combined scenario - input'!$D9),\"\")","v":15.263891068806361},{"$f":"IFERROR(IF(OR(N24=\"\",'Combined scenario - input'!$D9=\"\"),\"\",N24/'Combined scenario - input'!$D9),\"\")","v":15.825207742123347},{"$f":"IFERROR(IF(OR(O24=\"\",'Combined scenario - input'!$D9=\"\"),\"\",O24/'Combined scenario - input'!$D9),\"\")","v":16.325296993980398},{"$f":"IFERROR(IF(OR(P24=\"\",'Combined scenario - input'!$D9=\"\"),\"\",P24/'Combined scenario - input'!$D9),\"\")","v":16.765866258918617},{"$f":"IFERROR(IF(OR(Q24=\"\",'Combined scenario - input'!$D9=\"\"),\"\",Q24/'Combined scenario - input'!$D9),\"\")","v":17.1509890667507},{"$f":"IFERROR(IF(OR(R24=\"\",'Combined scenario - input'!$D9=\"\"),\"\",R24/'Combined scenario - input'!$D9),\"\")","v":17.486996870391398},{"$f":"IFERROR(IF(OR(S24=\"\",'Combined scenario - input'!$D9=\"\"),\"\",S24/'Combined scenario - input'!$D9),\"\")","v":17.782313567426545},{"$f":"IFERROR(IF(OR(T24=\"\",'Combined scenario - input'!$D9=\"\"),\"\",T24/'Combined scenario - input'!$D9),\"\")","v":18.04724881285992},{"$f":"IFERROR(IF(OR(U24=\"\",'Combined scenario - input'!$D9=\"\"),\"\",U24/'Combined scenario - input'!$D9),\"\")","v":18.293764303898513},{"$f":"IFERROR(IF(OR(V24=\"\",'Combined scenario - input'!$D9=\"\"),\"\",V24/'Combined scenario - input'!$D9),\"\")","v":18.535223009845165},{"$f":"IFERROR(IF(OR(W24=\"\",'Combined scenario - input'!$D9=\"\"),\"\",W24/'Combined scenario - input'!$D9),\"\")","v":18.786125500950547}]
[{"$f":"IFERROR('Combined scenario - input'!A10,\"\")","v":1},{"$f":"IFERROR('Combined scenario - input'!B10,\"\")","v":"OVERHEAD CONDUCTORS"},{"$f":"IFERROR('Combined scenario - input'!C10,\"\")","v":"> 66 kv & < = 132 kv"},{"$f":"IFERROR(repcalc('Combined scenario - input'!$CV10:$GH10,'Combined scenario - input'!$G10,'Combined scenario - input'!$E10,'Combined scenario - input'!$F10,20,TRUE,TRUE),\"\")","v":57.132819164699782},78.3696814562729,106.22394279172335,142.27477013191418,188.31527082358227,246.33060398945747,318.4575780083382,406.92351685332096,513.96343919703395,641.71629607897364,792.10306981137387,966.69179416949135,1166.5567959493112,1392.1414163585262,1643.1348645658104,1918.3744204170198,2215.7837335415416,2532.3563552876076,2864.1909111386758,3206.5806425837004,{"$f":"IFERROR(IF(OR(D25=\"\",'Combined scenario - input'!$D10=\"\"),\"\",D25/'Combined scenario - input'!$D10),\"\")","v":0.23402875208476545},{"$f":"IFERROR(IF(OR(E25=\"\",'Combined scenario - input'!$D10=\"\"),\"\",E25/'Combined scenario - input'!$D10),\"\")","v":0.32101966996622838},{"$f":"IFERROR(IF(OR(F25=\"\",'Combined scenario - input'!$D10=\"\"),\"\",F25/'Combined scenario - input'!$D10),\"\")","v":0.43511692817760084},{"$f":"IFERROR(IF(OR(G25=\"\",'Combined scenario - input'!$D10=\"\"),\"\",G25/'Combined scenario - input'!$D10),\"\")","v":0.58278914630719503},{"$f":"IFERROR(IF(OR(H25=\"\",'Combined scenario - input'!$D10=\"\"),\"\",H25/'Combined scenario - input'!$D10),\"\")","v":0.7713812914132816},{"$f":"IFERROR(IF(OR(I25=\"\",'Combined scenario - input'!$D10=\"\"),\"\",I25/'Combined scenario - input'!$D10),\"\")","v":1.0090250174029236},{"$f":"IFERROR(IF(OR(J25=\"\",'Combined scenario - input'!$D10=\"\"),\"\",J25/'Combined scenario - input'!$D10),\"\")","v":1.3044731673118},{"$f":"IFERROR(IF(OR(K25=\"\",'Combined scenario - input'!$D10=\"\"),\"\",K25/'Combined scenario - input'!$D10),\"\")","v":1.6668493562097295},{"$f":"IFERROR(IF(OR(L25=\"\",'Combined scenario - input'!$D10=\"\"),\"\",L25/'Combined scenario - input'!$D10),\"\")","v":2.1053087183695975},{"$f":"IFERROR(IF(OR(M25=\"\",'Combined scenario - input'!$D10=\"\"),\"\",M25/'Combined scenario - input'!$D10),\"\")","v":2.6286128736425223},{"$f":"IFERROR(IF(OR(N25=\"\",'Combined scenario - input'!$D10=\"\"),\"\",N25/'Combined scenario - input'!$D10),\"\")","v":3.2446305934261308},{"$f":"IFERROR(IF(OR(O25=\"\",'Combined scenario - input'!$D10=\"\"),\"\",O25/'Combined scenario - input'!$D10),\"\")","v":3.9597848933008768},{"$f":"IFERROR(IF(OR(P25=\"\",'Combined scenario - input'!$D10=\"\"),\"\",P25/'Combined scenario - input'!$D10),\"\")","v":4.7784764551002752},{"$f":"IFERROR(IF(OR(Q25=\"\",'Combined scenario - input'!$D10=\"\"),\"\",Q25/'Combined scenario - input'!$D10),\"\")","v":5.7025213031532669},{"$f":"IFERROR(IF(OR(R25=\"\",'Combined scenario - input'!$D10=\"\"),\"\",R25/'Combined scenario - input'!$D10),\"\")","v":6.7306463689945124},{"$f":"IFERROR(IF(OR(S25=\"\",'Combined scenario - input'!$D10=\"\"),\"\",S25/'Combined scenario - input'!$D10),\"\")","v":7.8580888919082534},{"$f":"IFERROR(IF(OR(T25=\"\",'Combined scenario - input'!$D10=\"\"),\"\",T25/'Combined scenario - input'!$D10),\"\")","v":9.0763436783257205},{"$f":"IFERROR(IF(OR(U25=\"\",'Combined scenario - input'!$D10=\"\"),\"\",U25/'Combined scenario - input'!$D10),\"\")","v":10.373095644964362},{"$f":"IFERROR(IF(OR(V25=\"\",'Combined scenario - input'!$D10=\"\"),\"\",V25/'Combined scenario - input'!$D10),\"\")","v":11.732363892879045},{"$f":"IFERROR(IF(OR(W25=\"\",'Combined scenario - input'!$D10=\"\"),\"\",W25/'Combined scenario - input'!$D10),\"\")","v":13.134868490905705}]
[{"$f":"IFERROR('Combined scenario - input'!A11,\"\")","v":2},{"$f":"IFERROR('Combined scenario - input'!B11,\"\")","v":"POLES"},{"$f":"IFERROR('Combined scenario - input'!C11,\"\")","v":"˂ = 1 kv ; concrete"},{"$f":"IFERROR(repcalc('Combined scenario - input'!$CV11:$GH11,'Combined scenario - input'!$G11,'Combined scenario - input'!$E11,'Combined scenario - input'!$F11,20,TRUE,TRUE),\"\")","v":67.228524257147555},73.09105184081703,79.660628793631119,86.80114181021024,94.377791872982939,102.25291632859438,110.28401521184119,118.32435609887067,126.22619306083084,133.84629955370332,141.05321509155257,147.73537208691869,153.80912644450598,159.22567721468289,163.97592872274512,168.09251360867808,171.64843892432756,174.75211656563062,177.53886908938011,180.15933847987691,{"$f":"IFERROR(IF(OR(D26=\"\",'Combined scenario - input'!$D11=\"\"),\"\",D26/'Combined scenario - input'!$D11),\"\")","v":20.839744079466676},{"$f":"IFERROR(IF(OR(E26=\"\",'Combined scenario - input'!$D11=\"\"),\"\",E26/'Combined scenario - input'!$D11),\"\")","v":22.657031843142327},{"$f":"IFERROR(IF(OR(F26=\"\",'Combined scenario - input'!$D11=\"\"),\"\",F26/'Combined scenario - input'!$D11),\"\")","v":24.693493358842673},{"$f":"IFERROR(IF(OR(G26=\"\",'Combined scenario - input'!$D11=\"\"),\"\",G26/'Combined scenario - input'!$D11),\"\")","v":26.906935725841954},{"$f":"IFERROR(IF(OR(H26=\"\",'Combined scenario - input'!$D11=\"\"),\"\",H26/'Combined scenario - input'!$D11),\"\")","v":29.255573451160924},{"$f":"IFERROR(IF(OR(I26=\"\",'Combined scenario - input'!$D11=\"\"),\"\",I26/'Combined scenario - input'!$D11),\"\")","v":31.696733361516142},{"$f":"IFERROR(IF(OR(J26=\"\",'Combined scenario - input'!$D11=\"\"),\"\",J26/'Combined scenario - input'!$D11),\"\")","v":34.186242795987482},{"$f":"IFERROR(IF(OR(K26=\"\",'Combined scenario - input'!$D11=\"\"),\"\",K26/'Combined scenario - input'!$D11),\"\")","v":36.678617100627257},{"$f":"IFERROR(IF(OR(L26=\"\",'Combined scenario - input'!$D11=\"\"),\"\",L26/'Combined scenario - input'!$D11),\"\")","v":39.128057451497561},{"$f":"IFERROR(IF(OR(M26=\"\",'Combined scenario - input'!$D11=\"\"),\"\",M26/'Combined scenario - input'!$D11),\"\")","v":41.490165960117125},{"$f":"IFERROR(IF(OR(N26=\"\",'Combined scenario - input'!$D11=\"\"),\"\",N26/'Combined scenario - input'!$D11),\"\")","v":43.72419202376588},{"$f":"IFERROR(IF(OR(O26=\"\",'Combined scenario - input'!$D11=\"\"),\"\",O26/'Combined scenario - input'!$D11),\"\")","v":45.795551513223103},{"$f":"IFERROR(IF(OR(P26=\"\",'Combined scenario - input'!$D11=\"\"),\"\",P26/'Combined scenario - input'!$D11),\"\")","v":47.678316125599785},{"$f":"IFERROR(IF(OR(Q26=\"\",'Combined scenario - input'!$D11=\"\"),\"\",Q26/'Combined scenario - input'!$D11),\"\")","v":49.357358363864059},{"$f":"IFERROR(IF(OR(R26=\"\",'Combined scenario - input'!$D11=\"\"),\"\",R26/'Combined scenario - input'!$D11),\"\")","v":50.829858717470927},{"$f":"IFERROR(IF(OR(S26=\"\",'Combined scenario - input'!$D11=\"\"),\"\",S26/'Combined scenario - input'!$D11),\"\")","v":52.105932771634365},{"$f":"IFERROR(IF(OR(T26=\"\",'Combined scenario - input'!$D11=\"\"),\"\",T26/'Combined scenario - input'!$D11),\"\")","v":53.208211519571528},{"$f":"IFERROR(IF(OR(U26=\"\",'Combined scenario - input'!$D11=\"\"),\"\",U26/'Combined scenario - input'!$D11),\"\")","v":54.170300877691595},{"$f":"IFERROR(IF(OR(V26=\"\",'Combined scenario - input'!$D11=\"\"),\"\",V26/'Combined scenario - input'!$D11),\"\")","v":55.034148627578396},{"$f":"IFERROR(IF(OR(W26=\"\",'Combined scenario - input'!$D11=\"\"),\"\",W26/'Combined scenario - input'!$D11),\"\")","v":55.846451323040633}]
[{"$f":"IFERROR('Combined scenario - input'!A12,\"\")","v":2},{"$f":"IFERROR('Combined scenario - input'!B12,\"\")","v":"POLES"},{"$f":"IFERROR('Combined scenario - input'!C12,\"\")","v":"˂ = 1 kv ; steel"},{"$f":"IFERROR(repcalc('Combined scenario - input'!$CV12:$GH12,'Combined scenario - input'!$G12,'Combined scenario - input'!$E12,'Combined scenario - input'!$F12,20,TRUE,TRUE),\"\")","v":1.3844039994560819E-4},2.5728531461725456E-4,4.7162712481737488E-4,8.5269005609410584E-4,1.5204291563536113E-3,2.6735910866580006E-3,4.636033648953374E-3,7.9266224965645771E-3,1.3362435736496505E-2,2.2207715690535614E-2,3.6383745598835747E-2,5.8757123990875799E-2,9.3525031045703519E-2,0.14671502055753163,0.22681236798587329,0.34551865550480704,0.51862974330026723,0.76699862580703193,1.1175188026308056,1.6040279442158056,{"$f":"IFERROR(IF(OR(D27=\"\",'Combined scenario - input'!$D12=\"\"),\"\",D27/'Combined scenario - input'!$D12),\"\")","v":4.2914262019052942E-5},{"$f":"IFERROR(IF(OR(E27=\"\",'Combined scenario - input'!$D12=\"\"),\"\",E27/'Combined scenario - input'!$D12),\"\")","v":7.9754243771885323E-5},{"$f":"IFERROR(IF(OR(F27=\"\",'Combined scenario - input'!$D12=\"\"),\"\",F27/'Combined scenario - input'!$D12),\"\")","v":1.4619670282415621E-4},{"$f":"IFERROR(IF(OR(G27=\"\",'Combined scenario - input'!$D12=\"\"),\"\",G27/'Combined scenario - input'!$D12),\"\")","v":2.6431998537016833E-4},{"$f":"IFERROR(IF(OR(H27=\"\",'Combined scenario - input'!$D12=\"\"),\"\",H27/'Combined scenario - input'!$D12),\"\")","v":4.713081963270967E-4},{"$f":"IFERROR(IF(OR(I27=\"\",'Combined scenario - input'!$D12=\"\"),\"\",I27/'Combined scenario - input'!$D12),\"\")","v":8.2876955332203753E-4},{"$f":"IFERROR(IF(OR(J27=\"\",'Combined scenario - input'!$D12=\"\"),\"\",J27/'Combined scenario - input'!$D12),\"\")","v":1.4370946834774921E-3},{"$f":"IFERROR(IF(OR(K27=\"\",'Combined scenario - input'!$D12=\"\"),\"\",K27/'Combined scenario - input'!$D12),\"\")","v":2.457123461629259E-3},{"$f":"IFERROR(IF(OR(L27=\"\",'Combined scenario - input'!$D12=\"\"),\"\",L27/'Combined scenario - input'!$D12),\"\")","v":4.142136750789986E-3},{"$f":"IFERROR(IF(OR(M27=\"\",'Combined scenario - input'!$D12=\"\"),\"\",M27/'Combined scenario - input'!$D12),\"\")","v":6.8840290143824595E-3},{"$f":"IFERROR(IF(OR(N27=\"\",'Combined scenario - input'!$D12=\"\"),\"\",N27/'Combined scenario - input'!$D12),\"\")","v":1.1278366665196377E-2},{"$f":"IFERROR(IF(OR(O27=\"\",'Combined scenario - input'!$D12=\"\"),\"\",O27/'Combined scenario - input'!$D12),\"\")","v":1.8213748410298616E-2},{"$f":"IFERROR(IF(OR(P27=\"\",'Combined scenario - input'!$D12=\"\"),\"\",P27/'Combined scenario - input'!$D12),\"\")","v":2.8991231527879632E-2},{"$f":"IFERROR(IF(OR(Q27=\"\",'Combined scenario - input'!$D12=\"\"),\"\",Q27/'Combined scenario - input'!$D12),\"\")","v":4.547925921053645E-2},{"$f":"IFERROR(IF(OR(R27=\"\",'Combined scenario - input'!$D12=\"\"),\"\",R27/'Combined scenario - input'!$D12),\"\")","v":7.0308128210636547E-2},{"$f":"IFERROR(IF(OR(S27=\"\",'Combined scenario - input'!$D12=\"\"),\"\",S27/'Combined scenario - input'!$D12),\"\")","v":0.10710513781114343},{"$f":"IFERROR(IF(OR(T27=\"\",'Combined scenario - input'!$D12=\"\"),\"\",T27/'Combined scenario - input'!$D12),\"\")","v":0.16076674658268997},{"$f":"IFERROR(IF(OR(U27=\"\",'Combined scenario - input'!$D12=\"\"),\"\",U27/'Combined scenario - input'!$D12),\"\")","v":0.23775704208503115},{"$f":"IFERROR(IF(OR(V27=\"\",'Combined scenario - input'!$D12=\"\"),\"\",V27/'Combined scenario - input'!$D12),\"\")","v":0.34641256978568907},{"$f":"IFERROR(IF(OR(W27=\"\",'Combined scenario - input'!$D12=\"\"),\"\",W27/'Combined scenario - input'!$D12),\"\")","v":0.4972224546520001}]
[{"$f":"IFERROR('Combined scenario - input'!A13,\"\")","v":2},{"$f":"IFERROR('Combined scenario - input'!B13,\"\")","v":"POLES"},{"$f":"IFERROR('Combined scenario - input'!C13,\"\")","v":"˂ = 1 kv ; wood"},{"$f":"IFERROR(repcalc('Combined scenario - input'!$CV13:$GH13,'Combined scenario - input'!$G13,'Combined scenario - input'!$E13,'Combined scenario - input'!$F13,20,TRUE,TRUE),\"\")","v":1261.3548284882686},1290.944468121917,1340.994017471133,1413.4292705199064,1509.9935125284103,1632.2319450554639,1781.4644913435816,1958.7474807613014,2164.8268214599811,2400.0870385080602,2664.5017552340259,2957.5916750666893,3278.3958149911523,3625.4606798949071,3996.8503704763634,4390.1784839324782,4802.6603489202653,5231.1819130553149,5672.3797455395352,6122.725364912113,{"$f":"IFERROR(IF(OR(D28=\"\",'Combined scenario - input'!$D13=\"\"),\"\",D28/'Combined scenario - input'!$D13),\"\")","v":390.99938767881565},{"$f":"IFERROR(IF(OR(E28=\"\",'Combined scenario - input'!$D13=\"\"),\"\",E28/'Combined scenario - input'!$D13),\"\")","v":400.17169250303346},{"$f":"IFERROR(IF(OR(F28=\"\",'Combined scenario - input'!$D13=\"\"),\"\",F28/'Combined scenario - input'!$D13),\"\")","v":415.68623504662361},{"$f":"IFERROR(IF(OR(G28=\"\",'Combined scenario - input'!$D13=\"\"),\"\",G28/'Combined scenario - input'!$D13),\"\")","v":438.13997997926441},{"$f":"IFERROR(IF(OR(H28=\"\",'Combined scenario - input'!$D13=\"\"),\"\",H28/'Combined scenario - input'!$D13),\"\")","v":468.07331724824297},{"$f":"IFERROR(IF(OR(I28=\"\",'Combined scenario - input'!$D13=\"\"),\"\",I28/'Combined scenario - input'!$D13),\"\")","v":505.96523408989697},{"$f":"IFERROR(IF(OR(J28=\"\",'Combined scenario - input'!$D13=\"\"),\"\",J28/'Combined scenario - input'!$D13),\"\")","v":552.22488514330962},{"$f":"IFERROR(IF(OR(K28=\"\",'Combined scenario - input'!$D13=\"\"),\"\",K28/'Combined scenario - input'!$D13),\"\")","v":607.17971525346616},{"$f":"IFERROR(IF(OR(L28=\"\",'Combined scenario - input'!$D13=\"\"),\"\",L28/'Combined scenario - input'!$D13),\"\")","v":671.06094375996747},{"$f":"IFERROR(IF(OR(M28=\"\",'Combined scenario - input'!$D13=\"\"),\"\",M28/'Combined scenario - input'!$D13),\"\")","v":743.98776715131237},{"$f":"IFERROR(IF(OR(N28=\"\",'Combined scenario - input'!$D13=\"\"),\"\",N28/'Combined scenario - input'!$D13),\"\")","v":825.95200909029802},{"$f":"IFERROR(IF(OR(O28=\"\",'Combined scenario - input'!$D13=\"\"),\"\",O28/'Combined scenario - input'!$D13),\"\")","v":916.80509547103509},{"$f":"IFERROR(IF(OR(P28=\"\",'Combined scenario - input'!$D13=\"\"),\"\",P28/'Combined scenario - input'!$D13),\"\")","v":1016.2491372603124},{"$f":"IFERROR(IF(OR(Q28=\"\",'Combined scenario - input'!$D13=\"\"),\"\",Q28/'Combined scenario - input'!$D13),\"\")","v":1123.8335747217664},{"$f":"IFERROR(IF(OR(R28=\"\",'Combined scenario - input'!$D13=\"\"),\"\",R28/'Combined scenario - input'!$D13),\"\")","v":1238.958310702372},{"$f":"IFERROR(IF(OR(S28=\"\",'Combined scenario - input'!$D13=\"\"),\"\",S28/'Combined scenario - input'!$D13),\"\")","v":1360.8835993243872},{"$f":"IFERROR(IF(OR(T28=\"\",'Combined scenario - input'!$D13=\"\"),\"\",T28/'Combined scenario - input'!$D13),\"\")","v":1488.7462379699575},{"$f":"IFERROR(IF(OR(U28=\"\",'Combined scenario - input'!$D13=\"\"),\"\",U28/'Combined scenario - input'!$D13),\"\")","v":1621.5809212801114},{"$f":"IFERROR(IF(OR(V28=\"\",'Combined scenario - input'!$D13=\"\"),\"\",V28/'Combined scenario - input'!$D13),\"\")","v":1758.345040662206},{"$f":"IFERROR(IF(OR(W28=\"\",'Combined scenario - input'!$D13=\"\"),\"\",W28/'Combined scenario - input'!$D13),\"\")","v":1897.9448245149003}]
[{"$f":"IFERROR('Combined scenario - input'!A14,\"\")","v":2},{"$f":"IFERROR('Combined scenario - input'!B14,\"\")","v":"POLES"},{"$f":"IFERROR('Combined scenario - input'!C14,\"\")","v":"˃ 11 kv & < = 22 kv ; wood"},{"$f":"IFERROR(repcalc('Combined scenario - input'!$CV14:$GH14,'Combined scenario - input'!$G14,'Combined scenario - input'!$E14,'Combined scenario - input'!$F14,20,TRUE,TRUE),\"\")","v":5.6933466141369737E-4},9.3650103368225616E-4,1.5256357463843701E-3,2.4615956473106929E-3,3.9337053543627935E-3,6.2255409920988092E-3,9.7564013097222197E-3,1.5137882003025713E-2,2.3249338111837541E-2,3.5336070649253246E-2,5.3133585243733142E-2,7.901997687027576E-2,0.11619611378563743,0.16888957618278158,0.24257310526013848,0.34418168421273809,0.4823046420910892,0.66732105702212319,0.91143936921567736,1.2285970244965032,{"$f":"IFERROR(IF(OR(D29=\"\",'Combined scenario - input'!$D14=\"\"),\"\",D29/'Combined scenario - input'!$D14),\"\")","v":1.3460031123393965E-4},{"$f":"IFERROR(IF(OR(E29=\"\",'Combined scenario - input'!$D14=\"\"),\"\",E29/'Combined scenario - input'!$D14),\"\")","v":2.2140463096263758E-4},{"$f":"IFERROR(IF(OR(F29=\"\",'Combined scenario - input'!$D14=\"\"),\"\",F29/'Combined scenario - input'!$D14),\"\")","v":3.6068600809067058E-4},{"$f":"IFERROR(IF(OR(G29=\"\",'Combined scenario - input'!$D14=\"\"),\"\",G29/'Combined scenario - input'!$D14),\"\")","v":5.819627061479293E-4},{"$f":"IFERROR(IF(OR(H29=\"\",'Combined scenario - input'!$D14=\"\"),\"\",H29/'Combined scenario - input'!$D14),\"\")","v":9.2999425625187905E-4},{"$f":"IFERROR(IF(OR(I29=\"\",'Combined scenario - input'!$D14=\"\"),\"\",I29/'Combined scenario - input'!$D14),\"\")","v":1.4718228344914696E-3},{"$f":"IFERROR(IF(OR(J29=\"\",'Combined scenario - input'!$D14=\"\"),\"\",J29/'Combined scenario - input'!$D14),\"\")","v":2.3065777332984161E-3},{"$f":"IFERROR(IF(OR(K29=\"\",'Combined scenario - input'!$D14=\"\"),\"\",K29/'Combined scenario - input'!$D14),\"\")","v":3.5788504848282086E-3},{"$f":"IFERROR(IF(OR(L29=\"\",'Combined scenario - input'!$D14=\"\"),\"\",L29/'Combined scenario - input'!$D14),\"\")","v":5.4965354437862433E-3},{"$f":"IFERROR(IF(OR(M29=\"\",'Combined scenario - input'!$D14=\"\"),\"\",M29/'Combined scenario - input'!$D14),\"\")","v":8.3540427617104472E-3},{"$f":"IFERROR(IF(OR(N29=\"\",'Combined scenario - input'!$D14=\"\"),\"\",N29/'Combined scenario - input'!$D14),\"\")","v":1.2561675224591345E-2},{"$f":"IFERROR(IF(OR(O29=\"\",'Combined scenario - input'!$D14=\"\"),\"\",O29/'Combined scenario - input'!$D14),\"\")","v":1.868165457207124E-2},{"$f":"IFERROR(IF(OR(P29=\"\",'Combined scenario - input'!$D14=\"\"),\"\",P29/'Combined scenario - input'!$D14),\"\")","v":2.7470720017091142E-2},{"$f":"IFERROR(IF(OR(Q29=\"\",'Combined scenario - input'!$D14=\"\"),\"\",Q29/'Combined scenario - input'!$D14),\"\")","v":3.992834278159698E-2},{"$f":"IFERROR(IF(OR(R29=\"\",'Combined scenario - input'!$D14=\"\"),\"\",R29/'Combined scenario - input'!$D14),\"\")","v":5.734837113890906E-2},{"$f":"IFERROR(IF(OR(S29=\"\",'Combined scenario - input'!$D14=\"\"),\"\",S29/'Combined scenario - input'!$D14),\"\")","v":8.1370352019360687E-2},{"$f":"IFERROR(IF(OR(T29=\"\",'Combined scenario - input'!$D14=\"\"),\"\",T29/'Combined scenario - input'!$D14),\"\")","v":0.11402494760083236},{"$f":"IFERROR(IF(OR(U29=\"\",'Combined scenario - input'!$D14=\"\"),\"\",U29/'Combined scenario - input'!$D14),\"\")","v":0.15776594691267534},{"$f":"IFERROR(IF(OR(V29=\"\",'Combined scenario - input'!$D14=\"\"),\"\",V29/'Combined scenario - input'!$D14),\"\")","v":0.21547963101820083},{"$f":"IFERROR(IF(OR(W29=\"\",'Combined scenario - input'!$D14=\"\"),\"\",W29/'Combined scenario - input'!$D14),\"\")","v":0.29046104705393749}]
[{"$f":"IFERROR('Combined scenario - input'!A15,\"\")","v":2},{"$f":"IFERROR('Combined scenario - input'!B15,\"\")","v":"POLES"},{"$f":"IFERROR('Combined scenario - input'!C15,\"\")","v":"> 1 kv & < = 11 kv ; concrete"},{"$f":"IFERROR(repcalc('Combined scenario - input'!$CV15:$GH15,'Combined scenario - input'!$G15,'Combined scenario - input'!$E15,'Combined scenario - input'!$F15,20,TRUE,TRUE),\"\")","v":459.59123782926764},472.20827409921236,487.56802882330516,503.32218755622267,518.34677614014743,532.36211650318398,545.66241181831526,558.90642159858544,572.94124579766356,588.64640721484511,606.79596805500717,627.9429744515304,652.3336385704805,679.85886883890737,710.0486244576781,742.11076958462797,775.01139405899278,807.58875373961109,838.68883214786706,867.30767715373872,{"$f":"IFERROR(IF(OR(D30=\"\",'Combined scenario - input'!$D15=\"\"),\"\",D30/'Combined scenario - input'!$D15),\"\")","v":42.681500212845691},{"$f":"IFERROR(IF(OR(E30=\"\",'Combined scenario - input'!$D15=\"\"),\"\",E30/'Combined scenario - input'!$D15),\"\")","v":43.853224109899571},{"$f":"IFERROR(IF(OR(F30=\"\",'Combined scenario - input'!$D15=\"\"),\"\",F30/'Combined scenario - input'!$D15),\"\")","v":45.279659865337457},{"$f":"IFERROR(IF(OR(G30=\"\",'Combined scenario - input'!$D15=\"\"),\"\",G30/'Combined scenario - input'!$D15),\"\")","v":46.742723287712835},{"$f":"IFERROR(IF(OR(H30=\"\",'Combined scenario - input'!$D15=\"\"),\"\",H30/'Combined scenario - input'!$D15),\"\")","v":48.138032701946983},{"$f":"IFERROR(IF(OR(I30=\"\",'Combined scenario - input'!$D15=\"\"),\"\",I30/'Combined scenario - input'!$D15),\"\")","v":49.439614854629959},{"$f":"IFERROR(IF(OR(J30=\"\",'Combined scenario - input'!$D15=\"\"),\"\",J30/'Combined scenario - input'!$D15),\"\")","v":50.674791921984252},{"$f":"IFERROR(IF(OR(K30=\"\",'Combined scenario - input'!$D15=\"\"),\"\",K30/'Combined scenario - input'!$D15),\"\")","v":51.904741842103327},{"$f":"IFERROR(IF(OR(L30=\"\",'Combined scenario - input'!$D15=\"\"),\"\",L30/'Combined scenario - input'!$D15),\"\")","v":53.208133427350944},{"$f":"IFERROR(IF(OR(M30=\"\",'Combined scenario - input'!$D15=\"\"),\"\",M30/'Combined scenario - input'!$D15),\"\")","v":54.666646547697304},{"$f":"IFERROR(IF(OR(N30=\"\",'Combined scenario - input'!$D15=\"\"),\"\",N30/'Combined scenario - input'!$D15),\"\")","v":56.352167117065086},{"$f":"IFERROR(IF(OR(O30=\"\",'Combined scenario - input'!$D15=\"\"),\"\",O30/'Combined scenario - input'!$D15),\"\")","v":58.316055641740476},{"$f":"IFERROR(IF(OR(P30=\"\",'Combined scenario - input'!$D15=\"\"),\"\",P30/'Combined scenario - input'!$D15),\"\")","v":60.581177450200947},{"$f":"IFERROR(IF(OR(Q30=\"\",'Combined scenario - input'!$D15=\"\"),\"\",Q30/'Combined scenario - input'!$D15),\"\")","v":63.137401383253639},{"$f":"IFERROR(IF(OR(R30=\"\",'Combined scenario - input'!$D15=\"\"),\"\",R30/'Combined scenario - input'!$D15),\"\")","v":65.941075506708103},{"$f":"IFERROR(IF(OR(S30=\"\",'Combined scenario - input'!$D15=\"\"),\"\",S30/'Combined scenario - input'!$D15),\"\")","v":68.918635436970661},{"$f":"IFERROR(IF(OR(T30=\"\",'Combined scenario - input'!$D15=\"\"),\"\",T30/'Combined scenario - input'!$D15),\"\")","v":71.974063597737782},{"$f":"IFERROR(IF(OR(U30=\"\",'Combined scenario - input'!$D15=\"\"),\"\",U30/'Combined scenario - input'!$D15),\"\")","v":74.999470676231283},{"$f":"IFERROR(IF(OR(V30=\"\",'Combined scenario - input'!$D15=\"\"),\"\",V30/'Combined scenario - input'!$D15),\"\")","v":77.887685015284035},{"$f":"IFERROR(IF(OR(W30=\"\",'Combined scenario - input'!$D15=\"\"),\"\",W30/'Combined scenario - input'!$D15),\"\")","v":80.545471192798757}]
[{"$f":"IFERROR('Combined scenario - input'!A16,\"\")","v":2},{"$f":"IFERROR('Combined scenario - input'!B16,\"\")","v":"POLES"},{"$f":"IFERROR('Combined scenario - input'!C16,\"\")","v":"> 1 kv & < = 11 kv ; steel"},{"$f":"IFERROR(repcalc('Combined scenario - input'!$CV16:$GH16,'Combined scenario - input'!$G16,'Combined scenario - input'!$E16,'Combined scenario - input'!$F16,20,TRUE,TRUE),\"\")","v":2.5707335077536846},2.1547323550930906,1.8125923216905793,1.5384220981030039,1.3243510298467882,1.1614917035765524,1.0407725610827248,0.95359543990488704,0.8922993496647369,0.85043453978447536,0.82286842039738806,0.80575652875469683,0.79641757844006933,0.79315227923726417,0.79504197904662188,0.80175634953838903,0.8133905056240891,0.8303423328029772,0.853231563378956,0.88285431975724871,{"$f":"IFERROR(IF(OR(D31=\"\",'Combined scenario - input'!$D16=\"\"),\"\",D31/'Combined scenario - input'!$D16),\"\")","v":0.2814686172773766},{"$f":"IFERROR(IF(OR(E31=\"\",'Combined scenario - input'!$D16=\"\"),\"\",E31/'Combined scenario - input'!$D16),\"\")","v":0.23592081200234172},{"$f":"IFERROR(IF(OR(F31=\"\",'Combined scenario - input'!$D16=\"\"),\"\",F31/'Combined scenario - input'!$D16),\"\")","v":0.19846003210174865},{"$f":"IFERROR(IF(OR(G31=\"\",'Combined scenario - input'!$D16=\"\"),\"\",G31/'Combined scenario - input'!$D16),\"\")","v":0.16844124038371652},{"$f":"IFERROR(IF(OR(H31=\"\",'Combined scenario - input'!$D16=\"\"),\"\",H31/'Combined scenario - input'!$D16),\"\")","v":0.14500268193359606},{"$f":"IFERROR(IF(OR(I31=\"\",'Combined scenario - input'!$D16=\"\"),\"\",I31/'Combined scenario - input'!$D16),\"\")","v":0.12717127730229166},{"$f":"IFERROR(IF(OR(J31=\"\",'Combined scenario - input'!$D16=\"\"),\"\",J31/'Combined scenario - input'!$D16),\"\")","v":0.11395378509076372},{"$f":"IFERROR(IF(OR(K31=\"\",'Combined scenario - input'!$D16=\"\"),\"\",K31/'Combined scenario - input'!$D16),\"\")","v":0.10440879581741451},{"$f":"IFERROR(IF(OR(L31=\"\",'Combined scenario - input'!$D16=\"\"),\"\",L31/'Combined scenario - input'!$D16),\"\")","v":9.7697510609372845E-2},{"$f":"IFERROR(IF(OR(M31=\"\",'Combined scenario - input'!$D16=\"\"),\"\",M31/'Combined scenario - input'!$D16),\"\")","v":9.3113748770957308E-2},{"$f":"IFERROR(IF(OR(N31=\"\",'Combined scenario - input'!$D16=\"\"),\"\",N31/'Combined scenario - input'!$D16),\"\")","v":9.0095545023200357E-2},{"$f":"IFERROR(IF(OR(O31=\"\",'Combined scenario - input'!$D16=\"\"),\"\",O31/'Combined scenario - input'!$D16),\"\")","v":8.822197062696617E-2},{"$f":"IFERROR(IF(OR(P31=\"\",'Combined scenario - input'!$D16=\"\"),\"\",P31/'Combined scenario - input'!$D16),\"\")","v":8.7199452569784425E-2},{"$f":"IFERROR(IF(OR(Q31=\"\",'Combined scenario - input'!$D16=\"\"),\"\",Q31/'Combined scenario - input'!$D16),\"\")","v":8.6841936223248137E-2},{"$f":"IFERROR(IF(OR(R31=\"\",'Combined scenario - input'!$D16=\"\"),\"\",R31/'Combined scenario - input'!$D16),\"\")","v":8.7048838724345587E-2},{"$f":"IFERROR(IF(OR(S31=\"\",'Combined scenario - input'!$D16=\"\"),\"\",S31/'Combined scenario - input'!$D16),\"\")","v":8.7783992552039336E-2},{"$f":"IFERROR(IF(OR(T31=\"\",'Combined scenario - input'!$D16=\"\"),\"\",T31/'Combined scenario - input'!$D16),\"\")","v":8.905781180119697E-2},{"$f":"IFERROR(IF(OR(U31=\"\",'Combined scenario - input'!$D16=\"\"),\"\",U31/'Combined scenario - input'!$D16),\"\")","v":9.0913860801210181E-2},{"$f":"IFERROR(IF(OR(V31=\"\",'Combined scenario - input'!$D16=\"\"),\"\",V31/'Combined scenario - input'!$D16),\"\")","v":9.3419993802290241E-2},{"$f":"IFERROR(IF(OR(W31=\"\",'Combined scenario - input'!$D16=\"\"),\"\",W31/'Combined scenario - input'!$D16),\"\")","v":9.6663377938605605E-2}]
[{"$f":"IFERROR('Combined scenario - input'!A17,\"\")","v":2},{"$f":"IFERROR('Combined scenario - input'!B17,\"\")","v":"POLES"},{"$f":"IFERROR('Combined scenario - input'!C17,\"\")","v":"> 1 kv & < = 11 kv ; wood"},{"$f":"IFERROR(repcalc('Combined scenario - input'!$CV17:$GH17,'Combined scenario - input'!$G17,'Combined scenario - input'!$E17,'Combined scenario - input'!$F17,20,TRUE,TRUE),\"\")","v":2188.6470756226195},2230.2853555055231,2302.0460096100041,2405.1185402359547,2540.4929436689913,2709.0110821390113,2911.393145668525,3148.2389886398928,3420.0072132310625,3726.977207759915,4069.2007230334784,4446.4499081226159,4858.1680886152872,5303.4281383722464,5780.9013491207643,6288.8375775391996,6825.0554956983833,7386.9403016933729,7971.4454986439478,8575.0954459995373,{"$f":"IFERROR(IF(OR(D32=\"\",'Combined scenario - input'!$D17=\"\"),\"\",D32/'Combined scenario - input'!$D17),\"\")","v":517.43306270614664},{"$f":"IFERROR(IF(OR(E32=\"\",'Combined scenario - input'!$D17=\"\"),\"\",E32/'Combined scenario - input'!$D17),\"\")","v":527.27705396704812},{"$f":"IFERROR(IF(OR(F32=\"\",'Combined scenario - input'!$D17=\"\"),\"\",F32/'Combined scenario - input'!$D17),\"\")","v":544.24248226686427},{"$f":"IFERROR(IF(OR(G32=\"\",'Combined scenario - input'!$D17=\"\"),\"\",G32/'Combined scenario - input'!$D17),\"\")","v":568.610566000733},{"$f":"IFERROR(IF(OR(H32=\"\",'Combined scenario - input'!$D17=\"\"),\"\",H32/'Combined scenario - input'!$D17),\"\")","v":600.61535697894351},{"$f":"IFERROR(IF(OR(I32=\"\",'Combined scenario - input'!$D17=\"\"),\"\",I32/'Combined scenario - input'!$D17),\"\")","v":640.4558856239172},{"$f":"IFERROR(IF(OR(J32=\"\",'Combined scenario - input'!$D17=\"\"),\"\",J32/'Combined scenario - input'!$D17),\"\")","v":688.30241699722046},{"$f":"IFERROR(IF(OR(K32=\"\",'Combined scenario - input'!$D17=\"\"),\"\",K32/'Combined scenario - input'!$D17),\"\")","v":744.29676678659018},{"$f":"IFERROR(IF(OR(L32=\"\",'Combined scenario - input'!$D17=\"\"),\"\",L32/'Combined scenario - input'!$D17),\"\")","v":808.54735627755099},{"$f":"IFERROR(IF(OR(M32=\"\",'Combined scenario - input'!$D17=\"\"),\"\",M32/'Combined scenario - input'!$D17),\"\")","v":881.12023757809959},{"$f":"IFERROR(IF(OR(N32=\"\",'Combined scenario - input'!$D17=\"\"),\"\",N32/'Combined scenario - input'!$D17),\"\")","v":962.02764545138098},{"$f":"IFERROR(IF(OR(O32=\"\",'Combined scenario - input'!$D17=\"\"),\"\",O32/'Combined scenario - input'!$D17),\"\")","v":1051.2157120968634},{"$f":"IFERROR(IF(OR(P32=\"\",'Combined scenario - input'!$D17=\"\"),\"\",P32/'Combined scenario - input'!$D17),\"\")","v":1148.5528302996786},{"$f":"IFERROR(IF(OR(Q32=\"\",'Combined scenario - input'!$D17=\"\"),\"\",Q32/'Combined scenario - input'!$D17),\"\")","v":1253.8198118119417},{"$f":"IFERROR(IF(OR(R32=\"\",'Combined scenario - input'!$D17=\"\"),\"\",R32/'Combined scenario - input'!$D17),\"\")","v":1366.7025275999406},{"$f":"IFERROR(IF(OR(S32=\"\",'Combined scenario - input'!$D17=\"\"),\"\",S32/'Combined scenario - input'!$D17),\"\")","v":1486.7872142802692},{"$f":"IFERROR(IF(OR(T32=\"\",'Combined scenario - input'!$D17=\"\"),\"\",T32/'Combined scenario - input'!$D17),\"\")","v":1613.558169159822},{"$f":"IFERROR(IF(OR(U32=\"\",'Combined scenario - input'!$D17=\"\"),\"\",U32/'Combined scenario - input'!$D17),\"\")","v":1746.3972089905485},{"$f":"IFERROR(IF(OR(V32=\"\",'Combined scenario - input'!$D17=\"\"),\"\",V32/'Combined scenario - input'!$D17),\"\")","v":1884.5840905551597},{"$f":"IFERROR(IF(OR(W32=\"\",'Combined scenario - input'!$D17=\"\"),\"\",W32/'Combined scenario - input'!$D17),\"\")","v":2027.2971138386195}]
[{"$f":"IFERROR('Combined scenario - input'!A18,\"\")","v":2},{"$f":"IFERROR('Combined scenario - input'!B18,\"\")","v":"POLES"},{"$f":"IFERROR('Combined scenario - input'!C18,\"\")","v":"> 22 kv & < = 66 kv ; concrete"},{"$f":"IFERROR(repcalc('Combined scenario - input'!$CV18:$GH18,'Combined scenario - input'!$G18,'Combined scenario - input'!$E18,'Combined scenario - input'!$F18,20,TRUE,TRUE),\"\")","v":1.1031089146812532},1.3634264459892143,1.7042054898358652,2.1529598277367938,2.7442854823352749,3.5204837649285818,4.5318145282946158,5.8362293135839867,7.4984392421064259,9.5881972462662759,12.177721467217276,15.338256601365787,19.135859328471277,23.626595388163715,28.851438328692375,34.831249654841507,41.562282346379213,49.012671197268737,57.120344708338862,65.792710942292302,{"$f":"IFERROR(IF(OR(D33=\"\",'Combined scenario - input'!$D18=\"\"),\"\",D33/'Combined scenario - input'!$D18),\"\")","v":0.13196910631231878},{"$f":"IFERROR(IF(OR(E33=\"\",'Combined scenario - input'!$D18=\"\"),\"\",E33/'Combined scenario - input'!$D18),\"\")","v":0.16311188061767135},{"$f":"IFERROR(IF(OR(F33=\"\",'Combined scenario - input'!$D18=\"\"),\"\",F33/'Combined scenario - input'!$D18),\"\")","v":0.20388057105963364},{"$f":"IFERROR(IF(OR(G33=\"\",'Combined scenario - input'!$D18=\"\"),\"\",G33/'Combined scenario - input'!$D18),\"\")","v":0.25756675574945115},{"$f":"IFERROR(IF(OR(H33=\"\",'Combined scenario - input'!$D18=\"\"),\"\",H33/'Combined scenario - input'!$D18),\"\")","v":0.3283092881851149},{"$f":"IFERROR(IF(OR(I33=\"\",'Combined scenario - input'!$D18=\"\"),\"\",I33/'Combined scenario - input'!$D18),\"\")","v":0.42116883479171091},{"$f":"IFERROR(IF(OR(J33=\"\",'Combined scenario - input'!$D18=\"\"),\"\",J33/'Combined scenario - input'!$D18),\"\")","v":0.54215817251829035},{"$f":"IFERROR(IF(OR(K33=\"\",'Combined scenario - input'!$D18=\"\"),\"\",K33/'Combined scenario - input'!$D18),\"\")","v":0.69821026418772858},{"$f":"IFERROR(IF(OR(L33=\"\",'Combined scenario - input'!$D18=\"\"),\"\",L33/'Combined scenario - input'!$D18),\"\")","v":0.89706674685331789},{"$f":"IFERROR(IF(OR(M33=\"\",'Combined scenario - input'!$D18=\"\"),\"\",M33/'Combined scenario - input'!$D18),\"\")","v":1.1470724285657885},{"$f":"IFERROR(IF(OR(N33=\"\",'Combined scenario - input'!$D18=\"\"),\"\",N33/'Combined scenario - input'!$D18),\"\")","v":1.4568670396552592},{"$f":"IFERROR(IF(OR(O33=\"\",'Combined scenario - input'!$D18=\"\"),\"\",O33/'Combined scenario - input'!$D18),\"\")","v":1.834973853562011},{"$f":"IFERROR(IF(OR(P33=\"\",'Combined scenario - input'!$D18=\"\"),\"\",P33/'Combined scenario - input'!$D18),\"\")","v":2.2892954816037441},{"$f":"IFERROR(IF(OR(Q33=\"\",'Combined scenario - input'!$D18=\"\"),\"\",Q33/'Combined scenario - input'!$D18),\"\")","v":2.8265392810098611},{"$f":"IFERROR(IF(OR(R33=\"\",'Combined scenario - input'!$D18=\"\"),\"\",R33/'Combined scenario - input'!$D18),\"\")","v":3.4516070728724926},{"$f":"IFERROR(IF(OR(S33=\"\",'Combined scenario - input'!$D18=\"\"),\"\",S33/'Combined scenario - input'!$D18),\"\")","v":4.1669945981888032},{"$f":"IFERROR(IF(OR(T33=\"\",'Combined scenario - input'!$D18=\"\"),\"\",T33/'Combined scenario - input'!$D18),\"\")","v":4.9722535867066382},{"$f":"IFERROR(IF(OR(U33=\"\",'Combined scenario - input'!$D18=\"\"),\"\",U33/'Combined scenario - input'!$D18),\"\")","v":5.8635718828834564},{"$f":"IFERROR(IF(OR(V33=\"\",'Combined scenario - input'!$D18=\"\"),\"\",V33/'Combined scenario - input'!$D18),\"\")","v":6.8335236376810808},{"$f":"IFERROR(IF(OR(W33=\"\",'Combined scenario - input'!$D18=\"\"),\"\",W33/'Combined scenario - input'!$D18),\"\")","v":7.8710317262080123}]
[{"$f":"IFERROR('Combined scenario - input'!A19,\"\")","v":2},{"$f":"IFERROR('Combined scenario - input'!B19,\"\")","v":"POLES"},{"$f":"IFERROR('Combined scenario - input'!C19,\"\")","v":"> 22 kv & < = 66 kv ; steel"},{"$f":"IFERROR(repcalc('Combined scenario - input'!$CV19:$GH19,'Combined scenario - input'!$G19,'Combined scenario - input'!$E19,'Combined scenario - input'!$F19,20,TRUE,TRUE),\"\")","v":2.2820119454461995E-4},3.7243302698854327E-4,5.9876716523498406E-4,9.4833002829552981E-4,1.4796742912320583E-3,2.2745343724711689E-3,3.444726326317568E-3,5.1400873654241152E-3,7.5571729471322182E-3,1.0948203569757387E-2,1.5629491058112479E-2,2.1988299018208549E-2,3.0486840920379819E-2,4.1661939809730993E-2,5.6118820591819572E-2,7.4517632884359142E-2,9.7551651813210682E-2,0.12591669483288287,0.16027210933242092,0.20119467136884972,{"$f":"IFERROR(IF(OR(D34=\"\",'Combined scenario - input'!$D19=\"\"),\"\",D34/'Combined scenario - input'!$D19),\"\")","v":2.7300575040823653E-5},{"$f":"IFERROR(IF(OR(E34=\"\",'Combined scenario - input'!$D19=\"\"),\"\",E34/'Combined scenario - input'!$D19),\"\")","v":4.4555576587894498E-5},{"$f":"IFERROR(IF(OR(F34=\"\",'Combined scenario - input'!$D19=\"\"),\"\",F34/'Combined scenario - input'!$D19),\"\")","v":7.1632788597356302E-5},{"$f":"IFERROR(IF(OR(G34=\"\",'Combined scenario - input'!$D19=\"\"),\"\",G34/'Combined scenario - input'!$D19),\"\")","v":1.1345232067085562E-4},{"$f":"IFERROR(IF(OR(H34=\"\",'Combined scenario - input'!$D19=\"\"),\"\",H34/'Combined scenario - input'!$D19),\"\")","v":1.7701905156267611E-4},{"$f":"IFERROR(IF(OR(I34=\"\",'Combined scenario - input'!$D19=\"\"),\"\",I34/'Combined scenario - input'!$D19),\"\")","v":2.7211117997211139E-4},{"$f":"IFERROR(IF(OR(J34=\"\",'Combined scenario - input'!$D19=\"\"),\"\",J34/'Combined scenario - input'!$D19),\"\")","v":4.1210568487337791E-4},{"$f":"IFERROR(IF(OR(K34=\"\",'Combined scenario - input'!$D19=\"\"),\"\",K34/'Combined scenario - input'!$D19),\"\")","v":6.1492816072315759E-4},{"$f":"IFERROR(IF(OR(L34=\"\",'Combined scenario - input'!$D19=\"\"),\"\",L34/'Combined scenario - input'!$D19),\"\")","v":9.0409328290928369E-4},{"$f":"IFERROR(IF(OR(M34=\"\",'Combined scenario - input'!$D19=\"\"),\"\",M34/'Combined scenario - input'!$D19),\"\")","v":1.3097751469479395E-3},{"$f":"IFERROR(IF(OR(N34=\"\",'Combined scenario - input'!$D19=\"\"),\"\",N34/'Combined scenario - input'!$D19),\"\")","v":1.8698153370027646E-3},{"$f":"IFERROR(IF(OR(O34=\"\",'Combined scenario - input'!$D19=\"\"),\"\",O34/'Combined scenario - input'!$D19),\"\")","v":2.6305436681195674E-3},{"$f":"IFERROR(IF(OR(P34=\"\",'Combined scenario - input'!$D19=\"\"),\"\",P34/'Combined scenario - input'!$D19),\"\")","v":3.6472564920852859E-3},{"$f":"IFERROR(IF(OR(Q34=\"\",'Combined scenario - input'!$D19=\"\"),\"\",Q34/'Combined scenario - input'!$D19),\"\")","v":4.984175987297234E-3},{"$f":"IFERROR(IF(OR(R34=\"\",'Combined scenario - input'!$D19=\"\"),\"\",R34/'Combined scenario - input'!$D19),\"\")","v":6.713707506337898E-3},{"$f":"IFERROR(IF(OR(S34=\"\",'Combined scenario - input'!$D19=\"\"),\"\",S34/'Combined scenario - input'!$D19),\"\")","v":8.9148272535716985E-3},{"$f":"IFERROR(IF(OR(T34=\"\",'Combined scenario - input'!$D19=\"\"),\"\",T34/'Combined scenario - input'!$D19),\"\")","v":1.1670474363630568E-2},{"$f":"IFERROR(IF(OR(U34=\"\",'Combined scenario - input'!$D19=\"\"),\"\",U34/'Combined scenario - input'!$D19),\"\")","v":1.5063892119571971E-2},{"$f":"IFERROR(IF(OR(V34=\"\",'Combined scenario - input'!$D19=\"\"),\"\",V34/'Combined scenario - input'!$D19),\"\")","v":1.9173960752099872E-2},{"$f":"IFERROR(IF(OR(W34=\"\",'Combined scenario - input'!$D19=\"\"),\"\",W34/'Combined scenario - input'!$D19),\"\")","v":2.4069682170069218E-2}]
[{"$f":"IFERROR('Combined scenario - input'!A20,\"\")","v":2},{"$f":"IFERROR('Combined scenario - input'!B20,\"\")","v":"POLES"},{"$f":"IFERROR('Combined scenario - input'!C20,\"\")","v":"> 22 kv & < = 66 kv ; wood"},{"$f":"IFERROR(repcalc('Combined scenario - input'!$CV20:$GH20,'Combined scenario - input'!$G20,'Combined scenario - input'!$E20,'Combined scenario - input'!$F20,20,TRUE,TRUE),\"\")","v":1346.5769056205656},1307.8733718525996,1297.0109527243512,1311.1556366106129,1347.6231842074226,1403.8425461040813,1477.3121726734898,1565.5552060319453,1666.0792365056793,1776.3457112862254,1893.753192849342,2015.6375016447957,2139.2903881309207,2261.9968299685679,2381.0894265180377,2494.016769723894,2598.4212320746774,2692.2204662113163,2773.6861954766778,2841.5137098250443,{"$f":"IFERROR(IF(OR(D35=\"\",'Combined scenario - input'!$D20=\"\"),\"\",D35/'Combined scenario - input'!$D20),\"\")","v":168.81418344425427},{"$f":"IFERROR(IF(OR(E35=\"\",'Combined scenario - input'!$D20=\"\"),\"\",E35/'Combined scenario - input'!$D20),\"\")","v":163.96209855985231},{"$f":"IFERROR(IF(OR(F35=\"\",'Combined scenario - input'!$D20=\"\"),\"\",F35/'Combined scenario - input'!$D20),\"\")","v":162.60032679047876},{"$f":"IFERROR(IF(OR(G35=\"\",'Combined scenario - input'!$D20=\"\"),\"\",G35/'Combined scenario - input'!$D20),\"\")","v":164.37358106980707},{"$f":"IFERROR(IF(OR(H35=\"\",'Combined scenario - input'!$D20=\"\"),\"\",H35/'Combined scenario - input'!$D20),\"\")","v":168.94535060192513},{"$f":"IFERROR(IF(OR(I35=\"\",'Combined scenario - input'!$D20=\"\"),\"\",I35/'Combined scenario - input'!$D20),\"\")","v":175.99331468977479},{"$f":"IFERROR(IF(OR(J35=\"\",'Combined scenario - input'!$D20=\"\"),\"\",J35/'Combined scenario - input'!$D20),\"\")","v":185.20386550607088},{"$f":"IFERROR(IF(OR(K35=\"\",'Combined scenario - input'!$D20=\"\"),\"\",K35/'Combined scenario - input'!$D20),\"\")","v":196.26649071438504},{"$f":"IFERROR(IF(OR(L35=\"\",'Combined scenario - input'!$D20=\"\"),\"\",L35/'Combined scenario - input'!$D20),\"\")","v":208.8687283215481},{"$f":"IFERROR(IF(OR(M35=\"\",'Combined scenario - input'!$D20=\"\"),\"\",M35/'Combined scenario - input'!$D20),\"\")","v":222.69233158078853},{"$f":"IFERROR(IF(OR(N35=\"\",'Combined scenario - input'!$D20=\"\"),\"\",N35/'Combined scenario - input'!$D20),\"\")","v":237.41117017633823},{"$f":"IFERROR(IF(OR(O35=\"\",'Combined scenario - input'!$D20=\"\"),\"\",O35/'Combined scenario - input'!$D20),\"\")","v":252.69124811179753},{"$f":"IFERROR(IF(OR(P35=\"\",'Combined scenario - input'!$D20=\"\"),\"\",P35/'Combined scenario - input'!$D20),\"\")","v":268.19304453764693},{"$f":"IFERROR(IF(OR(Q35=\"\",'Combined scenario - input'!$D20=\"\"),\"\",Q35/'Combined scenario - input'!$D20),\"\")","v":283.57618952974531},{"$f":"IFERROR(IF(OR(R35=\"\",'Combined scenario - input'!$D20=\"\"),\"\",R35/'Combined scenario - input'!$D20),\"\")","v":298.5062832784493},{"$f":"IFERROR(IF(OR(S35=\"\",'Combined scenario - input'!$D20=\"\"),\"\",S35/'Combined scenario - input'!$D20),\"\")","v":312.66346743351261},{"$f":"IFERROR(IF(OR(T35=\"\",'Combined scenario - input'!$D20=\"\"),\"\",T35/'Combined scenario - input'!$D20),\"\")","v":325.75217702456376},{"$f":"IFERROR(IF(OR(U35=\"\",'Combined scenario - input'!$D20=\"\"),\"\",U35/'Combined scenario - input'!$D20),\"\")","v":337.51135769399292},{"$f":"IFERROR(IF(OR(V35=\"\",'Combined scenario - input'!$D20=\"\"),\"\",V35/'Combined scenario - input'!$D20),\"\")","v":347.72434330752895},{"$f":"IFERROR(IF(OR(W35=\"\",'Combined scenario - input'!$D20=\"\"),\"\",W35/'Combined scenario - input'!$D20),\"\")","v":356.22756833833114}]
[{"$f":"IFERROR('Combined scenario - input'!A21,\"\")","v":2},{"$f":"IFERROR('Combined scenario - input'!B21,\"\")","v":"POLES"},{"$f":"IFERROR('Combined scenario - input'!C21,\"\")","v":"> 66 kv & < = 132 kv ; concrete"},{"$f":"IFERROR(repcalc('Combined scenario - input'!$CV21:$GH21,'Combined scenario - input'!$G21,'Combined scenario - input'!$E21,'Combined scenario - input'!$F21,20,TRUE,TRUE),\"\")","v":24.023319740867432},32.763452688595429,43.90711842899389,57.824144757034404,74.844348080264965,95.222204795737994,119.09948076701457,146.46977896953345,177.1497602373467,210.76205102373538,246.73439951180154,284.31839384665437,322.62905854660261,360.70408566317667,397.57865544737808,432.36916631733101,464.35716017854867,493.06368016434385,518.3044939913857,540.2181407358496,{"$f":"IFERROR(IF(OR(D36=\"\",'Combined scenario - input'!$D21=\"\"),\"\",D36/'Combined scenario - input'!$D21),\"\")","v":1.0793308635031864},{"$f":"IFERROR(IF(OR(E36=\"\",'Combined scenario - input'!$D21=\"\"),\"\",E36/'Combined scenario - input'!$D21),\"\")","v":1.4720116146799711},{"$f":"IFERROR(IF(OR(F36=\"\",'Combined scenario - input'!$D21=\"\"),\"\",F36/'Combined scenario - input'!$D21),\"\")","v":1.9726794031419521},{"$f":"IFERROR(IF(OR(G36=\"\",'Combined scenario - input'!$D21=\"\"),\"\",G36/'Combined scenario - input'!$D21),\"\")","v":2.5979500237750921},{"$f":"IFERROR(IF(OR(H36=\"\",'Combined scenario - input'!$D21=\"\"),\"\",H36/'Combined scenario - input'!$D21),\"\")","v":3.362641621273637},{"$f":"IFERROR(IF(OR(I36=\"\",'Combined scenario - input'!$D21=\"\"),\"\",I36/'Combined scenario - input'!$D21),\"\")","v":4.2781874293594235},{"$f":"IFERROR(IF(OR(J36=\"\",'Combined scenario - input'!$D21=\"\"),\"\",J36/'Combined scenario - input'!$D21),\"\")","v":5.3509567705733483},{"$f":"IFERROR(IF(OR(K36=\"\",'Combined scenario - input'!$D21=\"\"),\"\",K36/'Combined scenario - input'!$D21),\"\")","v":6.5806622364257432},{"$f":"IFERROR(IF(OR(L36=\"\",'Combined scenario - input'!$D21=\"\"),\"\",L36/'Combined scenario - input'!$D21),\"\")","v":7.9590666797433167},{"$f":"IFERROR(IF(OR(M36=\"\",'Combined scenario - input'!$D21=\"\"),\"\",M36/'Combined scenario - input'!$D21),\"\")","v":9.4692152866020596},{"$f":"IFERROR(IF(OR(N36=\"\",'Combined scenario - input'!$D21=\"\"),\"\",N36/'Combined scenario - input'!$D21),\"\")","v":11.085397661672095},{"$f":"IFERROR(IF(OR(O36=\"\",'Combined scenario - input'!$D21=\"\"),\"\",O36/'Combined scenario - input'!$D21),\"\")","v":12.773988809644337},{"$f":"IFERROR(IF(OR(P36=\"\",'Combined scenario - input'!$D21=\"\"),\"\",P36/'Combined scenario - input'!$D21),\"\")","v":14.495228141177419},{"$f":"IFERROR(IF(OR(Q36=\"\",'Combined scenario - input'!$D21=\"\"),\"\",Q36/'Combined scenario - input'!$D21),\"\")","v":16.205880637956586},{"$f":"IFERROR(IF(OR(R36=\"\",'Combined scenario - input'!$D21=\"\"),\"\",R36/'Combined scenario - input'!$D21),\"\")","v":17.862598430326674},{"$f":"IFERROR(IF(OR(S36=\"\",'Combined scenario - input'!$D21=\"\"),\"\",S36/'Combined scenario - input'!$D21),\"\")","v":19.425682656155132},{"$f":"IFERROR(IF(OR(T36=\"\",'Combined scenario - input'!$D21=\"\"),\"\",T36/'Combined scenario - input'!$D21),\"\")","v":20.862854096588038},{"$f":"IFERROR(IF(OR(U36=\"\",'Combined scenario - input'!$D21=\"\"),\"\",U36/'Combined scenario - input'!$D21),\"\")","v":22.152593955136037},{"$f":"IFERROR(IF(OR(V36=\"\",'Combined scenario - input'!$D21=\"\"),\"\",V36/'Combined scenario - input'!$D21),\"\")","v":23.286624958233386},{"$f":"IFERROR(IF(OR(W36=\"\",'Combined scenario - input'!$D21=\"\"),\"\",W36/'Combined scenario - input'!$D21),\"\")","v":24.271171453819097}]
[{"$f":"IFERROR('Combined scenario - input'!A22,\"\")","v":2},{"$f":"IFERROR('Combined scenario - input'!B22,\"\")","v":"POLES"},{"$f":"IFERROR('Combined scenario - input'!C22,\"\")","v":"> 66 kv & < = 132 kv ; steel"},{"$f":"IFERROR(repcalc('Combined scenario - input'!$CV22:$GH22,'Combined scenario - input'!$G22,'Combined scenario - input'!$E22,'Combined scenario - input'!$F22,20,TRUE,TRUE),\"\")","v":1.3584003184605121E-3},2.1293906340502924E-3,3.2852622825046548E-3,4.9885222859861406E-3,7.4552286831143233E-3,1.0965722132453179E-2,1.5874525774822856E-2,2.2617864563810913E-2,3.171683461126211E-2,4.377393582149941E-2,5.9460567982719349E-2,7.9493288715924787E-2,0.10459723574443618,0.13545618346808705,0.1726502299326671,0.21658400601114858,0.26741037984454197,0.32495662266588432,0.38866157008080343,0.45753310240076045,{"$f":"IFERROR(IF(OR(D37=\"\",'Combined scenario - input'!$D22=\"\"),\"\",D37/'Combined scenario - input'!$D22),\"\")","v":7.0254838822116796E-5},{"$f":"IFERROR(IF(OR(E37=\"\",'Combined scenario - input'!$D22=\"\"),\"\",E37/'Combined scenario - input'!$D22),\"\")","v":1.101295352713635E-4},{"$f":"IFERROR(IF(OR(F37=\"\",'Combined scenario - input'!$D22=\"\"),\"\",F37/'Combined scenario - input'!$D22),\"\")","v":1.6990983365442537E-4},{"$f":"IFERROR(IF(OR(G37=\"\",'Combined scenario - input'!$D22=\"\"),\"\",G37/'Combined scenario - input'!$D22),\"\")","v":2.5800040267929446E-4},{"$f":"IFERROR(IF(OR(H37=\"\",'Combined scenario - input'!$D22=\"\"),\"\",H37/'Combined scenario - input'!$D22),\"\")","v":3.8557550553860857E-4},{"$f":"IFERROR(IF(OR(I37=\"\",'Combined scenario - input'!$D22=\"\"),\"\",I37/'Combined scenario - input'!$D22),\"\")","v":5.6713402559910547E-4},{"$f":"IFERROR(IF(OR(J37=\"\",'Combined scenario - input'!$D22=\"\"),\"\",J37/'Combined scenario - input'!$D22),\"\")","v":8.2101147543285017E-4},{"$f":"IFERROR(IF(OR(K37=\"\",'Combined scenario - input'!$D22=\"\"),\"\",K37/'Combined scenario - input'!$D22),\"\")","v":1.1697688875926117E-3},{"$f":"IFERROR(IF(OR(L37=\"\",'Combined scenario - input'!$D22=\"\"),\"\",L37/'Combined scenario - input'!$D22),\"\")","v":1.64035672936772E-3},{"$f":"IFERROR(IF(OR(M37=\"\",'Combined scenario - input'!$D22=\"\"),\"\",M37/'Combined scenario - input'!$D22),\"\")","v":2.2639355747755031E-3},{"$f":"IFERROR(IF(OR(N37=\"\",'Combined scenario - input'!$D22=\"\"),\"\",N37/'Combined scenario - input'!$D22),\"\")","v":3.0752294173721521E-3},{"$f":"IFERROR(IF(OR(O37=\"\",'Combined scenario - input'!$D22=\"\"),\"\",O37/'Combined scenario - input'!$D22),\"\")","v":4.1112977597845277E-3},{"$f":"IFERROR(IF(OR(P37=\"\",'Combined scenario - input'!$D22=\"\"),\"\",P37/'Combined scenario - input'!$D22),\"\")","v":5.4096438572632244E-3},{"$f":"IFERROR(IF(OR(Q37=\"\",'Combined scenario - input'!$D22=\"\"),\"\",Q37/'Combined scenario - input'!$D22),\"\")","v":7.0056317034691389E-3},{"$f":"IFERROR(IF(OR(R37=\"\",'Combined scenario - input'!$D22=\"\"),\"\",R37/'Combined scenario - input'!$D22),\"\")","v":8.9292632751054018E-3},{"$f":"IFERROR(IF(OR(S37=\"\",'Combined scenario - input'!$D22=\"\"),\"\",S37/'Combined scenario - input'!$D22),\"\")","v":1.1201465596685181E-2},{"$f":"IFERROR(IF(OR(T37=\"\",'Combined scenario - input'!$D22=\"\"),\"\",T37/'Combined scenario - input'!$D22),\"\")","v":1.3830144825518495E-2},{"$f":"IFERROR(IF(OR(U37=\"\",'Combined scenario - input'!$D22=\"\"),\"\",U37/'Combined scenario - input'!$D22),\"\")","v":1.680636763648902E-2},{"$f":"IFERROR(IF(OR(V37=\"\",'Combined scenario - input'!$D22=\"\"),\"\",V37/'Combined scenario - input'!$D22),\"\")","v":2.0101111278686325E-2},{"$f":"IFERROR(IF(OR(W37=\"\",'Combined scenario - input'!$D22=\"\"),\"\",W37/'Combined scenario - input'!$D22),\"\")","v":2.3663064509126065E-2}]
[{"$f":"IFERROR('Combined scenario - input'!A23,\"\")","v":2},{"$f":"IFERROR('Combined scenario - input'!B23,\"\")","v":"POLES"},{"$f":"IFERROR('Combined scenario - input'!C23,\"\")","v":"> 66 kv & < = 132 kv ; wood"},{"$f":"IFERROR(repcalc('Combined scenario - input'!$CV23:$GH23,'Combined scenario - input'!$G23,'Combined scenario - input'!$E23,'Combined scenario - input'!$F23,20,TRUE,TRUE),\"\")","v":24.700656057413251},26.693090146392333,29.069658751500011,31.814724380583119,34.906788336284237,38.322866168915191,42.042942218227715,46.053943709276211,50.35269244244973,54.947396533981845,59.857436401121241,65.111463519117763,70.744137233529685,76.792131250904717,83.290297445962253,90.269030934292218,97.753896384270746,105.76842690873539,114.34069058309238,123.51375601035571,{"$f":"IFERROR(IF(OR(D38=\"\",'Combined scenario - input'!$D23=\"\"),\"\",D38/'Combined scenario - input'!$D23),\"\")","v":1.2552137282115818},{"$f":"IFERROR(IF(OR(E38=\"\",'Combined scenario - input'!$D23=\"\"),\"\",E38/'Combined scenario - input'!$D23),\"\")","v":1.3564632907831269},{"$f":"IFERROR(IF(OR(F38=\"\",'Combined scenario - input'!$D23=\"\"),\"\",F38/'Combined scenario - input'!$D23),\"\")","v":1.4772334246708261},{"$f":"IFERROR(IF(OR(G38=\"\",'Combined scenario - input'!$D23=\"\"),\"\",G38/'Combined scenario - input'!$D23),\"\")","v":1.6167294791261393},{"$f":"IFERROR(IF(OR(H38=\"\",'Combined scenario - input'!$D23=\"\"),\"\",H38/'Combined scenario - input'!$D23),\"\")","v":1.773858954419546},{"$f":"IFERROR(IF(OR(I38=\"\",'Combined scenario - input'!$D23=\"\"),\"\",I38/'Combined scenario - input'!$D23),\"\")","v":1.9474538493158997},{"$f":"IFERROR(IF(OR(J38=\"\",'Combined scenario - input'!$D23=\"\"),\"\",J38/'Combined scenario - input'!$D23),\"\")","v":2.1364970276118367},{"$f":"IFERROR(IF(OR(K38=\"\",'Combined scenario - input'!$D23=\"\"),\"\",K38/'Combined scenario - input'!$D23),\"\")","v":2.3403241698439627},{"$f":"IFERROR(IF(OR(L38=\"\",'Combined scenario - input'!$D23=\"\"),\"\",L38/'Combined scenario - input'!$D23),\"\")","v":2.5587737693796853},{"$f":"IFERROR(IF(OR(M38=\"\",'Combined scenario - input'!$D23=\"\"),\"\",M38/'Combined scenario - input'!$D23),\"\")","v":2.7922629382242561},{"$f":"IFERROR(IF(OR(N38=\"\",'Combined scenario - input'!$D23=\"\"),\"\",N38/'Combined scenario - input'!$D23),\"\")","v":3.041776531424945},{"$f":"IFERROR(IF(OR(O38=\"\",'Combined scenario - input'!$D23=\"\"),\"\",O38/'Combined scenario - input'!$D23),\"\")","v":3.3087705315671343},{"$f":"IFERROR(IF(OR(P38=\"\",'Combined scenario - input'!$D23=\"\"),\"\",P38/'Combined scenario - input'!$D23),\"\")","v":3.5950062233006919},{"$f":"IFERROR(IF(OR(Q38=\"\",'Combined scenario - input'!$D23=\"\"),\"\",Q38/'Combined scenario - input'!$D23),\"\")","v":3.9023472550977911},{"$f":"IFERROR(IF(OR(R38=\"\",'Combined scenario - input'!$D23=\"\"),\"\",R38/'Combined scenario - input'!$D23),\"\")","v":4.2325646953664942},{"$f":"IFERROR(IF(OR(S38=\"\",'Combined scenario - input'!$D23=\"\"),\"\",S38/'Combined scenario - input'!$D23),\"\")","v":4.5872031332978889},{"$f":"IFERROR(IF(OR(T38=\"\",'Combined scenario - input'!$D23=\"\"),\"\",T38/'Combined scenario - input'!$D23),\"\")","v":4.967561689151303},{"$f":"IFERROR(IF(OR(U38=\"\",'Combined scenario - input'!$D23=\"\"),\"\",U38/'Combined scenario - input'!$D23),\"\")","v":5.3748362455880168},{"$f":"IFERROR(IF(OR(V38=\"\",'Combined scenario - input'!$D23=\"\"),\"\",V38/'Combined scenario - input'!$D23),\"\")","v":5.8104531385519991},{"$f":"IFERROR(IF(OR(W38=\"\",'Combined scenario - input'!$D23=\"\"),\"\",W38/'Combined scenario - input'!$D23),\"\")","v":6.2766009860958416}]
[{"$f":"IFERROR('Combined scenario - input'!A24,\"\")","v":2},{"$f":"IFERROR('Combined scenario - input'!B24,\"\")","v":"POLES"},{"$f":"IFERROR('Combined scenario - input'!C24,\"\")","v":"staking of a wooden pole"},{"$f":"IFERROR(repcalc('Combined scenario - input'!$CV24:$GH24,'Combined scenario - input'!$G24,'Combined scenario - input'!$E24,'Combined scenario - input'!$F24,20,TRUE,TRUE),\"\")","v":812.26451394976436},1118.8587519981966,1498.7432405761158,1953.9799437825461,2481.6875527284665,3073.430893097609,3715.1824227960251,4387.8984993664553,5068.6554643454519,5732.2134672905722,6352.8341683887138,6906.1708904262832,7371.0624562483135,7731.0781403318269,7975.6729192575367,8100.8261002205554,8109.0695362764009,8008.8793545071539,7813.5073569507722,7539.442847430154,{"$f":"IFERROR(IF(OR(D39=\"\",'Combined scenario - input'!$D24=\"\"),\"\",D39/'Combined scenario - input'!$D24),\"\")","v":165.1611157653972},{"$f":"IFERROR(IF(OR(E39=\"\",'Combined scenario - input'!$D24=\"\"),\"\",E39/'Combined scenario - input'!$D24),\"\")","v":227.50219502428084},{"$f":"IFERROR(IF(OR(F39=\"\",'Combined scenario - input'!$D24=\"\"),\"\",F39/'Combined scenario - input'!$D24),\"\")","v":304.74568519031413},{"$f":"IFERROR(IF(OR(G39=\"\",'Combined scenario - input'!$D24=\"\"),\"\",G39/'Combined scenario - input'!$D24),\"\")","v":397.31085398406628},{"$f":"IFERROR(IF(OR(H39=\"\",'Combined scenario - input'!$D24=\"\"),\"\",H39/'Combined scenario - input'!$D24),\"\")","v":504.61183290728002},{"$f":"IFERROR(IF(OR(I39=\"\",'Combined scenario - input'!$D24=\"\"),\"\",I39/'Combined scenario - input'!$D24),\"\")","v":624.93346294731305},{"$f":"IFERROR(IF(OR(J39=\"\",'Combined scenario - input'!$D24=\"\"),\"\",J39/'Combined scenario - input'!$D24),\"\")","v":755.42346573438067},{"$f":"IFERROR(IF(OR(K39=\"\",'Combined scenario - input'!$D24=\"\"),\"\",K39/'Combined scenario - input'!$D24),\"\")","v":892.2096183873133},{"$f":"IFERROR(IF(OR(L39=\"\",'Combined scenario - input'!$D24=\"\"),\"\",L39/'Combined scenario - input'!$D24),\"\")","v":1030.6307582623838},{"$f":"IFERROR(IF(OR(M39=\"\",'Combined scenario - input'!$D24=\"\"),\"\",M39/'Combined scenario - input'!$D24),\"\")","v":1165.5547617850254},{"$f":"IFERROR(IF(OR(N39=\"\",'Combined scenario - input'!$D24=\"\"),\"\",N39/'Combined scenario - input'!$D24),\"\")","v":1291.7481454674394},{"$f":"IFERROR(IF(OR(O39=\"\",'Combined scenario - input'!$D24=\"\"),\"\",O39/'Combined scenario - input'!$D24),\"\")","v":1404.2603983557203},{"$f":"IFERROR(IF(OR(P39=\"\",'Combined scenario - input'!$D24=\"\"),\"\",P39/'Combined scenario - input'!$D24),\"\")","v":1498.7887304475958},{"$f":"IFERROR(IF(OR(Q39=\"\",'Combined scenario - input'!$D24=\"\"),\"\",Q39/'Combined scenario - input'!$D24),\"\")","v":1571.9922141097582},{"$f":"IFERROR(IF(OR(R39=\"\",'Combined scenario - input'!$D24=\"\"),\"\",R39/'Combined scenario - input'!$D24),\"\")","v":1621.7266859523374},{"$f":"IFERROR(IF(OR(S39=\"\",'Combined scenario - input'!$D24=\"\"),\"\",S39/'Combined scenario - input'!$D24),\"\")","v":1647.1746018152717},{"$f":"IFERROR(IF(OR(T39=\"\",'Combined scenario - input'!$D24=\"\"),\"\",T39/'Combined scenario - input'!$D24),\"\")","v":1648.8507738914143},{"$f":"IFERROR(IF(OR(U39=\"\",'Combined scenario - input'!$D24=\"\"),\"\",U39/'Combined scenario - input'!$D24),\"\")","v":1628.478688289297},{"$f":"IFERROR(IF(OR(V39=\"\",'Combined scenario - input'!$D24=\"\"),\"\",V39/'Combined scenario - input'!$D24),\"\")","v":1588.7528889326086},{"$f":"IFERROR(IF(OR(W39=\"\",'Combined scenario - input'!$D24=\"\"),\"\",W39/'Combined scenario - input'!$D24),\"\")","v":1533.0262144235689}]
[{"$f":"IFERROR('Combined scenario - input'!A25,\"\")","v":3},{"$f":"IFERROR('Combined scenario - input'!B25,\"\")","v":"SERVICE LINES"},{"$f":"IFERROR('Combined scenario - input'!C25,\"\")","v":"˂ = 11 kv ; commercial and industrial ; simple type"},{"$f":"IFERROR(repcalc('Combined scenario - input'!$CV25:$GH25,'Combined scenario - input'!$G25,'Combined scenario - input'!$E25,'Combined scenario - input'!$F25,20,TRUE,TRUE),\"\")","v":68.055767225765223},72.307175706513362,76.725288062984902,81.386638219803785,86.359119204828971,91.693161922129477,97.41448254969788,103.51938177592794,109.97333522546067,116.71327672517539,123.65358466112262,130.69538232205082,137.73840056217054,144.69436309505136,151.50066766590666,158.1330633375735,164.61606548604524,171.02999600266176,177.51377041852552,184.26285726145701,{"$f":"IFERROR(IF(OR(D40=\"\",'Combined scenario - input'!$D25=\"\"),\"\",D40/'Combined scenario - input'!$D25),\"\")","v":163.93608157948267},{"$f":"IFERROR(IF(OR(E40=\"\",'Combined scenario - input'!$D25=\"\"),\"\",E40/'Combined scenario - input'!$D25),\"\")","v":174.17708356856568},{"$f":"IFERROR(IF(OR(F40=\"\",'Combined scenario - input'!$D25=\"\"),\"\",F40/'Combined scenario - input'!$D25),\"\")","v":184.81965005812},{"$f":"IFERROR(IF(OR(G40=\"\",'Combined scenario - input'!$D25=\"\"),\"\",G40/'Combined scenario - input'!$D25),\"\")","v":196.04813973253354},{"$f":"IFERROR(IF(OR(H40=\"\",'Combined scenario - input'!$D25=\"\"),\"\",H40/'Combined scenario - input'!$D25),\"\")","v":208.02609665878944},{"$f":"IFERROR(IF(OR(I40=\"\",'Combined scenario - input'!$D25=\"\"),\"\",I40/'Combined scenario - input'!$D25),\"\")","v":220.87500128065619},{"$f":"IFERROR(IF(OR(J40=\"\",'Combined scenario - input'!$D25=\"\"),\"\",J40/'Combined scenario - input'!$D25),\"\")","v":234.65679999334984},{"$f":"IFERROR(IF(OR(K40=\"\",'Combined scenario - input'!$D25=\"\"),\"\",K40/'Combined scenario - input'!$D25),\"\")","v":249.36258171300511},{"$f":"IFERROR(IF(OR(L40=\"\",'Combined scenario - input'!$D25=\"\"),\"\",L40/'Combined scenario - input'!$D25),\"\")","v":264.90918242507848},{"$f":"IFERROR(IF(OR(M40=\"\",'Combined scenario - input'!$D25=\"\"),\"\",M40/'Combined scenario - input'!$D25),\"\")","v":281.14468522784261},{"$f":"IFERROR(IF(OR(N40=\"\",'Combined scenario - input'!$D25=\"\"),\"\",N40/'Combined scenario - input'!$D25),\"\")","v":297.8628405635954},{"$f":"IFERROR(IF(OR(O40=\"\",'Combined scenario - input'!$D25=\"\"),\"\",O40/'Combined scenario - input'!$D25),\"\")","v":314.82546934388029},{"$f":"IFERROR(IF(OR(P40=\"\",'Combined scenario - input'!$D25=\"\"),\"\",P40/'Combined scenario - input'!$D25),\"\")","v":331.7910383153947},{"$f":"IFERROR(IF(OR(Q40=\"\",'Combined scenario - input'!$D25=\"\"),\"\",Q40/'Combined scenario - input'!$D25),\"\")","v":348.54690321471003},{"$f":"IFERROR(IF(OR(R40=\"\",'Combined scenario - input'!$D25=\"\"),\"\",R40/'Combined scenario - input'!$D25),\"\")","v":364.9422646494146},{"$f":"IFERROR(IF(OR(S40=\"\",'Combined scenario - input'!$D25=\"\"),\"\",S40/'Combined scenario - input'!$D25),\"\")","v":380.9187057685171},{"$f":"IFERROR(IF(OR(T40=\"\",'Combined scenario - input'!$D25=\"\"),\"\",T40/'Combined scenario - input'!$D25),\"\")","v":396.53528041627834},{"$f":"IFERROR(IF(OR(U40=\"\",'Combined scenario - input'!$D25=\"\"),\"\",U40/'Combined scenario - input'!$D25),\"\")","v":411.98547191774304},{"$f":"IFERROR(IF(OR(V40=\"\",'Combined scenario - input'!$D25=\"\"),\"\",V40/'Combined scenario - input'!$D25),\"\")","v":427.60390684120671},{"$f":"IFERROR(IF(OR(W40=\"\",'Combined scenario - input'!$D25=\"\"),\"\",W40/'Combined scenario - input'!$D25),\"\")","v":443.86143939681574}]
[{"$f":"IFERROR('Combined scenario - input'!A26,\"\")","v":3},{"$f":"IFERROR('Combined scenario - input'!B26,\"\")","v":"SERVICE LINES"},{"$f":"IFERROR('Combined scenario - input'!C26,\"\")","v":"˂ = 11 kv ; residential ; simple type"},{"$f":"IFERROR(repcalc('Combined scenario - input'!$CV26:$GH26,'Combined scenario - input'!$G26,'Combined scenario - input'!$E26,'Combined scenario - input'!$F26,20,TRUE,TRUE),\"\")","v":731.02653300154952},780.87749703084683,832.72043278565343,887.37584333711379,945.60538839482933,1008.0128969838087,1074.9569956032958,1146.4868792849654,1222.3107702588882,1301.8034130209376,1384.0549154803725,1467.9588355571943,1552.3331357949912,1636.063951954995,1718.2594144314326,1798.3992576129024,1876.4657396505318,1953.0424298996718,2029.3695626264025,2107.3477058956246,{"$f":"IFERROR(IF(OR(D41=\"\",'Combined scenario - input'!$D26=\"\"),\"\",D41/'Combined scenario - input'!$D26),\"\")","v":1761.018885201109},{"$f":"IFERROR(IF(OR(E41=\"\",'Combined scenario - input'!$D26=\"\"),\"\",E41/'Combined scenario - input'!$D26),\"\")","v":1881.1082186766253},{"$f":"IFERROR(IF(OR(F41=\"\",'Combined scenario - input'!$D26=\"\"),\"\",F41/'Combined scenario - input'!$D26),\"\")","v":2005.9961465519993},{"$f":"IFERROR(IF(OR(G41=\"\",'Combined scenario - input'!$D26=\"\"),\"\",G41/'Combined scenario - input'!$D26),\"\")","v":2137.6592337512402},{"$f":"IFERROR(IF(OR(H41=\"\",'Combined scenario - input'!$D26=\"\"),\"\",H41/'Combined scenario - input'!$D26),\"\")","v":2277.9322934748993},{"$f":"IFERROR(IF(OR(I41=\"\",'Combined scenario - input'!$D26=\"\"),\"\",I41/'Combined scenario - input'!$D26),\"\")","v":2428.2699299930941},{"$f":"IFERROR(IF(OR(J41=\"\",'Combined scenario - input'!$D26=\"\"),\"\",J41/'Combined scenario - input'!$D26),\"\")","v":2589.5360627525088},{"$f":"IFERROR(IF(OR(K41=\"\",'Combined scenario - input'!$D26=\"\"),\"\",K41/'Combined scenario - input'!$D26),\"\")","v":2761.84920096714},{"$f":"IFERROR(IF(OR(L41=\"\",'Combined scenario - input'!$D26=\"\"),\"\",L41/'Combined scenario - input'!$D26),\"\")","v":2944.5064615815436},{"$f":"IFERROR(IF(OR(M41=\"\",'Combined scenario - input'!$D26=\"\"),\"\",M41/'Combined scenario - input'!$D26),\"\")","v":3136.0016246418118},{"$f":"IFERROR(IF(OR(N41=\"\",'Combined scenario - input'!$D26=\"\"),\"\",N41/'Combined scenario - input'!$D26),\"\")","v":3334.1427900144281},{"$f":"IFERROR(IF(OR(O41=\"\",'Combined scenario - input'!$D26=\"\"),\"\",O41/'Combined scenario - input'!$D26),\"\")","v":3536.2645751034165},{"$f":"IFERROR(IF(OR(P41=\"\",'Combined scenario - input'!$D26=\"\"),\"\",P41/'Combined scenario - input'!$D26),\"\")","v":3739.5194905362519},{"$f":"IFERROR(IF(OR(Q41=\"\",'Combined scenario - input'!$D26=\"\"),\"\",Q41/'Combined scenario - input'!$D26),\"\")","v":3941.2242739804888},{"$f":"IFERROR(IF(OR(R41=\"\",'Combined scenario - input'!$D26=\"\"),\"\",R41/'Combined scenario - input'!$D26),\"\")","v":4139.2304408764021},{"$f":"IFERROR(IF(OR(S41=\"\",'Combined scenario - input'!$D26=\"\"),\"\",S41/'Combined scenario - input'!$D26),\"\")","v":4332.284688470073},{"$f":"IFERROR(IF(OR(T41=\"\",'Combined scenario - input'!$D26=\"\"),\"\",T41/'Combined scenario - input'!$D26),\"\")","v":4520.3442772308363},{"$f":"IFERROR(IF(OR(U41=\"\",'Combined scenario - input'!$D26=\"\"),\"\",U41/'Combined scenario - input'!$D26),\"\")","v":4704.8150065506507},{"$f":"IFERROR(IF(OR(V41=\"\",'Combined scenario - input'!$D26=\"\"),\"\",V41/'Combined scenario - input'!$D26),\"\")","v":4888.6845600032884},{"$f":"IFERROR(IF(OR(W41=\"\",'Combined scenario - input'!$D26=\"\"),\"\",W41/'Combined scenario - input'!$D26),\"\")","v":5076.5313435751323}]
[{"$f":"IFERROR('Combined scenario - input'!A27,\"\")","v":4},{"$f":"IFERROR('Combined scenario - input'!B27,\"\")","v":"SWITCHGEAR"},{"$f":"IFERROR('Combined scenario - input'!C27,\"\")","v":"˂ = 11 kv ; circuit breaker"},{"$f":"IFERROR(repcalc('Combined scenario - input'!$CV27:$GH27,'Combined scenario - input'!$G27,'Combined scenario - input'!$E27,'Combined scenario - input'!$F27,20,TRUE,TRUE),\"\")","v":615.25380312354491},725.09432658595188,847.72463263534257,983.50676291284287,1132.6344448201598,1295.098207444636,1470.6443371719063,1658.7280915581132,1858.4633460540458,2068.5731825188464,2287.3486120674906,2512.6252441905694,2741.789700080406,2971.8282763715915,3199.4292024415722,3421.1464061470174,3633.6269531734101,3833.8966236747706,4019.6892386360823,4189.7964923325417,{"$f":"IFERROR(IF(OR(D42=\"\",'Combined scenario - input'!$D27=\"\"),\"\",D42/'Combined scenario - input'!$D27),\"\")","v":7.2984287376646035},{"$f":"IFERROR(IF(OR(E42=\"\",'Combined scenario - input'!$D27=\"\"),\"\",E42/'Combined scenario - input'!$D27),\"\")","v":8.6014084655886549},{"$f":"IFERROR(IF(OR(F42=\"\",'Combined scenario - input'!$D27=\"\"),\"\",F42/'Combined scenario - input'!$D27),\"\")","v":10.056106584049139},{"$f":"IFERROR(IF(OR(G42=\"\",'Combined scenario - input'!$D27=\"\"),\"\",G42/'Combined scenario - input'!$D27),\"\")","v":11.666817800538169},{"$f":"IFERROR(IF(OR(H42=\"\",'Combined scenario - input'!$D27=\"\"),\"\",H42/'Combined scenario - input'!$D27),\"\")","v":13.435840200217857},{"$f":"IFERROR(IF(OR(I42=\"\",'Combined scenario - input'!$D27=\"\"),\"\",I42/'Combined scenario - input'!$D27),\"\")","v":15.363061434687008},{"$f":"IFERROR(IF(OR(J42=\"\",'Combined scenario - input'!$D27=\"\"),\"\",J42/'Combined scenario - input'!$D27),\"\")","v":17.445471834237249},{"$f":"IFERROR(IF(OR(K42=\"\",'Combined scenario - input'!$D27=\"\"),\"\",K42/'Combined scenario - input'!$D27),\"\")","v":19.676609408895196},{"$f":"IFERROR(IF(OR(L42=\"\",'Combined scenario - input'!$D27=\"\"),\"\",L42/'Combined scenario - input'!$D27),\"\")","v":22.045962534283593},{"$f":"IFERROR(IF(OR(M42=\"\",'Combined scenario - input'!$D27=\"\"),\"\",M42/'Combined scenario - input'!$D27),\"\")","v":24.538383809431377},{"$f":"IFERROR(IF(OR(N42=\"\",'Combined scenario - input'!$D27=\"\"),\"\",N42/'Combined scenario - input'!$D27),\"\")","v":27.1336004078603},{"$f":"IFERROR(IF(OR(O42=\"\",'Combined scenario - input'!$D27=\"\"),\"\",O42/'Combined scenario - input'!$D27),\"\")","v":29.805937315757838},{"$f":"IFERROR(IF(OR(P42=\"\",'Combined scenario - input'!$D27=\"\"),\"\",P42/'Combined scenario - input'!$D27),\"\")","v":32.524393409855001},{"$f":"IFERROR(IF(OR(Q42=\"\",'Combined scenario - input'!$D27=\"\"),\"\",Q42/'Combined scenario - input'!$D27),\"\")","v":35.253218729505903},{"$f":"IFERROR(IF(OR(R42=\"\",'Combined scenario - input'!$D27=\"\"),\"\",R42/'Combined scenario - input'!$D27),\"\")","v":37.953127500674704},{"$f":"IFERROR(IF(OR(S42=\"\",'Combined scenario - input'!$D27=\"\"),\"\",S42/'Combined scenario - input'!$D27),\"\")","v":40.583240801792357},{"$f":"IFERROR(IF(OR(T42=\"\",'Combined scenario - input'!$D27=\"\"),\"\",T42/'Combined scenario - input'!$D27),\"\")","v":43.103784555831893},{"$f":"IFERROR(IF(OR(U42=\"\",'Combined scenario - input'!$D27=\"\"),\"\",U42/'Combined scenario - input'!$D27),\"\")","v":45.479477174145131},{"$f":"IFERROR(IF(OR(V42=\"\",'Combined scenario - input'!$D27=\"\"),\"\",V42/'Combined scenario - input'!$D27),\"\")","v":47.683436179998203},{"$f":"IFERROR(IF(OR(W42=\"\",'Combined scenario - input'!$D27=\"\"),\"\",W42/'Combined scenario - input'!$D27),\"\")","v":49.701328085030674}]
[{"$f":"IFERROR('Combined scenario - input'!A28,\"\")","v":4},{"$f":"IFERROR('Combined scenario - input'!B28,\"\")","v":"SWITCHGEAR"},{"$f":"IFERROR('Combined scenario - input'!C28,\"\")","v":"˂ = 11 kv ; switch"},{"$f":"IFERROR(repcalc('Combined scenario - input'!$CV28:$GH28,'Combined scenario - input'!$G28,'Combined scenario - input'!$E28,'Combined scenario - input'!$F28,20,TRUE,TRUE),\"\")","v":70.467470273642519},87.067482238324914,106.82177962962498,130.1800762158648,157.65997398859702,189.87252749122362,227.55637173734857,271.62058779606213,323.19547729062265,383.68914536831375,454.84631954624268,538.8042763476243,638.13927481386486,755.89571410119538,895.58957744260601,1061.1778373468806,1256.9865911123206,1487.5929223071839,1757.6588913030798,2071.7205568531463,{"$f":"IFERROR(IF(OR(D43=\"\",'Combined scenario - input'!$D28=\"\"),\"\",D43/'Combined scenario - input'!$D28),\"\")","v":12.366826835860532},{"$f":"IFERROR(IF(OR(E43=\"\",'Combined scenario - input'!$D28=\"\"),\"\",E43/'Combined scenario - input'!$D28),\"\")","v":15.280078477266853},{"$f":"IFERROR(IF(OR(F43=\"\",'Combined scenario - input'!$D28=\"\"),\"\",F43/'Combined scenario - input'!$D28),\"\")","v":18.746897623088753},{"$f":"IFERROR(IF(OR(G43=\"\",'Combined scenario - input'!$D28=\"\"),\"\",G43/'Combined scenario - input'!$D28),\"\")","v":22.846207672689719},{"$f":"IFERROR(IF(OR(H43=\"\",'Combined scenario - input'!$D28=\"\"),\"\",H43/'Combined scenario - input'!$D28),\"\")","v":27.668846202253071},{"$f":"IFERROR(IF(OR(I43=\"\",'Combined scenario - input'!$D28=\"\"),\"\",I43/'Combined scenario - input'!$D28),\"\")","v":33.322051426747706},{"$f":"IFERROR(IF(OR(J43=\"\",'Combined scenario - input'!$D28=\"\"),\"\",J43/'Combined scenario - input'!$D28),\"\")","v":39.93545154586166},{"$f":"IFERROR(IF(OR(K43=\"\",'Combined scenario - input'!$D28=\"\"),\"\",K43/'Combined scenario - input'!$D28),\"\")","v":47.668587523922746},{"$f":"IFERROR(IF(OR(L43=\"\",'Combined scenario - input'!$D28=\"\"),\"\",L43/'Combined scenario - input'!$D28),\"\")","v":56.719823860079977},{"$f":"IFERROR(IF(OR(M43=\"\",'Combined scenario - input'!$D28=\"\"),\"\",M43/'Combined scenario - input'!$D28),\"\")","v":67.336278727520465},{"$f":"IFERROR(IF(OR(N43=\"\",'Combined scenario - input'!$D28=\"\"),\"\",N43/'Combined scenario - input'!$D28),\"\")","v":79.82414650211777},{"$f":"IFERROR(IF(OR(O43=\"\",'Combined scenario - input'!$D28=\"\"),\"\",O43/'Combined scenario - input'!$D28),\"\")","v":94.558512717101735},{"$f":"IFERROR(IF(OR(P43=\"\",'Combined scenario - input'!$D28=\"\"),\"\",P43/'Combined scenario - input'!$D28),\"\")","v":111.99150300328714},{"$f":"IFERROR(IF(OR(Q43=\"\",'Combined scenario - input'!$D28=\"\"),\"\",Q43/'Combined scenario - input'!$D28),\"\")","v":132.65740015865362},{"$f":"IFERROR(IF(OR(R43=\"\",'Combined scenario - input'!$D28=\"\"),\"\",R43/'Combined scenario - input'!$D28),\"\")","v":157.17324855319669},{"$f":"IFERROR(IF(OR(S43=\"\",'Combined scenario - input'!$D28=\"\"),\"\",S43/'Combined scenario - input'!$D28),\"\")","v":186.23348483435615},{"$f":"IFERROR(IF(OR(T43=\"\",'Combined scenario - input'!$D28=\"\"),\"\",T43/'Combined scenario - input'!$D28),\"\")","v":220.59732592811818},{"$f":"IFERROR(IF(OR(U43=\"\",'Combined scenario - input'!$D28=\"\"),\"\",U43/'Combined scenario - input'!$D28),\"\")","v":261.06803608793331},{"$f":"IFERROR(IF(OR(V43=\"\",'Combined scenario - input'!$D28=\"\"),\"\",V43/'Combined scenario - input'!$D28),\"\")","v":308.4637927379398},{"$f":"IFERROR(IF(OR(W43=\"\",'Combined scenario - input'!$D28=\"\"),\"\",W43/'Combined scenario - input'!$D28),\"\")","v":363.580660401236}]
[{"$f":"IFERROR('Combined scenario - input'!A29,\"\")","v":4},{"$f":"IFERROR('Combined scenario - input'!B29,\"\")","v":"SWITCHGEAR"},{"$f":"IFERROR('Combined scenario - input'!C29,\"\")","v":"> 11 kv & < = 22 kv ; switch"},{"$f":"IFERROR(repcalc('Combined scenario - input'!$CV29:$GH29,'Combined scenario - input'!$G29,'Combined scenario - input'!$E29,'Combined scenario - input'!$F29,20,TRUE,TRUE),\"\")","v":3.164439916289683E-7},6.7980095020819497E-7,1.4310078322096794E-6,2.9517366396525881E-6,5.9660731614793519E-6,1.181612120586204E-5,2.2931724390020185E-5,4.3608778612534805E-5,8.1261827568387997E-5,1.4837977844868816E-4,2.6548399232991426E-4,4.6545475087195654E-4,7.9963559433576749E-4,1.3461154433113136E-3,2.2204860549770401E-3,3.5891314360375418E-3,5.6846830960564435E-3,8.8226439483047973E-3,1.3417353359416531E-2,1.999450171025061E-2,{"$f":"IFERROR(IF(OR(D44=\"\",'Combined scenario - input'!$D29=\"\"),\"\",D44/'Combined scenario - input'!$D29),\"\")","v":2.1835047221680935E-8},{"$f":"IFERROR(IF(OR(E44=\"\",'Combined scenario - input'!$D29=\"\"),\"\",E44/'Combined scenario - input'!$D29),\"\")","v":4.690715021236221E-8},{"$f":"IFERROR(IF(OR(F44=\"\",'Combined scenario - input'!$D29=\"\"),\"\",F44/'Combined scenario - input'!$D29),\"\")","v":9.8741402641418465E-8},{"$f":"IFERROR(IF(OR(G44=\"\",'Combined scenario - input'!$D29=\"\"),\"\",G44/'Combined scenario - input'!$D29),\"\")","v":2.0367366933087308E-7},{"$f":"IFERROR(IF(OR(H44=\"\",'Combined scenario - input'!$D29=\"\"),\"\",H44/'Combined scenario - input'!$D29),\"\")","v":4.1166681199511078E-7},{"$f":"IFERROR(IF(OR(I44=\"\",'Combined scenario - input'!$D29=\"\"),\"\",I44/'Combined scenario - input'!$D29),\"\")","v":8.1532773992313789E-7},{"$f":"IFERROR(IF(OR(J44=\"\",'Combined scenario - input'!$D29=\"\"),\"\",J44/'Combined scenario - input'!$D29),\"\")","v":1.5823188247408836E-6},{"$f":"IFERROR(IF(OR(K44=\"\",'Combined scenario - input'!$D29=\"\"),\"\",K44/'Combined scenario - input'!$D29),\"\")","v":3.0090624738452439E-6},{"$f":"IFERROR(IF(OR(L44=\"\",'Combined scenario - input'!$D29=\"\"),\"\",L44/'Combined scenario - input'!$D29),\"\")","v":5.6071718509867744E-6},{"$f":"IFERROR(IF(OR(M44=\"\",'Combined scenario - input'!$D29=\"\"),\"\",M44/'Combined scenario - input'!$D29),\"\")","v":1.0238397804589795E-5},{"$f":"IFERROR(IF(OR(N44=\"\",'Combined scenario - input'!$D29=\"\"),\"\",N44/'Combined scenario - input'!$D29),\"\")","v":1.8318740954073447E-5},{"$f":"IFERROR(IF(OR(O44=\"\",'Combined scenario - input'!$D29=\"\"),\"\",O44/'Combined scenario - input'!$D29),\"\")","v":3.2116983522194109E-5},{"$f":"IFERROR(IF(OR(P44=\"\",'Combined scenario - input'!$D29=\"\"),\"\",P44/'Combined scenario - input'!$D29),\"\")","v":5.5175896602045104E-5},{"$f":"IFERROR(IF(OR(Q44=\"\",'Combined scenario - input'!$D29=\"\"),\"\",Q44/'Combined scenario - input'!$D29),\"\")","v":9.2883717334090834E-5},{"$f":"IFERROR(IF(OR(R44=\"\",'Combined scenario - input'!$D29=\"\"),\"\",R44/'Combined scenario - input'!$D29),\"\")","v":1.5321642738711194E-4},{"$f":"IFERROR(IF(OR(S44=\"\",'Combined scenario - input'!$D29=\"\"),\"\",S44/'Combined scenario - input'!$D29),\"\")","v":2.4765473974486767E-4},{"$f":"IFERROR(IF(OR(T44=\"\",'Combined scenario - input'!$D29=\"\"),\"\",T44/'Combined scenario - input'!$D29),\"\")","v":3.9225053129850922E-4},{"$f":"IFERROR(IF(OR(U44=\"\",'Combined scenario - input'!$D29=\"\"),\"\",U44/'Combined scenario - input'!$D29),\"\")","v":6.0877391363836414E-4},{"$f":"IFERROR(IF(OR(V44=\"\",'Combined scenario - input'!$D29=\"\"),\"\",V44/'Combined scenario - input'!$D29),\"\")","v":9.2581484225602215E-4},{"$f":"IFERROR(IF(OR(W44=\"\",'Combined scenario - input'!$D29=\"\"),\"\",W44/'Combined scenario - input'!$D29),\"\")","v":1.3796466375294459E-3}]
[{"$f":"IFERROR('Combined scenario - input'!A30,\"\")","v":4},{"$f":"IFERROR('Combined scenario - input'!B30,\"\")","v":"SWITCHGEAR"},{"$f":"IFERROR('Combined scenario - input'!C30,\"\")","v":"> 22 kv & < = 33 kv ; circuit breaker"},{"$f":"IFERROR(repcalc('Combined scenario - input'!$CV30:$GH30,'Combined scenario - input'!$G30,'Combined scenario - input'!$E30,'Combined scenario - input'!$F30,20,TRUE,TRUE),\"\")","v":1940.3939509003851},1952.081237252484,1953.6008539105808,1944.7063038342474,1925.2812646176294,1895.4318414823076,1855.5674580745554,1806.4575827489844,1749.2557506685107,1685.4877353217105,1617.006242026773,1545.9192069161722,1474.50199756452,1405.1051838935255,1340.0691070967955,1281.6545559944736,1231.9959918536956,1193.0805213145318,1166.7526991867308,1154.7425757042452,{"$f":"IFERROR(IF(OR(D45=\"\",'Combined scenario - input'!$D30=\"\"),\"\",D45/'Combined scenario - input'!$D30),\"\")","v":12.698004085456409},{"$f":"IFERROR(IF(OR(E45=\"\",'Combined scenario - input'!$D30=\"\"),\"\",E45/'Combined scenario - input'!$D30),\"\")","v":12.774486085298756},{"$f":"IFERROR(IF(OR(F45=\"\",'Combined scenario - input'!$D30=\"\"),\"\",F45/'Combined scenario - input'!$D30),\"\")","v":12.784430508452562},{"$f":"IFERROR(IF(OR(G45=\"\",'Combined scenario - input'!$D30=\"\"),\"\",G45/'Combined scenario - input'!$D30),\"\")","v":12.726224269892001},{"$f":"IFERROR(IF(OR(H45=\"\",'Combined scenario - input'!$D30=\"\"),\"\",H45/'Combined scenario - input'!$D30),\"\")","v":12.599106151832361},{"$f":"IFERROR(IF(OR(I45=\"\",'Combined scenario - input'!$D30=\"\"),\"\",I45/'Combined scenario - input'!$D30),\"\")","v":12.403770510456569},{"$f":"IFERROR(IF(OR(J45=\"\",'Combined scenario - input'!$D30=\"\"),\"\",J45/'Combined scenario - input'!$D30),\"\")","v":12.142896628046786},{"$f":"IFERROR(IF(OR(K45=\"\",'Combined scenario - input'!$D30=\"\"),\"\",K45/'Combined scenario - input'!$D30),\"\")","v":11.82151993171613},{"$f":"IFERROR(IF(OR(L45=\"\",'Combined scenario - input'!$D30=\"\"),\"\",L45/'Combined scenario - input'!$D30),\"\")","v":11.447189194848804},{"$f":"IFERROR(IF(OR(M45=\"\",'Combined scenario - input'!$D30=\"\"),\"\",M45/'Combined scenario - input'!$D30),\"\")","v":11.029889131106909},{"$f":"IFERROR(IF(OR(N45=\"\",'Combined scenario - input'!$D30=\"\"),\"\",N45/'Combined scenario - input'!$D30),\"\")","v":10.58174390717763},{"$f":"IFERROR(IF(OR(O45=\"\",'Combined scenario - input'!$D30=\"\"),\"\",O45/'Combined scenario - input'!$D30),\"\")","v":10.116547928887481},{"$f":"IFERROR(IF(OR(P45=\"\",'Combined scenario - input'!$D30=\"\"),\"\",P45/'Combined scenario - input'!$D30),\"\")","v":9.6491912791213998},{"$f":"IFERROR(IF(OR(Q45=\"\",'Combined scenario - input'!$D30=\"\"),\"\",Q45/'Combined scenario - input'!$D30),\"\")","v":9.1950561674843794},{"$f":"IFERROR(IF(OR(R45=\"\",'Combined scenario - input'!$D30=\"\"),\"\",R45/'Combined scenario - input'!$D30),\"\")","v":8.7694578664364222},{"$f":"IFERROR(IF(OR(S45=\"\",'Combined scenario - input'!$D30=\"\"),\"\",S45/'Combined scenario - input'!$D30),\"\")","v":8.3871910549968192},{"$f":"IFERROR(IF(OR(T45=\"\",'Combined scenario - input'!$D30=\"\"),\"\",T45/'Combined scenario - input'!$D30),\"\")","v":8.0622237203764957},{"$f":"IFERROR(IF(OR(U45=\"\",'Combined scenario - input'!$D30=\"\"),\"\",U45/'Combined scenario - input'!$D30),\"\")","v":7.8075595560894104},{"$f":"IFERROR(IF(OR(V45=\"\",'Combined scenario - input'!$D30=\"\"),\"\",V45/'Combined scenario - input'!$D30),\"\")","v":7.6352693916179843},{"$f":"IFERROR(IF(OR(W45=\"\",'Combined scenario - input'!$D30=\"\"),\"\",W45/'Combined scenario - input'!$D30),\"\")","v":7.5566747346017262}]
[{"$f":"IFERROR('Combined scenario - input'!A31,\"\")","v":4},{"$f":"IFERROR('Combined scenario - input'!B31,\"\")","v":"SWITCHGEAR"},{"$f":"IFERROR('Combined scenario - input'!C31,\"\")","v":"> 22 kv & < = 33 kv ; switch"},{"$f":"IFERROR(repcalc('Combined scenario - input'!$CV31:$GH31,'Combined scenario - input'!$G31,'Combined scenario - input'!$E31,'Combined scenario - input'!$F31,20,TRUE,TRUE),\"\")","v":178.10414686882464},200.09267167019425,224.76555176773647,251.75454298463913,280.45146994246426,310.01976573280189,339.43175589529341,367.53182491112739,393.12233130244533,415.06585245628617,432.39459353462979,444.41610012295155,450.80413301475755,451.66481473952086,447.57077860727696,439.5596234657059,429.09691258229776,418.00762194142374,408.3828033366907,402.46994346055703,{"$f":"IFERROR(IF(OR(D46=\"\",'Combined scenario - input'!$D31=\"\"),\"\",D46/'Combined scenario - input'!$D31),\"\")","v":7.0379149761801898},{"$f":"IFERROR(IF(OR(E46=\"\",'Combined scenario - input'!$D31=\"\"),\"\",E46/'Combined scenario - input'!$D31),\"\")","v":7.9068075355300067},{"$f":"IFERROR(IF(OR(F46=\"\",'Combined scenario - input'!$D31=\"\"),\"\",F46/'Combined scenario - input'!$D31),\"\")","v":8.8817743479079478},{"$f":"IFERROR(IF(OR(G46=\"\",'Combined scenario - input'!$D31=\"\"),\"\",G46/'Combined scenario - input'!$D31),\"\")","v":9.948263976683025},{"$f":"IFERROR(IF(OR(H46=\"\",'Combined scenario - input'!$D31=\"\"),\"\",H46/'Combined scenario - input'!$D31),\"\")","v":11.08224392918563},{"$f":"IFERROR(IF(OR(I46=\"\",'Combined scenario - input'!$D31=\"\"),\"\",I46/'Combined scenario - input'!$D31),\"\")","v":12.250656655230744},{"$f":"IFERROR(IF(OR(J46=\"\",'Combined scenario - input'!$D31=\"\"),\"\",J46/'Combined scenario - input'!$D31),\"\")","v":13.412892850642411},{"$f":"IFERROR(IF(OR(K46=\"\",'Combined scenario - input'!$D31=\"\"),\"\",K46/'Combined scenario - input'!$D31),\"\")","v":14.523287527212695},{"$f":"IFERROR(IF(OR(L46=\"\",'Combined scenario - input'!$D31=\"\"),\"\",L46/'Combined scenario - input'!$D31),\"\")","v":15.534515010378145},{"$f":"IFERROR(IF(OR(M46=\"\",'Combined scenario - input'!$D31=\"\"),\"\",M46/'Combined scenario - input'!$D31),\"\")","v":16.401629217845123},{"$f":"IFERROR(IF(OR(N46=\"\",'Combined scenario - input'!$D31=\"\"),\"\",N46/'Combined scenario - input'!$D31),\"\")","v":17.086387032290887},{"$f":"IFERROR(IF(OR(O46=\"\",'Combined scenario - input'!$D31=\"\"),\"\",O46/'Combined scenario - input'!$D31),\"\")","v":17.561425613602033},{"$f":"IFERROR(IF(OR(P46=\"\",'Combined scenario - input'!$D31=\"\"),\"\",P46/'Combined scenario - input'!$D31),\"\")","v":17.8138533821182},{"$f":"IFERROR(IF(OR(Q46=\"\",'Combined scenario - input'!$D31=\"\"),\"\",Q46/'Combined scenario - input'!$D31),\"\")","v":17.847863846820619},{"$f":"IFERROR(IF(OR(R46=\"\",'Combined scenario - input'!$D31=\"\"),\"\",R46/'Combined scenario - input'!$D31),\"\")","v":17.686085029680758},{"$f":"IFERROR(IF(OR(S46=\"\",'Combined scenario - input'!$D31=\"\"),\"\",S46/'Combined scenario - input'!$D31),\"\")","v":17.369518404261914},{"$f":"IFERROR(IF(OR(T46=\"\",'Combined scenario - input'!$D31=\"\"),\"\",T46/'Combined scenario - input'!$D31),\"\")","v":16.95607676962095},{"$f":"IFERROR(IF(OR(U46=\"\",'Combined scenario - input'!$D31=\"\"),\"\",U46/'Combined scenario - input'!$D31),\"\")","v":16.517875379879566},{"$f":"IFERROR(IF(OR(V46=\"\",'Combined scenario - input'!$D31=\"\"),\"\",V46/'Combined scenario - input'!$D31),\"\")","v":16.137543668394159},{"$f":"IFERROR(IF(OR(W46=\"\",'Combined scenario - input'!$D31=\"\"),\"\",W46/'Combined scenario - input'!$D31),\"\")","v":15.903892707392419}]
[{"$f":"IFERROR('Combined scenario - input'!A32,\"\")","v":4},{"$f":"IFERROR('Combined scenario - input'!B32,\"\")","v":"SWITCHGEAR"},{"$f":"IFERROR('Combined scenario - input'!C32,\"\")","v":"> 33 kv & < = 66 kv ; circuit breaker"},{"$f":"IFERROR(repcalc('Combined scenario - input'!$CV32:$GH32,'Combined scenario - input'!$G32,'Combined scenario - input'!$E32,'Combined scenario - input'!$F32,20,TRUE,TRUE),\"\")","v":1.9423133357114909E-5},3.8266721190125844E-5,7.4023991424063918E-5,1.4059602631558111E-4,2.6219409617323446E-4,4.8008937953092584E-4,8.6311890696212971E-4,1.5235914101143768E-3,2.6406799449453767E-3,4.4937861052179564E-3,7.508590452160185E-3,1.2318386822876705E-2,1.9842604239532324E-2,3.1382889349083377E-2,4.8734511036681701E-2,7.430700252195431E-2,0.11124290550650627,0.16351754743103655,0.23599666970895222,0.33442355641534921,{"$f":"IFERROR(IF(OR(D47=\"\",'Combined scenario - input'!$D32=\"\"),\"\",D47/'Combined scenario - input'!$D32),\"\")","v":1.3476105138536208E-7},{"$f":"IFERROR(IF(OR(E47=\"\",'Combined scenario - input'!$D32=\"\"),\"\",E47/'Combined scenario - input'!$D32),\"\")","v":2.6550111590326165E-7},{"$f":"IFERROR(IF(OR(F47=\"\",'Combined scenario - input'!$D32=\"\"),\"\",F47/'Combined scenario - input'!$D32),\"\")","v":5.1359122797731941E-7},{"$f":"IFERROR(IF(OR(G47=\"\",'Combined scenario - input'!$D32=\"\"),\"\",G47/'Combined scenario - input'!$D32),\"\")","v":9.7547949543121967E-7},{"$f":"IFERROR(IF(OR(H47=\"\",'Combined scenario - input'!$D32=\"\"),\"\",H47/'Combined scenario - input'!$D32),\"\")","v":1.8191478901830607E-6},{"$f":"IFERROR(IF(OR(I47=\"\",'Combined scenario - input'!$D32=\"\"),\"\",I47/'Combined scenario - input'!$D32),\"\")","v":3.3309429717133841E-6},{"$f":"IFERROR(IF(OR(J47=\"\",'Combined scenario - input'!$D32=\"\"),\"\",J47/'Combined scenario - input'!$D32),\"\")","v":5.9884679384232157E-6},{"$f":"IFERROR(IF(OR(K47=\"\",'Combined scenario - input'!$D32=\"\"),\"\",K47/'Combined scenario - input'!$D32),\"\")","v":1.0570940153356283E-5},{"$f":"IFERROR(IF(OR(L47=\"\",'Combined scenario - input'!$D32=\"\"),\"\",L47/'Combined scenario - input'!$D32),\"\")","v":1.8321493201441838E-5},{"$f":"IFERROR(IF(OR(M47=\"\",'Combined scenario - input'!$D32=\"\"),\"\",M47/'Combined scenario - input'!$D32),\"\")","v":3.1178663560906348E-5},{"$f":"IFERROR(IF(OR(N47=\"\",'Combined scenario - input'!$D32=\"\"),\"\",N47/'Combined scenario - input'!$D32),\"\")","v":5.2095896431897803E-5},{"$f":"IFERROR(IF(OR(O47=\"\",'Combined scenario - input'!$D32=\"\"),\"\",O47/'Combined scenario - input'!$D32),\"\")","v":8.5467093753663809E-5},{"$f":"IFERROR(IF(OR(P47=\"\",'Combined scenario - input'!$D32=\"\"),\"\",P47/'Combined scenario - input'!$D32),\"\")","v":1.3767141276222044E-4},{"$f":"IFERROR(IF(OR(Q47=\"\",'Combined scenario - input'!$D32=\"\"),\"\",Q47/'Combined scenario - input'!$D32),\"\")","v":2.177399025396568E-4},{"$f":"IFERROR(IF(OR(R47=\"\",'Combined scenario - input'!$D32=\"\"),\"\",R47/'Combined scenario - input'!$D32),\"\")","v":3.3812844844876715E-4},{"$f":"IFERROR(IF(OR(S47=\"\",'Combined scenario - input'!$D32=\"\"),\"\",S47/'Combined scenario - input'!$D32),\"\")","v":5.1555480781813139E-4},{"$f":"IFERROR(IF(OR(T47=\"\",'Combined scenario - input'!$D32=\"\"),\"\",T47/'Combined scenario - input'!$D32),\"\")","v":7.7182247733102358E-4},{"$f":"IFERROR(IF(OR(U47=\"\",'Combined scenario - input'!$D32=\"\"),\"\",U47/'Combined scenario - input'!$D32),\"\")","v":1.1345129648554022E-3},{"$f":"IFERROR(IF(OR(V47=\"\",'Combined scenario - input'!$D32=\"\"),\"\",V47/'Combined scenario - input'!$D32),\"\")","v":1.6373856240745309E-3},{"$f":"IFERROR(IF(OR(W47=\"\",'Combined scenario - input'!$D32=\"\"),\"\",W47/'Combined scenario - input'!$D32),\"\")","v":2.3202883511097231E-3}]
[{"$f":"IFERROR('Combined scenario - input'!A33,\"\")","v":4},{"$f":"IFERROR('Combined scenario - input'!B33,\"\")","v":"SWITCHGEAR"},{"$f":"IFERROR('Combined scenario - input'!C33,\"\")","v":"> 33 kv & < = 66 kv ; switch"},{"$f":"IFERROR(repcalc('Combined scenario - input'!$CV33:$GH33,'Combined scenario - input'!$G33,'Combined scenario - input'!$E33,'Combined scenario - input'!$F33,20,TRUE,TRUE),\"\")","v":3.2975769005615768E-8},6.9766543085107159E-8,1.4524944026256514E-7,2.975751986771905E-7,5.9992092339198615E-7,1.1901626256850251E-6,2.3234516499240364E-6,4.4635048672979647E-6,8.4378818021010603E-6,1.5696611997087675E-5,2.8733827400934653E-5,5.1760219943143091E-5,9.1751639840827033E-5,1.6004667378922128E-4,2.7472271802387335E-4,4.6404234049599865E-4,7.7132207761513194E-4,1.2616213899428173E-3,2.0306611466101858E-3,3.2163330759476809E-3,{"$f":"IFERROR(IF(OR(D48=\"\",'Combined scenario - input'!$D33=\"\"),\"\",D48/'Combined scenario - input'!$D33),\"\")","v":9.0879976503805226E-10},{"$f":"IFERROR(IF(OR(E48=\"\",'Combined scenario - input'!$D33=\"\"),\"\",E48/'Combined scenario - input'!$D33),\"\")","v":1.9227396320147946E-9},{"$f":"IFERROR(IF(OR(F48=\"\",'Combined scenario - input'!$D33=\"\"),\"\",F48/'Combined scenario - input'!$D33),\"\")","v":4.0030198282880914E-9},{"$f":"IFERROR(IF(OR(G48=\"\",'Combined scenario - input'!$D33=\"\"),\"\",G48/'Combined scenario - input'!$D33),\"\")","v":8.2010603177420112E-9},{"$f":"IFERROR(IF(OR(H48=\"\",'Combined scenario - input'!$D33=\"\"),\"\",H48/'Combined scenario - input'!$D33),\"\")","v":1.6533594535041762E-8},{"$f":"IFERROR(IF(OR(I48=\"\",'Combined scenario - input'!$D33=\"\"),\"\",I48/'Combined scenario - input'!$D33),\"\")","v":3.2800433384750553E-8},{"$f":"IFERROR(IF(OR(J48=\"\",'Combined scenario - input'!$D33=\"\"),\"\",J48/'Combined scenario - input'!$D33),\"\")","v":6.4033451749635987E-8},{"$f":"IFERROR(IF(OR(K48=\"\",'Combined scenario - input'!$D33=\"\"),\"\",K48/'Combined scenario - input'!$D33),\"\")","v":1.2301251182211347E-7},{"$f":"IFERROR(IF(OR(L48=\"\",'Combined scenario - input'!$D33=\"\"),\"\",L48/'Combined scenario - input'!$D33),\"\")","v":2.3254484217979519E-7},{"$f":"IFERROR(IF(OR(M48=\"\",'Combined scenario - input'!$D33=\"\"),\"\",M48/'Combined scenario - input'!$D33),\"\")","v":4.3259271049652883E-7},{"$f":"IFERROR(IF(OR(N48=\"\",'Combined scenario - input'!$D33=\"\"),\"\",N48/'Combined scenario - input'!$D33),\"\")","v":7.9189345322519298E-7},{"$f":"IFERROR(IF(OR(O48=\"\",'Combined scenario - input'!$D33=\"\"),\"\",O48/'Combined scenario - input'!$D33),\"\")","v":1.4264921529088676E-6},{"$f":"IFERROR(IF(OR(P48=\"\",'Combined scenario - input'!$D33=\"\"),\"\",P48/'Combined scenario - input'!$D33),\"\")","v":2.5286406122932066E-6},{"$f":"IFERROR(IF(OR(Q48=\"\",'Combined scenario - input'!$D33=\"\"),\"\",Q48/'Combined scenario - input'!$D33),\"\")","v":4.4108260071204381E-6},{"$f":"IFERROR(IF(OR(R48=\"\",'Combined scenario - input'!$D33=\"\"),\"\",R48/'Combined scenario - input'!$D33),\"\")","v":7.5712545641677911E-6},{"$f":"IFERROR(IF(OR(S48=\"\",'Combined scenario - input'!$D33=\"\"),\"\",S48/'Combined scenario - input'!$D33),\"\")","v":1.2788832003846591E-5},{"$f":"IFERROR(IF(OR(T48=\"\",'Combined scenario - input'!$D33=\"\"),\"\",T48/'Combined scenario - input'!$D33),\"\")","v":2.1257345743352273E-5},{"$f":"IFERROR(IF(OR(U48=\"\",'Combined scenario - input'!$D33=\"\"),\"\",U48/'Combined scenario - input'!$D33),\"\")","v":3.4769809994476669E-5},{"$f":"IFERROR(IF(OR(V48=\"\",'Combined scenario - input'!$D33=\"\"),\"\",V48/'Combined scenario - input'!$D33),\"\")","v":5.5964255832728457E-5},{"$f":"IFERROR(IF(OR(W48=\"\",'Combined scenario - input'!$D33=\"\"),\"\",W48/'Combined scenario - input'!$D33),\"\")","v":8.8640927318710337E-5}]
[{"$f":"IFERROR('Combined scenario - input'!A34,\"\")","v":4},{"$f":"IFERROR('Combined scenario - input'!B34,\"\")","v":"SWITCHGEAR"},{"$f":"IFERROR('Combined scenario - input'!C34,\"\")","v":"> 66 kv & < = 132 kv ; circuit breaker"},{"$f":"IFERROR(repcalc('Combined scenario - input'!$CV34:$GH34,'Combined scenario - input'!$G34,'Combined scenario - input'!$E34,'Combined scenario - input'!$F34,20,TRUE,TRUE),\"\")","v":104.16219034436891},118.55430492671822,133.37787187739073,148.44384013530325,163.58056700796104,178.6457607705394,193.53478297671467,208.18442998239573,222.57211946153447,236.71133217835137,250.64506131084494,264.43975034659263,278.18261787830318,291.98526932496389,305.99602758110092,320.42248173339328,335.56442003977986,351.85569830759857,369.91185609750664,390.57861321329636,{"$f":"IFERROR(IF(OR(D49=\"\",'Combined scenario - input'!$D34=\"\"),\"\",D49/'Combined scenario - input'!$D34),\"\")","v":0.39193829386124179},{"$f":"IFERROR(IF(OR(E49=\"\",'Combined scenario - input'!$D34=\"\"),\"\",E49/'Combined scenario - input'!$D34),\"\")","v":0.44609250102424847},{"$f":"IFERROR(IF(OR(F49=\"\",'Combined scenario - input'!$D34=\"\"),\"\",F49/'Combined scenario - input'!$D34),\"\")","v":0.50187016392070238},{"$f":"IFERROR(IF(OR(G49=\"\",'Combined scenario - input'!$D34=\"\"),\"\",G49/'Combined scenario - input'!$D34),\"\")","v":0.55855992701853729},{"$f":"IFERROR(IF(OR(H49=\"\",'Combined scenario - input'!$D34=\"\"),\"\",H49/'Combined scenario - input'!$D34),\"\")","v":0.6155159384608776},{"$f":"IFERROR(IF(OR(I49=\"\",'Combined scenario - input'!$D34=\"\"),\"\",I49/'Combined scenario - input'!$D34),\"\")","v":0.67220278731143268},{"$f":"IFERROR(IF(OR(J49=\"\",'Combined scenario - input'!$D34=\"\"),\"\",J49/'Combined scenario - input'!$D34),\"\")","v":0.72822674323495507},{"$f":"IFERROR(IF(OR(K49=\"\",'Combined scenario - input'!$D34=\"\"),\"\",K49/'Combined scenario - input'!$D34),\"\")","v":0.78334998549871082},{"$f":"IFERROR(IF(OR(L49=\"\",'Combined scenario - input'!$D34=\"\"),\"\",L49/'Combined scenario - input'!$D34),\"\")","v":0.83748754201913045},{"$f":"IFERROR(IF(OR(M49=\"\",'Combined scenario - input'!$D34=\"\"),\"\",M49/'Combined scenario - input'!$D34),\"\")","v":0.89069013780219786},{"$f":"IFERROR(IF(OR(N49=\"\",'Combined scenario - input'!$D34=\"\"),\"\",N49/'Combined scenario - input'!$D34),\"\")","v":0.94311954625894356},{"$f":"IFERROR(IF(OR(O49=\"\",'Combined scenario - input'!$D34=\"\"),\"\",O49/'Combined scenario - input'!$D34),\"\")","v":0.99502577890576516},{"$f":"IFERROR(IF(OR(P49=\"\",'Combined scenario - input'!$D34=\"\"),\"\",P49/'Combined scenario - input'!$D34),\"\")","v":1.0467370191872141},{"$f":"IFERROR(IF(OR(Q49=\"\",'Combined scenario - input'!$D34=\"\"),\"\",Q49/'Combined scenario - input'!$D34),\"\")","v":1.0986732125495118},{"$f":"IFERROR(IF(OR(R49=\"\",'Combined scenario - input'!$D34=\"\"),\"\",R49/'Combined scenario - input'!$D34),\"\")","v":1.1513924638292496},{"$f":"IFERROR(IF(OR(S49=\"\",'Combined scenario - input'!$D34=\"\"),\"\",S49/'Combined scenario - input'!$D34),\"\")","v":1.2056758828724108},{"$f":"IFERROR(IF(OR(T49=\"\",'Combined scenario - input'!$D34=\"\"),\"\",T49/'Combined scenario - input'!$D34),\"\")","v":1.2626515037376855},{"$f":"IFERROR(IF(OR(U49=\"\",'Combined scenario - input'!$D34=\"\"),\"\",U49/'Combined scenario - input'!$D34),\"\")","v":1.3239518257451017},{"$f":"IFERROR(IF(OR(V49=\"\",'Combined scenario - input'!$D34=\"\"),\"\",V49/'Combined scenario - input'!$D34),\"\")","v":1.3918929822671477},{"$f":"IFERROR(IF(OR(W49=\"\",'Combined scenario - input'!$D34=\"\"),\"\",W49/'Combined scenario - input'!$D34),\"\")","v":1.4696572218326536}]
[{"$f":"IFERROR('Combined scenario - input'!A35,\"\")","v":4},{"$f":"IFERROR('Combined scenario - input'!B35,\"\")","v":"SWITCHGEAR"},{"$f":"IFERROR('Combined scenario - input'!C35,\"\")","v":"> 66 kv & < = 132 kv ; switch"},{"$f":"IFERROR(repcalc('Combined scenario - input'!$CV35:$GH35,'Combined scenario - input'!$G35,'Combined scenario - input'!$E35,'Combined scenario - input'!$F35,20,TRUE,TRUE),\"\")","v":184.07375265562163},193.23436855557932,202.42248240454919,212.04678047856711,222.76173482800132,235.52246454128388,251.62968089339773,272.75468120341748,300.93257113000129,338.51173158124033,388.05002954611666,452.15405641429078,533.26666090706783,633.4191132909192,753.97527008936913,895.40330335559156,1057.1130812543151,1237.3920979346706,1433.4595002590875,1641.6378833541251,{"$f":"IFERROR(IF(OR(D50=\"\",'Combined scenario - input'!$D35=\"\"),\"\",D50/'Combined scenario - input'!$D35),\"\")","v":3.4618513653971292},{"$f":"IFERROR(IF(OR(E50=\"\",'Combined scenario - input'!$D35=\"\"),\"\",E50/'Combined scenario - input'!$D35),\"\")","v":3.6341338891335662},{"$f":"IFERROR(IF(OR(F50=\"\",'Combined scenario - input'!$D35=\"\"),\"\",F50/'Combined scenario - input'!$D35),\"\")","v":3.80693356325652},{"$f":"IFERROR(IF(OR(G50=\"\",'Combined scenario - input'!$D35=\"\"),\"\",G50/'Combined scenario - input'!$D35),\"\")","v":3.9879364979381497},{"$f":"IFERROR(IF(OR(H50=\"\",'Combined scenario - input'!$D35=\"\"),\"\",H50/'Combined scenario - input'!$D35),\"\")","v":4.1894512647618258},{"$f":"IFERROR(IF(OR(I50=\"\",'Combined scenario - input'!$D35=\"\"),\"\",I50/'Combined scenario - input'!$D35),\"\")","v":4.4294406654453562},{"$f":"IFERROR(IF(OR(J50=\"\",'Combined scenario - input'!$D35=\"\"),\"\",J50/'Combined scenario - input'!$D35),\"\")","v":4.7323670094615702},{"$f":"IFERROR(IF(OR(K50=\"\",'Combined scenario - input'!$D35=\"\"),\"\",K50/'Combined scenario - input'!$D35),\"\")","v":5.1296621702989569},{"$f":"IFERROR(IF(OR(L50=\"\",'Combined scenario - input'!$D35=\"\"),\"\",L50/'Combined scenario - input'!$D35),\"\")","v":5.6596001180456597},{"$f":"IFERROR(IF(OR(M50=\"\",'Combined scenario - input'!$D35=\"\"),\"\",M50/'Combined scenario - input'!$D35),\"\")","v":6.3663465500695002},{"$f":"IFERROR(IF(OR(N50=\"\",'Combined scenario - input'!$D35=\"\"),\"\",N50/'Combined scenario - input'!$D35),\"\")","v":7.2980069414888069},{"$f":"IFERROR(IF(OR(O50=\"\",'Combined scenario - input'!$D35=\"\"),\"\",O50/'Combined scenario - input'!$D35),\"\")","v":8.5036031209518512},{"$f":"IFERROR(IF(OR(P50=\"\",'Combined scenario - input'!$D35=\"\"),\"\",P50/'Combined scenario - input'!$D35),\"\")","v":10.029077429826174},{"$f":"IFERROR(IF(OR(Q50=\"\",'Combined scenario - input'!$D35=\"\"),\"\",Q50/'Combined scenario - input'!$D35),\"\")","v":11.912631706472895},{"$f":"IFERROR(IF(OR(R50=\"\",'Combined scenario - input'!$D35=\"\"),\"\",R50/'Combined scenario - input'!$D35),\"\")","v":14.179915824923764},{"$f":"IFERROR(IF(OR(S50=\"\",'Combined scenario - input'!$D35=\"\"),\"\",S50/'Combined scenario - input'!$D35),\"\")","v":16.83973463670236},{"$f":"IFERROR(IF(OR(T50=\"\",'Combined scenario - input'!$D35=\"\"),\"\",T50/'Combined scenario - input'!$D35),\"\")","v":19.880989608366381},{"$f":"IFERROR(IF(OR(U50=\"\",'Combined scenario - input'!$D35=\"\"),\"\",U50/'Combined scenario - input'!$D35),\"\")","v":23.271473862875766},{"$f":"IFERROR(IF(OR(V50=\"\",'Combined scenario - input'!$D35=\"\"),\"\",V50/'Combined scenario - input'!$D35),\"\")","v":26.958888253326734},{"$f":"IFERROR(IF(OR(W50=\"\",'Combined scenario - input'!$D35=\"\"),\"\",W50/'Combined scenario - input'!$D35),\"\")","v":30.874072299756357}]
[{"$f":"IFERROR('Combined scenario - input'!A36,\"\")","v":5},{"$f":"IFERROR('Combined scenario - input'!B36,\"\")","v":"TRANSFORMERS"},{"$f":"IFERROR('Combined scenario - input'!C36,\"\")","v":"ground outdoor / indoor chamber mounted ; ˂ 22 kv ; < = 60 kva ; multiple phase"},{"$f":"IFERROR(repcalc('Combined scenario - input'!$CV36:$GH36,'Combined scenario - input'!$G36,'Combined scenario - input'!$E36,'Combined scenario - input'!$F36,20,TRUE,TRUE),\"\")","v":0.4758998538562505},0.61679362738714649,0.78842609576330824,0.99398289492549463,1.2359293386046462,1.5156718508200167,1.8332155927496643,2.1868485969429803,2.5728869730731025,2.985516798841807,3.416765326451725,3.8566267152994271,4.2933558183908156,4.7139284309422633,5.1046493127727546,5.4518721730413455,5.7427808602052162,5.966170371886923,6.1131617254967034,6.177787240034081,{"$f":"IFERROR(IF(OR(D51=\"\",'Combined scenario - input'!$D36=\"\"),\"\",D51/'Combined scenario - input'!$D36),\"\")","v":3.6481434467868132E-3},{"$f":"IFERROR(IF(OR(E51=\"\",'Combined scenario - input'!$D36=\"\"),\"\",E51/'Combined scenario - input'!$D36),\"\")","v":4.7282040781041366E-3},{"$f":"IFERROR(IF(OR(F51=\"\",'Combined scenario - input'!$D36=\"\"),\"\",F51/'Combined scenario - input'!$D36),\"\")","v":6.0439007728786426E-3},{"$f":"IFERROR(IF(OR(G51=\"\",'Combined scenario - input'!$D36=\"\"),\"\",G51/'Combined scenario - input'!$D36),\"\")","v":7.6196539144892245E-3},{"$f":"IFERROR(IF(OR(H51=\"\",'Combined scenario - input'!$D36=\"\"),\"\",H51/'Combined scenario - input'!$D36),\"\")","v":9.4743620549293875E-3},{"$f":"IFERROR(IF(OR(I51=\"\",'Combined scenario - input'!$D36=\"\"),\"\",I51/'Combined scenario - input'!$D36),\"\")","v":1.1618806530918756E-2},{"$f":"IFERROR(IF(OR(J51=\"\",'Combined scenario - input'!$D36=\"\"),\"\",J51/'Combined scenario - input'!$D36),\"\")","v":1.40530269069114E-2},{"$f":"IFERROR(IF(OR(K51=\"\",'Combined scenario - input'!$D36=\"\"),\"\",K51/'Combined scenario - input'!$D36),\"\")","v":1.6763899617549101E-2},{"$f":"IFERROR(IF(OR(L51=\"\",'Combined scenario - input'!$D36=\"\"),\"\",L51/'Combined scenario - input'!$D36),\"\")","v":1.9723184771086307E-2},{"$f":"IFERROR(IF(OR(M51=\"\",'Combined scenario - input'!$D36=\"\"),\"\",M51/'Combined scenario - input'!$D36),\"\")","v":2.2886314119895862E-2},{"$f":"IFERROR(IF(OR(N51=\"\",'Combined scenario - input'!$D36=\"\"),\"\",N51/'Combined scenario - input'!$D36),\"\")","v":2.6192170335627755E-2},{"$f":"IFERROR(IF(OR(O51=\"\",'Combined scenario - input'!$D36=\"\"),\"\",O51/'Combined scenario - input'!$D36),\"\")","v":2.9564050848337464E-2},{"$f":"IFERROR(IF(OR(P51=\"\",'Combined scenario - input'!$D36=\"\"),\"\",P51/'Combined scenario - input'!$D36),\"\")","v":3.2911919948430082E-2},{"$f":"IFERROR(IF(OR(Q51=\"\",'Combined scenario - input'!$D36=\"\"),\"\",Q51/'Combined scenario - input'!$D36),\"\")","v":3.6135936951051439E-2},{"$f":"IFERROR(IF(OR(R51=\"\",'Combined scenario - input'!$D36=\"\"),\"\",R51/'Combined scenario - input'!$D36),\"\")","v":3.9131117161809031E-2},{"$f":"IFERROR(IF(OR(S51=\"\",'Combined scenario - input'!$D36=\"\"),\"\",S51/'Combined scenario - input'!$D36),\"\")","v":4.1792851121168595E-2},{"$f":"IFERROR(IF(OR(T51=\"\",'Combined scenario - input'!$D36=\"\"),\"\",T51/'Combined scenario - input'!$D36),\"\")","v":4.4022893034589304E-2},{"$f":"IFERROR(IF(OR(U51=\"\",'Combined scenario - input'!$D36=\"\"),\"\",U51/'Combined scenario - input'!$D36),\"\")","v":4.5735347822122588E-2},{"$f":"IFERROR(IF(OR(V51=\"\",'Combined scenario - input'!$D36=\"\"),\"\",V51/'Combined scenario - input'!$D36),\"\")","v":4.6862151159128486E-2},{"$f":"IFERROR(IF(OR(W51=\"\",'Combined scenario - input'!$D36=\"\"),\"\",W51/'Combined scenario - input'!$D36),\"\")","v":4.7357556117638887E-2}]
[{"$f":"IFERROR('Combined scenario - input'!A37,\"\")","v":5},{"$f":"IFERROR('Combined scenario - input'!B37,\"\")","v":"TRANSFORMERS"},{"$f":"IFERROR('Combined scenario - input'!C37,\"\")","v":"ground outdoor / indoor chamber mounted ; ˂ 22 kv ; > 60 kva and < = 600 kva ; multiple phase"},{"$f":"IFERROR(repcalc('Combined scenario - input'!$CV37:$GH37,'Combined scenario - input'!$G37,'Combined scenario - input'!$E37,'Combined scenario - input'!$F37,20,TRUE,TRUE),\"\")","v":611.07190530610865},613.975405825238,616.90133769009469,620.40047309624947,624.99724706813322,631.16294193033059,639.28930974539935,649.66488424795659,662.45649591738754,677.69843494470433,695.29125569225971,715.01139100159776,736.53161727305951,759.45111107953187,783.33253623617225,807.74248577166281,832.29085535702859,856.66448494250483,880.65075363972335,904.14775188129636,{"$f":"IFERROR(IF(OR(D52=\"\",'Combined scenario - input'!$D37=\"\"),\"\",D52/'Combined scenario - input'!$D37),\"\")","v":5.834665041920247},{"$f":"IFERROR(IF(OR(E52=\"\",'Combined scenario - input'!$D37=\"\"),\"\",E52/'Combined scenario - input'!$D37),\"\")","v":5.8623883799285208},{"$f":"IFERROR(IF(OR(F52=\"\",'Combined scenario - input'!$D37=\"\"),\"\",F52/'Combined scenario - input'!$D37),\"\")","v":5.8903258979500182},{"$f":"IFERROR(IF(OR(G52=\"\",'Combined scenario - input'!$D37=\"\"),\"\",G52/'Combined scenario - input'!$D37),\"\")","v":5.9237365045479589},{"$f":"IFERROR(IF(OR(H52=\"\",'Combined scenario - input'!$D37=\"\"),\"\",H52/'Combined scenario - input'!$D37),\"\")","v":5.967627634489407},{"$f":"IFERROR(IF(OR(I52=\"\",'Combined scenario - input'!$D37=\"\"),\"\",I52/'Combined scenario - input'!$D37),\"\")","v":6.0264992074732602},{"$f":"IFERROR(IF(OR(J52=\"\",'Combined scenario - input'!$D37=\"\"),\"\",J52/'Combined scenario - input'!$D37),\"\")","v":6.1040917686704823},{"$f":"IFERROR(IF(OR(K52=\"\",'Combined scenario - input'!$D37=\"\"),\"\",K52/'Combined scenario - input'!$D37),\"\")","v":6.2031603092370524},{"$f":"IFERROR(IF(OR(L52=\"\",'Combined scenario - input'!$D37=\"\"),\"\",L52/'Combined scenario - input'!$D37),\"\")","v":6.3252977676758606},{"$f":"IFERROR(IF(OR(M52=\"\",'Combined scenario - input'!$D37=\"\"),\"\",M52/'Combined scenario - input'!$D37),\"\")","v":6.4708315551754119},{"$f":"IFERROR(IF(OR(N52=\"\",'Combined scenario - input'!$D37=\"\"),\"\",N52/'Combined scenario - input'!$D37),\"\")","v":6.638812140296749},{"$f":"IFERROR(IF(OR(O52=\"\",'Combined scenario - input'!$D37=\"\"),\"\",O52/'Combined scenario - input'!$D37),\"\")","v":6.8271048487525468},{"$f":"IFERROR(IF(OR(P52=\"\",'Combined scenario - input'!$D37=\"\"),\"\",P52/'Combined scenario - input'!$D37),\"\")","v":7.032585269027166},{"$f":"IFERROR(IF(OR(Q52=\"\",'Combined scenario - input'!$D37=\"\"),\"\",Q52/'Combined scenario - input'!$D37),\"\")","v":7.2514262403268406},{"$f":"IFERROR(IF(OR(R52=\"\",'Combined scenario - input'!$D37=\"\"),\"\",R52/'Combined scenario - input'!$D37),\"\")","v":7.4794519690549253},{"$f":"IFERROR(IF(OR(S52=\"\",'Combined scenario - input'!$D37=\"\"),\"\",S52/'Combined scenario - input'!$D37),\"\")","v":7.7125241787131626},{"$f":"IFERROR(IF(OR(T52=\"\",'Combined scenario - input'!$D37=\"\"),\"\",T52/'Combined scenario - input'!$D37),\"\")","v":7.9469180570966271},{"$f":"IFERROR(IF(OR(U52=\"\",'Combined scenario - input'!$D37=\"\"),\"\",U52/'Combined scenario - input'!$D37),\"\")","v":8.1796434749275324},{"$f":"IFERROR(IF(OR(V52=\"\",'Combined scenario - input'!$D37=\"\"),\"\",V52/'Combined scenario - input'!$D37),\"\")","v":8.4086702756011125},{"$f":"IFERROR(IF(OR(W52=\"\",'Combined scenario - input'!$D37=\"\"),\"\",W52/'Combined scenario - input'!$D37),\"\")","v":8.6330254014704497}]
[{"$f":"IFERROR('Combined scenario - input'!A38,\"\")","v":5},{"$f":"IFERROR('Combined scenario - input'!B38,\"\")","v":"TRANSFORMERS"},{"$f":"IFERROR('Combined scenario - input'!C38,\"\")","v":"ground outdoor / indoor chamber mounted ; ˂ 22 kv ; > 600 kva ; multiple phase"},{"$f":"IFERROR(repcalc('Combined scenario - input'!$CV38:$GH38,'Combined scenario - input'!$G38,'Combined scenario - input'!$E38,'Combined scenario - input'!$F38,20,TRUE,TRUE),\"\")","v":386.33370246567551},402.11128283513159,425.1260367059574,456.2351838515504,496.3677572453193,546.50916199299297,607.6642190066741,680.79778523857544,766.7546244487811,866.16306024457447,979.32980309943935,1106.1358778805084,1245.9454338399648,1397.540051786219,1559.0906876512281,1728.1774310073329,1901.8637910760046,2076.8274236241737,2249.5434578604695,2416.5104396607189,{"$f":"IFERROR(IF(OR(D53=\"\",'Combined scenario - input'!$D38=\"\"),\"\",D53/'Combined scenario - input'!$D38),\"\")","v":6.2304134464615917},{"$f":"IFERROR(IF(OR(E53=\"\",'Combined scenario - input'!$D38=\"\"),\"\",E53/'Combined scenario - input'!$D38),\"\")","v":6.4848588863988992},{"$f":"IFERROR(IF(OR(F53=\"\",'Combined scenario - input'!$D38=\"\"),\"\",F53/'Combined scenario - input'!$D38),\"\")","v":6.8560184074777952},{"$f":"IFERROR(IF(OR(G53=\"\",'Combined scenario - input'!$D38=\"\"),\"\",G53/'Combined scenario - input'!$D38),\"\")","v":7.3577164147881344},{"$f":"IFERROR(IF(OR(H53=\"\",'Combined scenario - input'!$D38=\"\"),\"\",H53/'Combined scenario - input'!$D38),\"\")","v":8.0049354467229943},{"$f":"IFERROR(IF(OR(I53=\"\",'Combined scenario - input'!$D38=\"\"),\"\",I53/'Combined scenario - input'!$D38),\"\")","v":8.8135671564872613},{"$f":"IFERROR(IF(OR(J53=\"\",'Combined scenario - input'!$D38=\"\"),\"\",J53/'Combined scenario - input'!$D38),\"\")","v":9.7998163164890784},{"$f":"IFERROR(IF(OR(K53=\"\",'Combined scenario - input'!$D38=\"\"),\"\",K53/'Combined scenario - input'!$D38),\"\")","v":10.979243199338914},{"$f":"IFERROR(IF(OR(L53=\"\",'Combined scenario - input'!$D38=\"\"),\"\",L53/'Combined scenario - input'!$D38),\"\")","v":12.365471331683086},{"$f":"IFERROR(IF(OR(M53=\"\",'Combined scenario - input'!$D38=\"\"),\"\",M53/'Combined scenario - input'!$D38),\"\")","v":13.968633704318314},{"$f":"IFERROR(IF(OR(N53=\"\",'Combined scenario - input'!$D38=\"\"),\"\",N53/'Combined scenario - input'!$D38),\"\")","v":15.793676644851971},{"$f":"IFERROR(IF(OR(O53=\"\",'Combined scenario - input'!$D38=\"\"),\"\",O53/'Combined scenario - input'!$D38),\"\")","v":17.838681438290049},{"$f":"IFERROR(IF(OR(P53=\"\",'Combined scenario - input'!$D38=\"\"),\"\",P53/'Combined scenario - input'!$D38),\"\")","v":20.093393703448985},{"$f":"IFERROR(IF(OR(Q53=\"\",'Combined scenario - input'!$D38=\"\"),\"\",Q53/'Combined scenario - input'!$D38),\"\")","v":22.538163963034261},{"$f":"IFERROR(IF(OR(R53=\"\",'Combined scenario - input'!$D38=\"\"),\"\",R53/'Combined scenario - input'!$D38),\"\")","v":25.143495176836918},{"$f":"IFERROR(IF(OR(S53=\"\",'Combined scenario - input'!$D38=\"\"),\"\",S53/'Combined scenario - input'!$D38),\"\")","v":27.870361387837168},{"$f":"IFERROR(IF(OR(T53=\"\",'Combined scenario - input'!$D38=\"\"),\"\",T53/'Combined scenario - input'!$D38),\"\")","v":30.671405734557002},{"$f":"IFERROR(IF(OR(U53=\"\",'Combined scenario - input'!$D38=\"\"),\"\",U53/'Combined scenario - input'!$D38),\"\")","v":33.493048687042432},{"$f":"IFERROR(IF(OR(V53=\"\",'Combined scenario - input'!$D38=\"\"),\"\",V53/'Combined scenario - input'!$D38),\"\")","v":36.278444564382298},{"$f":"IFERROR(IF(OR(W53=\"\",'Combined scenario - input'!$D38=\"\"),\"\",W53/'Combined scenario - input'!$D38),\"\")","v":38.971125326852942}]
[{"$f":"IFERROR('Combined scenario - input'!A39,\"\")","v":5},{"$f":"IFERROR('Combined scenario - input'!B39,\"\")","v":"TRANSFORMERS"},{"$f":"IFERROR('Combined scenario - input'!C39,\"\")","v":"ground outdoor / indoor chamber mounted ; > = 22 kv & < = 33 kv ; < = 15 mva"},{"$f":"IFERROR(repcalc('Combined scenario - input'!$CV39:$GH39,'Combined scenario - input'!$G39,'Combined scenario - input'!$E39,'Combined scenario - input'!$F39,20,TRUE,TRUE),\"\")","v":87.408642485860597},96.754587095114161,106.34438436806462,116.16163396109437,126.22215609070022,136.57955261302712,147.32820316027994,158.60305096857877,170.57575374917968,183.44705920260421,197.43558757573629,212.76353419029016,229.64011000678244,248.24378658028766,268.70457724242135,291.0876516246426,315.37953888390302,341.47803046262356,369.18666037139019,398.21434233043033,{"$f":"IFERROR(IF(OR(D54=\"\",'Combined scenario - input'!$D39=\"\"),\"\",D54/'Combined scenario - input'!$D39),\"\")","v":0.33625318052637909},{"$f":"IFERROR(IF(OR(E54=\"\",'Combined scenario - input'!$D39=\"\"),\"\",E54/'Combined scenario - input'!$D39),\"\")","v":0.37220618826692642},{"$f":"IFERROR(IF(OR(F54=\"\",'Combined scenario - input'!$D39=\"\"),\"\",F54/'Combined scenario - input'!$D39),\"\")","v":0.40909727525703049},{"$f":"IFERROR(IF(OR(G54=\"\",'Combined scenario - input'!$D39=\"\"),\"\",G54/'Combined scenario - input'!$D39),\"\")","v":0.44686335085088885},{"$f":"IFERROR(IF(OR(H54=\"\",'Combined scenario - input'!$D39=\"\"),\"\",H54/'Combined scenario - input'!$D39),\"\")","v":0.485565273997484},{"$f":"IFERROR(IF(OR(I54=\"\",'Combined scenario - input'!$D39=\"\"),\"\",I54/'Combined scenario - input'!$D39),\"\")","v":0.52540924621303065},{"$f":"IFERROR(IF(OR(J54=\"\",'Combined scenario - input'!$D39=\"\"),\"\",J54/'Combined scenario - input'!$D39),\"\")","v":0.56675833744808801},{"$f":"IFERROR(IF(OR(K54=\"\",'Combined scenario - input'!$D39=\"\"),\"\",K54/'Combined scenario - input'!$D39),\"\")","v":0.61013166218659576},{"$f":"IFERROR(IF(OR(L54=\"\",'Combined scenario - input'!$D39=\"\"),\"\",L54/'Combined scenario - input'!$D39),\"\")","v":0.6561895721938964},{"$f":"IFERROR(IF(OR(M54=\"\",'Combined scenario - input'!$D39=\"\"),\"\",M54/'Combined scenario - input'!$D39),\"\")","v":0.70570432580582476},{"$f":"IFERROR(IF(OR(N54=\"\",'Combined scenario - input'!$D39=\"\"),\"\",N54/'Combined scenario - input'!$D39),\"\")","v":0.75951693543547372},{"$f":"IFERROR(IF(OR(O54=\"\",'Combined scenario - input'!$D39=\"\"),\"\",O54/'Combined scenario - input'!$D39),\"\")","v":0.8184821664870372},{"$f":"IFERROR(IF(OR(P54=\"\",'Combined scenario - input'!$D39=\"\"),\"\",P54/'Combined scenario - input'!$D39),\"\")","v":0.8834048346958252},{"$f":"IFERROR(IF(OR(Q54=\"\",'Combined scenario - input'!$D39=\"\"),\"\",Q54/'Combined scenario - input'!$D39),\"\")","v":0.95497150407107756},{"$f":"IFERROR(IF(OR(R54=\"\",'Combined scenario - input'!$D39=\"\"),\"\",R54/'Combined scenario - input'!$D39),\"\")","v":1.0336823241978152},{"$f":"IFERROR(IF(OR(S54=\"\",'Combined scenario - input'!$D39=\"\"),\"\",S54/'Combined scenario - input'!$D39),\"\")","v":1.1197879967827418},{"$f":"IFERROR(IF(OR(T54=\"\",'Combined scenario - input'!$D39=\"\"),\"\",T54/'Combined scenario - input'!$D39),\"\")","v":1.2132367007050782},{"$f":"IFERROR(IF(OR(U54=\"\",'Combined scenario - input'!$D39=\"\"),\"\",U54/'Combined scenario - input'!$D39),\"\")","v":1.3136352488429843},{"$f":"IFERROR(IF(OR(V54=\"\",'Combined scenario - input'!$D39=\"\"),\"\",V54/'Combined scenario - input'!$D39),\"\")","v":1.4202278542178852},{"$f":"IFERROR(IF(OR(W54=\"\",'Combined scenario - input'!$D39=\"\"),\"\",W54/'Combined scenario - input'!$D39),\"\")","v":1.5318947341103895}]
[{"$f":"IFERROR('Combined scenario - input'!A40,\"\")","v":5},{"$f":"IFERROR('Combined scenario - input'!B40,\"\")","v":"TRANSFORMERS"},{"$f":"IFERROR('Combined scenario - input'!C40,\"\")","v":"ground outdoor / indoor chamber mounted ; > = 22 kv & < = 33 kv ; > 15 mva and < = 40 mva"},{"$f":"IFERROR(repcalc('Combined scenario - input'!$CV40:$GH40,'Combined scenario - input'!$G40,'Combined scenario - input'!$E40,'Combined scenario - input'!$F40,20,TRUE,TRUE),\"\")","v":945.68263091193228},1068.8057774881995,1188.6812569531423,1301.5166669880202,1403.7639856922551,1492.4127160107819,1565.2606671125843,1621.1397548182706,1660.0811935678776,1683.4134561822118,1693.7956836257529,1695.1970682098211,1692.8376275505575,1693.1067938395527,1703.473102085652,1732.3913966093303,1789.2044141453302,1884.0248450179854,2027.5738577752334,2230.9446296978872,{"$f":"IFERROR(IF(OR(D55=\"\",'Combined scenario - input'!$D40=\"\"),\"\",D55/'Combined scenario - input'!$D40),\"\")","v":0.63637719493489098},{"$f":"IFERROR(IF(OR(E55=\"\",'Combined scenario - input'!$D40=\"\"),\"\",E55/'Combined scenario - input'!$D40),\"\")","v":0.71923032143696697},{"$f":"IFERROR(IF(OR(F55=\"\",'Combined scenario - input'!$D40=\"\"),\"\",F55/'Combined scenario - input'!$D40),\"\")","v":0.7998979988054431},{"$f":"IFERROR(IF(OR(G55=\"\",'Combined scenario - input'!$D40=\"\"),\"\",G55/'Combined scenario - input'!$D40),\"\")","v":0.87582820982991827},{"$f":"IFERROR(IF(OR(H55=\"\",'Combined scenario - input'!$D40=\"\"),\"\",H55/'Combined scenario - input'!$D40),\"\")","v":0.94463338795174667},{"$f":"IFERROR(IF(OR(I55=\"\",'Combined scenario - input'!$D40=\"\"),\"\",I55/'Combined scenario - input'!$D40),\"\")","v":1.0042876826280094},{"$f":"IFERROR(IF(OR(J55=\"\",'Combined scenario - input'!$D40=\"\"),\"\",J55/'Combined scenario - input'!$D40),\"\")","v":1.0533091759531166},{"$f":"IFERROR(IF(OR(K55=\"\",'Combined scenario - input'!$D40=\"\"),\"\",K55/'Combined scenario - input'!$D40),\"\")","v":1.0909118302974967},{"$f":"IFERROR(IF(OR(L55=\"\",'Combined scenario - input'!$D40=\"\"),\"\",L55/'Combined scenario - input'!$D40),\"\")","v":1.117116650760686},{"$f":"IFERROR(IF(OR(M55=\"\",'Combined scenario - input'!$D40=\"\"),\"\",M55/'Combined scenario - input'!$D40),\"\")","v":1.1328176051280894},{"$f":"IFERROR(IF(OR(N55=\"\",'Combined scenario - input'!$D40=\"\"),\"\",N55/'Combined scenario - input'!$D40),\"\")","v":1.1398041062667701},{"$f":"IFERROR(IF(OR(O55=\"\",'Combined scenario - input'!$D40=\"\"),\"\",O55/'Combined scenario - input'!$D40),\"\")","v":1.140747138486548},{"$f":"IFERROR(IF(OR(P55=\"\",'Combined scenario - input'!$D40=\"\"),\"\",P55/'Combined scenario - input'!$D40),\"\")","v":1.1391594026232916},{"$f":"IFERROR(IF(OR(Q55=\"\",'Combined scenario - input'!$D40=\"\"),\"\",Q55/'Combined scenario - input'!$D40),\"\")","v":1.1393405324044283},{"$f":"IFERROR(IF(OR(R55=\"\",'Combined scenario - input'!$D40=\"\"),\"\",R55/'Combined scenario - input'!$D40),\"\")","v":1.1463163210547092},{"$f":"IFERROR(IF(OR(S55=\"\",'Combined scenario - input'!$D40=\"\"),\"\",S55/'Combined scenario - input'!$D40),\"\")","v":1.1657762778623468},{"$f":"IFERROR(IF(OR(T55=\"\",'Combined scenario - input'!$D40=\"\"),\"\",T55/'Combined scenario - input'!$D40),\"\")","v":1.2040074006022052},{"$f":"IFERROR(IF(OR(U55=\"\",'Combined scenario - input'!$D40=\"\"),\"\",U55/'Combined scenario - input'!$D40),\"\")","v":1.2678148110894529},{"$f":"IFERROR(IF(OR(V55=\"\",'Combined scenario - input'!$D40=\"\"),\"\",V55/'Combined scenario - input'!$D40),\"\")","v":1.3644130937353331},{"$f":"IFERROR(IF(OR(W55=\"\",'Combined scenario - input'!$D40=\"\"),\"\",W55/'Combined scenario - input'!$D40),\"\")","v":1.5012671683872914}]
[{"$f":"IFERROR('Combined scenario - input'!A41,\"\")","v":5},{"$f":"IFERROR('Combined scenario - input'!B41,\"\")","v":"TRANSFORMERS"},{"$f":"IFERROR('Combined scenario - input'!C41,\"\")","v":"ground outdoor / indoor chamber mounted ; > 132 kv ; < = 100 mva"},{"$f":"IFERROR(repcalc('Combined scenario - input'!$CV41:$GH41,'Combined scenario - input'!$G41,'Combined scenario - input'!$E41,'Combined scenario - input'!$F41,20,TRUE,TRUE),\"\")","v":1.7081362265001672},2.5566265708524698,3.7843573336080913,5.5402475546667196,8.0225336872609923,11.491411080751181,16.283567096772977,22.828417819718481,31.665656995527009,43.463478942786708,59.03655403601325,79.362529436351551,105.59551925279563,139.07476422986784,181.32641443082949,234.05625688416785,299.1312137496775,378.54761437977805,474.38463118044541,588.74188984622151,{"$f":"IFERROR(IF(OR(D56=\"\",'Combined scenario - input'!$D41=\"\"),\"\",D56/'Combined scenario - input'!$D41),\"\")","v":3.6599712245980544E-4},{"$f":"IFERROR(IF(OR(E56=\"\",'Combined scenario - input'!$D41=\"\"),\"\",E56/'Combined scenario - input'!$D41),\"\")","v":5.478005522156123E-4},{"$f":"IFERROR(IF(OR(F56=\"\",'Combined scenario - input'!$D41=\"\"),\"\",F56/'Combined scenario - input'!$D41),\"\")","v":8.10862665970212E-4},{"$f":"IFERROR(IF(OR(G56=\"\",'Combined scenario - input'!$D41=\"\"),\"\",G56/'Combined scenario - input'!$D41),\"\")","v":1.1870918907197561E-3},{"$f":"IFERROR(IF(OR(H56=\"\",'Combined scenario - input'!$D41=\"\"),\"\",H56/'Combined scenario - input'!$D41),\"\")","v":1.718963744706979E-3},{"$f":"IFERROR(IF(OR(I56=\"\",'Combined scenario - input'!$D41=\"\"),\"\",I56/'Combined scenario - input'!$D41),\"\")","v":2.4622294892574503E-3},{"$f":"IFERROR(IF(OR(J56=\"\",'Combined scenario - input'!$D41=\"\"),\"\",J56/'Combined scenario - input'!$D41),\"\")","v":3.4890300951061146E-3},{"$f":"IFERROR(IF(OR(K56=\"\",'Combined scenario - input'!$D41=\"\"),\"\",K56/'Combined scenario - input'!$D41),\"\")","v":4.8913752326687114E-3},{"$f":"IFERROR(IF(OR(L56=\"\",'Combined scenario - input'!$D41=\"\"),\"\",L56/'Combined scenario - input'!$D41),\"\")","v":6.7849034294578028E-3},{"$f":"IFERROR(IF(OR(M56=\"\",'Combined scenario - input'!$D41=\"\"),\"\",M56/'Combined scenario - input'!$D41),\"\")","v":9.3127866374835208E-3},{"$f":"IFERROR(IF(OR(N56=\"\",'Combined scenario - input'!$D41=\"\"),\"\",N56/'Combined scenario - input'!$D41),\"\")","v":1.2649581785051819E-2},{"$f":"IFERROR(IF(OR(O56=\"\",'Combined scenario - input'!$D41=\"\"),\"\",O56/'Combined scenario - input'!$D41),\"\")","v":1.7004766337840697E-2},{"$f":"IFERROR(IF(OR(P56=\"\",'Combined scenario - input'!$D41=\"\"),\"\",P56/'Combined scenario - input'!$D41),\"\")","v":2.262562879446571E-2},{"$f":"IFERROR(IF(OR(Q56=\"\",'Combined scenario - input'!$D41=\"\"),\"\",Q56/'Combined scenario - input'!$D41),\"\")","v":2.9799124171260898E-2},{"$f":"IFERROR(IF(OR(R56=\"\",'Combined scenario - input'!$D41=\"\"),\"\",R56/'Combined scenario - input'!$D41),\"\")","v":3.88522559723554E-2},{"$f":"IFERROR(IF(OR(S56=\"\",'Combined scenario - input'!$D41=\"\"),\"\",S56/'Combined scenario - input'!$D41),\"\")","v":5.0150517964739204E-2},{"$f":"IFERROR(IF(OR(T56=\"\",'Combined scenario - input'!$D41=\"\"),\"\",T56/'Combined scenario - input'!$D41),\"\")","v":6.4093929846923858E-2},{"$f":"IFERROR(IF(OR(U56=\"\",'Combined scenario - input'!$D41=\"\"),\"\",U56/'Combined scenario - input'!$D41),\"\")","v":8.1110239000606599E-2},{"$f":"IFERROR(IF(OR(V56=\"\",'Combined scenario - input'!$D41=\"\"),\"\",V56/'Combined scenario - input'!$D41),\"\")","v":0.10164494333507547},{"$f":"IFERROR(IF(OR(W56=\"\",'Combined scenario - input'!$D41=\"\"),\"\",W56/'Combined scenario - input'!$D41),\"\")","v":0.12614792322317375}]
[{"$f":"IFERROR('Combined scenario - input'!A42,\"\")","v":5},{"$f":"IFERROR('Combined scenario - input'!B42,\"\")","v":"TRANSFORMERS"},{"$f":"IFERROR('Combined scenario - input'!C42,\"\")","v":"ground outdoor / indoor chamber mounted ; > 132 kv ; > 100 mva"},{"$f":"IFERROR(repcalc('Combined scenario - input'!$CV42:$GH42,'Combined scenario - input'!$G42,'Combined scenario - input'!$E42,'Combined scenario - input'!$F42,20,TRUE,TRUE),\"\")","v":1.3006181527872967E-7},2.7113529684314789E-7,5.5824461615970358E-7,1.1351872399989122E-6,2.2799080738572413E-6,4.5224798627113445E-6,8.8602955644652533E-6,1.7144903788170592E-5,3.2767282247542483E-5,6.1854005758728991E-5,1.1532436520104327E-4,2.1237542092877464E-4,3.8629742217854355E-4,6.9403049093655085E-4,1.2316283569189252E-3,2.158891592413835E-3,3.7379899460570111E-3,6.3930512731812592E-3,1.0800607829949915E-2,1.8024613168333189E-2,{"$f":"IFERROR(IF(OR(D57=\"\",'Combined scenario - input'!$D42=\"\"),\"\",D57/'Combined scenario - input'!$D42),\"\")","v":2.7867947178573092E-11},{"$f":"IFERROR(IF(OR(E57=\"\",'Combined scenario - input'!$D42=\"\"),\"\",E57/'Combined scenario - input'!$D42),\"\")","v":5.8095330397155291E-11},{"$f":"IFERROR(IF(OR(F57=\"\",'Combined scenario - input'!$D42=\"\"),\"\",F57/'Combined scenario - input'!$D42),\"\")","v":1.1961336571015587E-10},{"$f":"IFERROR(IF(OR(G57=\"\",'Combined scenario - input'!$D42=\"\"),\"\",G57/'Combined scenario - input'!$D42),\"\")","v":2.4323309631103932E-10},{"$f":"IFERROR(IF(OR(H57=\"\",'Combined scenario - input'!$D42=\"\"),\"\",H57/'Combined scenario - input'!$D42),\"\")","v":4.8850892660612178E-10},{"$f":"IFERROR(IF(OR(I57=\"\",'Combined scenario - input'!$D42=\"\"),\"\",I57/'Combined scenario - input'!$D42),\"\")","v":9.6901792167136978E-10},{"$f":"IFERROR(IF(OR(J57=\"\",'Combined scenario - input'!$D42=\"\"),\"\",J57/'Combined scenario - input'!$D42),\"\")","v":1.8984684186354282E-9},{"$f":"IFERROR(IF(OR(K57=\"\",'Combined scenario - input'!$D42=\"\"),\"\",K57/'Combined scenario - input'!$D42),\"\")","v":3.6735860723342842E-9},{"$f":"IFERROR(IF(OR(L57=\"\",'Combined scenario - input'!$D42=\"\"),\"\",L57/'Combined scenario - input'!$D42),\"\")","v":7.0209453013012614E-9},{"$f":"IFERROR(IF(OR(M57=\"\",'Combined scenario - input'!$D42=\"\"),\"\",M57/'Combined scenario - input'!$D42),\"\")","v":1.3253268544448162E-8},{"$f":"IFERROR(IF(OR(N57=\"\",'Combined scenario - input'!$D42=\"\"),\"\",N57/'Combined scenario - input'!$D42),\"\")","v":2.4710198846123136E-8},{"$f":"IFERROR(IF(OR(O57=\"\",'Combined scenario - input'!$D42=\"\"),\"\",O57/'Combined scenario - input'!$D42),\"\")","v":4.5505031586609143E-8},{"$f":"IFERROR(IF(OR(P57=\"\",'Combined scenario - input'!$D42=\"\"),\"\",P57/'Combined scenario - input'!$D42),\"\")","v":8.2770766603710179E-8},{"$f":"IFERROR(IF(OR(Q57=\"\",'Combined scenario - input'!$D42=\"\"),\"\",Q57/'Combined scenario - input'!$D42),\"\")","v":1.4870778960211862E-7},{"$f":"IFERROR(IF(OR(R57=\"\",'Combined scenario - input'!$D42=\"\"),\"\",R57/'Combined scenario - input'!$D42),\"\")","v":2.6389723932957095E-7},{"$f":"IFERROR(IF(OR(S57=\"\",'Combined scenario - input'!$D42=\"\"),\"\",S57/'Combined scenario - input'!$D42),\"\")","v":4.6257909543027506E-7},{"$f":"IFERROR(IF(OR(T57=\"\",'Combined scenario - input'!$D42=\"\"),\"\",T57/'Combined scenario - input'!$D42),\"\")","v":8.0092766772101215E-7},{"$f":"IFERROR(IF(OR(U57=\"\",'Combined scenario - input'!$D42=\"\"),\"\",U57/'Combined scenario - input'!$D42),\"\")","v":1.3698195339586444E-6},{"$f":"IFERROR(IF(OR(V57=\"\",'Combined scenario - input'!$D42=\"\"),\"\",V57/'Combined scenario - input'!$D42),\"\")","v":2.3142131905239619E-6},{"$f":"IFERROR(IF(OR(W57=\"\",'Combined scenario - input'!$D42=\"\"),\"\",W57/'Combined scenario - input'!$D42),\"\")","v":3.8620787093648226E-6}]
[{"$f":"IFERROR('Combined scenario - input'!A43,\"\")","v":5},{"$f":"IFERROR('Combined scenario - input'!B43,\"\")","v":"TRANSFORMERS"},{"$f":"IFERROR('Combined scenario - input'!C43,\"\")","v":"ground outdoor / indoor chamber mounted ; > 33 kv & < = 66 kv ; > 15 mva and < = 40 mva"},{"$f":"IFERROR(repcalc('Combined scenario - input'!$CV43:$GH43,'Combined scenario - input'!$G43,'Combined scenario - input'!$E43,'Combined scenario - input'!$F43,20,TRUE,TRUE),\"\")","v":5.9805525422224759E-5},1.1851170220770827E-4,2.3066072494772958E-4,4.4093906176293304E-4,8.2789643469012759E-4,1.5267431548171631E-3,2.7653397332199924E-3,4.9195294107388264E-3,8.5958968613252563E-3,1.4752017169856335E-2,2.4865901685015721E-2,4.1167037569859684E-2,6.6940296291814472E-2,0.10690998433267855,0.16770327053778039,0.25837913428117559,0.39099031005807172,0.58112185355305157,0.8483226976680962,1.2163194187958957,{"$f":"IFERROR(IF(OR(D58=\"\",'Combined scenario - input'!$D43=\"\"),\"\",D58/'Combined scenario - input'!$D43),\"\")","v":8.4907576109435352E-8},{"$f":"IFERROR(IF(OR(E58=\"\",'Combined scenario - input'!$D43=\"\"),\"\",E58/'Combined scenario - input'!$D43),\"\")","v":1.6825437623060017E-7},{"$f":"IFERROR(IF(OR(F58=\"\",'Combined scenario - input'!$D43=\"\"),\"\",F58/'Combined scenario - input'!$D43),\"\")","v":3.2747547857306874E-7},{"$f":"IFERROR(IF(OR(G58=\"\",'Combined scenario - input'!$D43=\"\"),\"\",G58/'Combined scenario - input'!$D43),\"\")","v":6.2601351099151539E-7},{"$f":"IFERROR(IF(OR(H58=\"\",'Combined scenario - input'!$D43=\"\"),\"\",H58/'Combined scenario - input'!$D43),\"\")","v":1.1753877094616992E-6},{"$f":"IFERROR(IF(OR(I58=\"\",'Combined scenario - input'!$D43=\"\"),\"\",I58/'Combined scenario - input'!$D43),\"\")","v":2.1675599319962537E-6},{"$f":"IFERROR(IF(OR(J58=\"\",'Combined scenario - input'!$D43=\"\"),\"\",J58/'Combined scenario - input'!$D43),\"\")","v":3.9260301152636825E-6},{"$f":"IFERROR(IF(OR(K58=\"\",'Combined scenario - input'!$D43=\"\"),\"\",K58/'Combined scenario - input'!$D43),\"\")","v":6.9843934137511329E-6},{"$f":"IFERROR(IF(OR(L58=\"\",'Combined scenario - input'!$D43=\"\"),\"\",L58/'Combined scenario - input'!$D43),\"\")","v":1.2203835044154688E-5},{"$f":"IFERROR(IF(OR(M58=\"\",'Combined scenario - input'!$D43=\"\"),\"\",M58/'Combined scenario - input'!$D43),\"\")","v":2.0943851120348183E-5},{"$f":"IFERROR(IF(OR(N58=\"\",'Combined scenario - input'!$D43=\"\"),\"\",N58/'Combined scenario - input'!$D43),\"\")","v":3.5302815667022174E-5},{"$f":"IFERROR(IF(OR(O58=\"\",'Combined scenario - input'!$D43=\"\"),\"\",O58/'Combined scenario - input'!$D43),\"\")","v":5.8445993927576087E-5},{"$f":"IFERROR(IF(OR(P58=\"\",'Combined scenario - input'!$D43=\"\"),\"\",P58/'Combined scenario - input'!$D43),\"\")","v":9.5037009742133551E-5},{"$f":"IFERROR(IF(OR(Q58=\"\",'Combined scenario - input'!$D43=\"\"),\"\",Q58/'Combined scenario - input'!$D43),\"\")","v":1.5178309307541178E-4},{"$f":"IFERROR(IF(OR(R58=\"\",'Combined scenario - input'!$D43=\"\"),\"\",R58/'Combined scenario - input'!$D43),\"\")","v":2.3809302077791388E-4},{"$f":"IFERROR(IF(OR(S58=\"\",'Combined scenario - input'!$D43=\"\"),\"\",S58/'Combined scenario - input'!$D43),\"\")","v":3.6682807908107213E-4},{"$f":"IFERROR(IF(OR(T58=\"\",'Combined scenario - input'!$D43=\"\"),\"\",T58/'Combined scenario - input'!$D43),\"\")","v":5.5509987204243325E-4},{"$f":"IFERROR(IF(OR(U58=\"\",'Combined scenario - input'!$D43=\"\"),\"\",U58/'Combined scenario - input'!$D43),\"\")","v":8.2503493884656461E-4},{"$f":"IFERROR(IF(OR(V58=\"\",'Combined scenario - input'!$D43=\"\"),\"\",V58/'Combined scenario - input'!$D43),\"\")","v":1.2043874459607736E-3},{"$f":"IFERROR(IF(OR(W58=\"\",'Combined scenario - input'!$D43=\"\"),\"\",W58/'Combined scenario - input'!$D43),\"\")","v":1.7268426770884623E-3}]
[{"$f":"IFERROR('Combined scenario - input'!A44,\"\")","v":5},{"$f":"IFERROR('Combined scenario - input'!B44,\"\")","v":"TRANSFORMERS"},{"$f":"IFERROR('Combined scenario - input'!C44,\"\")","v":"ground outdoor / indoor chamber mounted ; > 33 kv & < = 66 kv ; > 40 mva"},{"$f":"IFERROR(repcalc('Combined scenario - input'!$CV44:$GH44,'Combined scenario - input'!$G44,'Combined scenario - input'!$E44,'Combined scenario - input'!$F44,20,TRUE,TRUE),\"\")","v":5681.4681875151264},5356.2509661503782,4991.84738090679,4613.9137829073916,4247.741028273771,3917.2553432297113,3644.5340940329479,3449.7948229356361,3351.736440180769,3368.0565858669643,3515.9410925052148,3812.3194030229383,4273.7026585303083,4915.4689905181303,5750.5337818149974,6787.4397111282769,8028.0155660383834,9464.8702085071109,11079.087959390126,12838.549783168937,{"$f":"IFERROR(IF(OR(D59=\"\",'Combined scenario - input'!$D44=\"\"),\"\",D59/'Combined scenario - input'!$D44),\"\")","v":2.6193583035012353},{"$f":"IFERROR(IF(OR(E59=\"\",'Combined scenario - input'!$D44=\"\"),\"\",E59/'Combined scenario - input'!$D44),\"\")","v":2.469421632009297},{"$f":"IFERROR(IF(OR(F59=\"\",'Combined scenario - input'!$D44=\"\"),\"\",F59/'Combined scenario - input'!$D44),\"\")","v":2.3014186571918178},{"$f":"IFERROR(IF(OR(G59=\"\",'Combined scenario - input'!$D44=\"\"),\"\",G59/'Combined scenario - input'!$D44),\"\")","v":2.1271778667096681},{"$f":"IFERROR(IF(OR(H59=\"\",'Combined scenario - input'!$D44=\"\"),\"\",H59/'Combined scenario - input'!$D44),\"\")","v":1.9583592420673313},{"$f":"IFERROR(IF(OR(I59=\"\",'Combined scenario - input'!$D44=\"\"),\"\",I59/'Combined scenario - input'!$D44),\"\")","v":1.8059936219956185},{"$f":"IFERROR(IF(OR(J59=\"\",'Combined scenario - input'!$D44=\"\"),\"\",J59/'Combined scenario - input'!$D44),\"\")","v":1.6802594552190542},{"$f":"IFERROR(IF(OR(K59=\"\",'Combined scenario - input'!$D44=\"\"),\"\",K59/'Combined scenario - input'!$D44),\"\")","v":1.5904777456448573},{"$f":"IFERROR(IF(OR(L59=\"\",'Combined scenario - input'!$D44=\"\"),\"\",L59/'Combined scenario - input'!$D44),\"\")","v":1.5452693539722111},{"$f":"IFERROR(IF(OR(M59=\"\",'Combined scenario - input'!$D44=\"\"),\"\",M59/'Combined scenario - input'!$D44),\"\")","v":1.552793519857963},{"$f":"IFERROR(IF(OR(N59=\"\",'Combined scenario - input'!$D44=\"\"),\"\",N59/'Combined scenario - input'!$D44),\"\")","v":1.6209735215119903},{"$f":"IFERROR(IF(OR(O59=\"\",'Combined scenario - input'!$D44=\"\"),\"\",O59/'Combined scenario - input'!$D44),\"\")","v":1.7576144324543785},{"$f":"IFERROR(IF(OR(P59=\"\",'Combined scenario - input'!$D44=\"\"),\"\",P59/'Combined scenario - input'!$D44),\"\")","v":1.9703284742341722},{"$f":"IFERROR(IF(OR(Q59=\"\",'Combined scenario - input'!$D44=\"\"),\"\",Q59/'Combined scenario - input'!$D44),\"\")","v":2.2662055107885295},{"$f":"IFERROR(IF(OR(R59=\"\",'Combined scenario - input'!$D44=\"\"),\"\",R59/'Combined scenario - input'!$D44),\"\")","v":2.6511999915904432},{"$f":"IFERROR(IF(OR(S59=\"\",'Combined scenario - input'!$D44=\"\"),\"\",S59/'Combined scenario - input'!$D44),\"\")","v":3.1292503944537033},{"$f":"IFERROR(IF(OR(T59=\"\",'Combined scenario - input'!$D44=\"\"),\"\",T59/'Combined scenario - input'!$D44),\"\")","v":3.7011998553030394},{"$f":"IFERROR(IF(OR(U59=\"\",'Combined scenario - input'!$D44=\"\"),\"\",U59/'Combined scenario - input'!$D44),\"\")","v":4.3636407974076263},{"$f":"IFERROR(IF(OR(V59=\"\",'Combined scenario - input'!$D44=\"\"),\"\",V59/'Combined scenario - input'!$D44),\"\")","v":5.1078524219179782},{"$f":"IFERROR(IF(OR(W59=\"\",'Combined scenario - input'!$D44=\"\"),\"\",W59/'Combined scenario - input'!$D44),\"\")","v":5.919026714495355}]
[{"$f":"IFERROR('Combined scenario - input'!A45,\"\")","v":5},{"$f":"IFERROR('Combined scenario - input'!B45,\"\")","v":"TRANSFORMERS"},{"$f":"IFERROR('Combined scenario - input'!C45,\"\")","v":"ground outdoor / indoor chamber mounted ; > 66 kv & < = 132 kv ; < = 100 mva"},{"$f":"IFERROR(repcalc('Combined scenario - input'!$CV45:$GH45,'Combined scenario - input'!$G45,'Combined scenario - input'!$E45,'Combined scenario - input'!$F45,20,TRUE,TRUE),\"\")","v":4.7011466386309209E-10},1.0251880108504065E-9,2.2078040794691156E-9,4.6954242833626504E-9,9.8615789144766176E-9,2.0453864506436151E-8,4.1894943360197959E-8,8.4743258266695963E-8,1.6928014829571778E-7,3.3393676120404996E-7,6.5054862365705663E-7,1.2515627546292906E-6,2.3778411550714305E-6,4.4613920985430236E-6,8.2663787091387236E-6,1.5125772212903043E-5,2.7332362502600422E-5,4.8774648750492574E-5,8.5954475647477945E-5,1.4958918993869427E-4,{"$f":"IFERROR(IF(OR(D60=\"\",'Combined scenario - input'!$D45=\"\"),\"\",D60/'Combined scenario - input'!$D45),\"\")","v":8.8585236552124211E-13},{"$f":"IFERROR(IF(OR(E60=\"\",'Combined scenario - input'!$D45=\"\"),\"\",E60/'Combined scenario - input'!$D45),\"\")","v":1.9317951434510612E-12},{"$f":"IFERROR(IF(OR(F60=\"\",'Combined scenario - input'!$D45=\"\"),\"\",F60/'Combined scenario - input'!$D45),\"\")","v":4.1602371011654591E-12},{"$f":"IFERROR(IF(OR(G60=\"\",'Combined scenario - input'!$D45=\"\"),\"\",G60/'Combined scenario - input'!$D45),\"\")","v":8.84774083489132E-12},{"$f":"IFERROR(IF(OR(H60=\"\",'Combined scenario - input'!$D45=\"\"),\"\",H60/'Combined scenario - input'!$D45),\"\")","v":1.8582494188497818E-11},{"$f":"IFERROR(IF(OR(I60=\"\",'Combined scenario - input'!$D45=\"\"),\"\",I60/'Combined scenario - input'!$D45),\"\")","v":3.8541882757254568E-11},{"$f":"IFERROR(IF(OR(J60=\"\",'Combined scenario - input'!$D45=\"\"),\"\",J60/'Combined scenario - input'!$D45),\"\")","v":7.8944005647562342E-11},{"$f":"IFERROR(IF(OR(K60=\"\",'Combined scenario - input'!$D45=\"\"),\"\",K60/'Combined scenario - input'!$D45),\"\")","v":1.5968448033646583E-10},{"$f":"IFERROR(IF(OR(L60=\"\",'Combined scenario - input'!$D45=\"\"),\"\",L60/'Combined scenario - input'!$D45),\"\")","v":3.1898009428444279E-10},{"$f":"IFERROR(IF(OR(M60=\"\",'Combined scenario - input'!$D45=\"\"),\"\",M60/'Combined scenario - input'!$D45),\"\")","v":6.292479103209995E-10},{"$f":"IFERROR(IF(OR(N60=\"\",'Combined scenario - input'!$D45=\"\"),\"\",N60/'Combined scenario - input'!$D45),\"\")","v":1.2258499499199209E-9},{"$f":"IFERROR(IF(OR(O60=\"\",'Combined scenario - input'!$D45=\"\"),\"\",O60/'Combined scenario - input'!$D45),\"\")","v":2.3583604426972677E-9},{"$f":"IFERROR(IF(OR(P60=\"\",'Combined scenario - input'!$D45=\"\"),\"\",P60/'Combined scenario - input'!$D45),\"\")","v":4.4806434982152034E-9},{"$f":"IFERROR(IF(OR(Q60=\"\",'Combined scenario - input'!$D45=\"\"),\"\",Q60/'Combined scenario - input'!$D45),\"\")","v":8.4067463702069634E-9},{"$f":"IFERROR(IF(OR(R60=\"\",'Combined scenario - input'!$D45=\"\"),\"\",R60/'Combined scenario - input'!$D45),\"\")","v":1.5576606510443866E-8},{"$f":"IFERROR(IF(OR(S60=\"\",'Combined scenario - input'!$D45=\"\"),\"\",S60/'Combined scenario - input'!$D45),\"\")","v":2.8501984994532695E-8},{"$f":"IFERROR(IF(OR(T60=\"\",'Combined scenario - input'!$D45=\"\"),\"\",T60/'Combined scenario - input'!$D45),\"\")","v":5.1503260458312109E-8},{"$f":"IFERROR(IF(OR(U60=\"\",'Combined scenario - input'!$D45=\"\"),\"\",U60/'Combined scenario - input'!$D45),\"\")","v":9.1907658480685952E-8},{"$f":"IFERROR(IF(OR(V60=\"\",'Combined scenario - input'!$D45=\"\"),\"\",V60/'Combined scenario - input'!$D45),\"\")","v":1.6196681667779431E-7},{"$f":"IFERROR(IF(OR(W60=\"\",'Combined scenario - input'!$D45=\"\"),\"\",W60/'Combined scenario - input'!$D45),\"\")","v":2.818757804206459E-7}]
[{"$f":"IFERROR('Combined scenario - input'!A46,\"\")","v":5},{"$f":"IFERROR('Combined scenario - input'!B46,\"\")","v":"TRANSFORMERS"},{"$f":"IFERROR('Combined scenario - input'!C46,\"\")","v":"kiosk mounted ; < = 22 kv ; > 60 kva and < = 600 kva ; multiple phase"},{"$f":"IFERROR(repcalc('Combined scenario - input'!$CV46:$GH46,'Combined scenario - input'!$G46,'Combined scenario - input'!$E46,'Combined scenario - input'!$F46,20,TRUE,TRUE),\"\")","v":934.82374550144289},1094.1655157517898,1270.9185553123116,1464.9235881150437,1675.5391206014654,1901.631563181423,2141.6121119297004,2393.5261685108403,2655.1965526054546,2924.4170422142356,3199.1884154504792,3477.9854792194365,3760.0405597779754,4045.6263204010479,4336.3181421803902,4635.2133075010979,4947.0808222911401,5278.412360838839,5637.3425519418024,6033.4071861753746,{"$f":"IFERROR(IF(OR(D61=\"\",'Combined scenario - input'!$D46=\"\"),\"\",D61/'Combined scenario - input'!$D46),\"\")","v":17.165592210478316},{"$f":"IFERROR(IF(OR(E61=\"\",'Combined scenario - input'!$D46=\"\"),\"\",E61/'Combined scenario - input'!$D46),\"\")","v":20.091486918839635},{"$f":"IFERROR(IF(OR(F61=\"\",'Combined scenario - input'!$D46=\"\"),\"\",F61/'Combined scenario - input'!$D46),\"\")","v":23.337094033184997},{"$f":"IFERROR(IF(OR(G61=\"\",'Combined scenario - input'!$D46=\"\"),\"\",G61/'Combined scenario - input'!$D46),\"\")","v":26.899488865256608},{"$f":"IFERROR(IF(OR(H61=\"\",'Combined scenario - input'!$D46=\"\"),\"\",H61/'Combined scenario - input'!$D46),\"\")","v":30.766892064257913},{"$f":"IFERROR(IF(OR(I61=\"\",'Combined scenario - input'!$D46=\"\"),\"\",I61/'Combined scenario - input'!$D46),\"\")","v":34.918488223292947},{"$f":"IFERROR(IF(OR(J61=\"\",'Combined scenario - input'!$D46=\"\"),\"\",J61/'Combined scenario - input'!$D46),\"\")","v":39.325103115226483},{"$f":"IFERROR(IF(OR(K61=\"\",'Combined scenario - input'!$D46=\"\"),\"\",K61/'Combined scenario - input'!$D46),\"\")","v":43.950845655644798},{"$f":"IFERROR(IF(OR(L61=\"\",'Combined scenario - input'!$D46=\"\"),\"\",L61/'Combined scenario - input'!$D46),\"\")","v":48.755737624363462},{"$f":"IFERROR(IF(OR(M61=\"\",'Combined scenario - input'!$D46=\"\"),\"\",M61/'Combined scenario - input'!$D46),\"\")","v":53.699267526731049},{"$f":"IFERROR(IF(OR(N61=\"\",'Combined scenario - input'!$D46=\"\"),\"\",N61/'Combined scenario - input'!$D46),\"\")","v":58.744724883568388},{"$f":"IFERROR(IF(OR(O61=\"\",'Combined scenario - input'!$D46=\"\"),\"\",O61/'Combined scenario - input'!$D46),\"\")","v":63.864103514210214},{"$f":"IFERROR(IF(OR(P61=\"\",'Combined scenario - input'!$D46=\"\"),\"\",P61/'Combined scenario - input'!$D46),\"\")","v":69.043307098907789},{"$f":"IFERROR(IF(OR(Q61=\"\",'Combined scenario - input'!$D46=\"\"),\"\",Q61/'Combined scenario - input'!$D46),\"\")","v":74.287342385308605},{"$f":"IFERROR(IF(OR(R61=\"\",'Combined scenario - input'!$D46=\"\"),\"\",R61/'Combined scenario - input'!$D46),\"\")","v":79.625137125330568},{"$f":"IFERROR(IF(OR(S61=\"\",'Combined scenario - input'!$D46=\"\"),\"\",S61/'Combined scenario - input'!$D46),\"\")","v":85.113564806237022},{"$f":"IFERROR(IF(OR(T61=\"\",'Combined scenario - input'!$D46=\"\"),\"\",T61/'Combined scenario - input'!$D46),\"\")","v":90.840195744253677},{"$f":"IFERROR(IF(OR(U61=\"\",'Combined scenario - input'!$D46=\"\"),\"\",U61/'Combined scenario - input'!$D46),\"\")","v":96.924232552849489},{"$f":"IFERROR(IF(OR(V61=\"\",'Combined scenario - input'!$D46=\"\"),\"\",V61/'Combined scenario - input'!$D46),\"\")","v":103.51504640642528},{"$f":"IFERROR(IF(OR(W61=\"\",'Combined scenario - input'!$D46=\"\"),\"\",W61/'Combined scenario - input'!$D46),\"\")","v":110.78773714942616}]
[{"$f":"IFERROR('Combined scenario - input'!A47,\"\")","v":5},{"$f":"IFERROR('Combined scenario - input'!B47,\"\")","v":"TRANSFORMERS"},{"$f":"IFERROR('Combined scenario - input'!C47,\"\")","v":"kiosk mounted ; < = 22 kv ; > 600 kva ; multiple phase"},{"$f":"IFERROR(repcalc('Combined scenario - input'!$CV47:$GH47,'Combined scenario - input'!$G47,'Combined scenario - input'!$E47,'Combined scenario - input'!$F47,20,TRUE,TRUE),\"\")","v":4.0325232508895281},6.2859537250653306,9.6218303722339282,14.468267172555869,21.382195982839839,31.073897786673751,44.432838792889946,62.554759165102105,86.770261073688687,118.67530205198554,160.16373516827997,213.46101502083448,281.15611815868942,366.22549874081528,472.03873623997066,602.33110128231158,761.12471273168683,952.57878534943711,1180.7522428160275,1449.2698978705073,{"$f":"IFERROR(IF(OR(D62=\"\",'Combined scenario - input'!$D47=\"\"),\"\",D62/'Combined scenario - input'!$D47),\"\")","v":7.6427738437508969E-2},{"$f":"IFERROR(IF(OR(E62=\"\",'Combined scenario - input'!$D47=\"\"),\"\",E62/'Combined scenario - input'!$D47),\"\")","v":0.11913662916230003},{"$f":"IFERROR(IF(OR(F62=\"\",'Combined scenario - input'!$D47=\"\"),\"\",F62/'Combined scenario - input'!$D47),\"\")","v":0.18236094108495446},{"$f":"IFERROR(IF(OR(G62=\"\",'Combined scenario - input'!$D47=\"\"),\"\",G62/'Combined scenario - input'!$D47),\"\")","v":0.27421464683785168},{"$f":"IFERROR(IF(OR(H62=\"\",'Combined scenario - input'!$D47=\"\"),\"\",H62/'Combined scenario - input'!$D47),\"\")","v":0.405253182715203},{"$f":"IFERROR(IF(OR(I62=\"\",'Combined scenario - input'!$D47=\"\"),\"\",I62/'Combined scenario - input'!$D47),\"\")","v":0.58893838535212739},{"$f":"IFERROR(IF(OR(J62=\"\",'Combined scenario - input'!$D47=\"\"),\"\",J62/'Combined scenario - input'!$D47),\"\")","v":0.84212815897587145},{"$f":"IFERROR(IF(OR(K62=\"\",'Combined scenario - input'!$D47=\"\"),\"\",K62/'Combined scenario - input'!$D47),\"\")","v":1.185589883564137},{"$f":"IFERROR(IF(OR(L62=\"\",'Combined scenario - input'!$D47=\"\"),\"\",L62/'Combined scenario - input'!$D47),\"\")","v":1.6445422394108649},{"$f":"IFERROR(IF(OR(M62=\"\",'Combined scenario - input'!$D47=\"\"),\"\",M62/'Combined scenario - input'!$D47),\"\")","v":2.2492331426038934},{"$f":"IFERROR(IF(OR(N62=\"\",'Combined scenario - input'!$D47=\"\"),\"\",N62/'Combined scenario - input'!$D47),\"\")","v":3.0355564734600216},{"$f":"IFERROR(IF(OR(O62=\"\",'Combined scenario - input'!$D47=\"\"),\"\",O62/'Combined scenario - input'!$D47),\"\")","v":4.0456909006088821},{"$f":"IFERROR(IF(OR(P62=\"\",'Combined scenario - input'!$D47=\"\"),\"\",P62/'Combined scenario - input'!$D47),\"\")","v":5.3287048633873715},{"$f":"IFERROR(IF(OR(Q62=\"\",'Combined scenario - input'!$D47=\"\"),\"\",Q62/'Combined scenario - input'!$D47),\"\")","v":6.9410105994392168},{"$f":"IFERROR(IF(OR(R62=\"\",'Combined scenario - input'!$D47=\"\"),\"\",R62/'Combined scenario - input'!$D47),\"\")","v":8.9464711847011991},{"$f":"IFERROR(IF(OR(S62=\"\",'Combined scenario - input'!$D47=\"\"),\"\",S62/'Combined scenario - input'!$D47),\"\")","v":11.415880578351652},{"$f":"IFERROR(IF(OR(T62=\"\",'Combined scenario - input'!$D47=\"\"),\"\",T62/'Combined scenario - input'!$D47),\"\")","v":14.425469326221407},{"$f":"IFERROR(IF(OR(U62=\"\",'Combined scenario - input'!$D47=\"\"),\"\",U62/'Combined scenario - input'!$D47),\"\")","v":18.054066329747059},{"$f":"IFERROR(IF(OR(V62=\"\",'Combined scenario - input'!$D47=\"\"),\"\",V62/'Combined scenario - input'!$D47),\"\")","v":22.37859969029045},{"$f":"IFERROR(IF(OR(W62=\"\",'Combined scenario - input'!$D47=\"\"),\"\",W62/'Combined scenario - input'!$D47),\"\")","v":27.467769877177798}]
[{"$f":"IFERROR('Combined scenario - input'!A48,\"\")","v":5},{"$f":"IFERROR('Combined scenario - input'!B48,\"\")","v":"TRANSFORMERS"},{"$f":"IFERROR('Combined scenario - input'!C48,\"\")","v":"pole mounted ; < = 22 kv ; < = 60 kva ; multiple phase"},{"$f":"IFERROR(repcalc('Combined scenario - input'!$CV48:$GH48,'Combined scenario - input'!$G48,'Combined scenario - input'!$E48,'Combined scenario - input'!$F48,20,TRUE,TRUE),\"\")","v":506.14984079796017},487.23491151571284,478.04182952400305,476.05781641548361,479.57519139397306,487.48780410672845,499.11864596036634,514.07554039556931,532.13170064557482,553.12858039169089,576.8993467827097,603.21211516155017,631.73256613169156,662.00560676360078,693.4553385840436,725.4018474812101,757.09239216489959,787.74362735822274,816.59073934816092,842.93893922551774,{"$f":"IFERROR(IF(OR(D63=\"\",'Combined scenario - input'!$D48=\"\"),\"\",D63/'Combined scenario - input'!$D48),\"\")","v":56.919176421747245},{"$f":"IFERROR(IF(OR(E63=\"\",'Combined scenario - input'!$D48=\"\"),\"\",E63/'Combined scenario - input'!$D48),\"\")","v":54.792094458975548},{"$f":"IFERROR(IF(OR(F63=\"\",'Combined scenario - input'!$D48=\"\"),\"\",F63/'Combined scenario - input'!$D48),\"\")","v":53.758284678613315},{"$f":"IFERROR(IF(OR(G63=\"\",'Combined scenario - input'!$D48=\"\"),\"\",G63/'Combined scenario - input'!$D48),\"\")","v":53.535172107899392},{"$f":"IFERROR(IF(OR(H63=\"\",'Combined scenario - input'!$D48=\"\"),\"\",H63/'Combined scenario - input'!$D48),\"\")","v":53.930719178755822},{"$f":"IFERROR(IF(OR(I63=\"\",'Combined scenario - input'!$D48=\"\"),\"\",I63/'Combined scenario - input'!$D48),\"\")","v":54.820533543301003},{"$f":"IFERROR(IF(OR(J63=\"\",'Combined scenario - input'!$D48=\"\"),\"\",J63/'Combined scenario - input'!$D48),\"\")","v":56.128482071659654},{"$f":"IFERROR(IF(OR(K63=\"\",'Combined scenario - input'!$D48=\"\"),\"\",K63/'Combined scenario - input'!$D48),\"\")","v":57.810462474412752},{"$f":"IFERROR(IF(OR(L63=\"\",'Combined scenario - input'!$D48=\"\"),\"\",L63/'Combined scenario - input'!$D48),\"\")","v":59.840971402656486},{"$f":"IFERROR(IF(OR(M63=\"\",'Combined scenario - input'!$D48=\"\"),\"\",M63/'Combined scenario - input'!$D48),\"\")","v":62.202179500027896},{"$f":"IFERROR(IF(OR(N63=\"\",'Combined scenario - input'!$D48=\"\"),\"\",N63/'Combined scenario - input'!$D48),\"\")","v":64.875325546577031},{"$f":"IFERROR(IF(OR(O63=\"\",'Combined scenario - input'!$D48=\"\"),\"\",O63/'Combined scenario - input'!$D48),\"\")","v":67.834332909176652},{"$f":"IFERROR(IF(OR(P63=\"\",'Combined scenario - input'!$D48=\"\"),\"\",P63/'Combined scenario - input'!$D48),\"\")","v":71.041605636632212},{"$f":"IFERROR(IF(OR(Q63=\"\",'Combined scenario - input'!$D48=\"\"),\"\",Q63/'Combined scenario - input'!$D48),\"\")","v":74.445966167169615},{"$f":"IFERROR(IF(OR(R63=\"\",'Combined scenario - input'!$D48=\"\"),\"\",R63/'Combined scenario - input'!$D48),\"\")","v":77.98265172866715},{"$f":"IFERROR(IF(OR(S63=\"\",'Combined scenario - input'!$D48=\"\"),\"\",S63/'Combined scenario - input'!$D48),\"\")","v":81.575202450623365},{"$f":"IFERROR(IF(OR(T63=\"\",'Combined scenario - input'!$D48=\"\"),\"\",T63/'Combined scenario - input'!$D48),\"\")","v":85.138968668367198},{"$f":"IFERROR(IF(OR(U63=\"\",'Combined scenario - input'!$D48=\"\"),\"\",U63/'Combined scenario - input'!$D48),\"\")","v":88.58585914009538},{"$f":"IFERROR(IF(OR(V63=\"\",'Combined scenario - input'!$D48=\"\"),\"\",V63/'Combined scenario - input'!$D48),\"\")","v":91.829866594537336},{"$f":"IFERROR(IF(OR(W63=\"\",'Combined scenario - input'!$D48=\"\"),\"\",W63/'Combined scenario - input'!$D48),\"\")","v":94.792858413028043}]
[{"$f":"IFERROR('Combined scenario - input'!A49,\"\")","v":5},{"$f":"IFERROR('Combined scenario - input'!B49,\"\")","v":"TRANSFORMERS"},{"$f":"IFERROR('Combined scenario - input'!C49,\"\")","v":"pole mounted ; < = 22 kv ; < = 60 kva ; single phase"},{"$f":"IFERROR(repcalc('Combined scenario - input'!$CV49:$GH49,'Combined scenario - input'!$G49,'Combined scenario - input'!$E49,'Combined scenario - input'!$F49,20,TRUE,TRUE),\"\")","v":173.95677479256699},194.44335121974692,218.14584929094809,245.03537562391935,274.98637929157735,307.75782285222846,342.98163956255513,380.16148587225297,418.68357139616268,457.83981157190135,496.86192555472752,534.96363359150143,571.38701184322508,605.44849806373384,636.58008341950654,664.36185118192543,688.5431162895519,709.05079407589346,725.98505905709635,739.60362839700963,{"$f":"IFERROR(IF(OR(D64=\"\",'Combined scenario - input'!$D49=\"\"),\"\",D64/'Combined scenario - input'!$D49),\"\")","v":26.572962580864253},{"$f":"IFERROR(IF(OR(E64=\"\",'Combined scenario - input'!$D49=\"\"),\"\",E64/'Combined scenario - input'!$D49),\"\")","v":29.702412580489842},{"$f":"IFERROR(IF(OR(F64=\"\",'Combined scenario - input'!$D49=\"\"),\"\",F64/'Combined scenario - input'!$D49),\"\")","v":33.323114304065079},{"$f":"IFERROR(IF(OR(G64=\"\",'Combined scenario - input'!$D49=\"\"),\"\",G64/'Combined scenario - input'!$D49),\"\")","v":37.430654110521296},{"$f":"IFERROR(IF(OR(H64=\"\",'Combined scenario - input'!$D49=\"\"),\"\",H64/'Combined scenario - input'!$D49),\"\")","v":42.005853326930385},{"$f":"IFERROR(IF(OR(I64=\"\",'Combined scenario - input'!$D49=\"\"),\"\",I64/'Combined scenario - input'!$D49),\"\")","v":47.011892008071165},{"$f":"IFERROR(IF(OR(J64=\"\",'Combined scenario - input'!$D49=\"\"),\"\",J64/'Combined scenario - input'!$D49),\"\")","v":52.392545705030408},{"$f":"IFERROR(IF(OR(K64=\"\",'Combined scenario - input'!$D49=\"\"),\"\",K64/'Combined scenario - input'!$D49),\"\")","v":58.071994901119439},{"$f":"IFERROR(IF(OR(L64=\"\",'Combined scenario - input'!$D49=\"\"),\"\",L64/'Combined scenario - input'!$D49),\"\")","v":63.956479356435082},{"$f":"IFERROR(IF(OR(M64=\"\",'Combined scenario - input'!$D49=\"\"),\"\",M64/'Combined scenario - input'!$D49),\"\")","v":69.937834818089087},{"$f":"IFERROR(IF(OR(N64=\"\",'Combined scenario - input'!$D49=\"\"),\"\",N64/'Combined scenario - input'!$D49),\"\")","v":75.898701682448589},{"$f":"IFERROR(IF(OR(O64=\"\",'Combined scenario - input'!$D49=\"\"),\"\",O64/'Combined scenario - input'!$D49),\"\")","v":81.718970902405815},{"$f":"IFERROR(IF(OR(P64=\"\",'Combined scenario - input'!$D49=\"\"),\"\",P64/'Combined scenario - input'!$D49),\"\")","v":87.282864970376735},{"$f":"IFERROR(IF(OR(Q64=\"\",'Combined scenario - input'!$D49=\"\"),\"\",Q64/'Combined scenario - input'!$D49),\"\")","v":92.485965567438825},{"$f":"IFERROR(IF(OR(R64=\"\",'Combined scenario - input'!$D49=\"\"),\"\",R64/'Combined scenario - input'!$D49),\"\")","v":97.241505866046836},{"$f":"IFERROR(IF(OR(S64=\"\",'Combined scenario - input'!$D49=\"\"),\"\",S64/'Combined scenario - input'!$D49),\"\")","v":101.48534101452742},{"$f":"IFERROR(IF(OR(T64=\"\",'Combined scenario - input'!$D49=\"\"),\"\",T64/'Combined scenario - input'!$D49),\"\")","v":105.17917733466581},{"$f":"IFERROR(IF(OR(U64=\"\",'Combined scenario - input'!$D49=\"\"),\"\",U64/'Combined scenario - input'!$D49),\"\")","v":108.31185069611836},{"$f":"IFERROR(IF(OR(V64=\"\",'Combined scenario - input'!$D49=\"\"),\"\",V64/'Combined scenario - input'!$D49),\"\")","v":110.8986633696491},{"$f":"IFERROR(IF(OR(W64=\"\",'Combined scenario - input'!$D49=\"\"),\"\",W64/'Combined scenario - input'!$D49),\"\")","v":112.97898323017736}]
[{"$f":"IFERROR('Combined scenario - input'!A50,\"\")","v":5},{"$f":"IFERROR('Combined scenario - input'!B50,\"\")","v":"TRANSFORMERS"},{"$f":"IFERROR('Combined scenario - input'!C50,\"\")","v":"pole mounted ; < = 22 kv ; > 60 kva and < = 600 kva ; multiple phase"},{"$f":"IFERROR(repcalc('Combined scenario - input'!$CV50:$GH50,'Combined scenario - input'!$G50,'Combined scenario - input'!$E50,'Combined scenario - input'!$F50,20,TRUE,TRUE),\"\")","v":609.61866281839445},626.51930161226824,661.43054838061755,711.91757825977686,776.43110048842232,854.06174698027178,944.3308839766388,1047.0132937568183,1161.9894780880995,1289.1278709384469,1428.1993215550224,1578.8273113158664,1740.4771991833875,1912.4862797677065,2094.1337445341474,2284.7461261516614,2483.8299920538457,2691.2201102607009,2907.2285711703589,3132.7788094710741,{"$f":"IFERROR(IF(OR(D65=\"\",'Combined scenario - input'!$D50=\"\"),\"\",D65/'Combined scenario - input'!$D50),\"\")","v":32.4197286095566},{"$f":"IFERROR(IF(OR(E65=\"\",'Combined scenario - input'!$D50=\"\"),\"\",E65/'Combined scenario - input'!$D50),\"\")","v":33.318510350411465},{"$f":"IFERROR(IF(OR(F65=\"\",'Combined scenario - input'!$D50=\"\"),\"\",F65/'Combined scenario - input'!$D50),\"\")","v":35.175102372083728},{"$f":"IFERROR(IF(OR(G65=\"\",'Combined scenario - input'!$D50=\"\"),\"\",G65/'Combined scenario - input'!$D50),\"\")","v":37.860019857086179},{"$f":"IFERROR(IF(OR(H65=\"\",'Combined scenario - input'!$D50=\"\"),\"\",H65/'Combined scenario - input'!$D50),\"\")","v":41.290870993811211},{"$f":"IFERROR(IF(OR(I65=\"\",'Combined scenario - input'!$D50=\"\"),\"\",I65/'Combined scenario - input'!$D50),\"\")","v":45.419295276976456},{"$f":"IFERROR(IF(OR(J65=\"\",'Combined scenario - input'!$D50=\"\"),\"\",J65/'Combined scenario - input'!$D50),\"\")","v":50.219838799891718},{"$f":"IFERROR(IF(OR(K65=\"\",'Combined scenario - input'!$D50=\"\"),\"\",K65/'Combined scenario - input'!$D50),\"\")","v":55.680524407281645},{"$f":"IFERROR(IF(OR(L65=\"\",'Combined scenario - input'!$D50=\"\"),\"\",L65/'Combined scenario - input'!$D50),\"\")","v":61.794997142334566},{"$f":"IFERROR(IF(OR(M65=\"\",'Combined scenario - input'!$D50=\"\"),\"\",M65/'Combined scenario - input'!$D50),\"\")","v":68.556260278550809},{"$f":"IFERROR(IF(OR(N65=\"\",'Combined scenario - input'!$D50=\"\"),\"\",N65/'Combined scenario - input'!$D50),\"\")","v":75.952127500663494},{"$f":"IFERROR(IF(OR(O65=\"\",'Combined scenario - input'!$D50=\"\"),\"\",O65/'Combined scenario - input'!$D50),\"\")","v":83.962575419815167},{"$f":"IFERROR(IF(OR(P65=\"\",'Combined scenario - input'!$D50=\"\"),\"\",P65/'Combined scenario - input'!$D50),\"\")","v":92.559171643102843},{"$f":"IFERROR(IF(OR(Q65=\"\",'Combined scenario - input'!$D50=\"\"),\"\",Q65/'Combined scenario - input'!$D50),\"\")","v":101.70667327164831},{"$f":"IFERROR(IF(OR(R65=\"\",'Combined scenario - input'!$D50=\"\"),\"\",R65/'Combined scenario - input'!$D50),\"\")","v":111.36674746149694},{"$f":"IFERROR(IF(OR(S65=\"\",'Combined scenario - input'!$D50=\"\"),\"\",S65/'Combined scenario - input'!$D50),\"\")","v":121.50357899006507},{"$f":"IFERROR(IF(OR(T65=\"\",'Combined scenario - input'!$D50=\"\"),\"\",T65/'Combined scenario - input'!$D50),\"\")","v":132.09092694501587},{"$f":"IFERROR(IF(OR(U65=\"\",'Combined scenario - input'!$D50=\"\"),\"\",U65/'Combined scenario - input'!$D50),\"\")","v":143.12000423324361},{"$f":"IFERROR(IF(OR(V65=\"\",'Combined scenario - input'!$D50=\"\"),\"\",V65/'Combined scenario - input'!$D50),\"\")","v":154.60740792866704},{"$f":"IFERROR(IF(OR(W65=\"\",'Combined scenario - input'!$D50=\"\"),\"\",W65/'Combined scenario - input'!$D50),\"\")","v":166.60224660326375}]
[{"$f":"IFERROR('Combined scenario - input'!A51,\"\")","v":5},{"$f":"IFERROR('Combined scenario - input'!B51,\"\")","v":"TRANSFORMERS"},{"$f":"IFERROR('Combined scenario - input'!C51,\"\")","v":"pole mounted ; < = 22 kv ; > 60 kva and < = 600 kva ; single phase"},{"$f":"IFERROR(repcalc('Combined scenario - input'!$CV51:$GH51,'Combined scenario - input'!$G51,'Combined scenario - input'!$E51,'Combined scenario - input'!$F51,20,TRUE,TRUE),\"\")","v":1.6347156773732555E-3},2.5824106503617101E-3,4.0077652022970454E-3,6.1104569996002873E-3,9.1525134593129949E-3,1.3468011247795078E-2,1.9469940021735015E-2,2.7651974465796429E-2,3.858259361099891E-2,5.2888983148550173E-2,7.1228598483825331E-2,9.4247270438466021E-2,0.12252435483978001,0.15650761391033927,0.19644309513113437,0.24230792954962543,0.29375627762387424,0.35009011318180105,0.41026667540357059,0.47295286300891398,{"$f":"IFERROR(IF(OR(D66=\"\",'Combined scenario - input'!$D51=\"\"),\"\",D66/'Combined scenario - input'!$D51),\"\")","v":1.1670648172838769E-4},{"$f":"IFERROR(IF(OR(E66=\"\",'Combined scenario - input'!$D51=\"\"),\"\",E66/'Combined scenario - input'!$D51),\"\")","v":1.8436481986024137E-4},{"$f":"IFERROR(IF(OR(F66=\"\",'Combined scenario - input'!$D51=\"\"),\"\",F66/'Combined scenario - input'!$D51),\"\")","v":2.861244819680962E-4},{"$f":"IFERROR(IF(OR(G66=\"\",'Combined scenario - input'!$D51=\"\"),\"\",G66/'Combined scenario - input'!$D51),\"\")","v":4.3624096107149546E-4},{"$f":"IFERROR(IF(OR(H66=\"\",'Combined scenario - input'!$D51=\"\"),\"\",H66/'Combined scenario - input'!$D51),\"\")","v":6.5342105639098341E-4},{"$f":"IFERROR(IF(OR(I66=\"\",'Combined scenario - input'!$D51=\"\"),\"\",I66/'Combined scenario - input'!$D51),\"\")","v":9.6151534506243406E-4},{"$f":"IFERROR(IF(OR(J66=\"\",'Combined scenario - input'!$D51=\"\"),\"\",J66/'Combined scenario - input'!$D51),\"\")","v":1.3900082019465418E-3},{"$f":"IFERROR(IF(OR(K66=\"\",'Combined scenario - input'!$D51=\"\"),\"\",K66/'Combined scenario - input'!$D51),\"\")","v":1.9741443098728255E-3},{"$f":"IFERROR(IF(OR(L66=\"\",'Combined scenario - input'!$D51=\"\"),\"\",L66/'Combined scenario - input'!$D51),\"\")","v":2.754508822923411E-3},{"$f":"IFERROR(IF(OR(M66=\"\",'Combined scenario - input'!$D51=\"\"),\"\",M66/'Combined scenario - input'!$D51),\"\")","v":3.7758781119524975E-3},{"$f":"IFERROR(IF(OR(N66=\"\",'Combined scenario - input'!$D51=\"\"),\"\",N66/'Combined scenario - input'!$D51),\"\")","v":5.0851895791742324E-3},{"$f":"IFERROR(IF(OR(O66=\"\",'Combined scenario - input'!$D51=\"\"),\"\",O66/'Combined scenario - input'!$D51),\"\")","v":6.7285507184047027E-3},{"$f":"IFERROR(IF(OR(P66=\"\",'Combined scenario - input'!$D51=\"\"),\"\",P66/'Combined scenario - input'!$D51),\"\")","v":8.7473232056893592E-3},{"$f":"IFERROR(IF(OR(Q66=\"\",'Combined scenario - input'!$D51=\"\"),\"\",Q66/'Combined scenario - input'!$D51),\"\")","v":1.1173473917207686E-2},{"$f":"IFERROR(IF(OR(R66=\"\",'Combined scenario - input'!$D51=\"\"),\"\",R66/'Combined scenario - input'!$D51),\"\")","v":1.4024568804177996E-2},{"$f":"IFERROR(IF(OR(S66=\"\",'Combined scenario - input'!$D51=\"\"),\"\",S66/'Combined scenario - input'!$D51),\"\")","v":1.7298975194308286E-2},{"$f":"IFERROR(IF(OR(T66=\"\",'Combined scenario - input'!$D51=\"\"),\"\",T66/'Combined scenario - input'!$D51),\"\")","v":2.0972002729060479E-2},{"$f":"IFERROR(IF(OR(U66=\"\",'Combined scenario - input'!$D51=\"\"),\"\",U66/'Combined scenario - input'!$D51),\"\")","v":2.4993817556697946E-2},{"$f":"IFERROR(IF(OR(V66=\"\",'Combined scenario - input'!$D51=\"\"),\"\",V66/'Combined scenario - input'!$D51),\"\")","v":2.9289974348132793E-2},{"$f":"IFERROR(IF(OR(W66=\"\",'Combined scenario - input'!$D51=\"\"),\"\",W66/'Combined scenario - input'!$D51),\"\")","v":3.3765299635366126E-2}]
[{"$f":"IFERROR('Combined scenario - input'!A52,\"\")","v":5},{"$f":"IFERROR('Combined scenario - input'!B52,\"\")","v":"TRANSFORMERS"},{"$f":"IFERROR('Combined scenario - input'!C52,\"\")","v":"pole mounted ; < = 22 kv ; > 600 kva ; multiple phase"},{"$f":"IFERROR(repcalc('Combined scenario - input'!$CV52:$GH52,'Combined scenario - input'!$G52,'Combined scenario - input'!$E52,'Combined scenario - input'!$F52,20,TRUE,TRUE),\"\")","v":8.3779755538433351E-2},0.12220972370754209,0.1754669324620162,0.24815050687893819,0.34594924409286737,0.47585265973307267,0.64642196556750742,0.86814434625944625,1.1538948459472758,1.5195263140902706,1.9845979013984547,2.5732361535599648,3.3151006471447122,4.2464003819854037,5.4108806355380086,6.8606756215770517,8.656902212148319,10.869854877780591,13.578651104933996,16.870168444698017,{"$f":"IFERROR(IF(OR(D67=\"\",'Combined scenario - input'!$D52=\"\"),\"\",D67/'Combined scenario - input'!$D52),\"\")","v":4.4554360015387814E-3},{"$f":"IFERROR(IF(OR(E67=\"\",'Combined scenario - input'!$D52=\"\"),\"\",E67/'Combined scenario - input'!$D52),\"\")","v":6.4991548285779632E-3},{"$f":"IFERROR(IF(OR(F67=\"\",'Combined scenario - input'!$D52=\"\"),\"\",F67/'Combined scenario - input'!$D52),\"\")","v":9.3313913718953753E-3},{"$f":"IFERROR(IF(OR(G67=\"\",'Combined scenario - input'!$D52=\"\"),\"\",G67/'Combined scenario - input'!$D52),\"\")","v":1.3196728673209408E-2},{"$f":"IFERROR(IF(OR(H67=\"\",'Combined scenario - input'!$D52=\"\"),\"\",H67/'Combined scenario - input'!$D52),\"\")","v":1.839769890626386E-2},{"$f":"IFERROR(IF(OR(I67=\"\",'Combined scenario - input'!$D52=\"\"),\"\",I67/'Combined scenario - input'!$D52),\"\")","v":2.530600689841021E-2},{"$f":"IFERROR(IF(OR(J67=\"\",'Combined scenario - input'!$D52=\"\"),\"\",J67/'Combined scenario - input'!$D52),\"\")","v":3.4376940814224669E-2},{"$f":"IFERROR(IF(OR(K67=\"\",'Combined scenario - input'!$D52=\"\"),\"\",K67/'Combined scenario - input'!$D52),\"\")","v":4.6168212714374504E-2},{"$f":"IFERROR(IF(OR(L67=\"\",'Combined scenario - input'!$D52=\"\"),\"\",L67/'Combined scenario - input'!$D52),\"\")","v":6.1364521841617142E-2},{"$f":"IFERROR(IF(OR(M67=\"\",'Combined scenario - input'!$D52=\"\"),\"\",M67/'Combined scenario - input'!$D52),\"\")","v":8.0808928142283243E-2},{"$f":"IFERROR(IF(OR(N67=\"\",'Combined scenario - input'!$D52=\"\"),\"\",N67/'Combined scenario - input'!$D52),\"\")","v":0.1055415939285317},{"$f":"IFERROR(IF(OR(O67=\"\",'Combined scenario - input'!$D52=\"\"),\"\",O67/'Combined scenario - input'!$D52),\"\")","v":0.13684557713674408},{"$f":"IFERROR(IF(OR(P67=\"\",'Combined scenario - input'!$D52=\"\"),\"\",P67/'Combined scenario - input'!$D52),\"\")","v":0.17629818417454479},{"$f":"IFERROR(IF(OR(Q67=\"\",'Combined scenario - input'!$D52=\"\"),\"\",Q67/'Combined scenario - input'!$D52),\"\")","v":0.2258250220146153},{"$f":"IFERROR(IF(OR(R67=\"\",'Combined scenario - input'!$D52=\"\"),\"\",R67/'Combined scenario - input'!$D52),\"\")","v":0.28775247944649102},{"$f":"IFERROR(IF(OR(S67=\"\",'Combined scenario - input'!$D52=\"\"),\"\",S67/'Combined scenario - input'!$D52),\"\")","v":0.36485307175707055},{"$f":"IFERROR(IF(OR(T67=\"\",'Combined scenario - input'!$D52=\"\"),\"\",T67/'Combined scenario - input'!$D52),\"\")","v":0.46037701506675444},{"$f":"IFERROR(IF(OR(U67=\"\",'Combined scenario - input'!$D52=\"\"),\"\",U67/'Combined scenario - input'!$D52),\"\")","v":0.57806259331645693},{"$f":"IFERROR(IF(OR(V67=\"\",'Combined scenario - input'!$D52=\"\"),\"\",V67/'Combined scenario - input'!$D52),\"\")","v":0.72211730144645614},{"$f":"IFERROR(IF(OR(W67=\"\",'Combined scenario - input'!$D52=\"\"),\"\",W67/'Combined scenario - input'!$D52),\"\")","v":0.8971613172832682}]
[{"$f":"IFERROR('Combined scenario - input'!A53,\"\")","v":6},{"$f":"IFERROR('Combined scenario - input'!B53,\"\")","v":"UNDERGROUND CABLES"},{"$f":"IFERROR('Combined scenario - input'!C53,\"\")","v":"˂ = 1 kv"},{"$f":"IFERROR(repcalc('Combined scenario - input'!$CV53:$GH53,'Combined scenario - input'!$G53,'Combined scenario - input'!$E53,'Combined scenario - input'!$F53,20,TRUE,TRUE),\"\")","v":504.7626406701952},661.09792526547528,855.37688693360064,1093.7841466302093,1382.8580282646192,1729.4432145845453,2140.6746966241435,2624.0090196046826,3187.314595485966,3839.0245871137263,4588.3435733714359,5445.4836193759365,6421.8880957224674,7530.3850599674633,8785.1993566474866,10201.747265063012,11796.142792756555,13584.36300888288,15581.052054417463,17797.988470592663,{"$f":"IFERROR(IF(OR(D68=\"\",'Combined scenario - input'!$D53=\"\"),\"\",D68/'Combined scenario - input'!$D53),\"\")","v":2.4513488740049625},{"$f":"IFERROR(IF(OR(E68=\"\",'Combined scenario - input'!$D53=\"\"),\"\",E68/'Combined scenario - input'!$D53),\"\")","v":3.2105816162519938},{"$f":"IFERROR(IF(OR(F68=\"\",'Combined scenario - input'!$D53=\"\"),\"\",F68/'Combined scenario - input'!$D53),\"\")","v":4.1540855041302258},{"$f":"IFERROR(IF(OR(G68=\"\",'Combined scenario - input'!$D53=\"\"),\"\",G68/'Combined scenario - input'!$D53),\"\")","v":5.3118957708249468},{"$f":"IFERROR(IF(OR(H68=\"\",'Combined scenario - input'!$D53=\"\"),\"\",H68/'Combined scenario - input'!$D53),\"\")","v":6.7157653862701148},{"$f":"IFERROR(IF(OR(I68=\"\",'Combined scenario - input'!$D53=\"\"),\"\",I68/'Combined scenario - input'!$D53),\"\")","v":8.3989351333498483},{"$f":"IFERROR(IF(OR(J68=\"\",'Combined scenario - input'!$D53=\"\"),\"\",J68/'Combined scenario - input'!$D53),\"\")","v":10.396055659375111},{"$f":"IFERROR(IF(OR(K68=\"\",'Combined scenario - input'!$D53=\"\"),\"\",K68/'Combined scenario - input'!$D53),\"\")","v":12.743339219888142},{"$f":"IFERROR(IF(OR(L68=\"\",'Combined scenario - input'!$D53=\"\"),\"\",L68/'Combined scenario - input'!$D53),\"\")","v":15.478998276041496},{"$f":"IFERROR(IF(OR(M68=\"\",'Combined scenario - input'!$D53=\"\"),\"\",M68/'Combined scenario - input'!$D53),\"\")","v":18.64398796710368},{"$f":"IFERROR(IF(OR(N68=\"\",'Combined scenario - input'!$D53=\"\"),\"\",N68/'Combined scenario - input'!$D53),\"\")","v":22.283009767121452},{"$f":"IFERROR(IF(OR(O68=\"\",'Combined scenario - input'!$D53=\"\"),\"\",O68/'Combined scenario - input'!$D53),\"\")","v":26.445657945377885},{"$f":"IFERROR(IF(OR(P68=\"\",'Combined scenario - input'!$D53=\"\"),\"\",P68/'Combined scenario - input'!$D53),\"\")","v":31.187506530858595},{"$f":"IFERROR(IF(OR(Q68=\"\",'Combined scenario - input'!$D53=\"\"),\"\",Q68/'Combined scenario - input'!$D53),\"\")","v":36.570854200036322},{"$f":"IFERROR(IF(OR(R68=\"\",'Combined scenario - input'!$D53=\"\"),\"\",R68/'Combined scenario - input'!$D53),\"\")","v":42.664783039872368},{"$f":"IFERROR(IF(OR(S68=\"\",'Combined scenario - input'!$D53=\"\"),\"\",S68/'Combined scenario - input'!$D53),\"\")","v":49.544161267345693},{"$f":"IFERROR(IF(OR(T68=\"\",'Combined scenario - input'!$D53=\"\"),\"\",T68/'Combined scenario - input'!$D53),\"\")","v":57.287245573943224},{"$f":"IFERROR(IF(OR(U68=\"\",'Combined scenario - input'!$D53=\"\"),\"\",U68/'Combined scenario - input'!$D53),\"\")","v":65.9716276182521},{"$f":"IFERROR(IF(OR(V68=\"\",'Combined scenario - input'!$D53=\"\"),\"\",V68/'Combined scenario - input'!$D53),\"\")","v":75.668425774729172},{"$f":"IFERROR(IF(OR(W68=\"\",'Combined scenario - input'!$D53=\"\"),\"\",W68/'Combined scenario - input'!$D53),\"\")","v":86.434841808047466}]
[{"$f":"IFERROR('Combined scenario - input'!A54,\"\")","v":6},{"$f":"IFERROR('Combined scenario - input'!B54,\"\")","v":"UNDERGROUND CABLES"},{"$f":"IFERROR('Combined scenario - input'!C54,\"\")","v":"> 1 kv & < = 11 kv"},{"$f":"IFERROR(repcalc('Combined scenario - input'!$CV54:$GH54,'Combined scenario - input'!$G54,'Combined scenario - input'!$E54,'Combined scenario - input'!$F54,20,TRUE,TRUE),\"\")","v":240.5322420942822},306.87369711453834,391.88340363929251,500.37071965047608,638.03212342600932,811.48366235069318,1028.2549120107474,1296.7358918205725,1626.0699268707642,2025.9877933815337,2506.5815385549413,3078.019942522636,3750.2114396967877,4532.4241476444513,5432.8761690354959,6458.3122804423119,7613.5853220894214,8901.2619796965191,10321.273237577712,11870.629706263546,{"$f":"IFERROR(IF(OR(D69=\"\",'Combined scenario - input'!$D54=\"\"),\"\",D69/'Combined scenario - input'!$D54),\"\")","v":0.56694005068808295},{"$f":"IFERROR(IF(OR(E69=\"\",'Combined scenario - input'!$D54=\"\"),\"\",E69/'Combined scenario - input'!$D54),\"\")","v":0.72330839259695046},{"$f":"IFERROR(IF(OR(F69=\"\",'Combined scenario - input'!$D54=\"\"),\"\",F69/'Combined scenario - input'!$D54),\"\")","v":0.92367823452122721},{"$f":"IFERROR(IF(OR(G69=\"\",'Combined scenario - input'!$D54=\"\"),\"\",G69/'Combined scenario - input'!$D54),\"\")","v":1.1793853443160374},{"$f":"IFERROR(IF(OR(H69=\"\",'Combined scenario - input'!$D54=\"\"),\"\",H69/'Combined scenario - input'!$D54),\"\")","v":1.5038564528658078},{"$f":"IFERROR(IF(OR(I69=\"\",'Combined scenario - input'!$D54=\"\"),\"\",I69/'Combined scenario - input'!$D54),\"\")","v":1.9126857366810768},{"$f":"IFERROR(IF(OR(J69=\"\",'Combined scenario - input'!$D54=\"\"),\"\",J69/'Combined scenario - input'!$D54),\"\")","v":2.4236205793447816},{"$f":"IFERROR(IF(OR(K69=\"\",'Combined scenario - input'!$D54=\"\"),\"\",K69/'Combined scenario - input'!$D54),\"\")","v":3.0564364504183366},{"$f":"IFERROR(IF(OR(L69=\"\",'Combined scenario - input'!$D54=\"\"),\"\",L69/'Combined scenario - input'!$D54),\"\")","v":3.8326843783426114},{"$f":"IFERROR(IF(OR(M69=\"\",'Combined scenario - input'!$D54=\"\"),\"\",M69/'Combined scenario - input'!$D54),\"\")","v":4.7753000274405553},{"$f":"IFERROR(IF(OR(N69=\"\",'Combined scenario - input'!$D54=\"\"),\"\",N69/'Combined scenario - input'!$D54),\"\")","v":5.9080705860843619},{"$f":"IFERROR(IF(OR(O69=\"\",'Combined scenario - input'!$D54=\"\"),\"\",O69/'Combined scenario - input'!$D54),\"\")","v":7.254964103933724},{"$f":"IFERROR(IF(OR(P69=\"\",'Combined scenario - input'!$D54=\"\"),\"\",P69/'Combined scenario - input'!$D54),\"\")","v":8.8393349897737767},{"$f":"IFERROR(IF(OR(Q69=\"\",'Combined scenario - input'!$D54=\"\"),\"\",Q69/'Combined scenario - input'!$D54),\"\")","v":10.683028410794995},{"$f":"IFERROR(IF(OR(R69=\"\",'Combined scenario - input'!$D54=\"\"),\"\",R69/'Combined scenario - input'!$D54),\"\")","v":12.805414624820816},{"$f":"IFERROR(IF(OR(S69=\"\",'Combined scenario - input'!$D54=\"\"),\"\",S69/'Combined scenario - input'!$D54),\"\")","v":15.222391226030449},{"$f":"IFERROR(IF(OR(T69=\"\",'Combined scenario - input'!$D54=\"\"),\"\",T69/'Combined scenario - input'!$D54),\"\")","v":17.945396470929207},{"$f":"IFERROR(IF(OR(U69=\"\",'Combined scenario - input'!$D54=\"\"),\"\",U69/'Combined scenario - input'!$D54),\"\")","v":20.98048009704647},{"$f":"IFERROR(IF(OR(V69=\"\",'Combined scenario - input'!$D54=\"\"),\"\",V69/'Combined scenario - input'!$D54),\"\")","v":24.327479432816389},{"$f":"IFERROR(IF(OR(W69=\"\",'Combined scenario - input'!$D54=\"\"),\"\",W69/'Combined scenario - input'!$D54),\"\")","v":27.979348418207337}]
[{"$f":"IFERROR('Combined scenario - input'!A55,\"\")","v":6},{"$f":"IFERROR('Combined scenario - input'!B55,\"\")","v":"UNDERGROUND CABLES"},{"$f":"IFERROR('Combined scenario - input'!C55,\"\")","v":"> 22 kv & < = 33 kv"},{"$f":"IFERROR(repcalc('Combined scenario - input'!$CV55:$GH55,'Combined scenario - input'!$G55,'Combined scenario - input'!$E55,'Combined scenario - input'!$F55,20,TRUE,TRUE),\"\")","v":3832.3464673450403},4184.1539566046567,4545.0117261178775,4907.5066690696003,5262.5877322804054,5599.9445798265751,5908.5532830720967,6177.3511592794939,6395.9856462918569,6555.5707003755097,6649.380434078178,6673.4143332228487,6626.7809841634044,6511.8662347820373,6334.2746141370953,6102.5566055773506,5827.7558719348199,5522.8270008507416,5201.9837624859956,4880.0392618774658,{"$f":"IFERROR(IF(OR(D70=\"\",'Combined scenario - input'!$D55=\"\"),\"\",D70/'Combined scenario - input'!$D55),\"\")","v":7.3239829456339649},{"$f":"IFERROR(IF(OR(E70=\"\",'Combined scenario - input'!$D55=\"\"),\"\",E70/'Combined scenario - input'!$D55),\"\")","v":7.996320917536794},{"$f":"IFERROR(IF(OR(F70=\"\",'Combined scenario - input'!$D55=\"\"),\"\",F70/'Combined scenario - input'!$D55),\"\")","v":8.6859548460540381},{"$f":"IFERROR(IF(OR(G70=\"\",'Combined scenario - input'!$D55=\"\"),\"\",G70/'Combined scenario - input'!$D55),\"\")","v":9.3787175705830208},{"$f":"IFERROR(IF(OR(H70=\"\",'Combined scenario - input'!$D55=\"\"),\"\",H70/'Combined scenario - input'!$D55),\"\")","v":10.057311657373706},{"$f":"IFERROR(IF(OR(I70=\"\",'Combined scenario - input'!$D55=\"\"),\"\",I70/'Combined scenario - input'!$D55),\"\")","v":10.702033062151258},{"$f":"IFERROR(IF(OR(J70=\"\",'Combined scenario - input'!$D55=\"\"),\"\",J70/'Combined scenario - input'!$D55),\"\")","v":11.291813996287482},{"$f":"IFERROR(IF(OR(K70=\"\",'Combined scenario - input'!$D55=\"\"),\"\",K70/'Combined scenario - input'!$D55),\"\")","v":11.80551260833637},{"$f":"IFERROR(IF(OR(L70=\"\",'Combined scenario - input'!$D55=\"\"),\"\",L70/'Combined scenario - input'!$D55),\"\")","v":12.22334415562737},{"$f":"IFERROR(IF(OR(M70=\"\",'Combined scenario - input'!$D55=\"\"),\"\",M70/'Combined scenario - input'!$D55),\"\")","v":12.528326553342694},{"$f":"IFERROR(IF(OR(N70=\"\",'Combined scenario - input'!$D55=\"\"),\"\",N70/'Combined scenario - input'!$D55),\"\")","v":12.707605983223884},{"$f":"IFERROR(IF(OR(O70=\"\",'Combined scenario - input'!$D55=\"\"),\"\",O70/'Combined scenario - input'!$D55),\"\")","v":12.753537077646723},{"$f":"IFERROR(IF(OR(P70=\"\",'Combined scenario - input'!$D55=\"\"),\"\",P70/'Combined scenario - input'!$D55),\"\")","v":12.664416259338825},{"$f":"IFERROR(IF(OR(Q70=\"\",'Combined scenario - input'!$D55=\"\"),\"\",Q70/'Combined scenario - input'!$D55),\"\")","v":12.444803113230458},{"$f":"IFERROR(IF(OR(R70=\"\",'Combined scenario - input'!$D55=\"\"),\"\",R70/'Combined scenario - input'!$D55),\"\")","v":12.10540843376346},{"$f":"IFERROR(IF(OR(S70=\"\",'Combined scenario - input'!$D55=\"\"),\"\",S70/'Combined scenario - input'!$D55),\"\")","v":11.662573017563853},{"$f":"IFERROR(IF(OR(T70=\"\",'Combined scenario - input'!$D55=\"\"),\"\",T70/'Combined scenario - input'!$D55),\"\")","v":11.137402367207727},{"$f":"IFERROR(IF(OR(U70=\"\",'Combined scenario - input'!$D55=\"\"),\"\",U70/'Combined scenario - input'!$D55),\"\")","v":10.554653946499727},{"$f":"IFERROR(IF(OR(V70=\"\",'Combined scenario - input'!$D55=\"\"),\"\",V70/'Combined scenario - input'!$D55),\"\")","v":9.9414916382303247},{"$f":"IFERROR(IF(OR(W70=\"\",'Combined scenario - input'!$D55=\"\"),\"\",W70/'Combined scenario - input'!$D55),\"\")","v":9.326224711821391}]
[{"$f":"IFERROR('Combined scenario - input'!A56,\"\")","v":6},{"$f":"IFERROR('Combined scenario - input'!B56,\"\")","v":"UNDERGROUND CABLES"},{"$f":"IFERROR('Combined scenario - input'!C56,\"\")","v":"> 66 kv & < = 132 kv"},{"$f":"IFERROR(repcalc('Combined scenario - input'!$CV56:$GH56,'Combined scenario - input'!$G56,'Combined scenario - input'!$E56,'Combined scenario - input'!$F56,20,TRUE,TRUE),\"\")","v":6.1860676690355517E-3},1.1915897059012127E-2,2.2577501430162464E-2,4.2079454421059342E-2,7.7146841072862141E-2,0.13913280626254138,0.24683951239856888,0.43080912339087235,0.73969479945464767,1.249485534365157,2.0765179316739437,3.3953308357858565,5.4624585041770279,8.6471536723707132,13.469711841099542,20.64745917238351,31.147508211565459,46.244050779396076,67.576274342169185,97.201063954301873,{"$f":"IFERROR(IF(OR(D71=\"\",'Combined scenario - input'!$D56=\"\"),\"\",D71/'Combined scenario - input'!$D56),\"\")","v":6.1667418333071479E-6},{"$f":"IFERROR(IF(OR(E71=\"\",'Combined scenario - input'!$D56=\"\"),\"\",E71/'Combined scenario - input'!$D56),\"\")","v":1.1878670717264892E-5},{"$f":"IFERROR(IF(OR(F71=\"\",'Combined scenario - input'!$D56=\"\"),\"\",F71/'Combined scenario - input'!$D56),\"\")","v":2.2506967270637963E-5},{"$f":"IFERROR(IF(OR(G71=\"\",'Combined scenario - input'!$D56=\"\"),\"\",G71/'Combined scenario - input'!$D56),\"\")","v":4.1947994393915954E-5},{"$f":"IFERROR(IF(OR(H71=\"\",'Combined scenario - input'!$D56=\"\"),\"\",H71/'Combined scenario - input'!$D56),\"\")","v":7.690582735343546E-5},{"$f":"IFERROR(IF(OR(I71=\"\",'Combined scenario - input'!$D56=\"\"),\"\",I71/'Combined scenario - input'!$D56),\"\")","v":1.3869814277321023E-4},{"$f":"IFERROR(IF(OR(J71=\"\",'Combined scenario - input'!$D56=\"\"),\"\",J71/'Combined scenario - input'!$D56),\"\")","v":2.4606836340325926E-4},{"$f":"IFERROR(IF(OR(K71=\"\",'Combined scenario - input'!$D56=\"\"),\"\",K71/'Combined scenario - input'!$D56),\"\")","v":4.2946323666696466E-4},{"$f":"IFERROR(IF(OR(L71=\"\",'Combined scenario - input'!$D56=\"\"),\"\",L71/'Combined scenario - input'!$D56),\"\")","v":7.3738392590003555E-4},{"$f":"IFERROR(IF(OR(M71=\"\",'Combined scenario - input'!$D56=\"\"),\"\",M71/'Combined scenario - input'!$D56),\"\")","v":1.2455820283781424E-3},{"$f":"IFERROR(IF(OR(N71=\"\",'Combined scenario - input'!$D56=\"\"),\"\",N71/'Combined scenario - input'!$D56),\"\")","v":2.0700307015656329E-3},{"$f":"IFERROR(IF(OR(O71=\"\",'Combined scenario - input'!$D56=\"\"),\"\",O71/'Combined scenario - input'!$D56),\"\")","v":3.3847235147078103E-3},{"$f":"IFERROR(IF(OR(P71=\"\",'Combined scenario - input'!$D56=\"\"),\"\",P71/'Combined scenario - input'!$D56),\"\")","v":5.4453932890237309E-3},{"$f":"IFERROR(IF(OR(Q71=\"\",'Combined scenario - input'!$D56=\"\"),\"\",Q71/'Combined scenario - input'!$D56),\"\")","v":8.620139181044182E-3},{"$f":"IFERROR(IF(OR(R71=\"\",'Combined scenario - input'!$D56=\"\"),\"\",R71/'Combined scenario - input'!$D56),\"\")","v":1.3427631241229447E-2},{"$f":"IFERROR(IF(OR(S71=\"\",'Combined scenario - input'!$D56=\"\"),\"\",S71/'Combined scenario - input'!$D56),\"\")","v":2.0582954639694392E-2},{"$f":"IFERROR(IF(OR(T71=\"\",'Combined scenario - input'!$D56=\"\"),\"\",T71/'Combined scenario - input'!$D56),\"\")","v":3.1050200574589727E-2},{"$f":"IFERROR(IF(OR(U71=\"\",'Combined scenario - input'!$D56=\"\"),\"\",U71/'Combined scenario - input'!$D56),\"\")","v":4.6099580176002582E-2},{"$f":"IFERROR(IF(OR(V71=\"\",'Combined scenario - input'!$D56=\"\"),\"\",V71/'Combined scenario - input'!$D56),\"\")","v":6.7365159940105446E-2},{"$f":"IFERROR(IF(OR(W71=\"\",'Combined scenario - input'!$D56=\"\"),\"\",W71/'Combined scenario - input'!$D56),\"\")","v":9.6897399026093969E-2}]
[{"$f":"IFERROR('Combined scenario - input'!A57,\"\")","v":""},{"$f":"IFERROR('Combined scenario - input'!B57,\"\")","v":""},{"$f":"IFERROR('Combined scenario - input'!C57,\"\")","v":""},{"$f":"IFERROR(repcalc('Combined scenario - input'!$CV57:$GH57,'Combined scenario - input'!$G57,'Combined scenario - input'!$E57,'Combined scenario - input'!$F57,20,TRUE,TRUE),\"\")","v":""},"","","","","","","","","","","","","","","","","","","",{"$f":"IFERROR(IF(OR(D72=\"\",'Combined scenario - input'!$D57=\"\"),\"\",D72/'Combined scenario - input'!$D57),\"\")","v":""},{"$f":"IFERROR(IF(OR(E72=\"\",'Combined scenario - input'!$D57=\"\"),\"\",E72/'Combined scenario - input'!$D57),\"\")","v":""},{"$f":"IFERROR(IF(OR(F72=\"\",'Combined scenario - input'!$D57=\"\"),\"\",F72/'Combined scenario - input'!$D57),\"\")","v":""},{"$f":"IFERROR(IF(OR(G72=\"\",'Combined scenario - input'!$D57=\"\"),\"\",G72/'Combined scenario - input'!$D57),\"\")","v":""},{"$f":"IFERROR(IF(OR(H72=\"\",'Combined scenario - input'!$D57=\"\"),\"\",H72/'Combined scenario - input'!$D57),\"\")","v":""},{"$f":"IFERROR(IF(OR(I72=\"\",'Combined scenario - input'!$D57=\"\"),\"\",I72/'Combined scenario - input'!$D57),\"\")","v":""},{"$f":"IFERROR(IF(OR(J72=\"\",'Combined scenario - input'!$D57=\"\"),\"\",J72/'Combined scenario - input'!$D57),\"\")","v":""},{"$f":"IFERROR(IF(OR(K72=\"\",'Combined scenario - input'!$D57=\"\"),\"\",K72/'Combined scenario - input'!$D57),\"\")","v":""},{"$f":"IFERROR(IF(OR(L72=\"\",'Combined scenario - input'!$D57=\"\"),\"\",L72/'Combined scenario - input'!$D57),\"\")","v":""},{"$f":"IFERROR(IF(OR(M72=\"\",'Combined scenario - input'!$D57=\"\"),\"\",M72/'Combined scenario - input'!$D57),\"\")","v":""},{"$f":"IFERROR(IF(OR(N72=\"\",'Combined scenario - input'!$D57=\"\"),\"\",N72/'Combined scenario - input'!$D57),\"\")","v":""},{"$f":"IFERROR(IF(OR(O72=\"\",'Combined scenario - input'!$D57=\"\"),\"\",O72/'Combined scenario - input'!$D57),\"\")","v":""},{"$f":"IFERROR(IF(OR(P72=\"\",'Combined scenario - input'!$D57=\"\"),\"\",P72/'Combined scenario - input'!$D57),\"\")","v":""},{"$f":"IFERROR(IF(OR(Q72=\"\",'Combined scenario - input'!$D57=\"\"),\"\",Q72/'Combined scenario - input'!$D57),\"\")","v":""},{"$f":"IFERROR(IF(OR(R72=\"\",'Combined scenario - input'!$D57=\"\"),\"\",R72/'Combined scenario - input'!$D57),\"\")","v":""},{"$f":"IFERROR(IF(OR(S72=\"\",'Combined scenario - input'!$D57=\"\"),\"\",S72/'Combined scenario - input'!$D57),\"\")","v":""},{"$f":"IFERROR(IF(OR(T72=\"\",'Combined scenario - input'!$D57=\"\"),\"\",T72/'Combined scenario - input'!$D57),\"\")","v":""},{"$f":"IFERROR(IF(OR(U72=\"\",'Combined scenario - input'!$D57=\"\"),\"\",U72/'Combined scenario - input'!$D57),\"\")","v":""},{"$f":"IFERROR(IF(OR(V72=\"\",'Combined scenario - input'!$D57=\"\"),\"\",V72/'Combined scenario - input'!$D57),\"\")","v":""},{"$f":"IFERROR(IF(OR(W72=\"\",'Combined scenario - input'!$D57=\"\"),\"\",W72/'Combined scenario - input'!$D57),\"\")","v":""}]
[{"$f":"IFERROR('Combined scenario - input'!A58,\"\")","v":""},{"$f":"IFERROR('Combined scenario - input'!B58,\"\")","v":""},{"$f":"IFERROR('Combined scenario - input'!C58,\"\")","v":""},{"$f":"IFERROR(repcalc('Combined scenario - input'!$CV58:$GH58,'Combined scenario - input'!$G58,'Combined scenario - input'!$E58,'Combined scenario - input'!$F58,20,TRUE,TRUE),\"\")","v":""},"","","","","","","","","","","","","","","","","","","",{"$f":"IFERROR(IF(OR(D73=\"\",'Combined scenario - input'!$D58=\"\"),\"\",D73/'Combined scenario - input'!$D58),\"\")","v":""},{"$f":"IFERROR(IF(OR(E73=\"\",'Combined scenario - input'!$D58=\"\"),\"\",E73/'Combined scenario - input'!$D58),\"\")","v":""},{"$f":"IFERROR(IF(OR(F73=\"\",'Combined scenario - input'!$D58=\"\"),\"\",F73/'Combined scenario - input'!$D58),\"\")","v":""},{"$f":"IFERROR(IF(OR(G73=\"\",'Combined scenario - input'!$D58=\"\"),\"\",G73/'Combined scenario - input'!$D58),\"\")","v":""},{"$f":"IFERROR(IF(OR(H73=\"\",'Combined scenario - input'!$D58=\"\"),\"\",H73/'Combined scenario - input'!$D58),\"\")","v":""},{"$f":"IFERROR(IF(OR(I73=\"\",'Combined scenario - input'!$D58=\"\"),\"\",I73/'Combined scenario - input'!$D58),\"\")","v":""},{"$f":"IFERROR(IF(OR(J73=\"\",'Combined scenario - input'!$D58=\"\"),\"\",J73/'Combined scenario - input'!$D58),\"\")","v":""},{"$f":"IFERROR(IF(OR(K73=\"\",'Combined scenario - input'!$D58=\"\"),\"\",K73/'Combined scenario - input'!$D58),\"\")","v":""},{"$f":"IFERROR(IF(OR(L73=\"\",'Combined scenario - input'!$D58=\"\"),\"\",L73/'Combined scenario - input'!$D58),\"\")","v":""},{"$f":"IFERROR(IF(OR(M73=\"\",'Combined scenario - input'!$D58=\"\"),\"\",M73/'Combined scenario - input'!$D58),\"\")","v":""},{"$f":"IFERROR(IF(OR(N73=\"\",'Combined scenario - input'!$D58=\"\"),\"\",N73/'Combined scenario - input'!$D58),\"\")","v":""},{"$f":"IFERROR(IF(OR(O73=\"\",'Combined scenario - input'!$D58=\"\"),\"\",O73/'Combined scenario - input'!$D58),\"\")","v":""},{"$f":"IFERROR(IF(OR(P73=\"\",'Combined scenario - input'!$D58=\"\"),\"\",P73/'Combined scenario - input'!$D58),\"\")","v":""},{"$f":"IFERROR(IF(OR(Q73=\"\",'Combined scenario - input'!$D58=\"\"),\"\",Q73/'Combined scenario - input'!$D58),\"\")","v":""},{"$f":"IFERROR(IF(OR(R73=\"\",'Combined scenario - input'!$D58=\"\"),\"\",R73/'Combined scenario - input'!$D58),\"\")","v":""},{"$f":"IFERROR(IF(OR(S73=\"\",'Combined scenario - input'!$D58=\"\"),\"\",S73/'Combined scenario - input'!$D58),\"\")","v":""},{"$f":"IFERROR(IF(OR(T73=\"\",'Combined scenario - input'!$D58=\"\"),\"\",T73/'Combined scenario - input'!$D58),\"\")","v":""},{"$f":"IFERROR(IF(OR(U73=\"\",'Combined scenario - input'!$D58=\"\"),\"\",U73/'Combined scenario - input'!$D58),\"\")","v":""},{"$f":"IFERROR(IF(OR(V73=\"\",'Combined scenario - input'!$D58=\"\"),\"\",V73/'Combined scenario - input'!$D58),\"\")","v":""},{"$f":"IFERROR(IF(OR(W73=\"\",'Combined scenario - input'!$D58=\"\"),\"\",W73/'Combined scenario - input'!$D58),\"\")","v":""}]
[{"$f":"IFERROR('Combined scenario - input'!A59,\"\")","v":""},{"$f":"IFERROR('Combined scenario - input'!B59,\"\")","v":""},{"$f":"IFERROR('Combined scenario - input'!C59,\"\")","v":""},{"$f":"IFERROR(repcalc('Combined scenario - input'!$CV59:$GH59,'Combined scenario - input'!$G59,'Combined scenario - input'!$E59,'Combined scenario - input'!$F59,20,TRUE,TRUE),\"\")","v":""},"","","","","","","","","","","","","","","","","","","",{"$f":"IFERROR(IF(OR(D74=\"\",'Combined scenario - input'!$D59=\"\"),\"\",D74/'Combined scenario - input'!$D59),\"\")","v":""},{"$f":"IFERROR(IF(OR(E74=\"\",'Combined scenario - input'!$D59=\"\"),\"\",E74/'Combined scenario - input'!$D59),\"\")","v":""},{"$f":"IFERROR(IF(OR(F74=\"\",'Combined scenario - input'!$D59=\"\"),\"\",F74/'Combined scenario - input'!$D59),\"\")","v":""},{"$f":"IFERROR(IF(OR(G74=\"\",'Combined scenario - input'!$D59=\"\"),\"\",G74/'Combined scenario - input'!$D59),\"\")","v":""},{"$f":"IFERROR(IF(OR(H74=\"\",'Combined scenario - input'!$D59=\"\"),\"\",H74/'Combined scenario - input'!$D59),\"\")","v":""},{"$f":"IFERROR(IF(OR(I74=\"\",'Combined scenario - input'!$D59=\"\"),\"\",I74/'Combined scenario - input'!$D59),\"\")","v":""},{"$f":"IFERROR(IF(OR(J74=\"\",'Combined scenario - input'!$D59=\"\"),\"\",J74/'Combined scenario - input'!$D59),\"\")","v":""},{"$f":"IFERROR(IF(OR(K74=\"\",'Combined scenario - input'!$D59=\"\"),\"\",K74/'Combined scenario - input'!$D59),\"\")","v":""},{"$f":"IFERROR(IF(OR(L74=\"\",'Combined scenario - input'!$D59=\"\"),\"\",L74/'Combined scenario - input'!$D59),\"\")","v":""},{"$f":"IFERROR(IF(OR(M74=\"\",'Combined scenario - input'!$D59=\"\"),\"\",M74/'Combined scenario - input'!$D59),\"\")","v":""},{"$f":"IFERROR(IF(OR(N74=\"\",'Combined scenario - input'!$D59=\"\"),\"\",N74/'Combined scenario - input'!$D59),\"\")","v":""},{"$f":"IFERROR(IF(OR(O74=\"\",'Combined scenario - input'!$D59=\"\"),\"\",O74/'Combined scenario - input'!$D59),\"\")","v":""},{"$f":"IFERROR(IF(OR(P74=\"\",'Combined scenario - input'!$D59=\"\"),\"\",P74/'Combined scenario - input'!$D59),\"\")","v":""},{"$f":"IFERROR(IF(OR(Q74=\"\",'Combined scenario - input'!$D59=\"\"),\"\",Q74/'Combined scenario - input'!$D59),\"\")","v":""},{"$f":"IFERROR(IF(OR(R74=\"\",'Combined scenario - input'!$D59=\"\"),\"\",R74/'Combined scenario - input'!$D59),\"\")","v":""},{"$f":"IFERROR(IF(OR(S74=\"\",'Combined scenario - input'!$D59=\"\"),\"\",S74/'Combined scenario - input'!$D59),\"\")","v":""},{"$f":"IFERROR(IF(OR(T74=\"\",'Combined scenario - input'!$D59=\"\"),\"\",T74/'Combined scenario - input'!$D59),\"\")","v":""},{"$f":"IFERROR(IF(OR(U74=\"\",'Combined scenario - input'!$D59=\"\"),\"\",U74/'Combined scenario - input'!$D59),\"\")","v":""},{"$f":"IFERROR(IF(OR(V74=\"\",'Combined scenario - input'!$D59=\"\"),\"\",V74/'Combined scenario - input'!$D59),\"\")","v":""},{"$f":"IFERROR(IF(OR(W74=\"\",'Combined scenario - input'!$D59=\"\"),\"\",W74/'Combined scenario - input'!$D59),\"\")","v":""}]
[{"$f":"IFERROR('Combined scenario - input'!A60,\"\")","v":""},{"$f":"IFERROR('Combined scenario - input'!B60,\"\")","v":""},{"$f":"IFERROR('Combined scenario - input'!C60,\"\")","v":""},{"$f":"IFERROR(repcalc('Combined scenario - input'!$CV60:$GH60,'Combined scenario - input'!$G60,'Combined scenario - input'!$E60,'Combined scenario - input'!$F60,20,TRUE,TRUE),\"\")","v":""},"","","","","","","","","","","","","","","","","","","",{"$f":"IFERROR(IF(OR(D75=\"\",'Combined scenario - input'!$D60=\"\"),\"\",D75/'Combined scenario - input'!$D60),\"\")","v":""},{"$f":"IFERROR(IF(OR(E75=\"\",'Combined scenario - input'!$D60=\"\"),\"\",E75/'Combined scenario - input'!$D60),\"\")","v":""},{"$f":"IFERROR(IF(OR(F75=\"\",'Combined scenario - input'!$D60=\"\"),\"\",F75/'Combined scenario - input'!$D60),\"\")","v":""},{"$f":"IFERROR(IF(OR(G75=\"\",'Combined scenario - input'!$D60=\"\"),\"\",G75/'Combined scenario - input'!$D60),\"\")","v":""},{"$f":"IFERROR(IF(OR(H75=\"\",'Combined scenario - input'!$D60=\"\"),\"\",H75/'Combined scenario - input'!$D60),\"\")","v":""},{"$f":"IFERROR(IF(OR(I75=\"\",'Combined scenario - input'!$D60=\"\"),\"\",I75/'Combined scenario - input'!$D60),\"\")","v":""},{"$f":"IFERROR(IF(OR(J75=\"\",'Combined scenario - input'!$D60=\"\"),\"\",J75/'Combined scenario - input'!$D60),\"\")","v":""},{"$f":"IFERROR(IF(OR(K75=\"\",'Combined scenario - input'!$D60=\"\"),\"\",K75/'Combined scenario - input'!$D60),\"\")","v":""},{"$f":"IFERROR(IF(OR(L75=\"\",'Combined scenario - input'!$D60=\"\"),\"\",L75/'Combined scenario - input'!$D60),\"\")","v":""},{"$f":"IFERROR(IF(OR(M75=\"\",'Combined scenario - input'!$D60=\"\"),\"\",M75/'Combined scenario - input'!$D60),\"\")","v":""},{"$f":"IFERROR(IF(OR(N75=\"\",'Combined scenario - input'!$D60=\"\"),\"\",N75/'Combined scenario - input'!$D60),\"\")","v":""},{"$f":"IFERROR(IF(OR(O75=\"\",'Combined scenario - input'!$D60=\"\"),\"\",O75/'Combined scenario - input'!$D60),\"\")","v":""},{"$f":"IFERROR(IF(OR(P75=\"\",'Combined scenario - input'!$D60=\"\"),\"\",P75/'Combined scenario - input'!$D60),\"\")","v":""},{"$f":"IFERROR(IF(OR(Q75=\"\",'Combined scenario - input'!$D60=\"\"),\"\",Q75/'Combined scenario - input'!$D60),\"\")","v":""},{"$f":"IFERROR(IF(OR(R75=\"\",'Combined scenario - input'!$D60=\"\"),\"\",R75/'Combined scenario - input'!$D60),\"\")","v":""},{"$f":"IFERROR(IF(OR(S75=\"\",'Combined scenario - input'!$D60=\"\"),\"\",S75/'Combined scenario - input'!$D60),\"\")","v":""},{"$f":"IFERROR(IF(OR(T75=\"\",'Combined scenario - input'!$D60=\"\"),\"\",T75/'Combined scenario - input'!$D60),\"\")","v":""},{"$f":"IFERROR(IF(OR(U75=\"\",'Combined scenario - input'!$D60=\"\"),\"\",U75/'Combined scenario - input'!$D60),\"\")","v":""},{"$f":"IFERROR(IF(OR(V75=\"\",'Combined scenario - input'!$D60=\"\"),\"\",V75/'Combined scenario - input'!$D60),\"\")","v":""},{"$f":"IFERROR(IF(OR(W75=\"\",'Combined scenario - input'!$D60=\"\"),\"\",W75/'Combined scenario - input'!$D60),\"\")","v":""}]
[{"$f":"IFERROR('Combined scenario - input'!A61,\"\")","v":""},{"$f":"IFERROR('Combined scenario - input'!B61,\"\")","v":""},{"$f":"IFERROR('Combined scenario - input'!C61,\"\")","v":""},{"$f":"IFERROR(repcalc('Combined scenario - input'!$CV61:$GH61,'Combined scenario - input'!$G61,'Combined scenario - input'!$E61,'Combined scenario - input'!$F61,20,TRUE,TRUE),\"\")","v":""},"","","","","","","","","","","","","","","","","","","",{"$f":"IFERROR(IF(OR(D76=\"\",'Combined scenario - input'!$D61=\"\"),\"\",D76/'Combined scenario - input'!$D61),\"\")","v":""},{"$f":"IFERROR(IF(OR(E76=\"\",'Combined scenario - input'!$D61=\"\"),\"\",E76/'Combined scenario - input'!$D61),\"\")","v":""},{"$f":"IFERROR(IF(OR(F76=\"\",'Combined scenario - input'!$D61=\"\"),\"\",F76/'Combined scenario - input'!$D61),\"\")","v":""},{"$f":"IFERROR(IF(OR(G76=\"\",'Combined scenario - input'!$D61=\"\"),\"\",G76/'Combined scenario - input'!$D61),\"\")","v":""},{"$f":"IFERROR(IF(OR(H76=\"\",'Combined scenario - input'!$D61=\"\"),\"\",H76/'Combined scenario - input'!$D61),\"\")","v":""},{"$f":"IFERROR(IF(OR(I76=\"\",'Combined scenario - input'!$D61=\"\"),\"\",I76/'Combined scenario - input'!$D61),\"\")","v":""},{"$f":"IFERROR(IF(OR(J76=\"\",'Combined scenario - input'!$D61=\"\"),\"\",J76/'Combined scenario - input'!$D61),\"\")","v":""},{"$f":"IFERROR(IF(OR(K76=\"\",'Combined scenario - input'!$D61=\"\"),\"\",K76/'Combined scenario - input'!$D61),\"\")","v":""},{"$f":"IFERROR(IF(OR(L76=\"\",'Combined scenario - input'!$D61=\"\"),\"\",L76/'Combined scenario - input'!$D61),\"\")","v":""},{"$f":"IFERROR(IF(OR(M76=\"\",'Combined scenario - input'!$D61=\"\"),\"\",M76/'Combined scenario - input'!$D61),\"\")","v":""},{"$f":"IFERROR(IF(OR(N76=\"\",'Combined scenario - input'!$D61=\"\"),\"\",N76/'Combined scenario - input'!$D61),\"\")","v":""},{"$f":"IFERROR(IF(OR(O76=\"\",'Combined scenario - input'!$D61=\"\"),\"\",O76/'Combined scenario - input'!$D61),\"\")","v":""},{"$f":"IFERROR(IF(OR(P76=\"\",'Combined scenario - input'!$D61=\"\"),\"\",P76/'Combined scenario - input'!$D61),\"\")","v":""},{"$f":"IFERROR(IF(OR(Q76=\"\",'Combined scenario - input'!$D61=\"\"),\"\",Q76/'Combined scenario - input'!$D61),\"\")","v":""},{"$f":"IFERROR(IF(OR(R76=\"\",'Combined scenario - input'!$D61=\"\"),\"\",R76/'Combined scenario - input'!$D61),\"\")","v":""},{"$f":"IFERROR(IF(OR(S76=\"\",'Combined scenario - input'!$D61=\"\"),\"\",S76/'Combined scenario - input'!$D61),\"\")","v":""},{"$f":"IFERROR(IF(OR(T76=\"\",'Combined scenario - input'!$D61=\"\"),\"\",T76/'Combined scenario - input'!$D61),\"\")","v":""},{"$f":"IFERROR(IF(OR(U76=\"\",'Combined scenario - input'!$D61=\"\"),\"\",U76/'Combined scenario - input'!$D61),\"\")","v":""},{"$f":"IFERROR(IF(OR(V76=\"\",'Combined scenario - input'!$D61=\"\"),\"\",V76/'Combined scenario - input'!$D61),\"\")","v":""},{"$f":"IFERROR(IF(OR(W76=\"\",'Combined scenario - input'!$D61=\"\"),\"\",W76/'Combined scenario - input'!$D61),\"\")","v":""}]
[{"$f":"IFERROR('Combined scenario - input'!A62,\"\")","v":""},{"$f":"IFERROR('Combined scenario - input'!B62,\"\")","v":""},{"$f":"IFERROR('Combined scenario - input'!C62,\"\")","v":""},{"$f":"IFERROR(repcalc('Combined scenario - input'!$CV62:$GH62,'Combined scenario - input'!$G62,'Combined scenario - input'!$E62,'Combined scenario - input'!$F62,20,TRUE,TRUE),\"\")","v":""},"","","","","","","","","","","","","","","","","","","",{"$f":"IFERROR(IF(OR(D77=\"\",'Combined scenario - input'!$D62=\"\"),\"\",D77/'Combined scenario - input'!$D62),\"\")","v":""},{"$f":"IFERROR(IF(OR(E77=\"\",'Combined scenario - input'!$D62=\"\"),\"\",E77/'Combined scenario - input'!$D62),\"\")","v":""},{"$f":"IFERROR(IF(OR(F77=\"\",'Combined scenario - input'!$D62=\"\"),\"\",F77/'Combined scenario - input'!$D62),\"\")","v":""},{"$f":"IFERROR(IF(OR(G77=\"\",'Combined scenario - input'!$D62=\"\"),\"\",G77/'Combined scenario - input'!$D62),\"\")","v":""},{"$f":"IFERROR(IF(OR(H77=\"\",'Combined scenario - input'!$D62=\"\"),\"\",H77/'Combined scenario - input'!$D62),\"\")","v":""},{"$f":"IFERROR(IF(OR(I77=\"\",'Combined scenario - input'!$D62=\"\"),\"\",I77/'Combined scenario - input'!$D62),\"\")","v":""},{"$f":"IFERROR(IF(OR(J77=\"\",'Combined scenario - input'!$D62=\"\"),\"\",J77/'Combined scenario - input'!$D62),\"\")","v":""},{"$f":"IFERROR(IF(OR(K77=\"\",'Combined scenario - input'!$D62=\"\"),\"\",K77/'Combined scenario - input'!$D62),\"\")","v":""},{"$f":"IFERROR(IF(OR(L77=\"\",'Combined scenario - input'!$D62=\"\"),\"\",L77/'Combined scenario - input'!$D62),\"\")","v":""},{"$f":"IFERROR(IF(OR(M77=\"\",'Combined scenario - input'!$D62=\"\"),\"\",M77/'Combined scenario - input'!$D62),\"\")","v":""},{"$f":"IFERROR(IF(OR(N77=\"\",'Combined scenario - input'!$D62=\"\"),\"\",N77/'Combined scenario - input'!$D62),\"\")","v":""},{"$f":"IFERROR(IF(OR(O77=\"\",'Combined scenario - input'!$D62=\"\"),\"\",O77/'Combined scenario - input'!$D62),\"\")","v":""},{"$f":"IFERROR(IF(OR(P77=\"\",'Combined scenario - input'!$D62=\"\"),\"\",P77/'Combined scenario - input'!$D62),\"\")","v":""},{"$f":"IFERROR(IF(OR(Q77=\"\",'Combined scenario - input'!$D62=\"\"),\"\",Q77/'Combined scenario - input'!$D62),\"\")","v":""},{"$f":"IFERROR(IF(OR(R77=\"\",'Combined scenario - input'!$D62=\"\"),\"\",R77/'Combined scenario - input'!$D62),\"\")","v":""},{"$f":"IFERROR(IF(OR(S77=\"\",'Combined scenario - input'!$D62=\"\"),\"\",S77/'Combined scenario - input'!$D62),\"\")","v":""},{"$f":"IFERROR(IF(OR(T77=\"\",'Combined scenario - input'!$D62=\"\"),\"\",T77/'Combined scenario - input'!$D62),\"\")","v":""},{"$f":"IFERROR(IF(OR(U77=\"\",'Combined scenario - input'!$D62=\"\"),\"\",U77/'Combined scenario - input'!$D62),\"\")","v":""},{"$f":"IFERROR(IF(OR(V77=\"\",'Combined scenario - input'!$D62=\"\"),\"\",V77/'Combined scenario - input'!$D62),\"\")","v":""},{"$f":"IFERROR(IF(OR(W77=\"\",'Combined scenario - input'!$D62=\"\"),\"\",W77/'Combined scenario - input'!$D62),\"\")","v":""}]
[{"$f":"IFERROR('Combined scenario - input'!A63,\"\")","v":""},{"$f":"IFERROR('Combined scenario - input'!B63,\"\")","v":""},{"$f":"IFERROR('Combined scenario - input'!C63,\"\")","v":""},{"$f":"IFERROR(repcalc('Combined scenario - input'!$CV63:$GH63,'Combined scenario - input'!$G63,'Combined scenario - input'!$E63,'Combined scenario - input'!$F63,20,TRUE,TRUE),\"\")","v":""},"","","","","","","","","","","","","","","","","","","",{"$f":"IFERROR(IF(OR(D78=\"\",'Combined scenario - input'!$D63=\"\"),\"\",D78/'Combined scenario - input'!$D63),\"\")","v":""},{"$f":"IFERROR(IF(OR(E78=\"\",'Combined scenario - input'!$D63=\"\"),\"\",E78/'Combined scenario - input'!$D63),\"\")","v":""},{"$f":"IFERROR(IF(OR(F78=\"\",'Combined scenario - input'!$D63=\"\"),\"\",F78/'Combined scenario - input'!$D63),\"\")","v":""},{"$f":"IFERROR(IF(OR(G78=\"\",'Combined scenario - input'!$D63=\"\"),\"\",G78/'Combined scenario - input'!$D63),\"\")","v":""},{"$f":"IFERROR(IF(OR(H78=\"\",'Combined scenario - input'!$D63=\"\"),\"\",H78/'Combined scenario - input'!$D63),\"\")","v":""},{"$f":"IFERROR(IF(OR(I78=\"\",'Combined scenario - input'!$D63=\"\"),\"\",I78/'Combined scenario - input'!$D63),\"\")","v":""},{"$f":"IFERROR(IF(OR(J78=\"\",'Combined scenario - input'!$D63=\"\"),\"\",J78/'Combined scenario - input'!$D63),\"\")","v":""},{"$f":"IFERROR(IF(OR(K78=\"\",'Combined scenario - input'!$D63=\"\"),\"\",K78/'Combined scenario - input'!$D63),\"\")","v":""},{"$f":"IFERROR(IF(OR(L78=\"\",'Combined scenario - input'!$D63=\"\"),\"\",L78/'Combined scenario - input'!$D63),\"\")","v":""},{"$f":"IFERROR(IF(OR(M78=\"\",'Combined scenario - input'!$D63=\"\"),\"\",M78/'Combined scenario - input'!$D63),\"\")","v":""},{"$f":"IFERROR(IF(OR(N78=\"\",'Combined scenario - input'!$D63=\"\"),\"\",N78/'Combined scenario - input'!$D63),\"\")","v":""},{"$f":"IFERROR(IF(OR(O78=\"\",'Combined scenario - input'!$D63=\"\"),\"\",O78/'Combined scenario - input'!$D63),\"\")","v":""},{"$f":"IFERROR(IF(OR(P78=\"\",'Combined scenario - input'!$D63=\"\"),\"\",P78/'Combined scenario - input'!$D63),\"\")","v":""},{"$f":"IFERROR(IF(OR(Q78=\"\",'Combined scenario - input'!$D63=\"\"),\"\",Q78/'Combined scenario - input'!$D63),\"\")","v":""},{"$f":"IFERROR(IF(OR(R78=\"\",'Combined scenario - input'!$D63=\"\"),\"\",R78/'Combined scenario - input'!$D63),\"\")","v":""},{"$f":"IFERROR(IF(OR(S78=\"\",'Combined scenario - input'!$D63=\"\"),\"\",S78/'Combined scenario - input'!$D63),\"\")","v":""},{"$f":"IFERROR(IF(OR(T78=\"\",'Combined scenario - input'!$D63=\"\"),\"\",T78/'Combined scenario - input'!$D63),\"\")","v":""},{"$f":"IFERROR(IF(OR(U78=\"\",'Combined scenario - input'!$D63=\"\"),\"\",U78/'Combined scenario - input'!$D63),\"\")","v":""},{"$f":"IFERROR(IF(OR(V78=\"\",'Combined scenario - input'!$D63=\"\"),\"\",V78/'Combined scenario - input'!$D63),\"\")","v":""},{"$f":"IFERROR(IF(OR(W78=\"\",'Combined scenario - input'!$D63=\"\"),\"\",W78/'Combined scenario - input'!$D63),\"\")","v":""}]
[{"$f":"IFERROR('Combined scenario - input'!A64,\"\")","v":""},{"$f":"IFERROR('Combined scenario - input'!B64,\"\")","v":""},{"$f":"IFERROR('Combined scenario - input'!C64,\"\")","v":""},{"$f":"IFERROR(repcalc('Combined scenario - input'!$CV64:$GH64,'Combined scenario - input'!$G64,'Combined scenario - input'!$E64,'Combined scenario - input'!$F64,20,TRUE,TRUE),\"\")","v":""},"","","","","","","","","","","","","","","","","","","",{"$f":"IFERROR(IF(OR(D79=\"\",'Combined scenario - input'!$D64=\"\"),\"\",D79/'Combined scenario - input'!$D64),\"\")","v":""},{"$f":"IFERROR(IF(OR(E79=\"\",'Combined scenario - input'!$D64=\"\"),\"\",E79/'Combined scenario - input'!$D64),\"\")","v":""},{"$f":"IFERROR(IF(OR(F79=\"\",'Combined scenario - input'!$D64=\"\"),\"\",F79/'Combined scenario - input'!$D64),\"\")","v":""},{"$f":"IFERROR(IF(OR(G79=\"\",'Combined scenario - input'!$D64=\"\"),\"\",G79/'Combined scenario - input'!$D64),\"\")","v":""},{"$f":"IFERROR(IF(OR(H79=\"\",'Combined scenario - input'!$D64=\"\"),\"\",H79/'Combined scenario - input'!$D64),\"\")","v":""},{"$f":"IFERROR(IF(OR(I79=\"\",'Combined scenario - input'!$D64=\"\"),\"\",I79/'Combined scenario - input'!$D64),\"\")","v":""},{"$f":"IFERROR(IF(OR(J79=\"\",'Combined scenario - input'!$D64=\"\"),\"\",J79/'Combined scenario - input'!$D64),\"\")","v":""},{"$f":"IFERROR(IF(OR(K79=\"\",'Combined scenario - input'!$D64=\"\"),\"\",K79/'Combined scenario - input'!$D64),\"\")","v":""},{"$f":"IFERROR(IF(OR(L79=\"\",'Combined scenario - input'!$D64=\"\"),\"\",L79/'Combined scenario - input'!$D64),\"\")","v":""},{"$f":"IFERROR(IF(OR(M79=\"\",'Combined scenario - input'!$D64=\"\"),\"\",M79/'Combined scenario - input'!$D64),\"\")","v":""},{"$f":"IFERROR(IF(OR(N79=\"\",'Combined scenario - input'!$D64=\"\"),\"\",N79/'Combined scenario - input'!$D64),\"\")","v":""},{"$f":"IFERROR(IF(OR(O79=\"\",'Combined scenario - input'!$D64=\"\"),\"\",O79/'Combined scenario - input'!$D64),\"\")","v":""},{"$f":"IFERROR(IF(OR(P79=\"\",'Combined scenario - input'!$D64=\"\"),\"\",P79/'Combined scenario - input'!$D64),\"\")","v":""},{"$f":"IFERROR(IF(OR(Q79=\"\",'Combined scenario - input'!$D64=\"\"),\"\",Q79/'Combined scenario - input'!$D64),\"\")","v":""},{"$f":"IFERROR(IF(OR(R79=\"\",'Combined scenario - input'!$D64=\"\"),\"\",R79/'Combined scenario - input'!$D64),\"\")","v":""},{"$f":"IFERROR(IF(OR(S79=\"\",'Combined scenario - input'!$D64=\"\"),\"\",S79/'Combined scenario - input'!$D64),\"\")","v":""},{"$f":"IFERROR(IF(OR(T79=\"\",'Combined scenario - input'!$D64=\"\"),\"\",T79/'Combined scenario - input'!$D64),\"\")","v":""},{"$f":"IFERROR(IF(OR(U79=\"\",'Combined scenario - input'!$D64=\"\"),\"\",U79/'Combined scenario - input'!$D64),\"\")","v":""},{"$f":"IFERROR(IF(OR(V79=\"\",'Combined scenario - input'!$D64=\"\"),\"\",V79/'Combined scenario - input'!$D64),\"\")","v":""},{"$f":"IFERROR(IF(OR(W79=\"\",'Combined scenario - input'!$D64=\"\"),\"\",W79/'Combined scenario - input'!$D64),\"\")","v":""}]
[{"$f":"IFERROR('Combined scenario - input'!A65,\"\")","v":""},{"$f":"IFERROR('Combined scenario - input'!B65,\"\")","v":""},{"$f":"IFERROR('Combined scenario - input'!C65,\"\")","v":""},{"$f":"IFERROR(repcalc('Combined scenario - input'!$CV65:$GH65,'Combined scenario - input'!$G65,'Combined scenario - input'!$E65,'Combined scenario - input'!$F65,20,TRUE,TRUE),\"\")","v":""},"","","","","","","","","","","","","","","","","","","",{"$f":"IFERROR(IF(OR(D80=\"\",'Combined scenario - input'!$D65=\"\"),\"\",D80/'Combined scenario - input'!$D65),\"\")","v":""},{"$f":"IFERROR(IF(OR(E80=\"\",'Combined scenario - input'!$D65=\"\"),\"\",E80/'Combined scenario - input'!$D65),\"\")","v":""},{"$f":"IFERROR(IF(OR(F80=\"\",'Combined scenario - input'!$D65=\"\"),\"\",F80/'Combined scenario - input'!$D65),\"\")","v":""},{"$f":"IFERROR(IF(OR(G80=\"\",'Combined scenario - input'!$D65=\"\"),\"\",G80/'Combined scenario - input'!$D65),\"\")","v":""},{"$f":"IFERROR(IF(OR(H80=\"\",'Combined scenario - input'!$D65=\"\"),\"\",H80/'Combined scenario - input'!$D65),\"\")","v":""},{"$f":"IFERROR(IF(OR(I80=\"\",'Combined scenario - input'!$D65=\"\"),\"\",I80/'Combined scenario - input'!$D65),\"\")","v":""},{"$f":"IFERROR(IF(OR(J80=\"\",'Combined scenario - input'!$D65=\"\"),\"\",J80/'Combined scenario - input'!$D65),\"\")","v":""},{"$f":"IFERROR(IF(OR(K80=\"\",'Combined scenario - input'!$D65=\"\"),\"\",K80/'Combined scenario - input'!$D65),\"\")","v":""},{"$f":"IFERROR(IF(OR(L80=\"\",'Combined scenario - input'!$D65=\"\"),\"\",L80/'Combined scenario - input'!$D65),\"\")","v":""},{"$f":"IFERROR(IF(OR(M80=\"\",'Combined scenario - input'!$D65=\"\"),\"\",M80/'Combined scenario - input'!$D65),\"\")","v":""},{"$f":"IFERROR(IF(OR(N80=\"\",'Combined scenario - input'!$D65=\"\"),\"\",N80/'Combined scenario - input'!$D65),\"\")","v":""},{"$f":"IFERROR(IF(OR(O80=\"\",'Combined scenario - input'!$D65=\"\"),\"\",O80/'Combined scenario - input'!$D65),\"\")","v":""},{"$f":"IFERROR(IF(OR(P80=\"\",'Combined scenario - input'!$D65=\"\"),\"\",P80/'Combined scenario - input'!$D65),\"\")","v":""},{"$f":"IFERROR(IF(OR(Q80=\"\",'Combined scenario - input'!$D65=\"\"),\"\",Q80/'Combined scenario - input'!$D65),\"\")","v":""},{"$f":"IFERROR(IF(OR(R80=\"\",'Combined scenario - input'!$D65=\"\"),\"\",R80/'Combined scenario - input'!$D65),\"\")","v":""},{"$f":"IFERROR(IF(OR(S80=\"\",'Combined scenario - input'!$D65=\"\"),\"\",S80/'Combined scenario - input'!$D65),\"\")","v":""},{"$f":"IFERROR(IF(OR(T80=\"\",'Combined scenario - input'!$D65=\"\"),\"\",T80/'Combined scenario - input'!$D65),\"\")","v":""},{"$f":"IFERROR(IF(OR(U80=\"\",'Combined scenario - input'!$D65=\"\"),\"\",U80/'Combined scenario - input'!$D65),\"\")","v":""},{"$f":"IFERROR(IF(OR(V80=\"\",'Combined scenario - input'!$D65=\"\"),\"\",V80/'Combined scenario - input'!$D65),\"\")","v":""},{"$f":"IFERROR(IF(OR(W80=\"\",'Combined scenario - input'!$D65=\"\"),\"\",W80/'Combined scenario - input'!$D65),\"\")","v":""}]
[{"$f":"IFERROR('Combined scenario - input'!A66,\"\")","v":""},{"$f":"IFERROR('Combined scenario - input'!B66,\"\")","v":""},{"$f":"IFERROR('Combined scenario - input'!C66,\"\")","v":""},{"$f":"IFERROR(repcalc('Combined scenario - input'!$CV66:$GH66,'Combined scenario - input'!$G66,'Combined scenario - input'!$E66,'Combined scenario - input'!$F66,20,TRUE,TRUE),\"\")","v":""},"","","","","","","","","","","","","","","","","","","",{"$f":"IFERROR(IF(OR(D81=\"\",'Combined scenario - input'!$D66=\"\"),\"\",D81/'Combined scenario - input'!$D66),\"\")","v":""},{"$f":"IFERROR(IF(OR(E81=\"\",'Combined scenario - input'!$D66=\"\"),\"\",E81/'Combined scenario - input'!$D66),\"\")","v":""},{"$f":"IFERROR(IF(OR(F81=\"\",'Combined scenario - input'!$D66=\"\"),\"\",F81/'Combined scenario - input'!$D66),\"\")","v":""},{"$f":"IFERROR(IF(OR(G81=\"\",'Combined scenario - input'!$D66=\"\"),\"\",G81/'Combined scenario - input'!$D66),\"\")","v":""},{"$f":"IFERROR(IF(OR(H81=\"\",'Combined scenario - input'!$D66=\"\"),\"\",H81/'Combined scenario - input'!$D66),\"\")","v":""},{"$f":"IFERROR(IF(OR(I81=\"\",'Combined scenario - input'!$D66=\"\"),\"\",I81/'Combined scenario - input'!$D66),\"\")","v":""},{"$f":"IFERROR(IF(OR(J81=\"\",'Combined scenario - input'!$D66=\"\"),\"\",J81/'Combined scenario - input'!$D66),\"\")","v":""},{"$f":"IFERROR(IF(OR(K81=\"\",'Combined scenario - input'!$D66=\"\"),\"\",K81/'Combined scenario - input'!$D66),\"\")","v":""},{"$f":"IFERROR(IF(OR(L81=\"\",'Combined scenario - input'!$D66=\"\"),\"\",L81/'Combined scenario - input'!$D66),\"\")","v":""},{"$f":"IFERROR(IF(OR(M81=\"\",'Combined scenario - input'!$D66=\"\"),\"\",M81/'Combined scenario - input'!$D66),\"\")","v":""},{"$f":"IFERROR(IF(OR(N81=\"\",'Combined scenario - input'!$D66=\"\"),\"\",N81/'Combined scenario - input'!$D66),\"\")","v":""},{"$f":"IFERROR(IF(OR(O81=\"\",'Combined scenario - input'!$D66=\"\"),\"\",O81/'Combined scenario - input'!$D66),\"\")","v":""},{"$f":"IFERROR(IF(OR(P81=\"\",'Combined scenario - input'!$D66=\"\"),\"\",P81/'Combined scenario - input'!$D66),\"\")","v":""},{"$f":"IFERROR(IF(OR(Q81=\"\",'Combined scenario - input'!$D66=\"\"),\"\",Q81/'Combined scenario - input'!$D66),\"\")","v":""},{"$f":"IFERROR(IF(OR(R81=\"\",'Combined scenario - input'!$D66=\"\"),\"\",R81/'Combined scenario - input'!$D66),\"\")","v":""},{"$f":"IFERROR(IF(OR(S81=\"\",'Combined scenario - input'!$D66=\"\"),\"\",S81/'Combined scenario - input'!$D66),\"\")","v":""},{"$f":"IFERROR(IF(OR(T81=\"\",'Combined scenario - input'!$D66=\"\"),\"\",T81/'Combined scenario - input'!$D66),\"\")","v":""},{"$f":"IFERROR(IF(OR(U81=\"\",'Combined scenario - input'!$D66=\"\"),\"\",U81/'Combined scenario - input'!$D66),\"\")","v":""},{"$f":"IFERROR(IF(OR(V81=\"\",'Combined scenario - input'!$D66=\"\"),\"\",V81/'Combined scenario - input'!$D66),\"\")","v":""},{"$f":"IFERROR(IF(OR(W81=\"\",'Combined scenario - input'!$D66=\"\"),\"\",W81/'Combined scenario - input'!$D66),\"\")","v":""}]
[{"$f":"IFERROR('Combined scenario - input'!A67,\"\")","v":""},{"$f":"IFERROR('Combined scenario - input'!B67,\"\")","v":""},{"$f":"IFERROR('Combined scenario - input'!C67,\"\")","v":""},{"$f":"IFERROR(repcalc('Combined scenario - input'!$CV67:$GH67,'Combined scenario - input'!$G67,'Combined scenario - input'!$E67,'Combined scenario - input'!$F67,20,TRUE,TRUE),\"\")","v":""},"","","","","","","","","","","","","","","","","","","",{"$f":"IFERROR(IF(OR(D82=\"\",'Combined scenario - input'!$D67=\"\"),\"\",D82/'Combined scenario - input'!$D67),\"\")","v":""},{"$f":"IFERROR(IF(OR(E82=\"\",'Combined scenario - input'!$D67=\"\"),\"\",E82/'Combined scenario - input'!$D67),\"\")","v":""},{"$f":"IFERROR(IF(OR(F82=\"\",'Combined scenario - input'!$D67=\"\"),\"\",F82/'Combined scenario - input'!$D67),\"\")","v":""},{"$f":"IFERROR(IF(OR(G82=\"\",'Combined scenario - input'!$D67=\"\"),\"\",G82/'Combined scenario - input'!$D67),\"\")","v":""},{"$f":"IFERROR(IF(OR(H82=\"\",'Combined scenario - input'!$D67=\"\"),\"\",H82/'Combined scenario - input'!$D67),\"\")","v":""},{"$f":"IFERROR(IF(OR(I82=\"\",'Combined scenario - input'!$D67=\"\"),\"\",I82/'Combined scenario - input'!$D67),\"\")","v":""},{"$f":"IFERROR(IF(OR(J82=\"\",'Combined scenario - input'!$D67=\"\"),\"\",J82/'Combined scenario - input'!$D67),\"\")","v":""},{"$f":"IFERROR(IF(OR(K82=\"\",'Combined scenario - input'!$D67=\"\"),\"\",K82/'Combined scenario - input'!$D67),\"\")","v":""},{"$f":"IFERROR(IF(OR(L82=\"\",'Combined scenario - input'!$D67=\"\"),\"\",L82/'Combined scenario - input'!$D67),\"\")","v":""},{"$f":"IFERROR(IF(OR(M82=\"\",'Combined scenario - input'!$D67=\"\"),\"\",M82/'Combined scenario - input'!$D67),\"\")","v":""},{"$f":"IFERROR(IF(OR(N82=\"\",'Combined scenario - input'!$D67=\"\"),\"\",N82/'Combined scenario - input'!$D67),\"\")","v":""},{"$f":"IFERROR(IF(OR(O82=\"\",'Combined scenario - input'!$D67=\"\"),\"\",O82/'Combined scenario - input'!$D67),\"\")","v":""},{"$f":"IFERROR(IF(OR(P82=\"\",'Combined scenario - input'!$D67=\"\"),\"\",P82/'Combined scenario - input'!$D67),\"\")","v":""},{"$f":"IFERROR(IF(OR(Q82=\"\",'Combined scenario - input'!$D67=\"\"),\"\",Q82/'Combined scenario - input'!$D67),\"\")","v":""},{"$f":"IFERROR(IF(OR(R82=\"\",'Combined scenario - input'!$D67=\"\"),\"\",R82/'Combined scenario - input'!$D67),\"\")","v":""},{"$f":"IFERROR(IF(OR(S82=\"\",'Combined scenario - input'!$D67=\"\"),\"\",S82/'Combined scenario - input'!$D67),\"\")","v":""},{"$f":"IFERROR(IF(OR(T82=\"\",'Combined scenario - input'!$D67=\"\"),\"\",T82/'Combined scenario - input'!$D67),\"\")","v":""},{"$f":"IFERROR(IF(OR(U82=\"\",'Combined scenario - input'!$D67=\"\"),\"\",U82/'Combined scenario - input'!$D67),\"\")","v":""},{"$f":"IFERROR(IF(OR(V82=\"\",'Combined scenario - input'!$D67=\"\"),\"\",V82/'Combined scenario - input'!$D67),\"\")","v":""},{"$f":"IFERROR(IF(OR(W82=\"\",'Combined scenario - input'!$D67=\"\"),\"\",W82/'Combined scenario - input'!$D67),\"\")","v":""}]
[{"$f":"IFERROR('Combined scenario - input'!A68,\"\")","v":""},{"$f":"IFERROR('Combined scenario - input'!B68,\"\")","v":""},{"$f":"IFERROR('Combined scenario - input'!C68,\"\")","v":""},{"$f":"IFERROR(repcalc('Combined scenario - input'!$CV68:$GH68,'Combined scenario - input'!$G68,'Combined scenario - input'!$E68,'Combined scenario - input'!$F68,20,TRUE,TRUE),\"\")","v":""},"","","","","","","","","","","","","","","","","","","",{"$f":"IFERROR(IF(OR(D83=\"\",'Combined scenario - input'!$D68=\"\"),\"\",D83/'Combined scenario - input'!$D68),\"\")","v":""},{"$f":"IFERROR(IF(OR(E83=\"\",'Combined scenario - input'!$D68=\"\"),\"\",E83/'Combined scenario - input'!$D68),\"\")","v":""},{"$f":"IFERROR(IF(OR(F83=\"\",'Combined scenario - input'!$D68=\"\"),\"\",F83/'Combined scenario - input'!$D68),\"\")","v":""},{"$f":"IFERROR(IF(OR(G83=\"\",'Combined scenario - input'!$D68=\"\"),\"\",G83/'Combined scenario - input'!$D68),\"\")","v":""},{"$f":"IFERROR(IF(OR(H83=\"\",'Combined scenario - input'!$D68=\"\"),\"\",H83/'Combined scenario - input'!$D68),\"\")","v":""},{"$f":"IFERROR(IF(OR(I83=\"\",'Combined scenario - input'!$D68=\"\"),\"\",I83/'Combined scenario - input'!$D68),\"\")","v":""},{"$f":"IFERROR(IF(OR(J83=\"\",'Combined scenario - input'!$D68=\"\"),\"\",J83/'Combined scenario - input'!$D68),\"\")","v":""},{"$f":"IFERROR(IF(OR(K83=\"\",'Combined scenario - input'!$D68=\"\"),\"\",K83/'Combined scenario - input'!$D68),\"\")","v":""},{"$f":"IFERROR(IF(OR(L83=\"\",'Combined scenario - input'!$D68=\"\"),\"\",L83/'Combined scenario - input'!$D68),\"\")","v":""},{"$f":"IFERROR(IF(OR(M83=\"\",'Combined scenario - input'!$D68=\"\"),\"\",M83/'Combined scenario - input'!$D68),\"\")","v":""},{"$f":"IFERROR(IF(OR(N83=\"\",'Combined scenario - input'!$D68=\"\"),\"\",N83/'Combined scenario - input'!$D68),\"\")","v":""},{"$f":"IFERROR(IF(OR(O83=\"\",'Combined scenario - input'!$D68=\"\"),\"\",O83/'Combined scenario - input'!$D68),\"\")","v":""},{"$f":"IFERROR(IF(OR(P83=\"\",'Combined scenario - input'!$D68=\"\"),\"\",P83/'Combined scenario - input'!$D68),\"\")","v":""},{"$f":"IFERROR(IF(OR(Q83=\"\",'Combined scenario - input'!$D68=\"\"),\"\",Q83/'Combined scenario - input'!$D68),\"\")","v":""},{"$f":"IFERROR(IF(OR(R83=\"\",'Combined scenario - input'!$D68=\"\"),\"\",R83/'Combined scenario - input'!$D68),\"\")","v":""},{"$f":"IFERROR(IF(OR(S83=\"\",'Combined scenario - input'!$D68=\"\"),\"\",S83/'Combined scenario - input'!$D68),\"\")","v":""},{"$f":"IFERROR(IF(OR(T83=\"\",'Combined scenario - input'!$D68=\"\"),\"\",T83/'Combined scenario - input'!$D68),\"\")","v":""},{"$f":"IFERROR(IF(OR(U83=\"\",'Combined scenario - input'!$D68=\"\"),\"\",U83/'Combined scenario - input'!$D68),\"\")","v":""},{"$f":"IFERROR(IF(OR(V83=\"\",'Combined scenario - input'!$D68=\"\"),\"\",V83/'Combined scenario - input'!$D68),\"\")","v":""},{"$f":"IFERROR(IF(OR(W83=\"\",'Combined scenario - input'!$D68=\"\"),\"\",W83/'Combined scenario - input'!$D68),\"\")","v":""}]
[{"$f":"IFERROR('Combined scenario - input'!A69,\"\")","v":""},{"$f":"IFERROR('Combined scenario - input'!B69,\"\")","v":""},{"$f":"IFERROR('Combined scenario - input'!C69,\"\")","v":""},{"$f":"IFERROR(repcalc('Combined scenario - input'!$CV69:$GH69,'Combined scenario - input'!$G69,'Combined scenario - input'!$E69,'Combined scenario - input'!$F69,20,TRUE,TRUE),\"\")","v":""},"","","","","","","","","","","","","","","","","","","",{"$f":"IFERROR(IF(OR(D84=\"\",'Combined scenario - input'!$D69=\"\"),\"\",D84/'Combined scenario - input'!$D69),\"\")","v":""},{"$f":"IFERROR(IF(OR(E84=\"\",'Combined scenario - input'!$D69=\"\"),\"\",E84/'Combined scenario - input'!$D69),\"\")","v":""},{"$f":"IFERROR(IF(OR(F84=\"\",'Combined scenario - input'!$D69=\"\"),\"\",F84/'Combined scenario - input'!$D69),\"\")","v":""},{"$f":"IFERROR(IF(OR(G84=\"\",'Combined scenario - input'!$D69=\"\"),\"\",G84/'Combined scenario - input'!$D69),\"\")","v":""},{"$f":"IFERROR(IF(OR(H84=\"\",'Combined scenario - input'!$D69=\"\"),\"\",H84/'Combined scenario - input'!$D69),\"\")","v":""},{"$f":"IFERROR(IF(OR(I84=\"\",'Combined scenario - input'!$D69=\"\"),\"\",I84/'Combined scenario - input'!$D69),\"\")","v":""},{"$f":"IFERROR(IF(OR(J84=\"\",'Combined scenario - input'!$D69=\"\"),\"\",J84/'Combined scenario - input'!$D69),\"\")","v":""},{"$f":"IFERROR(IF(OR(K84=\"\",'Combined scenario - input'!$D69=\"\"),\"\",K84/'Combined scenario - input'!$D69),\"\")","v":""},{"$f":"IFERROR(IF(OR(L84=\"\",'Combined scenario - input'!$D69=\"\"),\"\",L84/'Combined scenario - input'!$D69),\"\")","v":""},{"$f":"IFERROR(IF(OR(M84=\"\",'Combined scenario - input'!$D69=\"\"),\"\",M84/'Combined scenario - input'!$D69),\"\")","v":""},{"$f":"IFERROR(IF(OR(N84=\"\",'Combined scenario - input'!$D69=\"\"),\"\",N84/'Combined scenario - input'!$D69),\"\")","v":""},{"$f":"IFERROR(IF(OR(O84=\"\",'Combined scenario - input'!$D69=\"\"),\"\",O84/'Combined scenario - input'!$D69),\"\")","v":""},{"$f":"IFERROR(IF(OR(P84=\"\",'Combined scenario - input'!$D69=\"\"),\"\",P84/'Combined scenario - input'!$D69),\"\")","v":""},{"$f":"IFERROR(IF(OR(Q84=\"\",'Combined scenario - input'!$D69=\"\"),\"\",Q84/'Combined scenario - input'!$D69),\"\")","v":""},{"$f":"IFERROR(IF(OR(R84=\"\",'Combined scenario - input'!$D69=\"\"),\"\",R84/'Combined scenario - input'!$D69),\"\")","v":""},{"$f":"IFERROR(IF(OR(S84=\"\",'Combined scenario - input'!$D69=\"\"),\"\",S84/'Combined scenario - input'!$D69),\"\")","v":""},{"$f":"IFERROR(IF(OR(T84=\"\",'Combined scenario - input'!$D69=\"\"),\"\",T84/'Combined scenario - input'!$D69),\"\")","v":""},{"$f":"IFERROR(IF(OR(U84=\"\",'Combined scenario - input'!$D69=\"\"),\"\",U84/'Combined scenario - input'!$D69),\"\")","v":""},{"$f":"IFERROR(IF(OR(V84=\"\",'Combined scenario - input'!$D69=\"\"),\"\",V84/'Combined scenario - input'!$D69),\"\")","v":""},{"$f":"IFERROR(IF(OR(W84=\"\",'Combined scenario - input'!$D69=\"\"),\"\",W84/'Combined scenario - input'!$D69),\"\")","v":""}]
[{"$f":"IFERROR('Combined scenario - input'!A70,\"\")","v":""},{"$f":"IFERROR('Combined scenario - input'!B70,\"\")","v":""},{"$f":"IFERROR('Combined scenario - input'!C70,\"\")","v":""},{"$f":"IFERROR(repcalc('Combined scenario - input'!$CV70:$GH70,'Combined scenario - input'!$G70,'Combined scenario - input'!$E70,'Combined scenario - input'!$F70,20,TRUE,TRUE),\"\")","v":""},"","","","","","","","","","","","","","","","","","","",{"$f":"IFERROR(IF(OR(D85=\"\",'Combined scenario - input'!$D70=\"\"),\"\",D85/'Combined scenario - input'!$D70),\"\")","v":""},{"$f":"IFERROR(IF(OR(E85=\"\",'Combined scenario - input'!$D70=\"\"),\"\",E85/'Combined scenario - input'!$D70),\"\")","v":""},{"$f":"IFERROR(IF(OR(F85=\"\",'Combined scenario - input'!$D70=\"\"),\"\",F85/'Combined scenario - input'!$D70),\"\")","v":""},{"$f":"IFERROR(IF(OR(G85=\"\",'Combined scenario - input'!$D70=\"\"),\"\",G85/'Combined scenario - input'!$D70),\"\")","v":""},{"$f":"IFERROR(IF(OR(H85=\"\",'Combined scenario - input'!$D70=\"\"),\"\",H85/'Combined scenario - input'!$D70),\"\")","v":""},{"$f":"IFERROR(IF(OR(I85=\"\",'Combined scenario - input'!$D70=\"\"),\"\",I85/'Combined scenario - input'!$D70),\"\")","v":""},{"$f":"IFERROR(IF(OR(J85=\"\",'Combined scenario - input'!$D70=\"\"),\"\",J85/'Combined scenario - input'!$D70),\"\")","v":""},{"$f":"IFERROR(IF(OR(K85=\"\",'Combined scenario - input'!$D70=\"\"),\"\",K85/'Combined scenario - input'!$D70),\"\")","v":""},{"$f":"IFERROR(IF(OR(L85=\"\",'Combined scenario - input'!$D70=\"\"),\"\",L85/'Combined scenario - input'!$D70),\"\")","v":""},{"$f":"IFERROR(IF(OR(M85=\"\",'Combined scenario - input'!$D70=\"\"),\"\",M85/'Combined scenario - input'!$D70),\"\")","v":""},{"$f":"IFERROR(IF(OR(N85=\"\",'Combined scenario - input'!$D70=\"\"),\"\",N85/'Combined scenario - input'!$D70),\"\")","v":""},{"$f":"IFERROR(IF(OR(O85=\"\",'Combined scenario - input'!$D70=\"\"),\"\",O85/'Combined scenario - input'!$D70),\"\")","v":""},{"$f":"IFERROR(IF(OR(P85=\"\",'Combined scenario - input'!$D70=\"\"),\"\",P85/'Combined scenario - input'!$D70),\"\")","v":""},{"$f":"IFERROR(IF(OR(Q85=\"\",'Combined scenario - input'!$D70=\"\"),\"\",Q85/'Combined scenario - input'!$D70),\"\")","v":""},{"$f":"IFERROR(IF(OR(R85=\"\",'Combined scenario - input'!$D70=\"\"),\"\",R85/'Combined scenario - input'!$D70),\"\")","v":""},{"$f":"IFERROR(IF(OR(S85=\"\",'Combined scenario - input'!$D70=\"\"),\"\",S85/'Combined scenario - input'!$D70),\"\")","v":""},{"$f":"IFERROR(IF(OR(T85=\"\",'Combined scenario - input'!$D70=\"\"),\"\",T85/'Combined scenario - input'!$D70),\"\")","v":""},{"$f":"IFERROR(IF(OR(U85=\"\",'Combined scenario - input'!$D70=\"\"),\"\",U85/'Combined scenario - input'!$D70),\"\")","v":""},{"$f":"IFERROR(IF(OR(V85=\"\",'Combined scenario - input'!$D70=\"\"),\"\",V85/'Combined scenario - input'!$D70),\"\")","v":""},{"$f":"IFERROR(IF(OR(W85=\"\",'Combined scenario - input'!$D70=\"\"),\"\",W85/'Combined scenario - input'!$D70),\"\")","v":""}]
[{"$f":"IFERROR('Combined scenario - input'!A71,\"\")","v":""},{"$f":"IFERROR('Combined scenario - input'!B71,\"\")","v":""},{"$f":"IFERROR('Combined scenario - input'!C71,\"\")","v":""},{"$f":"IFERROR(repcalc('Combined scenario - input'!$CV71:$GH71,'Combined scenario - input'!$G71,'Combined scenario - input'!$E71,'Combined scenario - input'!$F71,20,TRUE,TRUE),\"\")","v":""},"","","","","","","","","","","","","","","","","","","",{"$f":"IFERROR(IF(OR(D86=\"\",'Combined scenario - input'!$D71=\"\"),\"\",D86/'Combined scenario - input'!$D71),\"\")","v":""},{"$f":"IFERROR(IF(OR(E86=\"\",'Combined scenario - input'!$D71=\"\"),\"\",E86/'Combined scenario - input'!$D71),\"\")","v":""},{"$f":"IFERROR(IF(OR(F86=\"\",'Combined scenario - input'!$D71=\"\"),\"\",F86/'Combined scenario - input'!$D71),\"\")","v":""},{"$f":"IFERROR(IF(OR(G86=\"\",'Combined scenario - input'!$D71=\"\"),\"\",G86/'Combined scenario - input'!$D71),\"\")","v":""},{"$f":"IFERROR(IF(OR(H86=\"\",'Combined scenario - input'!$D71=\"\"),\"\",H86/'Combined scenario - input'!$D71),\"\")","v":""},{"$f":"IFERROR(IF(OR(I86=\"\",'Combined scenario - input'!$D71=\"\"),\"\",I86/'Combined scenario - input'!$D71),\"\")","v":""},{"$f":"IFERROR(IF(OR(J86=\"\",'Combined scenario - input'!$D71=\"\"),\"\",J86/'Combined scenario - input'!$D71),\"\")","v":""},{"$f":"IFERROR(IF(OR(K86=\"\",'Combined scenario - input'!$D71=\"\"),\"\",K86/'Combined scenario - input'!$D71),\"\")","v":""},{"$f":"IFERROR(IF(OR(L86=\"\",'Combined scenario - input'!$D71=\"\"),\"\",L86/'Combined scenario - input'!$D71),\"\")","v":""},{"$f":"IFERROR(IF(OR(M86=\"\",'Combined scenario - input'!$D71=\"\"),\"\",M86/'Combined scenario - input'!$D71),\"\")","v":""},{"$f":"IFERROR(IF(OR(N86=\"\",'Combined scenario - input'!$D71=\"\"),\"\",N86/'Combined scenario - input'!$D71),\"\")","v":""},{"$f":"IFERROR(IF(OR(O86=\"\",'Combined scenario - input'!$D71=\"\"),\"\",O86/'Combined scenario - input'!$D71),\"\")","v":""},{"$f":"IFERROR(IF(OR(P86=\"\",'Combined scenario - input'!$D71=\"\"),\"\",P86/'Combined scenario - input'!$D71),\"\")","v":""},{"$f":"IFERROR(IF(OR(Q86=\"\",'Combined scenario - input'!$D71=\"\"),\"\",Q86/'Combined scenario - input'!$D71),\"\")","v":""},{"$f":"IFERROR(IF(OR(R86=\"\",'Combined scenario - input'!$D71=\"\"),\"\",R86/'Combined scenario - input'!$D71),\"\")","v":""},{"$f":"IFERROR(IF(OR(S86=\"\",'Combined scenario - input'!$D71=\"\"),\"\",S86/'Combined scenario - input'!$D71),\"\")","v":""},{"$f":"IFERROR(IF(OR(T86=\"\",'Combined scenario - input'!$D71=\"\"),\"\",T86/'Combined scenario - input'!$D71),\"\")","v":""},{"$f":"IFERROR(IF(OR(U86=\"\",'Combined scenario - input'!$D71=\"\"),\"\",U86/'Combined scenario - input'!$D71),\"\")","v":""},{"$f":"IFERROR(IF(OR(V86=\"\",'Combined scenario - input'!$D71=\"\"),\"\",V86/'Combined scenario - input'!$D71),\"\")","v":""},{"$f":"IFERROR(IF(OR(W86=\"\",'Combined scenario - input'!$D71=\"\"),\"\",W86/'Combined scenario - input'!$D71),\"\")","v":""}]
[{"$f":"IFERROR('Combined scenario - input'!A72,\"\")","v":""},{"$f":"IFERROR('Combined scenario - input'!B72,\"\")","v":""},{"$f":"IFERROR('Combined scenario - input'!C72,\"\")","v":""},{"$f":"IFERROR(repcalc('Combined scenario - input'!$CV72:$GH72,'Combined scenario - input'!$G72,'Combined scenario - input'!$E72,'Combined scenario - input'!$F72,20,TRUE,TRUE),\"\")","v":""},"","","","","","","","","","","","","","","","","","","",{"$f":"IFERROR(IF(OR(D87=\"\",'Combined scenario - input'!$D72=\"\"),\"\",D87/'Combined scenario - input'!$D72),\"\")","v":""},{"$f":"IFERROR(IF(OR(E87=\"\",'Combined scenario - input'!$D72=\"\"),\"\",E87/'Combined scenario - input'!$D72),\"\")","v":""},{"$f":"IFERROR(IF(OR(F87=\"\",'Combined scenario - input'!$D72=\"\"),\"\",F87/'Combined scenario - input'!$D72),\"\")","v":""},{"$f":"IFERROR(IF(OR(G87=\"\",'Combined scenario - input'!$D72=\"\"),\"\",G87/'Combined scenario - input'!$D72),\"\")","v":""},{"$f":"IFERROR(IF(OR(H87=\"\",'Combined scenario - input'!$D72=\"\"),\"\",H87/'Combined scenario - input'!$D72),\"\")","v":""},{"$f":"IFERROR(IF(OR(I87=\"\",'Combined scenario - input'!$D72=\"\"),\"\",I87/'Combined scenario - input'!$D72),\"\")","v":""},{"$f":"IFERROR(IF(OR(J87=\"\",'Combined scenario - input'!$D72=\"\"),\"\",J87/'Combined scenario - input'!$D72),\"\")","v":""},{"$f":"IFERROR(IF(OR(K87=\"\",'Combined scenario - input'!$D72=\"\"),\"\",K87/'Combined scenario - input'!$D72),\"\")","v":""},{"$f":"IFERROR(IF(OR(L87=\"\",'Combined scenario - input'!$D72=\"\"),\"\",L87/'Combined scenario - input'!$D72),\"\")","v":""},{"$f":"IFERROR(IF(OR(M87=\"\",'Combined scenario - input'!$D72=\"\"),\"\",M87/'Combined scenario - input'!$D72),\"\")","v":""},{"$f":"IFERROR(IF(OR(N87=\"\",'Combined scenario - input'!$D72=\"\"),\"\",N87/'Combined scenario - input'!$D72),\"\")","v":""},{"$f":"IFERROR(IF(OR(O87=\"\",'Combined scenario - input'!$D72=\"\"),\"\",O87/'Combined scenario - input'!$D72),\"\")","v":""},{"$f":"IFERROR(IF(OR(P87=\"\",'Combined scenario - input'!$D72=\"\"),\"\",P87/'Combined scenario - input'!$D72),\"\")","v":""},{"$f":"IFERROR(IF(OR(Q87=\"\",'Combined scenario - input'!$D72=\"\"),\"\",Q87/'Combined scenario - input'!$D72),\"\")","v":""},{"$f":"IFERROR(IF(OR(R87=\"\",'Combined scenario - input'!$D72=\"\"),\"\",R87/'Combined scenario - input'!$D72),\"\")","v":""},{"$f":"IFERROR(IF(OR(S87=\"\",'Combined scenario - input'!$D72=\"\"),\"\",S87/'Combined scenario - input'!$D72),\"\")","v":""},{"$f":"IFERROR(IF(OR(T87=\"\",'Combined scenario - input'!$D72=\"\"),\"\",T87/'Combined scenario - input'!$D72),\"\")","v":""},{"$f":"IFERROR(IF(OR(U87=\"\",'Combined scenario - input'!$D72=\"\"),\"\",U87/'Combined scenario - input'!$D72),\"\")","v":""},{"$f":"IFERROR(IF(OR(V87=\"\",'Combined scenario - input'!$D72=\"\"),\"\",V87/'Combined scenario - input'!$D72),\"\")","v":""},{"$f":"IFERROR(IF(OR(W87=\"\",'Combined scenario - input'!$D72=\"\"),\"\",W87/'Combined scenario - input'!$D72),\"\")","v":""}]
[{"$f":"IFERROR('Combined scenario - input'!A73,\"\")","v":""},{"$f":"IFERROR('Combined scenario - input'!B73,\"\")","v":""},{"$f":"IFERROR('Combined scenario - input'!C73,\"\")","v":""},{"$f":"IFERROR(repcalc('Combined scenario - input'!$CV73:$GH73,'Combined scenario - input'!$G73,'Combined scenario - input'!$E73,'Combined scenario - input'!$F73,20,TRUE,TRUE),\"\")","v":""},"","","","","","","","","","","","","","","","","","","",{"$f":"IFERROR(IF(OR(D88=\"\",'Combined scenario - input'!$D73=\"\"),\"\",D88/'Combined scenario - input'!$D73),\"\")","v":""},{"$f":"IFERROR(IF(OR(E88=\"\",'Combined scenario - input'!$D73=\"\"),\"\",E88/'Combined scenario - input'!$D73),\"\")","v":""},{"$f":"IFERROR(IF(OR(F88=\"\",'Combined scenario - input'!$D73=\"\"),\"\",F88/'Combined scenario - input'!$D73),\"\")","v":""},{"$f":"IFERROR(IF(OR(G88=\"\",'Combined scenario - input'!$D73=\"\"),\"\",G88/'Combined scenario - input'!$D73),\"\")","v":""},{"$f":"IFERROR(IF(OR(H88=\"\",'Combined scenario - input'!$D73=\"\"),\"\",H88/'Combined scenario - input'!$D73),\"\")","v":""},{"$f":"IFERROR(IF(OR(I88=\"\",'Combined scenario - input'!$D73=\"\"),\"\",I88/'Combined scenario - input'!$D73),\"\")","v":""},{"$f":"IFERROR(IF(OR(J88=\"\",'Combined scenario - input'!$D73=\"\"),\"\",J88/'Combined scenario - input'!$D73),\"\")","v":""},{"$f":"IFERROR(IF(OR(K88=\"\",'Combined scenario - input'!$D73=\"\"),\"\",K88/'Combined scenario - input'!$D73),\"\")","v":""},{"$f":"IFERROR(IF(OR(L88=\"\",'Combined scenario - input'!$D73=\"\"),\"\",L88/'Combined scenario - input'!$D73),\"\")","v":""},{"$f":"IFERROR(IF(OR(M88=\"\",'Combined scenario - input'!$D73=\"\"),\"\",M88/'Combined scenario - input'!$D73),\"\")","v":""},{"$f":"IFERROR(IF(OR(N88=\"\",'Combined scenario - input'!$D73=\"\"),\"\",N88/'Combined scenario - input'!$D73),\"\")","v":""},{"$f":"IFERROR(IF(OR(O88=\"\",'Combined scenario - input'!$D73=\"\"),\"\",O88/'Combined scenario - input'!$D73),\"\")","v":""},{"$f":"IFERROR(IF(OR(P88=\"\",'Combined scenario - input'!$D73=\"\"),\"\",P88/'Combined scenario - input'!$D73),\"\")","v":""},{"$f":"IFERROR(IF(OR(Q88=\"\",'Combined scenario - input'!$D73=\"\"),\"\",Q88/'Combined scenario - input'!$D73),\"\")","v":""},{"$f":"IFERROR(IF(OR(R88=\"\",'Combined scenario - input'!$D73=\"\"),\"\",R88/'Combined scenario - input'!$D73),\"\")","v":""},{"$f":"IFERROR(IF(OR(S88=\"\",'Combined scenario - input'!$D73=\"\"),\"\",S88/'Combined scenario - input'!$D73),\"\")","v":""},{"$f":"IFERROR(IF(OR(T88=\"\",'Combined scenario - input'!$D73=\"\"),\"\",T88/'Combined scenario - input'!$D73),\"\")","v":""},{"$f":"IFERROR(IF(OR(U88=\"\",'Combined scenario - input'!$D73=\"\"),\"\",U88/'Combined scenario - input'!$D73),\"\")","v":""},{"$f":"IFERROR(IF(OR(V88=\"\",'Combined scenario - input'!$D73=\"\"),\"\",V88/'Combined scenario - input'!$D73),\"\")","v":""},{"$f":"IFERROR(IF(OR(W88=\"\",'Combined scenario - input'!$D73=\"\"),\"\",W88/'Combined scenario - input'!$D73),\"\")","v":""}]
[{"$f":"IFERROR('Combined scenario - input'!A74,\"\")","v":""},{"$f":"IFERROR('Combined scenario - input'!B74,\"\")","v":""},{"$f":"IFERROR('Combined scenario - input'!C74,\"\")","v":""},{"$f":"IFERROR(repcalc('Combined scenario - input'!$CV74:$GH74,'Combined scenario - input'!$G74,'Combined scenario - input'!$E74,'Combined scenario - input'!$F74,20,TRUE,TRUE),\"\")","v":""},"","","","","","","","","","","","","","","","","","","",{"$f":"IFERROR(IF(OR(D89=\"\",'Combined scenario - input'!$D74=\"\"),\"\",D89/'Combined scenario - input'!$D74),\"\")","v":""},{"$f":"IFERROR(IF(OR(E89=\"\",'Combined scenario - input'!$D74=\"\"),\"\",E89/'Combined scenario - input'!$D74),\"\")","v":""},{"$f":"IFERROR(IF(OR(F89=\"\",'Combined scenario - input'!$D74=\"\"),\"\",F89/'Combined scenario - input'!$D74),\"\")","v":""},{"$f":"IFERROR(IF(OR(G89=\"\",'Combined scenario - input'!$D74=\"\"),\"\",G89/'Combined scenario - input'!$D74),\"\")","v":""},{"$f":"IFERROR(IF(OR(H89=\"\",'Combined scenario - input'!$D74=\"\"),\"\",H89/'Combined scenario - input'!$D74),\"\")","v":""},{"$f":"IFERROR(IF(OR(I89=\"\",'Combined scenario - input'!$D74=\"\"),\"\",I89/'Combined scenario - input'!$D74),\"\")","v":""},{"$f":"IFERROR(IF(OR(J89=\"\",'Combined scenario - input'!$D74=\"\"),\"\",J89/'Combined scenario - input'!$D74),\"\")","v":""},{"$f":"IFERROR(IF(OR(K89=\"\",'Combined scenario - input'!$D74=\"\"),\"\",K89/'Combined scenario - input'!$D74),\"\")","v":""},{"$f":"IFERROR(IF(OR(L89=\"\",'Combined scenario - input'!$D74=\"\"),\"\",L89/'Combined scenario - input'!$D74),\"\")","v":""},{"$f":"IFERROR(IF(OR(M89=\"\",'Combined scenario - input'!$D74=\"\"),\"\",M89/'Combined scenario - input'!$D74),\"\")","v":""},{"$f":"IFERROR(IF(OR(N89=\"\",'Combined scenario - input'!$D74=\"\"),\"\",N89/'Combined scenario - input'!$D74),\"\")","v":""},{"$f":"IFERROR(IF(OR(O89=\"\",'Combined scenario - input'!$D74=\"\"),\"\",O89/'Combined scenario - input'!$D74),\"\")","v":""},{"$f":"IFERROR(IF(OR(P89=\"\",'Combined scenario - input'!$D74=\"\"),\"\",P89/'Combined scenario - input'!$D74),\"\")","v":""},{"$f":"IFERROR(IF(OR(Q89=\"\",'Combined scenario - input'!$D74=\"\"),\"\",Q89/'Combined scenario - input'!$D74),\"\")","v":""},{"$f":"IFERROR(IF(OR(R89=\"\",'Combined scenario - input'!$D74=\"\"),\"\",R89/'Combined scenario - input'!$D74),\"\")","v":""},{"$f":"IFERROR(IF(OR(S89=\"\",'Combined scenario - input'!$D74=\"\"),\"\",S89/'Combined scenario - input'!$D74),\"\")","v":""},{"$f":"IFERROR(IF(OR(T89=\"\",'Combined scenario - input'!$D74=\"\"),\"\",T89/'Combined scenario - input'!$D74),\"\")","v":""},{"$f":"IFERROR(IF(OR(U89=\"\",'Combined scenario - input'!$D74=\"\"),\"\",U89/'Combined scenario - input'!$D74),\"\")","v":""},{"$f":"IFERROR(IF(OR(V89=\"\",'Combined scenario - input'!$D74=\"\"),\"\",V89/'Combined scenario - input'!$D74),\"\")","v":""},{"$f":"IFERROR(IF(OR(W89=\"\",'Combined scenario - input'!$D74=\"\"),\"\",W89/'Combined scenario - input'!$D74),\"\")","v":""}]
[{"$f":"IFERROR('Combined scenario - input'!A75,\"\")","v":""},{"$f":"IFERROR('Combined scenario - input'!B75,\"\")","v":""},{"$f":"IFERROR('Combined scenario - input'!C75,\"\")","v":""},{"$f":"IFERROR(repcalc('Combined scenario - input'!$CV75:$GH75,'Combined scenario - input'!$G75,'Combined scenario - input'!$E75,'Combined scenario - input'!$F75,20,TRUE,TRUE),\"\")","v":""},"","","","","","","","","","","","","","","","","","","",{"$f":"IFERROR(IF(OR(D90=\"\",'Combined scenario - input'!$D75=\"\"),\"\",D90/'Combined scenario - input'!$D75),\"\")","v":""},{"$f":"IFERROR(IF(OR(E90=\"\",'Combined scenario - input'!$D75=\"\"),\"\",E90/'Combined scenario - input'!$D75),\"\")","v":""},{"$f":"IFERROR(IF(OR(F90=\"\",'Combined scenario - input'!$D75=\"\"),\"\",F90/'Combined scenario - input'!$D75),\"\")","v":""},{"$f":"IFERROR(IF(OR(G90=\"\",'Combined scenario - input'!$D75=\"\"),\"\",G90/'Combined scenario - input'!$D75),\"\")","v":""},{"$f":"IFERROR(IF(OR(H90=\"\",'Combined scenario - input'!$D75=\"\"),\"\",H90/'Combined scenario - input'!$D75),\"\")","v":""},{"$f":"IFERROR(IF(OR(I90=\"\",'Combined scenario - input'!$D75=\"\"),\"\",I90/'Combined scenario - input'!$D75),\"\")","v":""},{"$f":"IFERROR(IF(OR(J90=\"\",'Combined scenario - input'!$D75=\"\"),\"\",J90/'Combined scenario - input'!$D75),\"\")","v":""},{"$f":"IFERROR(IF(OR(K90=\"\",'Combined scenario - input'!$D75=\"\"),\"\",K90/'Combined scenario - input'!$D75),\"\")","v":""},{"$f":"IFERROR(IF(OR(L90=\"\",'Combined scenario - input'!$D75=\"\"),\"\",L90/'Combined scenario - input'!$D75),\"\")","v":""},{"$f":"IFERROR(IF(OR(M90=\"\",'Combined scenario - input'!$D75=\"\"),\"\",M90/'Combined scenario - input'!$D75),\"\")","v":""},{"$f":"IFERROR(IF(OR(N90=\"\",'Combined scenario - input'!$D75=\"\"),\"\",N90/'Combined scenario - input'!$D75),\"\")","v":""},{"$f":"IFERROR(IF(OR(O90=\"\",'Combined scenario - input'!$D75=\"\"),\"\",O90/'Combined scenario - input'!$D75),\"\")","v":""},{"$f":"IFERROR(IF(OR(P90=\"\",'Combined scenario - input'!$D75=\"\"),\"\",P90/'Combined scenario - input'!$D75),\"\")","v":""},{"$f":"IFERROR(IF(OR(Q90=\"\",'Combined scenario - input'!$D75=\"\"),\"\",Q90/'Combined scenario - input'!$D75),\"\")","v":""},{"$f":"IFERROR(IF(OR(R90=\"\",'Combined scenario - input'!$D75=\"\"),\"\",R90/'Combined scenario - input'!$D75),\"\")","v":""},{"$f":"IFERROR(IF(OR(S90=\"\",'Combined scenario - input'!$D75=\"\"),\"\",S90/'Combined scenario - input'!$D75),\"\")","v":""},{"$f":"IFERROR(IF(OR(T90=\"\",'Combined scenario - input'!$D75=\"\"),\"\",T90/'Combined scenario - input'!$D75),\"\")","v":""},{"$f":"IFERROR(IF(OR(U90=\"\",'Combined scenario - input'!$D75=\"\"),\"\",U90/'Combined scenario - input'!$D75),\"\")","v":""},{"$f":"IFERROR(IF(OR(V90=\"\",'Combined scenario - input'!$D75=\"\"),\"\",V90/'Combined scenario - input'!$D75),\"\")","v":""},{"$f":"IFERROR(IF(OR(W90=\"\",'Combined scenario - input'!$D75=\"\"),\"\",W90/'Combined scenario - input'!$D75),\"\")","v":""}]
[{"$f":"IFERROR('Combined scenario - input'!A76,\"\")","v":""},{"$f":"IFERROR('Combined scenario - input'!B76,\"\")","v":""},{"$f":"IFERROR('Combined scenario - input'!C76,\"\")","v":""},{"$f":"IFERROR(repcalc('Combined scenario - input'!$CV76:$GH76,'Combined scenario - input'!$G76,'Combined scenario - input'!$E76,'Combined scenario - input'!$F76,20,TRUE,TRUE),\"\")","v":""},"","","","","","","","","","","","","","","","","","","",{"$f":"IFERROR(IF(OR(D91=\"\",'Combined scenario - input'!$D76=\"\"),\"\",D91/'Combined scenario - input'!$D76),\"\")","v":""},{"$f":"IFERROR(IF(OR(E91=\"\",'Combined scenario - input'!$D76=\"\"),\"\",E91/'Combined scenario - input'!$D76),\"\")","v":""},{"$f":"IFERROR(IF(OR(F91=\"\",'Combined scenario - input'!$D76=\"\"),\"\",F91/'Combined scenario - input'!$D76),\"\")","v":""},{"$f":"IFERROR(IF(OR(G91=\"\",'Combined scenario - input'!$D76=\"\"),\"\",G91/'Combined scenario - input'!$D76),\"\")","v":""},{"$f":"IFERROR(IF(OR(H91=\"\",'Combined scenario - input'!$D76=\"\"),\"\",H91/'Combined scenario - input'!$D76),\"\")","v":""},{"$f":"IFERROR(IF(OR(I91=\"\",'Combined scenario - input'!$D76=\"\"),\"\",I91/'Combined scenario - input'!$D76),\"\")","v":""},{"$f":"IFERROR(IF(OR(J91=\"\",'Combined scenario - input'!$D76=\"\"),\"\",J91/'Combined scenario - input'!$D76),\"\")","v":""},{"$f":"IFERROR(IF(OR(K91=\"\",'Combined scenario - input'!$D76=\"\"),\"\",K91/'Combined scenario - input'!$D76),\"\")","v":""},{"$f":"IFERROR(IF(OR(L91=\"\",'Combined scenario - input'!$D76=\"\"),\"\",L91/'Combined scenario - input'!$D76),\"\")","v":""},{"$f":"IFERROR(IF(OR(M91=\"\",'Combined scenario - input'!$D76=\"\"),\"\",M91/'Combined scenario - input'!$D76),\"\")","v":""},{"$f":"IFERROR(IF(OR(N91=\"\",'Combined scenario - input'!$D76=\"\"),\"\",N91/'Combined scenario - input'!$D76),\"\")","v":""},{"$f":"IFERROR(IF(OR(O91=\"\",'Combined scenario - input'!$D76=\"\"),\"\",O91/'Combined scenario - input'!$D76),\"\")","v":""},{"$f":"IFERROR(IF(OR(P91=\"\",'Combined scenario - input'!$D76=\"\"),\"\",P91/'Combined scenario - input'!$D76),\"\")","v":""},{"$f":"IFERROR(IF(OR(Q91=\"\",'Combined scenario - input'!$D76=\"\"),\"\",Q91/'Combined scenario - input'!$D76),\"\")","v":""},{"$f":"IFERROR(IF(OR(R91=\"\",'Combined scenario - input'!$D76=\"\"),\"\",R91/'Combined scenario - input'!$D76),\"\")","v":""},{"$f":"IFERROR(IF(OR(S91=\"\",'Combined scenario - input'!$D76=\"\"),\"\",S91/'Combined scenario - input'!$D76),\"\")","v":""},{"$f":"IFERROR(IF(OR(T91=\"\",'Combined scenario - input'!$D76=\"\"),\"\",T91/'Combined scenario - input'!$D76),\"\")","v":""},{"$f":"IFERROR(IF(OR(U91=\"\",'Combined scenario - input'!$D76=\"\"),\"\",U91/'Combined scenario - input'!$D76),\"\")","v":""},{"$f":"IFERROR(IF(OR(V91=\"\",'Combined scenario - input'!$D76=\"\"),\"\",V91/'Combined scenario - input'!$D76),\"\")","v":""},{"$f":"IFERROR(IF(OR(W91=\"\",'Combined scenario - input'!$D76=\"\"),\"\",W91/'Combined scenario - input'!$D76),\"\")","v":""}]
[{"$f":"IFERROR('Combined scenario - input'!A77,\"\")","v":""},{"$f":"IFERROR('Combined scenario - input'!B77,\"\")","v":""},{"$f":"IFERROR('Combined scenario - input'!C77,\"\")","v":""},{"$f":"IFERROR(repcalc('Combined scenario - input'!$CV77:$GH77,'Combined scenario - input'!$G77,'Combined scenario - input'!$E77,'Combined scenario - input'!$F77,20,TRUE,TRUE),\"\")","v":""},"","","","","","","","","","","","","","","","","","","",{"$f":"IFERROR(IF(OR(D92=\"\",'Combined scenario - input'!$D77=\"\"),\"\",D92/'Combined scenario - input'!$D77),\"\")","v":""},{"$f":"IFERROR(IF(OR(E92=\"\",'Combined scenario - input'!$D77=\"\"),\"\",E92/'Combined scenario - input'!$D77),\"\")","v":""},{"$f":"IFERROR(IF(OR(F92=\"\",'Combined scenario - input'!$D77=\"\"),\"\",F92/'Combined scenario - input'!$D77),\"\")","v":""},{"$f":"IFERROR(IF(OR(G92=\"\",'Combined scenario - input'!$D77=\"\"),\"\",G92/'Combined scenario - input'!$D77),\"\")","v":""},{"$f":"IFERROR(IF(OR(H92=\"\",'Combined scenario - input'!$D77=\"\"),\"\",H92/'Combined scenario - input'!$D77),\"\")","v":""},{"$f":"IFERROR(IF(OR(I92=\"\",'Combined scenario - input'!$D77=\"\"),\"\",I92/'Combined scenario - input'!$D77),\"\")","v":""},{"$f":"IFERROR(IF(OR(J92=\"\",'Combined scenario - input'!$D77=\"\"),\"\",J92/'Combined scenario - input'!$D77),\"\")","v":""},{"$f":"IFERROR(IF(OR(K92=\"\",'Combined scenario - input'!$D77=\"\"),\"\",K92/'Combined scenario - input'!$D77),\"\")","v":""},{"$f":"IFERROR(IF(OR(L92=\"\",'Combined scenario - input'!$D77=\"\"),\"\",L92/'Combined scenario - input'!$D77),\"\")","v":""},{"$f":"IFERROR(IF(OR(M92=\"\",'Combined scenario - input'!$D77=\"\"),\"\",M92/'Combined scenario - input'!$D77),\"\")","v":""},{"$f":"IFERROR(IF(OR(N92=\"\",'Combined scenario - input'!$D77=\"\"),\"\",N92/'Combined scenario - input'!$D77),\"\")","v":""},{"$f":"IFERROR(IF(OR(O92=\"\",'Combined scenario - input'!$D77=\"\"),\"\",O92/'Combined scenario - input'!$D77),\"\")","v":""},{"$f":"IFERROR(IF(OR(P92=\"\",'Combined scenario - input'!$D77=\"\"),\"\",P92/'Combined scenario - input'!$D77),\"\")","v":""},{"$f":"IFERROR(IF(OR(Q92=\"\",'Combined scenario - input'!$D77=\"\"),\"\",Q92/'Combined scenario - input'!$D77),\"\")","v":""},{"$f":"IFERROR(IF(OR(R92=\"\",'Combined scenario - input'!$D77=\"\"),\"\",R92/'Combined scenario - input'!$D77),\"\")","v":""},{"$f":"IFERROR(IF(OR(S92=\"\",'Combined scenario - input'!$D77=\"\"),\"\",S92/'Combined scenario - input'!$D77),\"\")","v":""},{"$f":"IFERROR(IF(OR(T92=\"\",'Combined scenario - input'!$D77=\"\"),\"\",T92/'Combined scenario - input'!$D77),\"\")","v":""},{"$f":"IFERROR(IF(OR(U92=\"\",'Combined scenario - input'!$D77=\"\"),\"\",U92/'Combined scenario - input'!$D77),\"\")","v":""},{"$f":"IFERROR(IF(OR(V92=\"\",'Combined scenario - input'!$D77=\"\"),\"\",V92/'Combined scenario - input'!$D77),\"\")","v":""},{"$f":"IFERROR(IF(OR(W92=\"\",'Combined scenario - input'!$D77=\"\"),\"\",W92/'Combined scenario - input'!$D77),\"\")","v":""}]
[{"$f":"IFERROR('Combined scenario - input'!A78,\"\")","v":""},{"$f":"IFERROR('Combined scenario - input'!B78,\"\")","v":""},{"$f":"IFERROR('Combined scenario - input'!C78,\"\")","v":""},{"$f":"IFERROR(repcalc('Combined scenario - input'!$CV78:$GH78,'Combined scenario - input'!$G78,'Combined scenario - input'!$E78,'Combined scenario - input'!$F78,20,TRUE,TRUE),\"\")","v":""},"","","","","","","","","","","","","","","","","","","",{"$f":"IFERROR(IF(OR(D93=\"\",'Combined scenario - input'!$D78=\"\"),\"\",D93/'Combined scenario - input'!$D78),\"\")","v":""},{"$f":"IFERROR(IF(OR(E93=\"\",'Combined scenario - input'!$D78=\"\"),\"\",E93/'Combined scenario - input'!$D78),\"\")","v":""},{"$f":"IFERROR(IF(OR(F93=\"\",'Combined scenario - input'!$D78=\"\"),\"\",F93/'Combined scenario - input'!$D78),\"\")","v":""},{"$f":"IFERROR(IF(OR(G93=\"\",'Combined scenario - input'!$D78=\"\"),\"\",G93/'Combined scenario - input'!$D78),\"\")","v":""},{"$f":"IFERROR(IF(OR(H93=\"\",'Combined scenario - input'!$D78=\"\"),\"\",H93/'Combined scenario - input'!$D78),\"\")","v":""},{"$f":"IFERROR(IF(OR(I93=\"\",'Combined scenario - input'!$D78=\"\"),\"\",I93/'Combined scenario - input'!$D78),\"\")","v":""},{"$f":"IFERROR(IF(OR(J93=\"\",'Combined scenario - input'!$D78=\"\"),\"\",J93/'Combined scenario - input'!$D78),\"\")","v":""},{"$f":"IFERROR(IF(OR(K93=\"\",'Combined scenario - input'!$D78=\"\"),\"\",K93/'Combined scenario - input'!$D78),\"\")","v":""},{"$f":"IFERROR(IF(OR(L93=\"\",'Combined scenario - input'!$D78=\"\"),\"\",L93/'Combined scenario - input'!$D78),\"\")","v":""},{"$f":"IFERROR(IF(OR(M93=\"\",'Combined scenario - input'!$D78=\"\"),\"\",M93/'Combined scenario - input'!$D78),\"\")","v":""},{"$f":"IFERROR(IF(OR(N93=\"\",'Combined scenario - input'!$D78=\"\"),\"\",N93/'Combined scenario - input'!$D78),\"\")","v":""},{"$f":"IFERROR(IF(OR(O93=\"\",'Combined scenario - input'!$D78=\"\"),\"\",O93/'Combined scenario - input'!$D78),\"\")","v":""},{"$f":"IFERROR(IF(OR(P93=\"\",'Combined scenario - input'!$D78=\"\"),\"\",P93/'Combined scenario - input'!$D78),\"\")","v":""},{"$f":"IFERROR(IF(OR(Q93=\"\",'Combined scenario - input'!$D78=\"\"),\"\",Q93/'Combined scenario - input'!$D78),\"\")","v":""},{"$f":"IFERROR(IF(OR(R93=\"\",'Combined scenario - input'!$D78=\"\"),\"\",R93/'Combined scenario - input'!$D78),\"\")","v":""},{"$f":"IFERROR(IF(OR(S93=\"\",'Combined scenario - input'!$D78=\"\"),\"\",S93/'Combined scenario - input'!$D78),\"\")","v":""},{"$f":"IFERROR(IF(OR(T93=\"\",'Combined scenario - input'!$D78=\"\"),\"\",T93/'Combined scenario - input'!$D78),\"\")","v":""},{"$f":"IFERROR(IF(OR(U93=\"\",'Combined scenario - input'!$D78=\"\"),\"\",U93/'Combined scenario - input'!$D78),\"\")","v":""},{"$f":"IFERROR(IF(OR(V93=\"\",'Combined scenario - input'!$D78=\"\"),\"\",V93/'Combined scenario - input'!$D78),\"\")","v":""},{"$f":"IFERROR(IF(OR(W93=\"\",'Combined scenario - input'!$D78=\"\"),\"\",W93/'Combined scenario - input'!$D78),\"\")","v":""}]
[{"$f":"IFERROR('Combined scenario - input'!A79,\"\")","v":""},{"$f":"IFERROR('Combined scenario - input'!B79,\"\")","v":""},{"$f":"IFERROR('Combined scenario - input'!C79,\"\")","v":""},{"$f":"IFERROR(repcalc('Combined scenario - input'!$CV79:$GH79,'Combined scenario - input'!$G79,'Combined scenario - input'!$E79,'Combined scenario - input'!$F79,20,TRUE,TRUE),\"\")","v":""},"","","","","","","","","","","","","","","","","","","",{"$f":"IFERROR(IF(OR(D94=\"\",'Combined scenario - input'!$D79=\"\"),\"\",D94/'Combined scenario - input'!$D79),\"\")","v":""},{"$f":"IFERROR(IF(OR(E94=\"\",'Combined scenario - input'!$D79=\"\"),\"\",E94/'Combined scenario - input'!$D79),\"\")","v":""},{"$f":"IFERROR(IF(OR(F94=\"\",'Combined scenario - input'!$D79=\"\"),\"\",F94/'Combined scenario - input'!$D79),\"\")","v":""},{"$f":"IFERROR(IF(OR(G94=\"\",'Combined scenario - input'!$D79=\"\"),\"\",G94/'Combined scenario - input'!$D79),\"\")","v":""},{"$f":"IFERROR(IF(OR(H94=\"\",'Combined scenario - input'!$D79=\"\"),\"\",H94/'Combined scenario - input'!$D79),\"\")","v":""},{"$f":"IFERROR(IF(OR(I94=\"\",'Combined scenario - input'!$D79=\"\"),\"\",I94/'Combined scenario - input'!$D79),\"\")","v":""},{"$f":"IFERROR(IF(OR(J94=\"\",'Combined scenario - input'!$D79=\"\"),\"\",J94/'Combined scenario - input'!$D79),\"\")","v":""},{"$f":"IFERROR(IF(OR(K94=\"\",'Combined scenario - input'!$D79=\"\"),\"\",K94/'Combined scenario - input'!$D79),\"\")","v":""},{"$f":"IFERROR(IF(OR(L94=\"\",'Combined scenario - input'!$D79=\"\"),\"\",L94/'Combined scenario - input'!$D79),\"\")","v":""},{"$f":"IFERROR(IF(OR(M94=\"\",'Combined scenario - input'!$D79=\"\"),\"\",M94/'Combined scenario - input'!$D79),\"\")","v":""},{"$f":"IFERROR(IF(OR(N94=\"\",'Combined scenario - input'!$D79=\"\"),\"\",N94/'Combined scenario - input'!$D79),\"\")","v":""},{"$f":"IFERROR(IF(OR(O94=\"\",'Combined scenario - input'!$D79=\"\"),\"\",O94/'Combined scenario - input'!$D79),\"\")","v":""},{"$f":"IFERROR(IF(OR(P94=\"\",'Combined scenario - input'!$D79=\"\"),\"\",P94/'Combined scenario - input'!$D79),\"\")","v":""},{"$f":"IFERROR(IF(OR(Q94=\"\",'Combined scenario - input'!$D79=\"\"),\"\",Q94/'Combined scenario - input'!$D79),\"\")","v":""},{"$f":"IFERROR(IF(OR(R94=\"\",'Combined scenario - input'!$D79=\"\"),\"\",R94/'Combined scenario - input'!$D79),\"\")","v":""},{"$f":"IFERROR(IF(OR(S94=\"\",'Combined scenario - input'!$D79=\"\"),\"\",S94/'Combined scenario - input'!$D79),\"\")","v":""},{"$f":"IFERROR(IF(OR(T94=\"\",'Combined scenario - input'!$D79=\"\"),\"\",T94/'Combined scenario - input'!$D79),\"\")","v":""},{"$f":"IFERROR(IF(OR(U94=\"\",'Combined scenario - input'!$D79=\"\"),\"\",U94/'Combined scenario - input'!$D79),\"\")","v":""},{"$f":"IFERROR(IF(OR(V94=\"\",'Combined scenario - input'!$D79=\"\"),\"\",V94/'Combined scenario - input'!$D79),\"\")","v":""},{"$f":"IFERROR(IF(OR(W94=\"\",'Combined scenario - input'!$D79=\"\"),\"\",W94/'Combined scenario - input'!$D79),\"\")","v":""}]
[{"$f":"IFERROR('Combined scenario - input'!A80,\"\")","v":""},{"$f":"IFERROR('Combined scenario - input'!B80,\"\")","v":""},{"$f":"IFERROR('Combined scenario - input'!C80,\"\")","v":""},{"$f":"IFERROR(repcalc('Combined scenario - input'!$CV80:$GH80,'Combined scenario - input'!$G80,'Combined scenario - input'!$E80,'Combined scenario - input'!$F80,20,TRUE,TRUE),\"\")","v":""},"","","","","","","","","","","","","","","","","","","",{"$f":"IFERROR(IF(OR(D95=\"\",'Combined scenario - input'!$D80=\"\"),\"\",D95/'Combined scenario - input'!$D80),\"\")","v":""},{"$f":"IFERROR(IF(OR(E95=\"\",'Combined scenario - input'!$D80=\"\"),\"\",E95/'Combined scenario - input'!$D80),\"\")","v":""},{"$f":"IFERROR(IF(OR(F95=\"\",'Combined scenario - input'!$D80=\"\"),\"\",F95/'Combined scenario - input'!$D80),\"\")","v":""},{"$f":"IFERROR(IF(OR(G95=\"\",'Combined scenario - input'!$D80=\"\"),\"\",G95/'Combined scenario - input'!$D80),\"\")","v":""},{"$f":"IFERROR(IF(OR(H95=\"\",'Combined scenario - input'!$D80=\"\"),\"\",H95/'Combined scenario - input'!$D80),\"\")","v":""},{"$f":"IFERROR(IF(OR(I95=\"\",'Combined scenario - input'!$D80=\"\"),\"\",I95/'Combined scenario - input'!$D80),\"\")","v":""},{"$f":"IFERROR(IF(OR(J95=\"\",'Combined scenario - input'!$D80=\"\"),\"\",J95/'Combined scenario - input'!$D80),\"\")","v":""},{"$f":"IFERROR(IF(OR(K95=\"\",'Combined scenario - input'!$D80=\"\"),\"\",K95/'Combined scenario - input'!$D80),\"\")","v":""},{"$f":"IFERROR(IF(OR(L95=\"\",'Combined scenario - input'!$D80=\"\"),\"\",L95/'Combined scenario - input'!$D80),\"\")","v":""},{"$f":"IFERROR(IF(OR(M95=\"\",'Combined scenario - input'!$D80=\"\"),\"\",M95/'Combined scenario - input'!$D80),\"\")","v":""},{"$f":"IFERROR(IF(OR(N95=\"\",'Combined scenario - input'!$D80=\"\"),\"\",N95/'Combined scenario - input'!$D80),\"\")","v":""},{"$f":"IFERROR(IF(OR(O95=\"\",'Combined scenario - input'!$D80=\"\"),\"\",O95/'Combined scenario - input'!$D80),\"\")","v":""},{"$f":"IFERROR(IF(OR(P95=\"\",'Combined scenario - input'!$D80=\"\"),\"\",P95/'Combined scenario - input'!$D80),\"\")","v":""},{"$f":"IFERROR(IF(OR(Q95=\"\",'Combined scenario - input'!$D80=\"\"),\"\",Q95/'Combined scenario - input'!$D80),\"\")","v":""},{"$f":"IFERROR(IF(OR(R95=\"\",'Combined scenario - input'!$D80=\"\"),\"\",R95/'Combined scenario - input'!$D80),\"\")","v":""},{"$f":"IFERROR(IF(OR(S95=\"\",'Combined scenario - input'!$D80=\"\"),\"\",S95/'Combined scenario - input'!$D80),\"\")","v":""},{"$f":"IFERROR(IF(OR(T95=\"\",'Combined scenario - input'!$D80=\"\"),\"\",T95/'Combined scenario - input'!$D80),\"\")","v":""},{"$f":"IFERROR(IF(OR(U95=\"\",'Combined scenario - input'!$D80=\"\"),\"\",U95/'Combined scenario - input'!$D80),\"\")","v":""},{"$f":"IFERROR(IF(OR(V95=\"\",'Combined scenario - input'!$D80=\"\"),\"\",V95/'Combined scenario - input'!$D80),\"\")","v":""},{"$f":"IFERROR(IF(OR(W95=\"\",'Combined scenario - input'!$D80=\"\"),\"\",W95/'Combined scenario - input'!$D80),\"\")","v":""}]
[{"$f":"IFERROR('Combined scenario - input'!A81,\"\")","v":""},{"$f":"IFERROR('Combined scenario - input'!B81,\"\")","v":""},{"$f":"IFERROR('Combined scenario - input'!C81,\"\")","v":""},{"$f":"IFERROR(repcalc('Combined scenario - input'!$CV81:$GH81,'Combined scenario - input'!$G81,'Combined scenario - input'!$E81,'Combined scenario - input'!$F81,20,TRUE,TRUE),\"\")","v":""},"","","","","","","","","","","","","","","","","","","",{"$f":"IFERROR(IF(OR(D96=\"\",'Combined scenario - input'!$D81=\"\"),\"\",D96/'Combined scenario - input'!$D81),\"\")","v":""},{"$f":"IFERROR(IF(OR(E96=\"\",'Combined scenario - input'!$D81=\"\"),\"\",E96/'Combined scenario - input'!$D81),\"\")","v":""},{"$f":"IFERROR(IF(OR(F96=\"\",'Combined scenario - input'!$D81=\"\"),\"\",F96/'Combined scenario - input'!$D81),\"\")","v":""},{"$f":"IFERROR(IF(OR(G96=\"\",'Combined scenario - input'!$D81=\"\"),\"\",G96/'Combined scenario - input'!$D81),\"\")","v":""},{"$f":"IFERROR(IF(OR(H96=\"\",'Combined scenario - input'!$D81=\"\"),\"\",H96/'Combined scenario - input'!$D81),\"\")","v":""},{"$f":"IFERROR(IF(OR(I96=\"\",'Combined scenario - input'!$D81=\"\"),\"\",I96/'Combined scenario - input'!$D81),\"\")","v":""},{"$f":"IFERROR(IF(OR(J96=\"\",'Combined scenario - input'!$D81=\"\"),\"\",J96/'Combined scenario - input'!$D81),\"\")","v":""},{"$f":"IFERROR(IF(OR(K96=\"\",'Combined scenario - input'!$D81=\"\"),\"\",K96/'Combined scenario - input'!$D81),\"\")","v":""},{"$f":"IFERROR(IF(OR(L96=\"\",'Combined scenario - input'!$D81=\"\"),\"\",L96/'Combined scenario - input'!$D81),\"\")","v":""},{"$f":"IFERROR(IF(OR(M96=\"\",'Combined scenario - input'!$D81=\"\"),\"\",M96/'Combined scenario - input'!$D81),\"\")","v":""},{"$f":"IFERROR(IF(OR(N96=\"\",'Combined scenario - input'!$D81=\"\"),\"\",N96/'Combined scenario - input'!$D81),\"\")","v":""},{"$f":"IFERROR(IF(OR(O96=\"\",'Combined scenario - input'!$D81=\"\"),\"\",O96/'Combined scenario - input'!$D81),\"\")","v":""},{"$f":"IFERROR(IF(OR(P96=\"\",'Combined scenario - input'!$D81=\"\"),\"\",P96/'Combined scenario - input'!$D81),\"\")","v":""},{"$f":"IFERROR(IF(OR(Q96=\"\",'Combined scenario - input'!$D81=\"\"),\"\",Q96/'Combined scenario - input'!$D81),\"\")","v":""},{"$f":"IFERROR(IF(OR(R96=\"\",'Combined scenario - input'!$D81=\"\"),\"\",R96/'Combined scenario - input'!$D81),\"\")","v":""},{"$f":"IFERROR(IF(OR(S96=\"\",'Combined scenario - input'!$D81=\"\"),\"\",S96/'Combined scenario - input'!$D81),\"\")","v":""},{"$f":"IFERROR(IF(OR(T96=\"\",'Combined scenario - input'!$D81=\"\"),\"\",T96/'Combined scenario - input'!$D81),\"\")","v":""},{"$f":"IFERROR(IF(OR(U96=\"\",'Combined scenario - input'!$D81=\"\"),\"\",U96/'Combined scenario - input'!$D81),\"\")","v":""},{"$f":"IFERROR(IF(OR(V96=\"\",'Combined scenario - input'!$D81=\"\"),\"\",V96/'Combined scenario - input'!$D81),\"\")","v":""},{"$f":"IFERROR(IF(OR(W96=\"\",'Combined scenario - input'!$D81=\"\"),\"\",W96/'Combined scenario - input'!$D81),\"\")","v":""}]
[{"$f":"IFERROR('Combined scenario - input'!A82,\"\")","v":""},{"$f":"IFERROR('Combined scenario - input'!B82,\"\")","v":""},{"$f":"IFERROR('Combined scenario - input'!C82,\"\")","v":""},{"$f":"IFERROR(repcalc('Combined scenario - input'!$CV82:$GH82,'Combined scenario - input'!$G82,'Combined scenario - input'!$E82,'Combined scenario - input'!$F82,20,TRUE,TRUE),\"\")","v":""},"","","","","","","","","","","","","","","","","","","",{"$f":"IFERROR(IF(OR(D97=\"\",'Combined scenario - input'!$D82=\"\"),\"\",D97/'Combined scenario - input'!$D82),\"\")","v":""},{"$f":"IFERROR(IF(OR(E97=\"\",'Combined scenario - input'!$D82=\"\"),\"\",E97/'Combined scenario - input'!$D82),\"\")","v":""},{"$f":"IFERROR(IF(OR(F97=\"\",'Combined scenario - input'!$D82=\"\"),\"\",F97/'Combined scenario - input'!$D82),\"\")","v":""},{"$f":"IFERROR(IF(OR(G97=\"\",'Combined scenario - input'!$D82=\"\"),\"\",G97/'Combined scenario - input'!$D82),\"\")","v":""},{"$f":"IFERROR(IF(OR(H97=\"\",'Combined scenario - input'!$D82=\"\"),\"\",H97/'Combined scenario - input'!$D82),\"\")","v":""},{"$f":"IFERROR(IF(OR(I97=\"\",'Combined scenario - input'!$D82=\"\"),\"\",I97/'Combined scenario - input'!$D82),\"\")","v":""},{"$f":"IFERROR(IF(OR(J97=\"\",'Combined scenario - input'!$D82=\"\"),\"\",J97/'Combined scenario - input'!$D82),\"\")","v":""},{"$f":"IFERROR(IF(OR(K97=\"\",'Combined scenario - input'!$D82=\"\"),\"\",K97/'Combined scenario - input'!$D82),\"\")","v":""},{"$f":"IFERROR(IF(OR(L97=\"\",'Combined scenario - input'!$D82=\"\"),\"\",L97/'Combined scenario - input'!$D82),\"\")","v":""},{"$f":"IFERROR(IF(OR(M97=\"\",'Combined scenario - input'!$D82=\"\"),\"\",M97/'Combined scenario - input'!$D82),\"\")","v":""},{"$f":"IFERROR(IF(OR(N97=\"\",'Combined scenario - input'!$D82=\"\"),\"\",N97/'Combined scenario - input'!$D82),\"\")","v":""},{"$f":"IFERROR(IF(OR(O97=\"\",'Combined scenario - input'!$D82=\"\"),\"\",O97/'Combined scenario - input'!$D82),\"\")","v":""},{"$f":"IFERROR(IF(OR(P97=\"\",'Combined scenario - input'!$D82=\"\"),\"\",P97/'Combined scenario - input'!$D82),\"\")","v":""},{"$f":"IFERROR(IF(OR(Q97=\"\",'Combined scenario - input'!$D82=\"\"),\"\",Q97/'Combined scenario - input'!$D82),\"\")","v":""},{"$f":"IFERROR(IF(OR(R97=\"\",'Combined scenario - input'!$D82=\"\"),\"\",R97/'Combined scenario - input'!$D82),\"\")","v":""},{"$f":"IFERROR(IF(OR(S97=\"\",'Combined scenario - input'!$D82=\"\"),\"\",S97/'Combined scenario - input'!$D82),\"\")","v":""},{"$f":"IFERROR(IF(OR(T97=\"\",'Combined scenario - input'!$D82=\"\"),\"\",T97/'Combined scenario - input'!$D82),\"\")","v":""},{"$f":"IFERROR(IF(OR(U97=\"\",'Combined scenario - input'!$D82=\"\"),\"\",U97/'Combined scenario - input'!$D82),\"\")","v":""},{"$f":"IFERROR(IF(OR(V97=\"\",'Combined scenario - input'!$D82=\"\"),\"\",V97/'Combined scenario - input'!$D82),\"\")","v":""},{"$f":"IFERROR(IF(OR(W97=\"\",'Combined scenario - input'!$D82=\"\"),\"\",W97/'Combined scenario - input'!$D82),\"\")","v":""}]
[{"$f":"IFERROR('Combined scenario - input'!A83,\"\")","v":""},{"$f":"IFERROR('Combined scenario - input'!B83,\"\")","v":""},{"$f":"IFERROR('Combined scenario - input'!C83,\"\")","v":""},{"$f":"IFERROR(repcalc('Combined scenario - input'!$CV83:$GH83,'Combined scenario - input'!$G83,'Combined scenario - input'!$E83,'Combined scenario - input'!$F83,20,TRUE,TRUE),\"\")","v":""},"","","","","","","","","","","","","","","","","","","",{"$f":"IFERROR(IF(OR(D98=\"\",'Combined scenario - input'!$D83=\"\"),\"\",D98/'Combined scenario - input'!$D83),\"\")","v":""},{"$f":"IFERROR(IF(OR(E98=\"\",'Combined scenario - input'!$D83=\"\"),\"\",E98/'Combined scenario - input'!$D83),\"\")","v":""},{"$f":"IFERROR(IF(OR(F98=\"\",'Combined scenario - input'!$D83=\"\"),\"\",F98/'Combined scenario - input'!$D83),\"\")","v":""},{"$f":"IFERROR(IF(OR(G98=\"\",'Combined scenario - input'!$D83=\"\"),\"\",G98/'Combined scenario - input'!$D83),\"\")","v":""},{"$f":"IFERROR(IF(OR(H98=\"\",'Combined scenario - input'!$D83=\"\"),\"\",H98/'Combined scenario - input'!$D83),\"\")","v":""},{"$f":"IFERROR(IF(OR(I98=\"\",'Combined scenario - input'!$D83=\"\"),\"\",I98/'Combined scenario - input'!$D83),\"\")","v":""},{"$f":"IFERROR(IF(OR(J98=\"\",'Combined scenario - input'!$D83=\"\"),\"\",J98/'Combined scenario - input'!$D83),\"\")","v":""},{"$f":"IFERROR(IF(OR(K98=\"\",'Combined scenario - input'!$D83=\"\"),\"\",K98/'Combined scenario - input'!$D83),\"\")","v":""},{"$f":"IFERROR(IF(OR(L98=\"\",'Combined scenario - input'!$D83=\"\"),\"\",L98/'Combined scenario - input'!$D83),\"\")","v":""},{"$f":"IFERROR(IF(OR(M98=\"\",'Combined scenario - input'!$D83=\"\"),\"\",M98/'Combined scenario - input'!$D83),\"\")","v":""},{"$f":"IFERROR(IF(OR(N98=\"\",'Combined scenario - input'!$D83=\"\"),\"\",N98/'Combined scenario - input'!$D83),\"\")","v":""},{"$f":"IFERROR(IF(OR(O98=\"\",'Combined scenario - input'!$D83=\"\"),\"\",O98/'Combined scenario - input'!$D83),\"\")","v":""},{"$f":"IFERROR(IF(OR(P98=\"\",'Combined scenario - input'!$D83=\"\"),\"\",P98/'Combined scenario - input'!$D83),\"\")","v":""},{"$f":"IFERROR(IF(OR(Q98=\"\",'Combined scenario - input'!$D83=\"\"),\"\",Q98/'Combined scenario - input'!$D83),\"\")","v":""},{"$f":"IFERROR(IF(OR(R98=\"\",'Combined scenario - input'!$D83=\"\"),\"\",R98/'Combined scenario - input'!$D83),\"\")","v":""},{"$f":"IFERROR(IF(OR(S98=\"\",'Combined scenario - input'!$D83=\"\"),\"\",S98/'Combined scenario - input'!$D83),\"\")","v":""},{"$f":"IFERROR(IF(OR(T98=\"\",'Combined scenario - input'!$D83=\"\"),\"\",T98/'Combined scenario - input'!$D83),\"\")","v":""},{"$f":"IFERROR(IF(OR(U98=\"\",'Combined scenario - input'!$D83=\"\"),\"\",U98/'Combined scenario - input'!$D83),\"\")","v":""},{"$f":"IFERROR(IF(OR(V98=\"\",'Combined scenario - input'!$D83=\"\"),\"\",V98/'Combined scenario - input'!$D83),\"\")","v":""},{"$f":"IFERROR(IF(OR(W98=\"\",'Combined scenario - input'!$D83=\"\"),\"\",W98/'Combined scenario - input'!$D83),\"\")","v":""}]
[{"$f":"IFERROR('Combined scenario - input'!A84,\"\")","v":""},{"$f":"IFERROR('Combined scenario - input'!B84,\"\")","v":""},{"$f":"IFERROR('Combined scenario - input'!C84,\"\")","v":""},{"$f":"IFERROR(repcalc('Combined scenario - input'!$CV84:$GH84,'Combined scenario - input'!$G84,'Combined scenario - input'!$E84,'Combined scenario - input'!$F84,20,TRUE,TRUE),\"\")","v":""},"","","","","","","","","","","","","","","","","","","",{"$f":"IFERROR(IF(OR(D99=\"\",'Combined scenario - input'!$D84=\"\"),\"\",D99/'Combined scenario - input'!$D84),\"\")","v":""},{"$f":"IFERROR(IF(OR(E99=\"\",'Combined scenario - input'!$D84=\"\"),\"\",E99/'Combined scenario - input'!$D84),\"\")","v":""},{"$f":"IFERROR(IF(OR(F99=\"\",'Combined scenario - input'!$D84=\"\"),\"\",F99/'Combined scenario - input'!$D84),\"\")","v":""},{"$f":"IFERROR(IF(OR(G99=\"\",'Combined scenario - input'!$D84=\"\"),\"\",G99/'Combined scenario - input'!$D84),\"\")","v":""},{"$f":"IFERROR(IF(OR(H99=\"\",'Combined scenario - input'!$D84=\"\"),\"\",H99/'Combined scenario - input'!$D84),\"\")","v":""},{"$f":"IFERROR(IF(OR(I99=\"\",'Combined scenario - input'!$D84=\"\"),\"\",I99/'Combined scenario - input'!$D84),\"\")","v":""},{"$f":"IFERROR(IF(OR(J99=\"\",'Combined scenario - input'!$D84=\"\"),\"\",J99/'Combined scenario - input'!$D84),\"\")","v":""},{"$f":"IFERROR(IF(OR(K99=\"\",'Combined scenario - input'!$D84=\"\"),\"\",K99/'Combined scenario - input'!$D84),\"\")","v":""},{"$f":"IFERROR(IF(OR(L99=\"\",'Combined scenario - input'!$D84=\"\"),\"\",L99/'Combined scenario - input'!$D84),\"\")","v":""},{"$f":"IFERROR(IF(OR(M99=\"\",'Combined scenario - input'!$D84=\"\"),\"\",M99/'Combined scenario - input'!$D84),\"\")","v":""},{"$f":"IFERROR(IF(OR(N99=\"\",'Combined scenario - input'!$D84=\"\"),\"\",N99/'Combined scenario - input'!$D84),\"\")","v":""},{"$f":"IFERROR(IF(OR(O99=\"\",'Combined scenario - input'!$D84=\"\"),\"\",O99/'Combined scenario - input'!$D84),\"\")","v":""},{"$f":"IFERROR(IF(OR(P99=\"\",'Combined scenario - input'!$D84=\"\"),\"\",P99/'Combined scenario - input'!$D84),\"\")","v":""},{"$f":"IFERROR(IF(OR(Q99=\"\",'Combined scenario - input'!$D84=\"\"),\"\",Q99/'Combined scenario - input'!$D84),\"\")","v":""},{"$f":"IFERROR(IF(OR(R99=\"\",'Combined scenario - input'!$D84=\"\"),\"\",R99/'Combined scenario - input'!$D84),\"\")","v":""},{"$f":"IFERROR(IF(OR(S99=\"\",'Combined scenario - input'!$D84=\"\"),\"\",S99/'Combined scenario - input'!$D84),\"\")","v":""},{"$f":"IFERROR(IF(OR(T99=\"\",'Combined scenario - input'!$D84=\"\"),\"\",T99/'Combined scenario - input'!$D84),\"\")","v":""},{"$f":"IFERROR(IF(OR(U99=\"\",'Combined scenario - input'!$D84=\"\"),\"\",U99/'Combined scenario - input'!$D84),\"\")","v":""},{"$f":"IFERROR(IF(OR(V99=\"\",'Combined scenario - input'!$D84=\"\"),\"\",V99/'Combined scenario - input'!$D84),\"\")","v":""},{"$f":"IFERROR(IF(OR(W99=\"\",'Combined scenario - input'!$D84=\"\"),\"\",W99/'Combined scenario - input'!$D84),\"\")","v":""}]
[{"$f":"IFERROR('Combined scenario - input'!A85,\"\")","v":""},{"$f":"IFERROR('Combined scenario - input'!B85,\"\")","v":""},{"$f":"IFERROR('Combined scenario - input'!C85,\"\")","v":""},{"$f":"IFERROR(repcalc('Combined scenario - input'!$CV85:$GH85,'Combined scenario - input'!$G85,'Combined scenario - input'!$E85,'Combined scenario - input'!$F85,20,TRUE,TRUE),\"\")","v":""},"","","","","","","","","","","","","","","","","","","",{"$f":"IFERROR(IF(OR(D100=\"\",'Combined scenario - input'!$D85=\"\"),\"\",D100/'Combined scenario - input'!$D85),\"\")","v":""},{"$f":"IFERROR(IF(OR(E100=\"\",'Combined scenario - input'!$D85=\"\"),\"\",E100/'Combined scenario - input'!$D85),\"\")","v":""},{"$f":"IFERROR(IF(OR(F100=\"\",'Combined scenario - input'!$D85=\"\"),\"\",F100/'Combined scenario - input'!$D85),\"\")","v":""},{"$f":"IFERROR(IF(OR(G100=\"\",'Combined scenario - input'!$D85=\"\"),\"\",G100/'Combined scenario - input'!$D85),\"\")","v":""},{"$f":"IFERROR(IF(OR(H100=\"\",'Combined scenario - input'!$D85=\"\"),\"\",H100/'Combined scenario - input'!$D85),\"\")","v":""},{"$f":"IFERROR(IF(OR(I100=\"\",'Combined scenario - input'!$D85=\"\"),\"\",I100/'Combined scenario - input'!$D85),\"\")","v":""},{"$f":"IFERROR(IF(OR(J100=\"\",'Combined scenario - input'!$D85=\"\"),\"\",J100/'Combined scenario - input'!$D85),\"\")","v":""},{"$f":"IFERROR(IF(OR(K100=\"\",'Combined scenario - input'!$D85=\"\"),\"\",K100/'Combined scenario - input'!$D85),\"\")","v":""},{"$f":"IFERROR(IF(OR(L100=\"\",'Combined scenario - input'!$D85=\"\"),\"\",L100/'Combined scenario - input'!$D85),\"\")","v":""},{"$f":"IFERROR(IF(OR(M100=\"\",'Combined scenario - input'!$D85=\"\"),\"\",M100/'Combined scenario - input'!$D85),\"\")","v":""},{"$f":"IFERROR(IF(OR(N100=\"\",'Combined scenario - input'!$D85=\"\"),\"\",N100/'Combined scenario - input'!$D85),\"\")","v":""},{"$f":"IFERROR(IF(OR(O100=\"\",'Combined scenario - input'!$D85=\"\"),\"\",O100/'Combined scenario - input'!$D85),\"\")","v":""},{"$f":"IFERROR(IF(OR(P100=\"\",'Combined scenario - input'!$D85=\"\"),\"\",P100/'Combined scenario - input'!$D85),\"\")","v":""},{"$f":"IFERROR(IF(OR(Q100=\"\",'Combined scenario - input'!$D85=\"\"),\"\",Q100/'Combined scenario - input'!$D85),\"\")","v":""},{"$f":"IFERROR(IF(OR(R100=\"\",'Combined scenario - input'!$D85=\"\"),\"\",R100/'Combined scenario - input'!$D85),\"\")","v":""},{"$f":"IFERROR(IF(OR(S100=\"\",'Combined scenario - input'!$D85=\"\"),\"\",S100/'Combined scenario - input'!$D85),\"\")","v":""},{"$f":"IFERROR(IF(OR(T100=\"\",'Combined scenario - input'!$D85=\"\"),\"\",T100/'Combined scenario - input'!$D85),\"\")","v":""},{"$f":"IFERROR(IF(OR(U100=\"\",'Combined scenario - input'!$D85=\"\"),\"\",U100/'Combined scenario - input'!$D85),\"\")","v":""},{"$f":"IFERROR(IF(OR(V100=\"\",'Combined scenario - input'!$D85=\"\"),\"\",V100/'Combined scenario - input'!$D85),\"\")","v":""},{"$f":"IFERROR(IF(OR(W100=\"\",'Combined scenario - input'!$D85=\"\"),\"\",W100/'Combined scenario - input'!$D85),\"\")","v":""}]
[{"$f":"IFERROR('Combined scenario - input'!A86,\"\")","v":""},{"$f":"IFERROR('Combined scenario - input'!B86,\"\")","v":""},{"$f":"IFERROR('Combined scenario - input'!C86,\"\")","v":""},{"$f":"IFERROR(repcalc('Combined scenario - input'!$CV86:$GH86,'Combined scenario - input'!$G86,'Combined scenario - input'!$E86,'Combined scenario - input'!$F86,20,TRUE,TRUE),\"\")","v":""},"","","","","","","","","","","","","","","","","","","",{"$f":"IFERROR(IF(OR(D101=\"\",'Combined scenario - input'!$D86=\"\"),\"\",D101/'Combined scenario - input'!$D86),\"\")","v":""},{"$f":"IFERROR(IF(OR(E101=\"\",'Combined scenario - input'!$D86=\"\"),\"\",E101/'Combined scenario - input'!$D86),\"\")","v":""},{"$f":"IFERROR(IF(OR(F101=\"\",'Combined scenario - input'!$D86=\"\"),\"\",F101/'Combined scenario - input'!$D86),\"\")","v":""},{"$f":"IFERROR(IF(OR(G101=\"\",'Combined scenario - input'!$D86=\"\"),\"\",G101/'Combined scenario - input'!$D86),\"\")","v":""},{"$f":"IFERROR(IF(OR(H101=\"\",'Combined scenario - input'!$D86=\"\"),\"\",H101/'Combined scenario - input'!$D86),\"\")","v":""},{"$f":"IFERROR(IF(OR(I101=\"\",'Combined scenario - input'!$D86=\"\"),\"\",I101/'Combined scenario - input'!$D86),\"\")","v":""},{"$f":"IFERROR(IF(OR(J101=\"\",'Combined scenario - input'!$D86=\"\"),\"\",J101/'Combined scenario - input'!$D86),\"\")","v":""},{"$f":"IFERROR(IF(OR(K101=\"\",'Combined scenario - input'!$D86=\"\"),\"\",K101/'Combined scenario - input'!$D86),\"\")","v":""},{"$f":"IFERROR(IF(OR(L101=\"\",'Combined scenario - input'!$D86=\"\"),\"\",L101/'Combined scenario - input'!$D86),\"\")","v":""},{"$f":"IFERROR(IF(OR(M101=\"\",'Combined scenario - input'!$D86=\"\"),\"\",M101/'Combined scenario - input'!$D86),\"\")","v":""},{"$f":"IFERROR(IF(OR(N101=\"\",'Combined scenario - input'!$D86=\"\"),\"\",N101/'Combined scenario - input'!$D86),\"\")","v":""},{"$f":"IFERROR(IF(OR(O101=\"\",'Combined scenario - input'!$D86=\"\"),\"\",O101/'Combined scenario - input'!$D86),\"\")","v":""},{"$f":"IFERROR(IF(OR(P101=\"\",'Combined scenario - input'!$D86=\"\"),\"\",P101/'Combined scenario - input'!$D86),\"\")","v":""},{"$f":"IFERROR(IF(OR(Q101=\"\",'Combined scenario - input'!$D86=\"\"),\"\",Q101/'Combined scenario - input'!$D86),\"\")","v":""},{"$f":"IFERROR(IF(OR(R101=\"\",'Combined scenario - input'!$D86=\"\"),\"\",R101/'Combined scenario - input'!$D86),\"\")","v":""},{"$f":"IFERROR(IF(OR(S101=\"\",'Combined scenario - input'!$D86=\"\"),\"\",S101/'Combined scenario - input'!$D86),\"\")","v":""},{"$f":"IFERROR(IF(OR(T101=\"\",'Combined scenario - input'!$D86=\"\"),\"\",T101/'Combined scenario - input'!$D86),\"\")","v":""},{"$f":"IFERROR(IF(OR(U101=\"\",'Combined scenario - input'!$D86=\"\"),\"\",U101/'Combined scenario - input'!$D86),\"\")","v":""},{"$f":"IFERROR(IF(OR(V101=\"\",'Combined scenario - input'!$D86=\"\"),\"\",V101/'Combined scenario - input'!$D86),\"\")","v":""},{"$f":"IFERROR(IF(OR(W101=\"\",'Combined scenario - input'!$D86=\"\"),\"\",W101/'Combined scenario - input'!$D86),\"\")","v":""}]
[{"$f":"IFERROR('Combined scenario - input'!A87,\"\")","v":""},{"$f":"IFERROR('Combined scenario - input'!B87,\"\")","v":""},{"$f":"IFERROR('Combined scenario - input'!C87,\"\")","v":""},{"$f":"IFERROR(repcalc('Combined scenario - input'!$CV87:$GH87,'Combined scenario - input'!$G87,'Combined scenario - input'!$E87,'Combined scenario - input'!$F87,20,TRUE,TRUE),\"\")","v":""},"","","","","","","","","","","","","","","","","","","",{"$f":"IFERROR(IF(OR(D102=\"\",'Combined scenario - input'!$D87=\"\"),\"\",D102/'Combined scenario - input'!$D87),\"\")","v":""},{"$f":"IFERROR(IF(OR(E102=\"\",'Combined scenario - input'!$D87=\"\"),\"\",E102/'Combined scenario - input'!$D87),\"\")","v":""},{"$f":"IFERROR(IF(OR(F102=\"\",'Combined scenario - input'!$D87=\"\"),\"\",F102/'Combined scenario - input'!$D87),\"\")","v":""},{"$f":"IFERROR(IF(OR(G102=\"\",'Combined scenario - input'!$D87=\"\"),\"\",G102/'Combined scenario - input'!$D87),\"\")","v":""},{"$f":"IFERROR(IF(OR(H102=\"\",'Combined scenario - input'!$D87=\"\"),\"\",H102/'Combined scenario - input'!$D87),\"\")","v":""},{"$f":"IFERROR(IF(OR(I102=\"\",'Combined scenario - input'!$D87=\"\"),\"\",I102/'Combined scenario - input'!$D87),\"\")","v":""},{"$f":"IFERROR(IF(OR(J102=\"\",'Combined scenario - input'!$D87=\"\"),\"\",J102/'Combined scenario - input'!$D87),\"\")","v":""},{"$f":"IFERROR(IF(OR(K102=\"\",'Combined scenario - input'!$D87=\"\"),\"\",K102/'Combined scenario - input'!$D87),\"\")","v":""},{"$f":"IFERROR(IF(OR(L102=\"\",'Combined scenario - input'!$D87=\"\"),\"\",L102/'Combined scenario - input'!$D87),\"\")","v":""},{"$f":"IFERROR(IF(OR(M102=\"\",'Combined scenario - input'!$D87=\"\"),\"\",M102/'Combined scenario - input'!$D87),\"\")","v":""},{"$f":"IFERROR(IF(OR(N102=\"\",'Combined scenario - input'!$D87=\"\"),\"\",N102/'Combined scenario - input'!$D87),\"\")","v":""},{"$f":"IFERROR(IF(OR(O102=\"\",'Combined scenario - input'!$D87=\"\"),\"\",O102/'Combined scenario - input'!$D87),\"\")","v":""},{"$f":"IFERROR(IF(OR(P102=\"\",'Combined scenario - input'!$D87=\"\"),\"\",P102/'Combined scenario - input'!$D87),\"\")","v":""},{"$f":"IFERROR(IF(OR(Q102=\"\",'Combined scenario - input'!$D87=\"\"),\"\",Q102/'Combined scenario - input'!$D87),\"\")","v":""},{"$f":"IFERROR(IF(OR(R102=\"\",'Combined scenario - input'!$D87=\"\"),\"\",R102/'Combined scenario - input'!$D87),\"\")","v":""},{"$f":"IFERROR(IF(OR(S102=\"\",'Combined scenario - input'!$D87=\"\"),\"\",S102/'Combined scenario - input'!$D87),\"\")","v":""},{"$f":"IFERROR(IF(OR(T102=\"\",'Combined scenario - input'!$D87=\"\"),\"\",T102/'Combined scenario - input'!$D87),\"\")","v":""},{"$f":"IFERROR(IF(OR(U102=\"\",'Combined scenario - input'!$D87=\"\"),\"\",U102/'Combined scenario - input'!$D87),\"\")","v":""},{"$f":"IFERROR(IF(OR(V102=\"\",'Combined scenario - input'!$D87=\"\"),\"\",V102/'Combined scenario - input'!$D87),\"\")","v":""},{"$f":"IFERROR(IF(OR(W102=\"\",'Combined scenario - input'!$D87=\"\"),\"\",W102/'Combined scenario - input'!$D87),\"\")","v":""}]
[{"$f":"IFERROR('Combined scenario - input'!A88,\"\")","v":""},{"$f":"IFERROR('Combined scenario - input'!B88,\"\")","v":""},{"$f":"IFERROR('Combined scenario - input'!C88,\"\")","v":""},{"$f":"IFERROR(repcalc('Combined scenario - input'!$CV88:$GH88,'Combined scenario - input'!$G88,'Combined scenario - input'!$E88,'Combined scenario - input'!$F88,20,TRUE,TRUE),\"\")","v":""},"","","","","","","","","","","","","","","","","","","",{"$f":"IFERROR(IF(OR(D103=\"\",'Combined scenario - input'!$D88=\"\"),\"\",D103/'Combined scenario - input'!$D88),\"\")","v":""},{"$f":"IFERROR(IF(OR(E103=\"\",'Combined scenario - input'!$D88=\"\"),\"\",E103/'Combined scenario - input'!$D88),\"\")","v":""},{"$f":"IFERROR(IF(OR(F103=\"\",'Combined scenario - input'!$D88=\"\"),\"\",F103/'Combined scenario - input'!$D88),\"\")","v":""},{"$f":"IFERROR(IF(OR(G103=\"\",'Combined scenario - input'!$D88=\"\"),\"\",G103/'Combined scenario - input'!$D88),\"\")","v":""},{"$f":"IFERROR(IF(OR(H103=\"\",'Combined scenario - input'!$D88=\"\"),\"\",H103/'Combined scenario - input'!$D88),\"\")","v":""},{"$f":"IFERROR(IF(OR(I103=\"\",'Combined scenario - input'!$D88=\"\"),\"\",I103/'Combined scenario - input'!$D88),\"\")","v":""},{"$f":"IFERROR(IF(OR(J103=\"\",'Combined scenario - input'!$D88=\"\"),\"\",J103/'Combined scenario - input'!$D88),\"\")","v":""},{"$f":"IFERROR(IF(OR(K103=\"\",'Combined scenario - input'!$D88=\"\"),\"\",K103/'Combined scenario - input'!$D88),\"\")","v":""},{"$f":"IFERROR(IF(OR(L103=\"\",'Combined scenario - input'!$D88=\"\"),\"\",L103/'Combined scenario - input'!$D88),\"\")","v":""},{"$f":"IFERROR(IF(OR(M103=\"\",'Combined scenario - input'!$D88=\"\"),\"\",M103/'Combined scenario - input'!$D88),\"\")","v":""},{"$f":"IFERROR(IF(OR(N103=\"\",'Combined scenario - input'!$D88=\"\"),\"\",N103/'Combined scenario - input'!$D88),\"\")","v":""},{"$f":"IFERROR(IF(OR(O103=\"\",'Combined scenario - input'!$D88=\"\"),\"\",O103/'Combined scenario - input'!$D88),\"\")","v":""},{"$f":"IFERROR(IF(OR(P103=\"\",'Combined scenario - input'!$D88=\"\"),\"\",P103/'Combined scenario - input'!$D88),\"\")","v":""},{"$f":"IFERROR(IF(OR(Q103=\"\",'Combined scenario - input'!$D88=\"\"),\"\",Q103/'Combined scenario - input'!$D88),\"\")","v":""},{"$f":"IFERROR(IF(OR(R103=\"\",'Combined scenario - input'!$D88=\"\"),\"\",R103/'Combined scenario - input'!$D88),\"\")","v":""},{"$f":"IFERROR(IF(OR(S103=\"\",'Combined scenario - input'!$D88=\"\"),\"\",S103/'Combined scenario - input'!$D88),\"\")","v":""},{"$f":"IFERROR(IF(OR(T103=\"\",'Combined scenario - input'!$D88=\"\"),\"\",T103/'Combined scenario - input'!$D88),\"\")","v":""},{"$f":"IFERROR(IF(OR(U103=\"\",'Combined scenario - input'!$D88=\"\"),\"\",U103/'Combined scenario - input'!$D88),\"\")","v":""},{"$f":"IFERROR(IF(OR(V103=\"\",'Combined scenario - input'!$D88=\"\"),\"\",V103/'Combined scenario - input'!$D88),\"\")","v":""},{"$f":"IFERROR(IF(OR(W103=\"\",'Combined scenario - input'!$D88=\"\"),\"\",W103/'Combined scenario - input'!$D88),\"\")","v":""}]
[{"$f":"IFERROR('Combined scenario - input'!A89,\"\")","v":""},{"$f":"IFERROR('Combined scenario - input'!B89,\"\")","v":""},{"$f":"IFERROR('Combined scenario - input'!C89,\"\")","v":""},{"$f":"IFERROR(repcalc('Combined scenario - input'!$CV89:$GH89,'Combined scenario - input'!$G89,'Combined scenario - input'!$E89,'Combined scenario - input'!$F89,20,TRUE,TRUE),\"\")","v":""},"","","","","","","","","","","","","","","","","","","",{"$f":"IFERROR(IF(OR(D104=\"\",'Combined scenario - input'!$D89=\"\"),\"\",D104/'Combined scenario - input'!$D89),\"\")","v":""},{"$f":"IFERROR(IF(OR(E104=\"\",'Combined scenario - input'!$D89=\"\"),\"\",E104/'Combined scenario - input'!$D89),\"\")","v":""},{"$f":"IFERROR(IF(OR(F104=\"\",'Combined scenario - input'!$D89=\"\"),\"\",F104/'Combined scenario - input'!$D89),\"\")","v":""},{"$f":"IFERROR(IF(OR(G104=\"\",'Combined scenario - input'!$D89=\"\"),\"\",G104/'Combined scenario - input'!$D89),\"\")","v":""},{"$f":"IFERROR(IF(OR(H104=\"\",'Combined scenario - input'!$D89=\"\"),\"\",H104/'Combined scenario - input'!$D89),\"\")","v":""},{"$f":"IFERROR(IF(OR(I104=\"\",'Combined scenario - input'!$D89=\"\"),\"\",I104/'Combined scenario - input'!$D89),\"\")","v":""},{"$f":"IFERROR(IF(OR(J104=\"\",'Combined scenario - input'!$D89=\"\"),\"\",J104/'Combined scenario - input'!$D89),\"\")","v":""},{"$f":"IFERROR(IF(OR(K104=\"\",'Combined scenario - input'!$D89=\"\"),\"\",K104/'Combined scenario - input'!$D89),\"\")","v":""},{"$f":"IFERROR(IF(OR(L104=\"\",'Combined scenario - input'!$D89=\"\"),\"\",L104/'Combined scenario - input'!$D89),\"\")","v":""},{"$f":"IFERROR(IF(OR(M104=\"\",'Combined scenario - input'!$D89=\"\"),\"\",M104/'Combined scenario - input'!$D89),\"\")","v":""},{"$f":"IFERROR(IF(OR(N104=\"\",'Combined scenario - input'!$D89=\"\"),\"\",N104/'Combined scenario - input'!$D89),\"\")","v":""},{"$f":"IFERROR(IF(OR(O104=\"\",'Combined scenario - input'!$D89=\"\"),\"\",O104/'Combined scenario - input'!$D89),\"\")","v":""},{"$f":"IFERROR(IF(OR(P104=\"\",'Combined scenario - input'!$D89=\"\"),\"\",P104/'Combined scenario - input'!$D89),\"\")","v":""},{"$f":"IFERROR(IF(OR(Q104=\"\",'Combined scenario - input'!$D89=\"\"),\"\",Q104/'Combined scenario - input'!$D89),\"\")","v":""},{"$f":"IFERROR(IF(OR(R104=\"\",'Combined scenario - input'!$D89=\"\"),\"\",R104/'Combined scenario - input'!$D89),\"\")","v":""},{"$f":"IFERROR(IF(OR(S104=\"\",'Combined scenario - input'!$D89=\"\"),\"\",S104/'Combined scenario - input'!$D89),\"\")","v":""},{"$f":"IFERROR(IF(OR(T104=\"\",'Combined scenario - input'!$D89=\"\"),\"\",T104/'Combined scenario - input'!$D89),\"\")","v":""},{"$f":"IFERROR(IF(OR(U104=\"\",'Combined scenario - input'!$D89=\"\"),\"\",U104/'Combined scenario - input'!$D89),\"\")","v":""},{"$f":"IFERROR(IF(OR(V104=\"\",'Combined scenario - input'!$D89=\"\"),\"\",V104/'Combined scenario - input'!$D89),\"\")","v":""},{"$f":"IFERROR(IF(OR(W104=\"\",'Combined scenario - input'!$D89=\"\"),\"\",W104/'Combined scenario - input'!$D89),\"\")","v":""}]
[{"$f":"IFERROR('Combined scenario - input'!A90,\"\")","v":""},{"$f":"IFERROR('Combined scenario - input'!B90,\"\")","v":""},{"$f":"IFERROR('Combined scenario - input'!C90,\"\")","v":""},{"$f":"IFERROR(repcalc('Combined scenario - input'!$CV90:$GH90,'Combined scenario - input'!$G90,'Combined scenario - input'!$E90,'Combined scenario - input'!$F90,20,TRUE,TRUE),\"\")","v":""},"","","","","","","","","","","","","","","","","","","",{"$f":"IFERROR(IF(OR(D105=\"\",'Combined scenario - input'!$D90=\"\"),\"\",D105/'Combined scenario - input'!$D90),\"\")","v":""},{"$f":"IFERROR(IF(OR(E105=\"\",'Combined scenario - input'!$D90=\"\"),\"\",E105/'Combined scenario - input'!$D90),\"\")","v":""},{"$f":"IFERROR(IF(OR(F105=\"\",'Combined scenario - input'!$D90=\"\"),\"\",F105/'Combined scenario - input'!$D90),\"\")","v":""},{"$f":"IFERROR(IF(OR(G105=\"\",'Combined scenario - input'!$D90=\"\"),\"\",G105/'Combined scenario - input'!$D90),\"\")","v":""},{"$f":"IFERROR(IF(OR(H105=\"\",'Combined scenario - input'!$D90=\"\"),\"\",H105/'Combined scenario - input'!$D90),\"\")","v":""},{"$f":"IFERROR(IF(OR(I105=\"\",'Combined scenario - input'!$D90=\"\"),\"\",I105/'Combined scenario - input'!$D90),\"\")","v":""},{"$f":"IFERROR(IF(OR(J105=\"\",'Combined scenario - input'!$D90=\"\"),\"\",J105/'Combined scenario - input'!$D90),\"\")","v":""},{"$f":"IFERROR(IF(OR(K105=\"\",'Combined scenario - input'!$D90=\"\"),\"\",K105/'Combined scenario - input'!$D90),\"\")","v":""},{"$f":"IFERROR(IF(OR(L105=\"\",'Combined scenario - input'!$D90=\"\"),\"\",L105/'Combined scenario - input'!$D90),\"\")","v":""},{"$f":"IFERROR(IF(OR(M105=\"\",'Combined scenario - input'!$D90=\"\"),\"\",M105/'Combined scenario - input'!$D90),\"\")","v":""},{"$f":"IFERROR(IF(OR(N105=\"\",'Combined scenario - input'!$D90=\"\"),\"\",N105/'Combined scenario - input'!$D90),\"\")","v":""},{"$f":"IFERROR(IF(OR(O105=\"\",'Combined scenario - input'!$D90=\"\"),\"\",O105/'Combined scenario - input'!$D90),\"\")","v":""},{"$f":"IFERROR(IF(OR(P105=\"\",'Combined scenario - input'!$D90=\"\"),\"\",P105/'Combined scenario - input'!$D90),\"\")","v":""},{"$f":"IFERROR(IF(OR(Q105=\"\",'Combined scenario - input'!$D90=\"\"),\"\",Q105/'Combined scenario - input'!$D90),\"\")","v":""},{"$f":"IFERROR(IF(OR(R105=\"\",'Combined scenario - input'!$D90=\"\"),\"\",R105/'Combined scenario - input'!$D90),\"\")","v":""},{"$f":"IFERROR(IF(OR(S105=\"\",'Combined scenario - input'!$D90=\"\"),\"\",S105/'Combined scenario - input'!$D90),\"\")","v":""},{"$f":"IFERROR(IF(OR(T105=\"\",'Combined scenario - input'!$D90=\"\"),\"\",T105/'Combined scenario - input'!$D90),\"\")","v":""},{"$f":"IFERROR(IF(OR(U105=\"\",'Combined scenario - input'!$D90=\"\"),\"\",U105/'Combined scenario - input'!$D90),\"\")","v":""},{"$f":"IFERROR(IF(OR(V105=\"\",'Combined scenario - input'!$D90=\"\"),\"\",V105/'Combined scenario - input'!$D90),\"\")","v":""},{"$f":"IFERROR(IF(OR(W105=\"\",'Combined scenario - input'!$D90=\"\"),\"\",W105/'Combined scenario - input'!$D90),\"\")","v":""}]
[{"$f":"IFERROR('Combined scenario - input'!A91,\"\")","v":""},{"$f":"IFERROR('Combined scenario - input'!B91,\"\")","v":""},{"$f":"IFERROR('Combined scenario - input'!C91,\"\")","v":""},{"$f":"IFERROR(repcalc('Combined scenario - input'!$CV91:$GH91,'Combined scenario - input'!$G91,'Combined scenario - input'!$E91,'Combined scenario - input'!$F91,20,TRUE,TRUE),\"\")","v":""},"","","","","","","","","","","","","","","","","","","",{"$f":"IFERROR(IF(OR(D106=\"\",'Combined scenario - input'!$D91=\"\"),\"\",D106/'Combined scenario - input'!$D91),\"\")","v":""},{"$f":"IFERROR(IF(OR(E106=\"\",'Combined scenario - input'!$D91=\"\"),\"\",E106/'Combined scenario - input'!$D91),\"\")","v":""},{"$f":"IFERROR(IF(OR(F106=\"\",'Combined scenario - input'!$D91=\"\"),\"\",F106/'Combined scenario - input'!$D91),\"\")","v":""},{"$f":"IFERROR(IF(OR(G106=\"\",'Combined scenario - input'!$D91=\"\"),\"\",G106/'Combined scenario - input'!$D91),\"\")","v":""},{"$f":"IFERROR(IF(OR(H106=\"\",'Combined scenario - input'!$D91=\"\"),\"\",H106/'Combined scenario - input'!$D91),\"\")","v":""},{"$f":"IFERROR(IF(OR(I106=\"\",'Combined scenario - input'!$D91=\"\"),\"\",I106/'Combined scenario - input'!$D91),\"\")","v":""},{"$f":"IFERROR(IF(OR(J106=\"\",'Combined scenario - input'!$D91=\"\"),\"\",J106/'Combined scenario - input'!$D91),\"\")","v":""},{"$f":"IFERROR(IF(OR(K106=\"\",'Combined scenario - input'!$D91=\"\"),\"\",K106/'Combined scenario - input'!$D91),\"\")","v":""},{"$f":"IFERROR(IF(OR(L106=\"\",'Combined scenario - input'!$D91=\"\"),\"\",L106/'Combined scenario - input'!$D91),\"\")","v":""},{"$f":"IFERROR(IF(OR(M106=\"\",'Combined scenario - input'!$D91=\"\"),\"\",M106/'Combined scenario - input'!$D91),\"\")","v":""},{"$f":"IFERROR(IF(OR(N106=\"\",'Combined scenario - input'!$D91=\"\"),\"\",N106/'Combined scenario - input'!$D91),\"\")","v":""},{"$f":"IFERROR(IF(OR(O106=\"\",'Combined scenario - input'!$D91=\"\"),\"\",O106/'Combined scenario - input'!$D91),\"\")","v":""},{"$f":"IFERROR(IF(OR(P106=\"\",'Combined scenario - input'!$D91=\"\"),\"\",P106/'Combined scenario - input'!$D91),\"\")","v":""},{"$f":"IFERROR(IF(OR(Q106=\"\",'Combined scenario - input'!$D91=\"\"),\"\",Q106/'Combined scenario - input'!$D91),\"\")","v":""},{"$f":"IFERROR(IF(OR(R106=\"\",'Combined scenario - input'!$D91=\"\"),\"\",R106/'Combined scenario - input'!$D91),\"\")","v":""},{"$f":"IFERROR(IF(OR(S106=\"\",'Combined scenario - input'!$D91=\"\"),\"\",S106/'Combined scenario - input'!$D91),\"\")","v":""},{"$f":"IFERROR(IF(OR(T106=\"\",'Combined scenario - input'!$D91=\"\"),\"\",T106/'Combined scenario - input'!$D91),\"\")","v":""},{"$f":"IFERROR(IF(OR(U106=\"\",'Combined scenario - input'!$D91=\"\"),\"\",U106/'Combined scenario - input'!$D91),\"\")","v":""},{"$f":"IFERROR(IF(OR(V106=\"\",'Combined scenario - input'!$D91=\"\"),\"\",V106/'Combined scenario - input'!$D91),\"\")","v":""},{"$f":"IFERROR(IF(OR(W106=\"\",'Combined scenario - input'!$D91=\"\"),\"\",W106/'Combined scenario - input'!$D91),\"\")","v":""}]
[{"$f":"IFERROR('Combined scenario - input'!A92,\"\")","v":""},{"$f":"IFERROR('Combined scenario - input'!B92,\"\")","v":""},{"$f":"IFERROR('Combined scenario - input'!C92,\"\")","v":""},{"$f":"IFERROR(repcalc('Combined scenario - input'!$CV92:$GH92,'Combined scenario - input'!$G92,'Combined scenario - input'!$E92,'Combined scenario - input'!$F92,20,TRUE,TRUE),\"\")","v":""},"","","","","","","","","","","","","","","","","","","",{"$f":"IFERROR(IF(OR(D107=\"\",'Combined scenario - input'!$D92=\"\"),\"\",D107/'Combined scenario - input'!$D92),\"\")","v":""},{"$f":"IFERROR(IF(OR(E107=\"\",'Combined scenario - input'!$D92=\"\"),\"\",E107/'Combined scenario - input'!$D92),\"\")","v":""},{"$f":"IFERROR(IF(OR(F107=\"\",'Combined scenario - input'!$D92=\"\"),\"\",F107/'Combined scenario - input'!$D92),\"\")","v":""},{"$f":"IFERROR(IF(OR(G107=\"\",'Combined scenario - input'!$D92=\"\"),\"\",G107/'Combined scenario - input'!$D92),\"\")","v":""},{"$f":"IFERROR(IF(OR(H107=\"\",'Combined scenario - input'!$D92=\"\"),\"\",H107/'Combined scenario - input'!$D92),\"\")","v":""},{"$f":"IFERROR(IF(OR(I107=\"\",'Combined scenario - input'!$D92=\"\"),\"\",I107/'Combined scenario - input'!$D92),\"\")","v":""},{"$f":"IFERROR(IF(OR(J107=\"\",'Combined scenario - input'!$D92=\"\"),\"\",J107/'Combined scenario - input'!$D92),\"\")","v":""},{"$f":"IFERROR(IF(OR(K107=\"\",'Combined scenario - input'!$D92=\"\"),\"\",K107/'Combined scenario - input'!$D92),\"\")","v":""},{"$f":"IFERROR(IF(OR(L107=\"\",'Combined scenario - input'!$D92=\"\"),\"\",L107/'Combined scenario - input'!$D92),\"\")","v":""},{"$f":"IFERROR(IF(OR(M107=\"\",'Combined scenario - input'!$D92=\"\"),\"\",M107/'Combined scenario - input'!$D92),\"\")","v":""},{"$f":"IFERROR(IF(OR(N107=\"\",'Combined scenario - input'!$D92=\"\"),\"\",N107/'Combined scenario - input'!$D92),\"\")","v":""},{"$f":"IFERROR(IF(OR(O107=\"\",'Combined scenario - input'!$D92=\"\"),\"\",O107/'Combined scenario - input'!$D92),\"\")","v":""},{"$f":"IFERROR(IF(OR(P107=\"\",'Combined scenario - input'!$D92=\"\"),\"\",P107/'Combined scenario - input'!$D92),\"\")","v":""},{"$f":"IFERROR(IF(OR(Q107=\"\",'Combined scenario - input'!$D92=\"\"),\"\",Q107/'Combined scenario - input'!$D92),\"\")","v":""},{"$f":"IFERROR(IF(OR(R107=\"\",'Combined scenario - input'!$D92=\"\"),\"\",R107/'Combined scenario - input'!$D92),\"\")","v":""},{"$f":"IFERROR(IF(OR(S107=\"\",'Combined scenario - input'!$D92=\"\"),\"\",S107/'Combined scenario - input'!$D92),\"\")","v":""},{"$f":"IFERROR(IF(OR(T107=\"\",'Combined scenario - input'!$D92=\"\"),\"\",T107/'Combined scenario - input'!$D92),\"\")","v":""},{"$f":"IFERROR(IF(OR(U107=\"\",'Combined scenario - input'!$D92=\"\"),\"\",U107/'Combined scenario - input'!$D92),\"\")","v":""},{"$f":"IFERROR(IF(OR(V107=\"\",'Combined scenario - input'!$D92=\"\"),\"\",V107/'Combined scenario - input'!$D92),\"\")","v":""},{"$f":"IFERROR(IF(OR(W107=\"\",'Combined scenario - input'!$D92=\"\"),\"\",W107/'Combined scenario - input'!$D92),\"\")","v":""}]
[{"$f":"IFERROR('Combined scenario - input'!A93,\"\")","v":""},{"$f":"IFERROR('Combined scenario - input'!B93,\"\")","v":""},{"$f":"IFERROR('Combined scenario - input'!C93,\"\")","v":""},{"$f":"IFERROR(repcalc('Combined scenario - input'!$CV93:$GH93,'Combined scenario - input'!$G93,'Combined scenario - input'!$E93,'Combined scenario - input'!$F93,20,TRUE,TRUE),\"\")","v":""},"","","","","","","","","","","","","","","","","","","",{"$f":"IFERROR(IF(OR(D108=\"\",'Combined scenario - input'!$D93=\"\"),\"\",D108/'Combined scenario - input'!$D93),\"\")","v":""},{"$f":"IFERROR(IF(OR(E108=\"\",'Combined scenario - input'!$D93=\"\"),\"\",E108/'Combined scenario - input'!$D93),\"\")","v":""},{"$f":"IFERROR(IF(OR(F108=\"\",'Combined scenario - input'!$D93=\"\"),\"\",F108/'Combined scenario - input'!$D93),\"\")","v":""},{"$f":"IFERROR(IF(OR(G108=\"\",'Combined scenario - input'!$D93=\"\"),\"\",G108/'Combined scenario - input'!$D93),\"\")","v":""},{"$f":"IFERROR(IF(OR(H108=\"\",'Combined scenario - input'!$D93=\"\"),\"\",H108/'Combined scenario - input'!$D93),\"\")","v":""},{"$f":"IFERROR(IF(OR(I108=\"\",'Combined scenario - input'!$D93=\"\"),\"\",I108/'Combined scenario - input'!$D93),\"\")","v":""},{"$f":"IFERROR(IF(OR(J108=\"\",'Combined scenario - input'!$D93=\"\"),\"\",J108/'Combined scenario - input'!$D93),\"\")","v":""},{"$f":"IFERROR(IF(OR(K108=\"\",'Combined scenario - input'!$D93=\"\"),\"\",K108/'Combined scenario - input'!$D93),\"\")","v":""},{"$f":"IFERROR(IF(OR(L108=\"\",'Combined scenario - input'!$D93=\"\"),\"\",L108/'Combined scenario - input'!$D93),\"\")","v":""},{"$f":"IFERROR(IF(OR(M108=\"\",'Combined scenario - input'!$D93=\"\"),\"\",M108/'Combined scenario - input'!$D93),\"\")","v":""},{"$f":"IFERROR(IF(OR(N108=\"\",'Combined scenario - input'!$D93=\"\"),\"\",N108/'Combined scenario - input'!$D93),\"\")","v":""},{"$f":"IFERROR(IF(OR(O108=\"\",'Combined scenario - input'!$D93=\"\"),\"\",O108/'Combined scenario - input'!$D93),\"\")","v":""},{"$f":"IFERROR(IF(OR(P108=\"\",'Combined scenario - input'!$D93=\"\"),\"\",P108/'Combined scenario - input'!$D93),\"\")","v":""},{"$f":"IFERROR(IF(OR(Q108=\"\",'Combined scenario - input'!$D93=\"\"),\"\",Q108/'Combined scenario - input'!$D93),\"\")","v":""},{"$f":"IFERROR(IF(OR(R108=\"\",'Combined scenario - input'!$D93=\"\"),\"\",R108/'Combined scenario - input'!$D93),\"\")","v":""},{"$f":"IFERROR(IF(OR(S108=\"\",'Combined scenario - input'!$D93=\"\"),\"\",S108/'Combined scenario - input'!$D93),\"\")","v":""},{"$f":"IFERROR(IF(OR(T108=\"\",'Combined scenario - input'!$D93=\"\"),\"\",T108/'Combined scenario - input'!$D93),\"\")","v":""},{"$f":"IFERROR(IF(OR(U108=\"\",'Combined scenario - input'!$D93=\"\"),\"\",U108/'Combined scenario - input'!$D93),\"\")","v":""},{"$f":"IFERROR(IF(OR(V108=\"\",'Combined scenario - input'!$D93=\"\"),\"\",V108/'Combined scenario - input'!$D93),\"\")","v":""},{"$f":"IFERROR(IF(OR(W108=\"\",'Combined scenario - input'!$D93=\"\"),\"\",W108/'Combined scenario - input'!$D93),\"\")","v":""}]
[{"$f":"IFERROR('Combined scenario - input'!A94,\"\")","v":""},{"$f":"IFERROR('Combined scenario - input'!B94,\"\")","v":""},{"$f":"IFERROR('Combined scenario - input'!C94,\"\")","v":""},{"$f":"IFERROR(repcalc('Combined scenario - input'!$CV94:$GH94,'Combined scenario - input'!$G94,'Combined scenario - input'!$E94,'Combined scenario - input'!$F94,20,TRUE,TRUE),\"\")","v":""},"","","","","","","","","","","","","","","","","","","",{"$f":"IFERROR(IF(OR(D109=\"\",'Combined scenario - input'!$D94=\"\"),\"\",D109/'Combined scenario - input'!$D94),\"\")","v":""},{"$f":"IFERROR(IF(OR(E109=\"\",'Combined scenario - input'!$D94=\"\"),\"\",E109/'Combined scenario - input'!$D94),\"\")","v":""},{"$f":"IFERROR(IF(OR(F109=\"\",'Combined scenario - input'!$D94=\"\"),\"\",F109/'Combined scenario - input'!$D94),\"\")","v":""},{"$f":"IFERROR(IF(OR(G109=\"\",'Combined scenario - input'!$D94=\"\"),\"\",G109/'Combined scenario - input'!$D94),\"\")","v":""},{"$f":"IFERROR(IF(OR(H109=\"\",'Combined scenario - input'!$D94=\"\"),\"\",H109/'Combined scenario - input'!$D94),\"\")","v":""},{"$f":"IFERROR(IF(OR(I109=\"\",'Combined scenario - input'!$D94=\"\"),\"\",I109/'Combined scenario - input'!$D94),\"\")","v":""},{"$f":"IFERROR(IF(OR(J109=\"\",'Combined scenario - input'!$D94=\"\"),\"\",J109/'Combined scenario - input'!$D94),\"\")","v":""},{"$f":"IFERROR(IF(OR(K109=\"\",'Combined scenario - input'!$D94=\"\"),\"\",K109/'Combined scenario - input'!$D94),\"\")","v":""},{"$f":"IFERROR(IF(OR(L109=\"\",'Combined scenario - input'!$D94=\"\"),\"\",L109/'Combined scenario - input'!$D94),\"\")","v":""},{"$f":"IFERROR(IF(OR(M109=\"\",'Combined scenario - input'!$D94=\"\"),\"\",M109/'Combined scenario - input'!$D94),\"\")","v":""},{"$f":"IFERROR(IF(OR(N109=\"\",'Combined scenario - input'!$D94=\"\"),\"\",N109/'Combined scenario - input'!$D94),\"\")","v":""},{"$f":"IFERROR(IF(OR(O109=\"\",'Combined scenario - input'!$D94=\"\"),\"\",O109/'Combined scenario - input'!$D94),\"\")","v":""},{"$f":"IFERROR(IF(OR(P109=\"\",'Combined scenario - input'!$D94=\"\"),\"\",P109/'Combined scenario - input'!$D94),\"\")","v":""},{"$f":"IFERROR(IF(OR(Q109=\"\",'Combined scenario - input'!$D94=\"\"),\"\",Q109/'Combined scenario - input'!$D94),\"\")","v":""},{"$f":"IFERROR(IF(OR(R109=\"\",'Combined scenario - input'!$D94=\"\"),\"\",R109/'Combined scenario - input'!$D94),\"\")","v":""},{"$f":"IFERROR(IF(OR(S109=\"\",'Combined scenario - input'!$D94=\"\"),\"\",S109/'Combined scenario - input'!$D94),\"\")","v":""},{"$f":"IFERROR(IF(OR(T109=\"\",'Combined scenario - input'!$D94=\"\"),\"\",T109/'Combined scenario - input'!$D94),\"\")","v":""},{"$f":"IFERROR(IF(OR(U109=\"\",'Combined scenario - input'!$D94=\"\"),\"\",U109/'Combined scenario - input'!$D94),\"\")","v":""},{"$f":"IFERROR(IF(OR(V109=\"\",'Combined scenario - input'!$D94=\"\"),\"\",V109/'Combined scenario - input'!$D94),\"\")","v":""},{"$f":"IFERROR(IF(OR(W109=\"\",'Combined scenario - input'!$D94=\"\"),\"\",W109/'Combined scenario - input'!$D94),\"\")","v":""}]
[{"$f":"IFERROR('Combined scenario - input'!A95,\"\")","v":""},{"$f":"IFERROR('Combined scenario - input'!B95,\"\")","v":""},{"$f":"IFERROR('Combined scenario - input'!C95,\"\")","v":""},{"$f":"IFERROR(repcalc('Combined scenario - input'!$CV95:$GH95,'Combined scenario - input'!$G95,'Combined scenario - input'!$E95,'Combined scenario - input'!$F95,20,TRUE,TRUE),\"\")","v":""},"","","","","","","","","","","","","","","","","","","",{"$f":"IFERROR(IF(OR(D110=\"\",'Combined scenario - input'!$D95=\"\"),\"\",D110/'Combined scenario - input'!$D95),\"\")","v":""},{"$f":"IFERROR(IF(OR(E110=\"\",'Combined scenario - input'!$D95=\"\"),\"\",E110/'Combined scenario - input'!$D95),\"\")","v":""},{"$f":"IFERROR(IF(OR(F110=\"\",'Combined scenario - input'!$D95=\"\"),\"\",F110/'Combined scenario - input'!$D95),\"\")","v":""},{"$f":"IFERROR(IF(OR(G110=\"\",'Combined scenario - input'!$D95=\"\"),\"\",G110/'Combined scenario - input'!$D95),\"\")","v":""},{"$f":"IFERROR(IF(OR(H110=\"\",'Combined scenario - input'!$D95=\"\"),\"\",H110/'Combined scenario - input'!$D95),\"\")","v":""},{"$f":"IFERROR(IF(OR(I110=\"\",'Combined scenario - input'!$D95=\"\"),\"\",I110/'Combined scenario - input'!$D95),\"\")","v":""},{"$f":"IFERROR(IF(OR(J110=\"\",'Combined scenario - input'!$D95=\"\"),\"\",J110/'Combined scenario - input'!$D95),\"\")","v":""},{"$f":"IFERROR(IF(OR(K110=\"\",'Combined scenario - input'!$D95=\"\"),\"\",K110/'Combined scenario - input'!$D95),\"\")","v":""},{"$f":"IFERROR(IF(OR(L110=\"\",'Combined scenario - input'!$D95=\"\"),\"\",L110/'Combined scenario - input'!$D95),\"\")","v":""},{"$f":"IFERROR(IF(OR(M110=\"\",'Combined scenario - input'!$D95=\"\"),\"\",M110/'Combined scenario - input'!$D95),\"\")","v":""},{"$f":"IFERROR(IF(OR(N110=\"\",'Combined scenario - input'!$D95=\"\"),\"\",N110/'Combined scenario - input'!$D95),\"\")","v":""},{"$f":"IFERROR(IF(OR(O110=\"\",'Combined scenario - input'!$D95=\"\"),\"\",O110/'Combined scenario - input'!$D95),\"\")","v":""},{"$f":"IFERROR(IF(OR(P110=\"\",'Combined scenario - input'!$D95=\"\"),\"\",P110/'Combined scenario - input'!$D95),\"\")","v":""},{"$f":"IFERROR(IF(OR(Q110=\"\",'Combined scenario - input'!$D95=\"\"),\"\",Q110/'Combined scenario - input'!$D95),\"\")","v":""},{"$f":"IFERROR(IF(OR(R110=\"\",'Combined scenario - input'!$D95=\"\"),\"\",R110/'Combined scenario - input'!$D95),\"\")","v":""},{"$f":"IFERROR(IF(OR(S110=\"\",'Combined scenario - input'!$D95=\"\"),\"\",S110/'Combined scenario - input'!$D95),\"\")","v":""},{"$f":"IFERROR(IF(OR(T110=\"\",'Combined scenario - input'!$D95=\"\"),\"\",T110/'Combined scenario - input'!$D95),\"\")","v":""},{"$f":"IFERROR(IF(OR(U110=\"\",'Combined scenario - input'!$D95=\"\"),\"\",U110/'Combined scenario - input'!$D95),\"\")","v":""},{"$f":"IFERROR(IF(OR(V110=\"\",'Combined scenario - input'!$D95=\"\"),\"\",V110/'Combined scenario - input'!$D95),\"\")","v":""},{"$f":"IFERROR(IF(OR(W110=\"\",'Combined scenario - input'!$D95=\"\"),\"\",W110/'Combined scenario - input'!$D95),\"\")","v":""}]
[{"$f":"IFERROR('Combined scenario - input'!A96,\"\")","v":""},{"$f":"IFERROR('Combined scenario - input'!B96,\"\")","v":""},{"$f":"IFERROR('Combined scenario - input'!C96,\"\")","v":""},{"$f":"IFERROR(repcalc('Combined scenario - input'!$CV96:$GH96,'Combined scenario - input'!$G96,'Combined scenario - input'!$E96,'Combined scenario - input'!$F96,20,TRUE,TRUE),\"\")","v":""},"","","","","","","","","","","","","","","","","","","",{"$f":"IFERROR(IF(OR(D111=\"\",'Combined scenario - input'!$D96=\"\"),\"\",D111/'Combined scenario - input'!$D96),\"\")","v":""},{"$f":"IFERROR(IF(OR(E111=\"\",'Combined scenario - input'!$D96=\"\"),\"\",E111/'Combined scenario - input'!$D96),\"\")","v":""},{"$f":"IFERROR(IF(OR(F111=\"\",'Combined scenario - input'!$D96=\"\"),\"\",F111/'Combined scenario - input'!$D96),\"\")","v":""},{"$f":"IFERROR(IF(OR(G111=\"\",'Combined scenario - input'!$D96=\"\"),\"\",G111/'Combined scenario - input'!$D96),\"\")","v":""},{"$f":"IFERROR(IF(OR(H111=\"\",'Combined scenario - input'!$D96=\"\"),\"\",H111/'Combined scenario - input'!$D96),\"\")","v":""},{"$f":"IFERROR(IF(OR(I111=\"\",'Combined scenario - input'!$D96=\"\"),\"\",I111/'Combined scenario - input'!$D96),\"\")","v":""},{"$f":"IFERROR(IF(OR(J111=\"\",'Combined scenario - input'!$D96=\"\"),\"\",J111/'Combined scenario - input'!$D96),\"\")","v":""},{"$f":"IFERROR(IF(OR(K111=\"\",'Combined scenario - input'!$D96=\"\"),\"\",K111/'Combined scenario - input'!$D96),\"\")","v":""},{"$f":"IFERROR(IF(OR(L111=\"\",'Combined scenario - input'!$D96=\"\"),\"\",L111/'Combined scenario - input'!$D96),\"\")","v":""},{"$f":"IFERROR(IF(OR(M111=\"\",'Combined scenario - input'!$D96=\"\"),\"\",M111/'Combined scenario - input'!$D96),\"\")","v":""},{"$f":"IFERROR(IF(OR(N111=\"\",'Combined scenario - input'!$D96=\"\"),\"\",N111/'Combined scenario - input'!$D96),\"\")","v":""},{"$f":"IFERROR(IF(OR(O111=\"\",'Combined scenario - input'!$D96=\"\"),\"\",O111/'Combined scenario - input'!$D96),\"\")","v":""},{"$f":"IFERROR(IF(OR(P111=\"\",'Combined scenario - input'!$D96=\"\"),\"\",P111/'Combined scenario - input'!$D96),\"\")","v":""},{"$f":"IFERROR(IF(OR(Q111=\"\",'Combined scenario - input'!$D96=\"\"),\"\",Q111/'Combined scenario - input'!$D96),\"\")","v":""},{"$f":"IFERROR(IF(OR(R111=\"\",'Combined scenario - input'!$D96=\"\"),\"\",R111/'Combined scenario - input'!$D96),\"\")","v":""},{"$f":"IFERROR(IF(OR(S111=\"\",'Combined scenario - input'!$D96=\"\"),\"\",S111/'Combined scenario - input'!$D96),\"\")","v":""},{"$f":"IFERROR(IF(OR(T111=\"\",'Combined scenario - input'!$D96=\"\"),\"\",T111/'Combined scenario - input'!$D96),\"\")","v":""},{"$f":"IFERROR(IF(OR(U111=\"\",'Combined scenario - input'!$D96=\"\"),\"\",U111/'Combined scenario - input'!$D96),\"\")","v":""},{"$f":"IFERROR(IF(OR(V111=\"\",'Combined scenario - input'!$D96=\"\"),\"\",V111/'Combined scenario - input'!$D96),\"\")","v":""},{"$f":"IFERROR(IF(OR(W111=\"\",'Combined scenario - input'!$D96=\"\"),\"\",W111/'Combined scenario - input'!$D96),\"\")","v":""}]
[{"$f":"IFERROR('Combined scenario - input'!A97,\"\")","v":""},{"$f":"IFERROR('Combined scenario - input'!B97,\"\")","v":""},{"$f":"IFERROR('Combined scenario - input'!C97,\"\")","v":""},{"$f":"IFERROR(repcalc('Combined scenario - input'!$CV97:$GH97,'Combined scenario - input'!$G97,'Combined scenario - input'!$E97,'Combined scenario - input'!$F97,20,TRUE,TRUE),\"\")","v":""},"","","","","","","","","","","","","","","","","","","",{"$f":"IFERROR(IF(OR(D112=\"\",'Combined scenario - input'!$D97=\"\"),\"\",D112/'Combined scenario - input'!$D97),\"\")","v":""},{"$f":"IFERROR(IF(OR(E112=\"\",'Combined scenario - input'!$D97=\"\"),\"\",E112/'Combined scenario - input'!$D97),\"\")","v":""},{"$f":"IFERROR(IF(OR(F112=\"\",'Combined scenario - input'!$D97=\"\"),\"\",F112/'Combined scenario - input'!$D97),\"\")","v":""},{"$f":"IFERROR(IF(OR(G112=\"\",'Combined scenario - input'!$D97=\"\"),\"\",G112/'Combined scenario - input'!$D97),\"\")","v":""},{"$f":"IFERROR(IF(OR(H112=\"\",'Combined scenario - input'!$D97=\"\"),\"\",H112/'Combined scenario - input'!$D97),\"\")","v":""},{"$f":"IFERROR(IF(OR(I112=\"\",'Combined scenario - input'!$D97=\"\"),\"\",I112/'Combined scenario - input'!$D97),\"\")","v":""},{"$f":"IFERROR(IF(OR(J112=\"\",'Combined scenario - input'!$D97=\"\"),\"\",J112/'Combined scenario - input'!$D97),\"\")","v":""},{"$f":"IFERROR(IF(OR(K112=\"\",'Combined scenario - input'!$D97=\"\"),\"\",K112/'Combined scenario - input'!$D97),\"\")","v":""},{"$f":"IFERROR(IF(OR(L112=\"\",'Combined scenario - input'!$D97=\"\"),\"\",L112/'Combined scenario - input'!$D97),\"\")","v":""},{"$f":"IFERROR(IF(OR(M112=\"\",'Combined scenario - input'!$D97=\"\"),\"\",M112/'Combined scenario - input'!$D97),\"\")","v":""},{"$f":"IFERROR(IF(OR(N112=\"\",'Combined scenario - input'!$D97=\"\"),\"\",N112/'Combined scenario - input'!$D97),\"\")","v":""},{"$f":"IFERROR(IF(OR(O112=\"\",'Combined scenario - input'!$D97=\"\"),\"\",O112/'Combined scenario - input'!$D97),\"\")","v":""},{"$f":"IFERROR(IF(OR(P112=\"\",'Combined scenario - input'!$D97=\"\"),\"\",P112/'Combined scenario - input'!$D97),\"\")","v":""},{"$f":"IFERROR(IF(OR(Q112=\"\",'Combined scenario - input'!$D97=\"\"),\"\",Q112/'Combined scenario - input'!$D97),\"\")","v":""},{"$f":"IFERROR(IF(OR(R112=\"\",'Combined scenario - input'!$D97=\"\"),\"\",R112/'Combined scenario - input'!$D97),\"\")","v":""},{"$f":"IFERROR(IF(OR(S112=\"\",'Combined scenario - input'!$D97=\"\"),\"\",S112/'Combined scenario - input'!$D97),\"\")","v":""},{"$f":"IFERROR(IF(OR(T112=\"\",'Combined scenario - input'!$D97=\"\"),\"\",T112/'Combined scenario - input'!$D97),\"\")","v":""},{"$f":"IFERROR(IF(OR(U112=\"\",'Combined scenario - input'!$D97=\"\"),\"\",U112/'Combined scenario - input'!$D97),\"\")","v":""},{"$f":"IFERROR(IF(OR(V112=\"\",'Combined scenario - input'!$D97=\"\"),\"\",V112/'Combined scenario - input'!$D97),\"\")","v":""},{"$f":"IFERROR(IF(OR(W112=\"\",'Combined scenario - input'!$D97=\"\"),\"\",W112/'Combined scenario - input'!$D97),\"\")","v":""}]
[{"$f":"IFERROR('Combined scenario - input'!A98,\"\")","v":""},{"$f":"IFERROR('Combined scenario - input'!B98,\"\")","v":""},{"$f":"IFERROR('Combined scenario - input'!C98,\"\")","v":""},{"$f":"IFERROR(repcalc('Combined scenario - input'!$CV98:$GH98,'Combined scenario - input'!$G98,'Combined scenario - input'!$E98,'Combined scenario - input'!$F98,20,TRUE,TRUE),\"\")","v":""},"","","","","","","","","","","","","","","","","","","",{"$f":"IFERROR(IF(OR(D113=\"\",'Combined scenario - input'!$D98=\"\"),\"\",D113/'Combined scenario - input'!$D98),\"\")","v":""},{"$f":"IFERROR(IF(OR(E113=\"\",'Combined scenario - input'!$D98=\"\"),\"\",E113/'Combined scenario - input'!$D98),\"\")","v":""},{"$f":"IFERROR(IF(OR(F113=\"\",'Combined scenario - input'!$D98=\"\"),\"\",F113/'Combined scenario - input'!$D98),\"\")","v":""},{"$f":"IFERROR(IF(OR(G113=\"\",'Combined scenario - input'!$D98=\"\"),\"\",G113/'Combined scenario - input'!$D98),\"\")","v":""},{"$f":"IFERROR(IF(OR(H113=\"\",'Combined scenario - input'!$D98=\"\"),\"\",H113/'Combined scenario - input'!$D98),\"\")","v":""},{"$f":"IFERROR(IF(OR(I113=\"\",'Combined scenario - input'!$D98=\"\"),\"\",I113/'Combined scenario - input'!$D98),\"\")","v":""},{"$f":"IFERROR(IF(OR(J113=\"\",'Combined scenario - input'!$D98=\"\"),\"\",J113/'Combined scenario - input'!$D98),\"\")","v":""},{"$f":"IFERROR(IF(OR(K113=\"\",'Combined scenario - input'!$D98=\"\"),\"\",K113/'Combined scenario - input'!$D98),\"\")","v":""},{"$f":"IFERROR(IF(OR(L113=\"\",'Combined scenario - input'!$D98=\"\"),\"\",L113/'Combined scenario - input'!$D98),\"\")","v":""},{"$f":"IFERROR(IF(OR(M113=\"\",'Combined scenario - input'!$D98=\"\"),\"\",M113/'Combined scenario - input'!$D98),\"\")","v":""},{"$f":"IFERROR(IF(OR(N113=\"\",'Combined scenario - input'!$D98=\"\"),\"\",N113/'Combined scenario - input'!$D98),\"\")","v":""},{"$f":"IFERROR(IF(OR(O113=\"\",'Combined scenario - input'!$D98=\"\"),\"\",O113/'Combined scenario - input'!$D98),\"\")","v":""},{"$f":"IFERROR(IF(OR(P113=\"\",'Combined scenario - input'!$D98=\"\"),\"\",P113/'Combined scenario - input'!$D98),\"\")","v":""},{"$f":"IFERROR(IF(OR(Q113=\"\",'Combined scenario - input'!$D98=\"\"),\"\",Q113/'Combined scenario - input'!$D98),\"\")","v":""},{"$f":"IFERROR(IF(OR(R113=\"\",'Combined scenario - input'!$D98=\"\"),\"\",R113/'Combined scenario - input'!$D98),\"\")","v":""},{"$f":"IFERROR(IF(OR(S113=\"\",'Combined scenario - input'!$D98=\"\"),\"\",S113/'Combined scenario - input'!$D98),\"\")","v":""},{"$f":"IFERROR(IF(OR(T113=\"\",'Combined scenario - input'!$D98=\"\"),\"\",T113/'Combined scenario - input'!$D98),\"\")","v":""},{"$f":"IFERROR(IF(OR(U113=\"\",'Combined scenario - input'!$D98=\"\"),\"\",U113/'Combined scenario - input'!$D98),\"\")","v":""},{"$f":"IFERROR(IF(OR(V113=\"\",'Combined scenario - input'!$D98=\"\"),\"\",V113/'Combined scenario - input'!$D98),\"\")","v":""},{"$f":"IFERROR(IF(OR(W113=\"\",'Combined scenario - input'!$D98=\"\"),\"\",W113/'Combined scenario - input'!$D98),\"\")","v":""}]
[{"$f":"IFERROR('Combined scenario - input'!A99,\"\")","v":""},{"$f":"IFERROR('Combined scenario - input'!B99,\"\")","v":""},{"$f":"IFERROR('Combined scenario - input'!C99,\"\")","v":""},{"$f":"IFERROR(repcalc('Combined scenario - input'!$CV99:$GH99,'Combined scenario - input'!$G99,'Combined scenario - input'!$E99,'Combined scenario - input'!$F99,20,TRUE,TRUE),\"\")","v":""},"","","","","","","","","","","","","","","","","","","",{"$f":"IFERROR(IF(OR(D114=\"\",'Combined scenario - input'!$D99=\"\"),\"\",D114/'Combined scenario - input'!$D99),\"\")","v":""},{"$f":"IFERROR(IF(OR(E114=\"\",'Combined scenario - input'!$D99=\"\"),\"\",E114/'Combined scenario - input'!$D99),\"\")","v":""},{"$f":"IFERROR(IF(OR(F114=\"\",'Combined scenario - input'!$D99=\"\"),\"\",F114/'Combined scenario - input'!$D99),\"\")","v":""},{"$f":"IFERROR(IF(OR(G114=\"\",'Combined scenario - input'!$D99=\"\"),\"\",G114/'Combined scenario - input'!$D99),\"\")","v":""},{"$f":"IFERROR(IF(OR(H114=\"\",'Combined scenario - input'!$D99=\"\"),\"\",H114/'Combined scenario - input'!$D99),\"\")","v":""},{"$f":"IFERROR(IF(OR(I114=\"\",'Combined scenario - input'!$D99=\"\"),\"\",I114/'Combined scenario - input'!$D99),\"\")","v":""},{"$f":"IFERROR(IF(OR(J114=\"\",'Combined scenario - input'!$D99=\"\"),\"\",J114/'Combined scenario - input'!$D99),\"\")","v":""},{"$f":"IFERROR(IF(OR(K114=\"\",'Combined scenario - input'!$D99=\"\"),\"\",K114/'Combined scenario - input'!$D99),\"\")","v":""},{"$f":"IFERROR(IF(OR(L114=\"\",'Combined scenario - input'!$D99=\"\"),\"\",L114/'Combined scenario - input'!$D99),\"\")","v":""},{"$f":"IFERROR(IF(OR(M114=\"\",'Combined scenario - input'!$D99=\"\"),\"\",M114/'Combined scenario - input'!$D99),\"\")","v":""},{"$f":"IFERROR(IF(OR(N114=\"\",'Combined scenario - input'!$D99=\"\"),\"\",N114/'Combined scenario - input'!$D99),\"\")","v":""},{"$f":"IFERROR(IF(OR(O114=\"\",'Combined scenario - input'!$D99=\"\"),\"\",O114/'Combined scenario - input'!$D99),\"\")","v":""},{"$f":"IFERROR(IF(OR(P114=\"\",'Combined scenario - input'!$D99=\"\"),\"\",P114/'Combined scenario - input'!$D99),\"\")","v":""},{"$f":"IFERROR(IF(OR(Q114=\"\",'Combined scenario - input'!$D99=\"\"),\"\",Q114/'Combined scenario - input'!$D99),\"\")","v":""},{"$f":"IFERROR(IF(OR(R114=\"\",'Combined scenario - input'!$D99=\"\"),\"\",R114/'Combined scenario - input'!$D99),\"\")","v":""},{"$f":"IFERROR(IF(OR(S114=\"\",'Combined scenario - input'!$D99=\"\"),\"\",S114/'Combined scenario - input'!$D99),\"\")","v":""},{"$f":"IFERROR(IF(OR(T114=\"\",'Combined scenario - input'!$D99=\"\"),\"\",T114/'Combined scenario - input'!$D99),\"\")","v":""},{"$f":"IFERROR(IF(OR(U114=\"\",'Combined scenario - input'!$D99=\"\"),\"\",U114/'Combined scenario - input'!$D99),\"\")","v":""},{"$f":"IFERROR(IF(OR(V114=\"\",'Combined scenario - input'!$D99=\"\"),\"\",V114/'Combined scenario - input'!$D99),\"\")","v":""},{"$f":"IFERROR(IF(OR(W114=\"\",'Combined scenario - input'!$D99=\"\"),\"\",W114/'Combined scenario - input'!$D99),\"\")","v":""}]
[{"$f":"IFERROR('Combined scenario - input'!A100,\"\")","v":""},{"$f":"IFERROR('Combined scenario - input'!B100,\"\")","v":""},{"$f":"IFERROR('Combined scenario - input'!C100,\"\")","v":""},{"$f":"IFERROR(repcalc('Combined scenario - input'!$CV100:$GH100,'Combined scenario - input'!$G100,'Combined scenario - input'!$E100,'Combined scenario - input'!$F100,20,TRUE,TRUE),\"\")","v":""},"","","","","","","","","","","","","","","","","","","",{"$f":"IFERROR(IF(OR(D115=\"\",'Combined scenario - input'!$D100=\"\"),\"\",D115/'Combined scenario - input'!$D100),\"\")","v":""},{"$f":"IFERROR(IF(OR(E115=\"\",'Combined scenario - input'!$D100=\"\"),\"\",E115/'Combined scenario - input'!$D100),\"\")","v":""},{"$f":"IFERROR(IF(OR(F115=\"\",'Combined scenario - input'!$D100=\"\"),\"\",F115/'Combined scenario - input'!$D100),\"\")","v":""},{"$f":"IFERROR(IF(OR(G115=\"\",'Combined scenario - input'!$D100=\"\"),\"\",G115/'Combined scenario - input'!$D100),\"\")","v":""},{"$f":"IFERROR(IF(OR(H115=\"\",'Combined scenario - input'!$D100=\"\"),\"\",H115/'Combined scenario - input'!$D100),\"\")","v":""},{"$f":"IFERROR(IF(OR(I115=\"\",'Combined scenario - input'!$D100=\"\"),\"\",I115/'Combined scenario - input'!$D100),\"\")","v":""},{"$f":"IFERROR(IF(OR(J115=\"\",'Combined scenario - input'!$D100=\"\"),\"\",J115/'Combined scenario - input'!$D100),\"\")","v":""},{"$f":"IFERROR(IF(OR(K115=\"\",'Combined scenario - input'!$D100=\"\"),\"\",K115/'Combined scenario - input'!$D100),\"\")","v":""},{"$f":"IFERROR(IF(OR(L115=\"\",'Combined scenario - input'!$D100=\"\"),\"\",L115/'Combined scenario - input'!$D100),\"\")","v":""},{"$f":"IFERROR(IF(OR(M115=\"\",'Combined scenario - input'!$D100=\"\"),\"\",M115/'Combined scenario - input'!$D100),\"\")","v":""},{"$f":"IFERROR(IF(OR(N115=\"\",'Combined scenario - input'!$D100=\"\"),\"\",N115/'Combined scenario - input'!$D100),\"\")","v":""},{"$f":"IFERROR(IF(OR(O115=\"\",'Combined scenario - input'!$D100=\"\"),\"\",O115/'Combined scenario - input'!$D100),\"\")","v":""},{"$f":"IFERROR(IF(OR(P115=\"\",'Combined scenario - input'!$D100=\"\"),\"\",P115/'Combined scenario - input'!$D100),\"\")","v":""},{"$f":"IFERROR(IF(OR(Q115=\"\",'Combined scenario - input'!$D100=\"\"),\"\",Q115/'Combined scenario - input'!$D100),\"\")","v":""},{"$f":"IFERROR(IF(OR(R115=\"\",'Combined scenario - input'!$D100=\"\"),\"\",R115/'Combined scenario - input'!$D100),\"\")","v":""},{"$f":"IFERROR(IF(OR(S115=\"\",'Combined scenario - input'!$D100=\"\"),\"\",S115/'Combined scenario - input'!$D100),\"\")","v":""},{"$f":"IFERROR(IF(OR(T115=\"\",'Combined scenario - input'!$D100=\"\"),\"\",T115/'Combined scenario - input'!$D100),\"\")","v":""},{"$f":"IFERROR(IF(OR(U115=\"\",'Combined scenario - input'!$D100=\"\"),\"\",U115/'Combined scenario - input'!$D100),\"\")","v":""},{"$f":"IFERROR(IF(OR(V115=\"\",'Combined scenario - input'!$D100=\"\"),\"\",V115/'Combined scenario - input'!$D100),\"\")","v":""},{"$f":"IFERROR(IF(OR(W115=\"\",'Combined scenario - input'!$D100=\"\"),\"\",W115/'Combined scenario - input'!$D100),\"\")","v":""}]
[{"$f":"IFERROR('Combined scenario - input'!A101,\"\")","v":""},{"$f":"IFERROR('Combined scenario - input'!B101,\"\")","v":""},{"$f":"IFERROR('Combined scenario - input'!C101,\"\")","v":""},{"$f":"IFERROR(repcalc('Combined scenario - input'!$CV101:$GH101,'Combined scenario - input'!$G101,'Combined scenario - input'!$E101,'Combined scenario - input'!$F101,20,TRUE,TRUE),\"\")","v":""},"","","","","","","","","","","","","","","","","","","",{"$f":"IFERROR(IF(OR(D116=\"\",'Combined scenario - input'!$D101=\"\"),\"\",D116/'Combined scenario - input'!$D101),\"\")","v":""},{"$f":"IFERROR(IF(OR(E116=\"\",'Combined scenario - input'!$D101=\"\"),\"\",E116/'Combined scenario - input'!$D101),\"\")","v":""},{"$f":"IFERROR(IF(OR(F116=\"\",'Combined scenario - input'!$D101=\"\"),\"\",F116/'Combined scenario - input'!$D101),\"\")","v":""},{"$f":"IFERROR(IF(OR(G116=\"\",'Combined scenario - input'!$D101=\"\"),\"\",G116/'Combined scenario - input'!$D101),\"\")","v":""},{"$f":"IFERROR(IF(OR(H116=\"\",'Combined scenario - input'!$D101=\"\"),\"\",H116/'Combined scenario - input'!$D101),\"\")","v":""},{"$f":"IFERROR(IF(OR(I116=\"\",'Combined scenario - input'!$D101=\"\"),\"\",I116/'Combined scenario - input'!$D101),\"\")","v":""},{"$f":"IFERROR(IF(OR(J116=\"\",'Combined scenario - input'!$D101=\"\"),\"\",J116/'Combined scenario - input'!$D101),\"\")","v":""},{"$f":"IFERROR(IF(OR(K116=\"\",'Combined scenario - input'!$D101=\"\"),\"\",K116/'Combined scenario - input'!$D101),\"\")","v":""},{"$f":"IFERROR(IF(OR(L116=\"\",'Combined scenario - input'!$D101=\"\"),\"\",L116/'Combined scenario - input'!$D101),\"\")","v":""},{"$f":"IFERROR(IF(OR(M116=\"\",'Combined scenario - input'!$D101=\"\"),\"\",M116/'Combined scenario - input'!$D101),\"\")","v":""},{"$f":"IFERROR(IF(OR(N116=\"\",'Combined scenario - input'!$D101=\"\"),\"\",N116/'Combined scenario - input'!$D101),\"\")","v":""},{"$f":"IFERROR(IF(OR(O116=\"\",'Combined scenario - input'!$D101=\"\"),\"\",O116/'Combined scenario - input'!$D101),\"\")","v":""},{"$f":"IFERROR(IF(OR(P116=\"\",'Combined scenario - input'!$D101=\"\"),\"\",P116/'Combined scenario - input'!$D101),\"\")","v":""},{"$f":"IFERROR(IF(OR(Q116=\"\",'Combined scenario - input'!$D101=\"\"),\"\",Q116/'Combined scenario - input'!$D101),\"\")","v":""},{"$f":"IFERROR(IF(OR(R116=\"\",'Combined scenario - input'!$D101=\"\"),\"\",R116/'Combined scenario - input'!$D101),\"\")","v":""},{"$f":"IFERROR(IF(OR(S116=\"\",'Combined scenario - input'!$D101=\"\"),\"\",S116/'Combined scenario - input'!$D101),\"\")","v":""},{"$f":"IFERROR(IF(OR(T116=\"\",'Combined scenario - input'!$D101=\"\"),\"\",T116/'Combined scenario - input'!$D101),\"\")","v":""},{"$f":"IFERROR(IF(OR(U116=\"\",'Combined scenario - input'!$D101=\"\"),\"\",U116/'Combined scenario - input'!$D101),\"\")","v":""},{"$f":"IFERROR(IF(OR(V116=\"\",'Combined scenario - input'!$D101=\"\"),\"\",V116/'Combined scenario - input'!$D101),\"\")","v":""},{"$f":"IFERROR(IF(OR(W116=\"\",'Combined scenario - input'!$D101=\"\"),\"\",W116/'Combined scenario - input'!$D101),\"\")","v":""}]
[{"$f":"IFERROR('Combined scenario - input'!A102,\"\")","v":""},{"$f":"IFERROR('Combined scenario - input'!B102,\"\")","v":""},{"$f":"IFERROR('Combined scenario - input'!C102,\"\")","v":""},{"$f":"IFERROR(repcalc('Combined scenario - input'!$CV102:$GH102,'Combined scenario - input'!$G102,'Combined scenario - input'!$E102,'Combined scenario - input'!$F102,20,TRUE,TRUE),\"\")","v":""},"","","","","","","","","","","","","","","","","","","",{"$f":"IFERROR(IF(OR(D117=\"\",'Combined scenario - input'!$D102=\"\"),\"\",D117/'Combined scenario - input'!$D102),\"\")","v":""},{"$f":"IFERROR(IF(OR(E117=\"\",'Combined scenario - input'!$D102=\"\"),\"\",E117/'Combined scenario - input'!$D102),\"\")","v":""},{"$f":"IFERROR(IF(OR(F117=\"\",'Combined scenario - input'!$D102=\"\"),\"\",F117/'Combined scenario - input'!$D102),\"\")","v":""},{"$f":"IFERROR(IF(OR(G117=\"\",'Combined scenario - input'!$D102=\"\"),\"\",G117/'Combined scenario - input'!$D102),\"\")","v":""},{"$f":"IFERROR(IF(OR(H117=\"\",'Combined scenario - input'!$D102=\"\"),\"\",H117/'Combined scenario - input'!$D102),\"\")","v":""},{"$f":"IFERROR(IF(OR(I117=\"\",'Combined scenario - input'!$D102=\"\"),\"\",I117/'Combined scenario - input'!$D102),\"\")","v":""},{"$f":"IFERROR(IF(OR(J117=\"\",'Combined scenario - input'!$D102=\"\"),\"\",J117/'Combined scenario - input'!$D102),\"\")","v":""},{"$f":"IFERROR(IF(OR(K117=\"\",'Combined scenario - input'!$D102=\"\"),\"\",K117/'Combined scenario - input'!$D102),\"\")","v":""},{"$f":"IFERROR(IF(OR(L117=\"\",'Combined scenario - input'!$D102=\"\"),\"\",L117/'Combined scenario - input'!$D102),\"\")","v":""},{"$f":"IFERROR(IF(OR(M117=\"\",'Combined scenario - input'!$D102=\"\"),\"\",M117/'Combined scenario - input'!$D102),\"\")","v":""},{"$f":"IFERROR(IF(OR(N117=\"\",'Combined scenario - input'!$D102=\"\"),\"\",N117/'Combined scenario - input'!$D102),\"\")","v":""},{"$f":"IFERROR(IF(OR(O117=\"\",'Combined scenario - input'!$D102=\"\"),\"\",O117/'Combined scenario - input'!$D102),\"\")","v":""},{"$f":"IFERROR(IF(OR(P117=\"\",'Combined scenario - input'!$D102=\"\"),\"\",P117/'Combined scenario - input'!$D102),\"\")","v":""},{"$f":"IFERROR(IF(OR(Q117=\"\",'Combined scenario - input'!$D102=\"\"),\"\",Q117/'Combined scenario - input'!$D102),\"\")","v":""},{"$f":"IFERROR(IF(OR(R117=\"\",'Combined scenario - input'!$D102=\"\"),\"\",R117/'Combined scenario - input'!$D102),\"\")","v":""},{"$f":"IFERROR(IF(OR(S117=\"\",'Combined scenario - input'!$D102=\"\"),\"\",S117/'Combined scenario - input'!$D102),\"\")","v":""},{"$f":"IFERROR(IF(OR(T117=\"\",'Combined scenario - input'!$D102=\"\"),\"\",T117/'Combined scenario - input'!$D102),\"\")","v":""},{"$f":"IFERROR(IF(OR(U117=\"\",'Combined scenario - input'!$D102=\"\"),\"\",U117/'Combined scenario - input'!$D102),\"\")","v":""},{"$f":"IFERROR(IF(OR(V117=\"\",'Combined scenario - input'!$D102=\"\"),\"\",V117/'Combined scenario - input'!$D102),\"\")","v":""},{"$f":"IFERROR(IF(OR(W117=\"\",'Combined scenario - input'!$D102=\"\"),\"\",W117/'Combined scenario - input'!$D102),\"\")","v":""}]
[{"$f":"IFERROR('Combined scenario - input'!A103,\"\")","v":""},{"$f":"IFERROR('Combined scenario - input'!B103,\"\")","v":""},{"$f":"IFERROR('Combined scenario - input'!C103,\"\")","v":""},{"$f":"IFERROR(repcalc('Combined scenario - input'!$CV103:$GH103,'Combined scenario - input'!$G103,'Combined scenario - input'!$E103,'Combined scenario - input'!$F103,20,TRUE,TRUE),\"\")","v":""},"","","","","","","","","","","","","","","","","","","",{"$f":"IFERROR(IF(OR(D118=\"\",'Combined scenario - input'!$D103=\"\"),\"\",D118/'Combined scenario - input'!$D103),\"\")","v":""},{"$f":"IFERROR(IF(OR(E118=\"\",'Combined scenario - input'!$D103=\"\"),\"\",E118/'Combined scenario - input'!$D103),\"\")","v":""},{"$f":"IFERROR(IF(OR(F118=\"\",'Combined scenario - input'!$D103=\"\"),\"\",F118/'Combined scenario - input'!$D103),\"\")","v":""},{"$f":"IFERROR(IF(OR(G118=\"\",'Combined scenario - input'!$D103=\"\"),\"\",G118/'Combined scenario - input'!$D103),\"\")","v":""},{"$f":"IFERROR(IF(OR(H118=\"\",'Combined scenario - input'!$D103=\"\"),\"\",H118/'Combined scenario - input'!$D103),\"\")","v":""},{"$f":"IFERROR(IF(OR(I118=\"\",'Combined scenario - input'!$D103=\"\"),\"\",I118/'Combined scenario - input'!$D103),\"\")","v":""},{"$f":"IFERROR(IF(OR(J118=\"\",'Combined scenario - input'!$D103=\"\"),\"\",J118/'Combined scenario - input'!$D103),\"\")","v":""},{"$f":"IFERROR(IF(OR(K118=\"\",'Combined scenario - input'!$D103=\"\"),\"\",K118/'Combined scenario - input'!$D103),\"\")","v":""},{"$f":"IFERROR(IF(OR(L118=\"\",'Combined scenario - input'!$D103=\"\"),\"\",L118/'Combined scenario - input'!$D103),\"\")","v":""},{"$f":"IFERROR(IF(OR(M118=\"\",'Combined scenario - input'!$D103=\"\"),\"\",M118/'Combined scenario - input'!$D103),\"\")","v":""},{"$f":"IFERROR(IF(OR(N118=\"\",'Combined scenario - input'!$D103=\"\"),\"\",N118/'Combined scenario - input'!$D103),\"\")","v":""},{"$f":"IFERROR(IF(OR(O118=\"\",'Combined scenario - input'!$D103=\"\"),\"\",O118/'Combined scenario - input'!$D103),\"\")","v":""},{"$f":"IFERROR(IF(OR(P118=\"\",'Combined scenario - input'!$D103=\"\"),\"\",P118/'Combined scenario - input'!$D103),\"\")","v":""},{"$f":"IFERROR(IF(OR(Q118=\"\",'Combined scenario - input'!$D103=\"\"),\"\",Q118/'Combined scenario - input'!$D103),\"\")","v":""},{"$f":"IFERROR(IF(OR(R118=\"\",'Combined scenario - input'!$D103=\"\"),\"\",R118/'Combined scenario - input'!$D103),\"\")","v":""},{"$f":"IFERROR(IF(OR(S118=\"\",'Combined scenario - input'!$D103=\"\"),\"\",S118/'Combined scenario - input'!$D103),\"\")","v":""},{"$f":"IFERROR(IF(OR(T118=\"\",'Combined scenario - input'!$D103=\"\"),\"\",T118/'Combined scenario - input'!$D103),\"\")","v":""},{"$f":"IFERROR(IF(OR(U118=\"\",'Combined scenario - input'!$D103=\"\"),\"\",U118/'Combined scenario - input'!$D103),\"\")","v":""},{"$f":"IFERROR(IF(OR(V118=\"\",'Combined scenario - input'!$D103=\"\"),\"\",V118/'Combined scenario - input'!$D103),\"\")","v":""},{"$f":"IFERROR(IF(OR(W118=\"\",'Combined scenario - input'!$D103=\"\"),\"\",W118/'Combined scenario - input'!$D103),\"\")","v":""}]
[{"$f":"IFERROR('Combined scenario - input'!A104,\"\")","v":""},{"$f":"IFERROR('Combined scenario - input'!B104,\"\")","v":""},{"$f":"IFERROR('Combined scenario - input'!C104,\"\")","v":""},{"$f":"IFERROR(repcalc('Combined scenario - input'!$CV104:$GH104,'Combined scenario - input'!$G104,'Combined scenario - input'!$E104,'Combined scenario - input'!$F104,20,TRUE,TRUE),\"\")","v":""},"","","","","","","","","","","","","","","","","","","",{"$f":"IFERROR(IF(OR(D119=\"\",'Combined scenario - input'!$D104=\"\"),\"\",D119/'Combined scenario - input'!$D104),\"\")","v":""},{"$f":"IFERROR(IF(OR(E119=\"\",'Combined scenario - input'!$D104=\"\"),\"\",E119/'Combined scenario - input'!$D104),\"\")","v":""},{"$f":"IFERROR(IF(OR(F119=\"\",'Combined scenario - input'!$D104=\"\"),\"\",F119/'Combined scenario - input'!$D104),\"\")","v":""},{"$f":"IFERROR(IF(OR(G119=\"\",'Combined scenario - input'!$D104=\"\"),\"\",G119/'Combined scenario - input'!$D104),\"\")","v":""},{"$f":"IFERROR(IF(OR(H119=\"\",'Combined scenario - input'!$D104=\"\"),\"\",H119/'Combined scenario - input'!$D104),\"\")","v":""},{"$f":"IFERROR(IF(OR(I119=\"\",'Combined scenario - input'!$D104=\"\"),\"\",I119/'Combined scenario - input'!$D104),\"\")","v":""},{"$f":"IFERROR(IF(OR(J119=\"\",'Combined scenario - input'!$D104=\"\"),\"\",J119/'Combined scenario - input'!$D104),\"\")","v":""},{"$f":"IFERROR(IF(OR(K119=\"\",'Combined scenario - input'!$D104=\"\"),\"\",K119/'Combined scenario - input'!$D104),\"\")","v":""},{"$f":"IFERROR(IF(OR(L119=\"\",'Combined scenario - input'!$D104=\"\"),\"\",L119/'Combined scenario - input'!$D104),\"\")","v":""},{"$f":"IFERROR(IF(OR(M119=\"\",'Combined scenario - input'!$D104=\"\"),\"\",M119/'Combined scenario - input'!$D104),\"\")","v":""},{"$f":"IFERROR(IF(OR(N119=\"\",'Combined scenario - input'!$D104=\"\"),\"\",N119/'Combined scenario - input'!$D104),\"\")","v":""},{"$f":"IFERROR(IF(OR(O119=\"\",'Combined scenario - input'!$D104=\"\"),\"\",O119/'Combined scenario - input'!$D104),\"\")","v":""},{"$f":"IFERROR(IF(OR(P119=\"\",'Combined scenario - input'!$D104=\"\"),\"\",P119/'Combined scenario - input'!$D104),\"\")","v":""},{"$f":"IFERROR(IF(OR(Q119=\"\",'Combined scenario - input'!$D104=\"\"),\"\",Q119/'Combined scenario - input'!$D104),\"\")","v":""},{"$f":"IFERROR(IF(OR(R119=\"\",'Combined scenario - input'!$D104=\"\"),\"\",R119/'Combined scenario - input'!$D104),\"\")","v":""},{"$f":"IFERROR(IF(OR(S119=\"\",'Combined scenario - input'!$D104=\"\"),\"\",S119/'Combined scenario - input'!$D104),\"\")","v":""},{"$f":"IFERROR(IF(OR(T119=\"\",'Combined scenario - input'!$D104=\"\"),\"\",T119/'Combined scenario - input'!$D104),\"\")","v":""},{"$f":"IFERROR(IF(OR(U119=\"\",'Combined scenario - input'!$D104=\"\"),\"\",U119/'Combined scenario - input'!$D104),\"\")","v":""},{"$f":"IFERROR(IF(OR(V119=\"\",'Combined scenario - input'!$D104=\"\"),\"\",V119/'Combined scenario - input'!$D104),\"\")","v":""},{"$f":"IFERROR(IF(OR(W119=\"\",'Combined scenario - input'!$D104=\"\"),\"\",W119/'Combined scenario - input'!$D104),\"\")","v":""}]
[{"$f":"IFERROR('Combined scenario - input'!A105,\"\")","v":""},{"$f":"IFERROR('Combined scenario - input'!B105,\"\")","v":""},{"$f":"IFERROR('Combined scenario - input'!C105,\"\")","v":""},{"$f":"IFERROR(repcalc('Combined scenario - input'!$CV105:$GH105,'Combined scenario - input'!$G105,'Combined scenario - input'!$E105,'Combined scenario - input'!$F105,20,TRUE,TRUE),\"\")","v":""},"","","","","","","","","","","","","","","","","","","",{"$f":"IFERROR(IF(OR(D120=\"\",'Combined scenario - input'!$D105=\"\"),\"\",D120/'Combined scenario - input'!$D105),\"\")","v":""},{"$f":"IFERROR(IF(OR(E120=\"\",'Combined scenario - input'!$D105=\"\"),\"\",E120/'Combined scenario - input'!$D105),\"\")","v":""},{"$f":"IFERROR(IF(OR(F120=\"\",'Combined scenario - input'!$D105=\"\"),\"\",F120/'Combined scenario - input'!$D105),\"\")","v":""},{"$f":"IFERROR(IF(OR(G120=\"\",'Combined scenario - input'!$D105=\"\"),\"\",G120/'Combined scenario - input'!$D105),\"\")","v":""},{"$f":"IFERROR(IF(OR(H120=\"\",'Combined scenario - input'!$D105=\"\"),\"\",H120/'Combined scenario - input'!$D105),\"\")","v":""},{"$f":"IFERROR(IF(OR(I120=\"\",'Combined scenario - input'!$D105=\"\"),\"\",I120/'Combined scenario - input'!$D105),\"\")","v":""},{"$f":"IFERROR(IF(OR(J120=\"\",'Combined scenario - input'!$D105=\"\"),\"\",J120/'Combined scenario - input'!$D105),\"\")","v":""},{"$f":"IFERROR(IF(OR(K120=\"\",'Combined scenario - input'!$D105=\"\"),\"\",K120/'Combined scenario - input'!$D105),\"\")","v":""},{"$f":"IFERROR(IF(OR(L120=\"\",'Combined scenario - input'!$D105=\"\"),\"\",L120/'Combined scenario - input'!$D105),\"\")","v":""},{"$f":"IFERROR(IF(OR(M120=\"\",'Combined scenario - input'!$D105=\"\"),\"\",M120/'Combined scenario - input'!$D105),\"\")","v":""},{"$f":"IFERROR(IF(OR(N120=\"\",'Combined scenario - input'!$D105=\"\"),\"\",N120/'Combined scenario - input'!$D105),\"\")","v":""},{"$f":"IFERROR(IF(OR(O120=\"\",'Combined scenario - input'!$D105=\"\"),\"\",O120/'Combined scenario - input'!$D105),\"\")","v":""},{"$f":"IFERROR(IF(OR(P120=\"\",'Combined scenario - input'!$D105=\"\"),\"\",P120/'Combined scenario - input'!$D105),\"\")","v":""},{"$f":"IFERROR(IF(OR(Q120=\"\",'Combined scenario - input'!$D105=\"\"),\"\",Q120/'Combined scenario - input'!$D105),\"\")","v":""},{"$f":"IFERROR(IF(OR(R120=\"\",'Combined scenario - input'!$D105=\"\"),\"\",R120/'Combined scenario - input'!$D105),\"\")","v":""},{"$f":"IFERROR(IF(OR(S120=\"\",'Combined scenario - input'!$D105=\"\"),\"\",S120/'Combined scenario - input'!$D105),\"\")","v":""},{"$f":"IFERROR(IF(OR(T120=\"\",'Combined scenario - input'!$D105=\"\"),\"\",T120/'Combined scenario - input'!$D105),\"\")","v":""},{"$f":"IFERROR(IF(OR(U120=\"\",'Combined scenario - input'!$D105=\"\"),\"\",U120/'Combined scenario - input'!$D105),\"\")","v":""},{"$f":"IFERROR(IF(OR(V120=\"\",'Combined scenario - input'!$D105=\"\"),\"\",V120/'Combined scenario - input'!$D105),\"\")","v":""},{"$f":"IFERROR(IF(OR(W120=\"\",'Combined scenario - input'!$D105=\"\"),\"\",W120/'Combined scenario - input'!$D105),\"\")","v":""}]
[{"$f":"IFERROR('Combined scenario - input'!A106,\"\")","v":""},{"$f":"IFERROR('Combined scenario - input'!B106,\"\")","v":""},{"$f":"IFERROR('Combined scenario - input'!C106,\"\")","v":""},{"$f":"IFERROR(repcalc('Combined scenario - input'!$CV106:$GH106,'Combined scenario - input'!$G106,'Combined scenario - input'!$E106,'Combined scenario - input'!$F106,20,TRUE,TRUE),\"\")","v":""},"","","","","","","","","","","","","","","","","","","",{"$f":"IFERROR(IF(OR(D121=\"\",'Combined scenario - input'!$D106=\"\"),\"\",D121/'Combined scenario - input'!$D106),\"\")","v":""},{"$f":"IFERROR(IF(OR(E121=\"\",'Combined scenario - input'!$D106=\"\"),\"\",E121/'Combined scenario - input'!$D106),\"\")","v":""},{"$f":"IFERROR(IF(OR(F121=\"\",'Combined scenario - input'!$D106=\"\"),\"\",F121/'Combined scenario - input'!$D106),\"\")","v":""},{"$f":"IFERROR(IF(OR(G121=\"\",'Combined scenario - input'!$D106=\"\"),\"\",G121/'Combined scenario - input'!$D106),\"\")","v":""},{"$f":"IFERROR(IF(OR(H121=\"\",'Combined scenario - input'!$D106=\"\"),\"\",H121/'Combined scenario - input'!$D106),\"\")","v":""},{"$f":"IFERROR(IF(OR(I121=\"\",'Combined scenario - input'!$D106=\"\"),\"\",I121/'Combined scenario - input'!$D106),\"\")","v":""},{"$f":"IFERROR(IF(OR(J121=\"\",'Combined scenario - input'!$D106=\"\"),\"\",J121/'Combined scenario - input'!$D106),\"\")","v":""},{"$f":"IFERROR(IF(OR(K121=\"\",'Combined scenario - input'!$D106=\"\"),\"\",K121/'Combined scenario - input'!$D106),\"\")","v":""},{"$f":"IFERROR(IF(OR(L121=\"\",'Combined scenario - input'!$D106=\"\"),\"\",L121/'Combined scenario - input'!$D106),\"\")","v":""},{"$f":"IFERROR(IF(OR(M121=\"\",'Combined scenario - input'!$D106=\"\"),\"\",M121/'Combined scenario - input'!$D106),\"\")","v":""},{"$f":"IFERROR(IF(OR(N121=\"\",'Combined scenario - input'!$D106=\"\"),\"\",N121/'Combined scenario - input'!$D106),\"\")","v":""},{"$f":"IFERROR(IF(OR(O121=\"\",'Combined scenario - input'!$D106=\"\"),\"\",O121/'Combined scenario - input'!$D106),\"\")","v":""},{"$f":"IFERROR(IF(OR(P121=\"\",'Combined scenario - input'!$D106=\"\"),\"\",P121/'Combined scenario - input'!$D106),\"\")","v":""},{"$f":"IFERROR(IF(OR(Q121=\"\",'Combined scenario - input'!$D106=\"\"),\"\",Q121/'Combined scenario - input'!$D106),\"\")","v":""},{"$f":"IFERROR(IF(OR(R121=\"\",'Combined scenario - input'!$D106=\"\"),\"\",R121/'Combined scenario - input'!$D106),\"\")","v":""},{"$f":"IFERROR(IF(OR(S121=\"\",'Combined scenario - input'!$D106=\"\"),\"\",S121/'Combined scenario - input'!$D106),\"\")","v":""},{"$f":"IFERROR(IF(OR(T121=\"\",'Combined scenario - input'!$D106=\"\"),\"\",T121/'Combined scenario - input'!$D106),\"\")","v":""},{"$f":"IFERROR(IF(OR(U121=\"\",'Combined scenario - input'!$D106=\"\"),\"\",U121/'Combined scenario - input'!$D106),\"\")","v":""},{"$f":"IFERROR(IF(OR(V121=\"\",'Combined scenario - input'!$D106=\"\"),\"\",V121/'Combined scenario - input'!$D106),\"\")","v":""},{"$f":"IFERROR(IF(OR(W121=\"\",'Combined scenario - input'!$D106=\"\"),\"\",W121/'Combined scenario - input'!$D106),\"\")","v":""}]
[{"$f":"IFERROR('Combined scenario - input'!A107,\"\")","v":""},{"$f":"IFERROR('Combined scenario - input'!B107,\"\")","v":""},{"$f":"IFERROR('Combined scenario - input'!C107,\"\")","v":""},{"$f":"IFERROR(repcalc('Combined scenario - input'!$CV107:$GH107,'Combined scenario - input'!$G107,'Combined scenario - input'!$E107,'Combined scenario - input'!$F107,20,TRUE,TRUE),\"\")","v":""},"","","","","","","","","","","","","","","","","","","",{"$f":"IFERROR(IF(OR(D122=\"\",'Combined scenario - input'!$D107=\"\"),\"\",D122/'Combined scenario - input'!$D107),\"\")","v":""},{"$f":"IFERROR(IF(OR(E122=\"\",'Combined scenario - input'!$D107=\"\"),\"\",E122/'Combined scenario - input'!$D107),\"\")","v":""},{"$f":"IFERROR(IF(OR(F122=\"\",'Combined scenario - input'!$D107=\"\"),\"\",F122/'Combined scenario - input'!$D107),\"\")","v":""},{"$f":"IFERROR(IF(OR(G122=\"\",'Combined scenario - input'!$D107=\"\"),\"\",G122/'Combined scenario - input'!$D107),\"\")","v":""},{"$f":"IFERROR(IF(OR(H122=\"\",'Combined scenario - input'!$D107=\"\"),\"\",H122/'Combined scenario - input'!$D107),\"\")","v":""},{"$f":"IFERROR(IF(OR(I122=\"\",'Combined scenario - input'!$D107=\"\"),\"\",I122/'Combined scenario - input'!$D107),\"\")","v":""},{"$f":"IFERROR(IF(OR(J122=\"\",'Combined scenario - input'!$D107=\"\"),\"\",J122/'Combined scenario - input'!$D107),\"\")","v":""},{"$f":"IFERROR(IF(OR(K122=\"\",'Combined scenario - input'!$D107=\"\"),\"\",K122/'Combined scenario - input'!$D107),\"\")","v":""},{"$f":"IFERROR(IF(OR(L122=\"\",'Combined scenario - input'!$D107=\"\"),\"\",L122/'Combined scenario - input'!$D107),\"\")","v":""},{"$f":"IFERROR(IF(OR(M122=\"\",'Combined scenario - input'!$D107=\"\"),\"\",M122/'Combined scenario - input'!$D107),\"\")","v":""},{"$f":"IFERROR(IF(OR(N122=\"\",'Combined scenario - input'!$D107=\"\"),\"\",N122/'Combined scenario - input'!$D107),\"\")","v":""},{"$f":"IFERROR(IF(OR(O122=\"\",'Combined scenario - input'!$D107=\"\"),\"\",O122/'Combined scenario - input'!$D107),\"\")","v":""},{"$f":"IFERROR(IF(OR(P122=\"\",'Combined scenario - input'!$D107=\"\"),\"\",P122/'Combined scenario - input'!$D107),\"\")","v":""},{"$f":"IFERROR(IF(OR(Q122=\"\",'Combined scenario - input'!$D107=\"\"),\"\",Q122/'Combined scenario - input'!$D107),\"\")","v":""},{"$f":"IFERROR(IF(OR(R122=\"\",'Combined scenario - input'!$D107=\"\"),\"\",R122/'Combined scenario - input'!$D107),\"\")","v":""},{"$f":"IFERROR(IF(OR(S122=\"\",'Combined scenario - input'!$D107=\"\"),\"\",S122/'Combined scenario - input'!$D107),\"\")","v":""},{"$f":"IFERROR(IF(OR(T122=\"\",'Combined scenario - input'!$D107=\"\"),\"\",T122/'Combined scenario - input'!$D107),\"\")","v":""},{"$f":"IFERROR(IF(OR(U122=\"\",'Combined scenario - input'!$D107=\"\"),\"\",U122/'Combined scenario - input'!$D107),\"\")","v":""},{"$f":"IFERROR(IF(OR(V122=\"\",'Combined scenario - input'!$D107=\"\"),\"\",V122/'Combined scenario - input'!$D107),\"\")","v":""},{"$f":"IFERROR(IF(OR(W122=\"\",'Combined scenario - input'!$D107=\"\"),\"\",W122/'Combined scenario - input'!$D107),\"\")","v":""}]
[{"$f":"IFERROR('Combined scenario - input'!A108,\"\")","v":""},{"$f":"IFERROR('Combined scenario - input'!B108,\"\")","v":""},{"$f":"IFERROR('Combined scenario - input'!C108,\"\")","v":""},{"$f":"IFERROR(repcalc('Combined scenario - input'!$CV108:$GH108,'Combined scenario - input'!$G108,'Combined scenario - input'!$E108,'Combined scenario - input'!$F108,20,TRUE,TRUE),\"\")","v":""},"","","","","","","","","","","","","","","","","","","",{"$f":"IFERROR(IF(OR(D123=\"\",'Combined scenario - input'!$D108=\"\"),\"\",D123/'Combined scenario - input'!$D108),\"\")","v":""},{"$f":"IFERROR(IF(OR(E123=\"\",'Combined scenario - input'!$D108=\"\"),\"\",E123/'Combined scenario - input'!$D108),\"\")","v":""},{"$f":"IFERROR(IF(OR(F123=\"\",'Combined scenario - input'!$D108=\"\"),\"\",F123/'Combined scenario - input'!$D108),\"\")","v":""},{"$f":"IFERROR(IF(OR(G123=\"\",'Combined scenario - input'!$D108=\"\"),\"\",G123/'Combined scenario - input'!$D108),\"\")","v":""},{"$f":"IFERROR(IF(OR(H123=\"\",'Combined scenario - input'!$D108=\"\"),\"\",H123/'Combined scenario - input'!$D108),\"\")","v":""},{"$f":"IFERROR(IF(OR(I123=\"\",'Combined scenario - input'!$D108=\"\"),\"\",I123/'Combined scenario - input'!$D108),\"\")","v":""},{"$f":"IFERROR(IF(OR(J123=\"\",'Combined scenario - input'!$D108=\"\"),\"\",J123/'Combined scenario - input'!$D108),\"\")","v":""},{"$f":"IFERROR(IF(OR(K123=\"\",'Combined scenario - input'!$D108=\"\"),\"\",K123/'Combined scenario - input'!$D108),\"\")","v":""},{"$f":"IFERROR(IF(OR(L123=\"\",'Combined scenario - input'!$D108=\"\"),\"\",L123/'Combined scenario - input'!$D108),\"\")","v":""},{"$f":"IFERROR(IF(OR(M123=\"\",'Combined scenario - input'!$D108=\"\"),\"\",M123/'Combined scenario - input'!$D108),\"\")","v":""},{"$f":"IFERROR(IF(OR(N123=\"\",'Combined scenario - input'!$D108=\"\"),\"\",N123/'Combined scenario - input'!$D108),\"\")","v":""},{"$f":"IFERROR(IF(OR(O123=\"\",'Combined scenario - input'!$D108=\"\"),\"\",O123/'Combined scenario - input'!$D108),\"\")","v":""},{"$f":"IFERROR(IF(OR(P123=\"\",'Combined scenario - input'!$D108=\"\"),\"\",P123/'Combined scenario - input'!$D108),\"\")","v":""},{"$f":"IFERROR(IF(OR(Q123=\"\",'Combined scenario - input'!$D108=\"\"),\"\",Q123/'Combined scenario - input'!$D108),\"\")","v":""},{"$f":"IFERROR(IF(OR(R123=\"\",'Combined scenario - input'!$D108=\"\"),\"\",R123/'Combined scenario - input'!$D108),\"\")","v":""},{"$f":"IFERROR(IF(OR(S123=\"\",'Combined scenario - input'!$D108=\"\"),\"\",S123/'Combined scenario - input'!$D108),\"\")","v":""},{"$f":"IFERROR(IF(OR(T123=\"\",'Combined scenario - input'!$D108=\"\"),\"\",T123/'Combined scenario - input'!$D108),\"\")","v":""},{"$f":"IFERROR(IF(OR(U123=\"\",'Combined scenario - input'!$D108=\"\"),\"\",U123/'Combined scenario - input'!$D108),\"\")","v":""},{"$f":"IFERROR(IF(OR(V123=\"\",'Combined scenario - input'!$D108=\"\"),\"\",V123/'Combined scenario - input'!$D108),\"\")","v":""},{"$f":"IFERROR(IF(OR(W123=\"\",'Combined scenario - input'!$D108=\"\"),\"\",W123/'Combined scenario - input'!$D108),\"\")","v":""}]
[{"$f":"IFERROR('Combined scenario - input'!A109,\"\")","v":""},{"$f":"IFERROR('Combined scenario - input'!B109,\"\")","v":""},{"$f":"IFERROR('Combined scenario - input'!C109,\"\")","v":""},{"$f":"IFERROR(repcalc('Combined scenario - input'!$CV109:$GH109,'Combined scenario - input'!$G109,'Combined scenario - input'!$E109,'Combined scenario - input'!$F109,20,TRUE,TRUE),\"\")","v":""},"","","","","","","","","","","","","","","","","","","",{"$f":"IFERROR(IF(OR(D124=\"\",'Combined scenario - input'!$D109=\"\"),\"\",D124/'Combined scenario - input'!$D109),\"\")","v":""},{"$f":"IFERROR(IF(OR(E124=\"\",'Combined scenario - input'!$D109=\"\"),\"\",E124/'Combined scenario - input'!$D109),\"\")","v":""},{"$f":"IFERROR(IF(OR(F124=\"\",'Combined scenario - input'!$D109=\"\"),\"\",F124/'Combined scenario - input'!$D109),\"\")","v":""},{"$f":"IFERROR(IF(OR(G124=\"\",'Combined scenario - input'!$D109=\"\"),\"\",G124/'Combined scenario - input'!$D109),\"\")","v":""},{"$f":"IFERROR(IF(OR(H124=\"\",'Combined scenario - input'!$D109=\"\"),\"\",H124/'Combined scenario - input'!$D109),\"\")","v":""},{"$f":"IFERROR(IF(OR(I124=\"\",'Combined scenario - input'!$D109=\"\"),\"\",I124/'Combined scenario - input'!$D109),\"\")","v":""},{"$f":"IFERROR(IF(OR(J124=\"\",'Combined scenario - input'!$D109=\"\"),\"\",J124/'Combined scenario - input'!$D109),\"\")","v":""},{"$f":"IFERROR(IF(OR(K124=\"\",'Combined scenario - input'!$D109=\"\"),\"\",K124/'Combined scenario - input'!$D109),\"\")","v":""},{"$f":"IFERROR(IF(OR(L124=\"\",'Combined scenario - input'!$D109=\"\"),\"\",L124/'Combined scenario - input'!$D109),\"\")","v":""},{"$f":"IFERROR(IF(OR(M124=\"\",'Combined scenario - input'!$D109=\"\"),\"\",M124/'Combined scenario - input'!$D109),\"\")","v":""},{"$f":"IFERROR(IF(OR(N124=\"\",'Combined scenario - input'!$D109=\"\"),\"\",N124/'Combined scenario - input'!$D109),\"\")","v":""},{"$f":"IFERROR(IF(OR(O124=\"\",'Combined scenario - input'!$D109=\"\"),\"\",O124/'Combined scenario - input'!$D109),\"\")","v":""},{"$f":"IFERROR(IF(OR(P124=\"\",'Combined scenario - input'!$D109=\"\"),\"\",P124/'Combined scenario - input'!$D109),\"\")","v":""},{"$f":"IFERROR(IF(OR(Q124=\"\",'Combined scenario - input'!$D109=\"\"),\"\",Q124/'Combined scenario - input'!$D109),\"\")","v":""},{"$f":"IFERROR(IF(OR(R124=\"\",'Combined scenario - input'!$D109=\"\"),\"\",R124/'Combined scenario - input'!$D109),\"\")","v":""},{"$f":"IFERROR(IF(OR(S124=\"\",'Combined scenario - input'!$D109=\"\"),\"\",S124/'Combined scenario - input'!$D109),\"\")","v":""},{"$f":"IFERROR(IF(OR(T124=\"\",'Combined scenario - input'!$D109=\"\"),\"\",T124/'Combined scenario - input'!$D109),\"\")","v":""},{"$f":"IFERROR(IF(OR(U124=\"\",'Combined scenario - input'!$D109=\"\"),\"\",U124/'Combined scenario - input'!$D109),\"\")","v":""},{"$f":"IFERROR(IF(OR(V124=\"\",'Combined scenario - input'!$D109=\"\"),\"\",V124/'Combined scenario - input'!$D109),\"\")","v":""},{"$f":"IFERROR(IF(OR(W124=\"\",'Combined scenario - input'!$D109=\"\"),\"\",W124/'Combined scenario - input'!$D109),\"\")","v":""}]
[{"$f":"IFERROR('Combined scenario - input'!A110,\"\")","v":""},{"$f":"IFERROR('Combined scenario - input'!B110,\"\")","v":""},{"$f":"IFERROR('Combined scenario - input'!C110,\"\")","v":""},{"$f":"IFERROR(repcalc('Combined scenario - input'!$CV110:$GH110,'Combined scenario - input'!$G110,'Combined scenario - input'!$E110,'Combined scenario - input'!$F110,20,TRUE,TRUE),\"\")","v":""},"","","","","","","","","","","","","","","","","","","",{"$f":"IFERROR(IF(OR(D125=\"\",'Combined scenario - input'!$D110=\"\"),\"\",D125/'Combined scenario - input'!$D110),\"\")","v":""},{"$f":"IFERROR(IF(OR(E125=\"\",'Combined scenario - input'!$D110=\"\"),\"\",E125/'Combined scenario - input'!$D110),\"\")","v":""},{"$f":"IFERROR(IF(OR(F125=\"\",'Combined scenario - input'!$D110=\"\"),\"\",F125/'Combined scenario - input'!$D110),\"\")","v":""},{"$f":"IFERROR(IF(OR(G125=\"\",'Combined scenario - input'!$D110=\"\"),\"\",G125/'Combined scenario - input'!$D110),\"\")","v":""},{"$f":"IFERROR(IF(OR(H125=\"\",'Combined scenario - input'!$D110=\"\"),\"\",H125/'Combined scenario - input'!$D110),\"\")","v":""},{"$f":"IFERROR(IF(OR(I125=\"\",'Combined scenario - input'!$D110=\"\"),\"\",I125/'Combined scenario - input'!$D110),\"\")","v":""},{"$f":"IFERROR(IF(OR(J125=\"\",'Combined scenario - input'!$D110=\"\"),\"\",J125/'Combined scenario - input'!$D110),\"\")","v":""},{"$f":"IFERROR(IF(OR(K125=\"\",'Combined scenario - input'!$D110=\"\"),\"\",K125/'Combined scenario - input'!$D110),\"\")","v":""},{"$f":"IFERROR(IF(OR(L125=\"\",'Combined scenario - input'!$D110=\"\"),\"\",L125/'Combined scenario - input'!$D110),\"\")","v":""},{"$f":"IFERROR(IF(OR(M125=\"\",'Combined scenario - input'!$D110=\"\"),\"\",M125/'Combined scenario - input'!$D110),\"\")","v":""},{"$f":"IFERROR(IF(OR(N125=\"\",'Combined scenario - input'!$D110=\"\"),\"\",N125/'Combined scenario - input'!$D110),\"\")","v":""},{"$f":"IFERROR(IF(OR(O125=\"\",'Combined scenario - input'!$D110=\"\"),\"\",O125/'Combined scenario - input'!$D110),\"\")","v":""},{"$f":"IFERROR(IF(OR(P125=\"\",'Combined scenario - input'!$D110=\"\"),\"\",P125/'Combined scenario - input'!$D110),\"\")","v":""},{"$f":"IFERROR(IF(OR(Q125=\"\",'Combined scenario - input'!$D110=\"\"),\"\",Q125/'Combined scenario - input'!$D110),\"\")","v":""},{"$f":"IFERROR(IF(OR(R125=\"\",'Combined scenario - input'!$D110=\"\"),\"\",R125/'Combined scenario - input'!$D110),\"\")","v":""},{"$f":"IFERROR(IF(OR(S125=\"\",'Combined scenario - input'!$D110=\"\"),\"\",S125/'Combined scenario - input'!$D110),\"\")","v":""},{"$f":"IFERROR(IF(OR(T125=\"\",'Combined scenario - input'!$D110=\"\"),\"\",T125/'Combined scenario - input'!$D110),\"\")","v":""},{"$f":"IFERROR(IF(OR(U125=\"\",'Combined scenario - input'!$D110=\"\"),\"\",U125/'Combined scenario - input'!$D110),\"\")","v":""},{"$f":"IFERROR(IF(OR(V125=\"\",'Combined scenario - input'!$D110=\"\"),\"\",V125/'Combined scenario - input'!$D110),\"\")","v":""},{"$f":"IFERROR(IF(OR(W125=\"\",'Combined scenario - input'!$D110=\"\"),\"\",W125/'Combined scenario - input'!$D110),\"\")","v":""}]
[{"$f":"IFERROR('Combined scenario - input'!A111,\"\")","v":""},{"$f":"IFERROR('Combined scenario - input'!B111,\"\")","v":""},{"$f":"IFERROR('Combined scenario - input'!C111,\"\")","v":""},{"$f":"IFERROR(repcalc('Combined scenario - input'!$CV111:$GH111,'Combined scenario - input'!$G111,'Combined scenario - input'!$E111,'Combined scenario - input'!$F111,20,TRUE,TRUE),\"\")","v":""},"","","","","","","","","","","","","","","","","","","",{"$f":"IFERROR(IF(OR(D126=\"\",'Combined scenario - input'!$D111=\"\"),\"\",D126/'Combined scenario - input'!$D111),\"\")","v":""},{"$f":"IFERROR(IF(OR(E126=\"\",'Combined scenario - input'!$D111=\"\"),\"\",E126/'Combined scenario - input'!$D111),\"\")","v":""},{"$f":"IFERROR(IF(OR(F126=\"\",'Combined scenario - input'!$D111=\"\"),\"\",F126/'Combined scenario - input'!$D111),\"\")","v":""},{"$f":"IFERROR(IF(OR(G126=\"\",'Combined scenario - input'!$D111=\"\"),\"\",G126/'Combined scenario - input'!$D111),\"\")","v":""},{"$f":"IFERROR(IF(OR(H126=\"\",'Combined scenario - input'!$D111=\"\"),\"\",H126/'Combined scenario - input'!$D111),\"\")","v":""},{"$f":"IFERROR(IF(OR(I126=\"\",'Combined scenario - input'!$D111=\"\"),\"\",I126/'Combined scenario - input'!$D111),\"\")","v":""},{"$f":"IFERROR(IF(OR(J126=\"\",'Combined scenario - input'!$D111=\"\"),\"\",J126/'Combined scenario - input'!$D111),\"\")","v":""},{"$f":"IFERROR(IF(OR(K126=\"\",'Combined scenario - input'!$D111=\"\"),\"\",K126/'Combined scenario - input'!$D111),\"\")","v":""},{"$f":"IFERROR(IF(OR(L126=\"\",'Combined scenario - input'!$D111=\"\"),\"\",L126/'Combined scenario - input'!$D111),\"\")","v":""},{"$f":"IFERROR(IF(OR(M126=\"\",'Combined scenario - input'!$D111=\"\"),\"\",M126/'Combined scenario - input'!$D111),\"\")","v":""},{"$f":"IFERROR(IF(OR(N126=\"\",'Combined scenario - input'!$D111=\"\"),\"\",N126/'Combined scenario - input'!$D111),\"\")","v":""},{"$f":"IFERROR(IF(OR(O126=\"\",'Combined scenario - input'!$D111=\"\"),\"\",O126/'Combined scenario - input'!$D111),\"\")","v":""},{"$f":"IFERROR(IF(OR(P126=\"\",'Combined scenario - input'!$D111=\"\"),\"\",P126/'Combined scenario - input'!$D111),\"\")","v":""},{"$f":"IFERROR(IF(OR(Q126=\"\",'Combined scenario - input'!$D111=\"\"),\"\",Q126/'Combined scenario - input'!$D111),\"\")","v":""},{"$f":"IFERROR(IF(OR(R126=\"\",'Combined scenario - input'!$D111=\"\"),\"\",R126/'Combined scenario - input'!$D111),\"\")","v":""},{"$f":"IFERROR(IF(OR(S126=\"\",'Combined scenario - input'!$D111=\"\"),\"\",S126/'Combined scenario - input'!$D111),\"\")","v":""},{"$f":"IFERROR(IF(OR(T126=\"\",'Combined scenario - input'!$D111=\"\"),\"\",T126/'Combined scenario - input'!$D111),\"\")","v":""},{"$f":"IFERROR(IF(OR(U126=\"\",'Combined scenario - input'!$D111=\"\"),\"\",U126/'Combined scenario - input'!$D111),\"\")","v":""},{"$f":"IFERROR(IF(OR(V126=\"\",'Combined scenario - input'!$D111=\"\"),\"\",V126/'Combined scenario - input'!$D111),\"\")","v":""},{"$f":"IFERROR(IF(OR(W126=\"\",'Combined scenario - input'!$D111=\"\"),\"\",W126/'Combined scenario - input'!$D111),\"\")","v":""}]
[{"$f":"IFERROR('Combined scenario - input'!A112,\"\")","v":""},{"$f":"IFERROR('Combined scenario - input'!B112,\"\")","v":""},{"$f":"IFERROR('Combined scenario - input'!C112,\"\")","v":""},{"$f":"IFERROR(repcalc('Combined scenario - input'!$CV112:$GH112,'Combined scenario - input'!$G112,'Combined scenario - input'!$E112,'Combined scenario - input'!$F112,20,TRUE,TRUE),\"\")","v":""},"","","","","","","","","","","","","","","","","","","",{"$f":"IFERROR(IF(OR(D127=\"\",'Combined scenario - input'!$D112=\"\"),\"\",D127/'Combined scenario - input'!$D112),\"\")","v":""},{"$f":"IFERROR(IF(OR(E127=\"\",'Combined scenario - input'!$D112=\"\"),\"\",E127/'Combined scenario - input'!$D112),\"\")","v":""},{"$f":"IFERROR(IF(OR(F127=\"\",'Combined scenario - input'!$D112=\"\"),\"\",F127/'Combined scenario - input'!$D112),\"\")","v":""},{"$f":"IFERROR(IF(OR(G127=\"\",'Combined scenario - input'!$D112=\"\"),\"\",G127/'Combined scenario - input'!$D112),\"\")","v":""},{"$f":"IFERROR(IF(OR(H127=\"\",'Combined scenario - input'!$D112=\"\"),\"\",H127/'Combined scenario - input'!$D112),\"\")","v":""},{"$f":"IFERROR(IF(OR(I127=\"\",'Combined scenario - input'!$D112=\"\"),\"\",I127/'Combined scenario - input'!$D112),\"\")","v":""},{"$f":"IFERROR(IF(OR(J127=\"\",'Combined scenario - input'!$D112=\"\"),\"\",J127/'Combined scenario - input'!$D112),\"\")","v":""},{"$f":"IFERROR(IF(OR(K127=\"\",'Combined scenario - input'!$D112=\"\"),\"\",K127/'Combined scenario - input'!$D112),\"\")","v":""},{"$f":"IFERROR(IF(OR(L127=\"\",'Combined scenario - input'!$D112=\"\"),\"\",L127/'Combined scenario - input'!$D112),\"\")","v":""},{"$f":"IFERROR(IF(OR(M127=\"\",'Combined scenario - input'!$D112=\"\"),\"\",M127/'Combined scenario - input'!$D112),\"\")","v":""},{"$f":"IFERROR(IF(OR(N127=\"\",'Combined scenario - input'!$D112=\"\"),\"\",N127/'Combined scenario - input'!$D112),\"\")","v":""},{"$f":"IFERROR(IF(OR(O127=\"\",'Combined scenario - input'!$D112=\"\"),\"\",O127/'Combined scenario - input'!$D112),\"\")","v":""},{"$f":"IFERROR(IF(OR(P127=\"\",'Combined scenario - input'!$D112=\"\"),\"\",P127/'Combined scenario - input'!$D112),\"\")","v":""},{"$f":"IFERROR(IF(OR(Q127=\"\",'Combined scenario - input'!$D112=\"\"),\"\",Q127/'Combined scenario - input'!$D112),\"\")","v":""},{"$f":"IFERROR(IF(OR(R127=\"\",'Combined scenario - input'!$D112=\"\"),\"\",R127/'Combined scenario - input'!$D112),\"\")","v":""},{"$f":"IFERROR(IF(OR(S127=\"\",'Combined scenario - input'!$D112=\"\"),\"\",S127/'Combined scenario - input'!$D112),\"\")","v":""},{"$f":"IFERROR(IF(OR(T127=\"\",'Combined scenario - input'!$D112=\"\"),\"\",T127/'Combined scenario - input'!$D112),\"\")","v":""},{"$f":"IFERROR(IF(OR(U127=\"\",'Combined scenario - input'!$D112=\"\"),\"\",U127/'Combined scenario - input'!$D112),\"\")","v":""},{"$f":"IFERROR(IF(OR(V127=\"\",'Combined scenario - input'!$D112=\"\"),\"\",V127/'Combined scenario - input'!$D112),\"\")","v":""},{"$f":"IFERROR(IF(OR(W127=\"\",'Combined scenario - input'!$D112=\"\"),\"\",W127/'Combined scenario - input'!$D112),\"\")","v":""}]
[{"$f":"IFERROR('Combined scenario - input'!A113,\"\")","v":""},{"$f":"IFERROR('Combined scenario - input'!B113,\"\")","v":""},{"$f":"IFERROR('Combined scenario - input'!C113,\"\")","v":""},{"$f":"IFERROR(repcalc('Combined scenario - input'!$CV113:$GH113,'Combined scenario - input'!$G113,'Combined scenario - input'!$E113,'Combined scenario - input'!$F113,20,TRUE,TRUE),\"\")","v":""},"","","","","","","","","","","","","","","","","","","",{"$f":"IFERROR(IF(OR(D128=\"\",'Combined scenario - input'!$D113=\"\"),\"\",D128/'Combined scenario - input'!$D113),\"\")","v":""},{"$f":"IFERROR(IF(OR(E128=\"\",'Combined scenario - input'!$D113=\"\"),\"\",E128/'Combined scenario - input'!$D113),\"\")","v":""},{"$f":"IFERROR(IF(OR(F128=\"\",'Combined scenario - input'!$D113=\"\"),\"\",F128/'Combined scenario - input'!$D113),\"\")","v":""},{"$f":"IFERROR(IF(OR(G128=\"\",'Combined scenario - input'!$D113=\"\"),\"\",G128/'Combined scenario - input'!$D113),\"\")","v":""},{"$f":"IFERROR(IF(OR(H128=\"\",'Combined scenario - input'!$D113=\"\"),\"\",H128/'Combined scenario - input'!$D113),\"\")","v":""},{"$f":"IFERROR(IF(OR(I128=\"\",'Combined scenario - input'!$D113=\"\"),\"\",I128/'Combined scenario - input'!$D113),\"\")","v":""},{"$f":"IFERROR(IF(OR(J128=\"\",'Combined scenario - input'!$D113=\"\"),\"\",J128/'Combined scenario - input'!$D113),\"\")","v":""},{"$f":"IFERROR(IF(OR(K128=\"\",'Combined scenario - input'!$D113=\"\"),\"\",K128/'Combined scenario - input'!$D113),\"\")","v":""},{"$f":"IFERROR(IF(OR(L128=\"\",'Combined scenario - input'!$D113=\"\"),\"\",L128/'Combined scenario - input'!$D113),\"\")","v":""},{"$f":"IFERROR(IF(OR(M128=\"\",'Combined scenario - input'!$D113=\"\"),\"\",M128/'Combined scenario - input'!$D113),\"\")","v":""},{"$f":"IFERROR(IF(OR(N128=\"\",'Combined scenario - input'!$D113=\"\"),\"\",N128/'Combined scenario - input'!$D113),\"\")","v":""},{"$f":"IFERROR(IF(OR(O128=\"\",'Combined scenario - input'!$D113=\"\"),\"\",O128/'Combined scenario - input'!$D113),\"\")","v":""},{"$f":"IFERROR(IF(OR(P128=\"\",'Combined scenario - input'!$D113=\"\"),\"\",P128/'Combined scenario - input'!$D113),\"\")","v":""},{"$f":"IFERROR(IF(OR(Q128=\"\",'Combined scenario - input'!$D113=\"\"),\"\",Q128/'Combined scenario - input'!$D113),\"\")","v":""},{"$f":"IFERROR(IF(OR(R128=\"\",'Combined scenario - input'!$D113=\"\"),\"\",R128/'Combined scenario - input'!$D113),\"\")","v":""},{"$f":"IFERROR(IF(OR(S128=\"\",'Combined scenario - input'!$D113=\"\"),\"\",S128/'Combined scenario - input'!$D113),\"\")","v":""},{"$f":"IFERROR(IF(OR(T128=\"\",'Combined scenario - input'!$D113=\"\"),\"\",T128/'Combined scenario - input'!$D113),\"\")","v":""},{"$f":"IFERROR(IF(OR(U128=\"\",'Combined scenario - input'!$D113=\"\"),\"\",U128/'Combined scenario - input'!$D113),\"\")","v":""},{"$f":"IFERROR(IF(OR(V128=\"\",'Combined scenario - input'!$D113=\"\"),\"\",V128/'Combined scenario - input'!$D113),\"\")","v":""},{"$f":"IFERROR(IF(OR(W128=\"\",'Combined scenario - input'!$D113=\"\"),\"\",W128/'Combined scenario - input'!$D113),\"\")","v":""}]
[{"$f":"IFERROR('Combined scenario - input'!A114,\"\")","v":""},{"$f":"IFERROR('Combined scenario - input'!B114,\"\")","v":""},{"$f":"IFERROR('Combined scenario - input'!C114,\"\")","v":""},{"$f":"IFERROR(repcalc('Combined scenario - input'!$CV114:$GH114,'Combined scenario - input'!$G114,'Combined scenario - input'!$E114,'Combined scenario - input'!$F114,20,TRUE,TRUE),\"\")","v":""},"","","","","","","","","","","","","","","","","","","",{"$f":"IFERROR(IF(OR(D129=\"\",'Combined scenario - input'!$D114=\"\"),\"\",D129/'Combined scenario - input'!$D114),\"\")","v":""},{"$f":"IFERROR(IF(OR(E129=\"\",'Combined scenario - input'!$D114=\"\"),\"\",E129/'Combined scenario - input'!$D114),\"\")","v":""},{"$f":"IFERROR(IF(OR(F129=\"\",'Combined scenario - input'!$D114=\"\"),\"\",F129/'Combined scenario - input'!$D114),\"\")","v":""},{"$f":"IFERROR(IF(OR(G129=\"\",'Combined scenario - input'!$D114=\"\"),\"\",G129/'Combined scenario - input'!$D114),\"\")","v":""},{"$f":"IFERROR(IF(OR(H129=\"\",'Combined scenario - input'!$D114=\"\"),\"\",H129/'Combined scenario - input'!$D114),\"\")","v":""},{"$f":"IFERROR(IF(OR(I129=\"\",'Combined scenario - input'!$D114=\"\"),\"\",I129/'Combined scenario - input'!$D114),\"\")","v":""},{"$f":"IFERROR(IF(OR(J129=\"\",'Combined scenario - input'!$D114=\"\"),\"\",J129/'Combined scenario - input'!$D114),\"\")","v":""},{"$f":"IFERROR(IF(OR(K129=\"\",'Combined scenario - input'!$D114=\"\"),\"\",K129/'Combined scenario - input'!$D114),\"\")","v":""},{"$f":"IFERROR(IF(OR(L129=\"\",'Combined scenario - input'!$D114=\"\"),\"\",L129/'Combined scenario - input'!$D114),\"\")","v":""},{"$f":"IFERROR(IF(OR(M129=\"\",'Combined scenario - input'!$D114=\"\"),\"\",M129/'Combined scenario - input'!$D114),\"\")","v":""},{"$f":"IFERROR(IF(OR(N129=\"\",'Combined scenario - input'!$D114=\"\"),\"\",N129/'Combined scenario - input'!$D114),\"\")","v":""},{"$f":"IFERROR(IF(OR(O129=\"\",'Combined scenario - input'!$D114=\"\"),\"\",O129/'Combined scenario - input'!$D114),\"\")","v":""},{"$f":"IFERROR(IF(OR(P129=\"\",'Combined scenario - input'!$D114=\"\"),\"\",P129/'Combined scenario - input'!$D114),\"\")","v":""},{"$f":"IFERROR(IF(OR(Q129=\"\",'Combined scenario - input'!$D114=\"\"),\"\",Q129/'Combined scenario - input'!$D114),\"\")","v":""},{"$f":"IFERROR(IF(OR(R129=\"\",'Combined scenario - input'!$D114=\"\"),\"\",R129/'Combined scenario - input'!$D114),\"\")","v":""},{"$f":"IFERROR(IF(OR(S129=\"\",'Combined scenario - input'!$D114=\"\"),\"\",S129/'Combined scenario - input'!$D114),\"\")","v":""},{"$f":"IFERROR(IF(OR(T129=\"\",'Combined scenario - input'!$D114=\"\"),\"\",T129/'Combined scenario - input'!$D114),\"\")","v":""},{"$f":"IFERROR(IF(OR(U129=\"\",'Combined scenario - input'!$D114=\"\"),\"\",U129/'Combined scenario - input'!$D114),\"\")","v":""},{"$f":"IFERROR(IF(OR(V129=\"\",'Combined scenario - input'!$D114=\"\"),\"\",V129/'Combined scenario - input'!$D114),\"\")","v":""},{"$f":"IFERROR(IF(OR(W129=\"\",'Combined scenario - input'!$D114=\"\"),\"\",W129/'Combined scenario - input'!$D114),\"\")","v":""}]
[{"$f":"IFERROR('Combined scenario - input'!A115,\"\")","v":""},{"$f":"IFERROR('Combined scenario - input'!B115,\"\")","v":""},{"$f":"IFERROR('Combined scenario - input'!C115,\"\")","v":""},{"$f":"IFERROR(repcalc('Combined scenario - input'!$CV115:$GH115,'Combined scenario - input'!$G115,'Combined scenario - input'!$E115,'Combined scenario - input'!$F115,20,TRUE,TRUE),\"\")","v":""},"","","","","","","","","","","","","","","","","","","",{"$f":"IFERROR(IF(OR(D130=\"\",'Combined scenario - input'!$D115=\"\"),\"\",D130/'Combined scenario - input'!$D115),\"\")","v":""},{"$f":"IFERROR(IF(OR(E130=\"\",'Combined scenario - input'!$D115=\"\"),\"\",E130/'Combined scenario - input'!$D115),\"\")","v":""},{"$f":"IFERROR(IF(OR(F130=\"\",'Combined scenario - input'!$D115=\"\"),\"\",F130/'Combined scenario - input'!$D115),\"\")","v":""},{"$f":"IFERROR(IF(OR(G130=\"\",'Combined scenario - input'!$D115=\"\"),\"\",G130/'Combined scenario - input'!$D115),\"\")","v":""},{"$f":"IFERROR(IF(OR(H130=\"\",'Combined scenario - input'!$D115=\"\"),\"\",H130/'Combined scenario - input'!$D115),\"\")","v":""},{"$f":"IFERROR(IF(OR(I130=\"\",'Combined scenario - input'!$D115=\"\"),\"\",I130/'Combined scenario - input'!$D115),\"\")","v":""},{"$f":"IFERROR(IF(OR(J130=\"\",'Combined scenario - input'!$D115=\"\"),\"\",J130/'Combined scenario - input'!$D115),\"\")","v":""},{"$f":"IFERROR(IF(OR(K130=\"\",'Combined scenario - input'!$D115=\"\"),\"\",K130/'Combined scenario - input'!$D115),\"\")","v":""},{"$f":"IFERROR(IF(OR(L130=\"\",'Combined scenario - input'!$D115=\"\"),\"\",L130/'Combined scenario - input'!$D115),\"\")","v":""},{"$f":"IFERROR(IF(OR(M130=\"\",'Combined scenario - input'!$D115=\"\"),\"\",M130/'Combined scenario - input'!$D115),\"\")","v":""},{"$f":"IFERROR(IF(OR(N130=\"\",'Combined scenario - input'!$D115=\"\"),\"\",N130/'Combined scenario - input'!$D115),\"\")","v":""},{"$f":"IFERROR(IF(OR(O130=\"\",'Combined scenario - input'!$D115=\"\"),\"\",O130/'Combined scenario - input'!$D115),\"\")","v":""},{"$f":"IFERROR(IF(OR(P130=\"\",'Combined scenario - input'!$D115=\"\"),\"\",P130/'Combined scenario - input'!$D115),\"\")","v":""},{"$f":"IFERROR(IF(OR(Q130=\"\",'Combined scenario - input'!$D115=\"\"),\"\",Q130/'Combined scenario - input'!$D115),\"\")","v":""},{"$f":"IFERROR(IF(OR(R130=\"\",'Combined scenario - input'!$D115=\"\"),\"\",R130/'Combined scenario - input'!$D115),\"\")","v":""},{"$f":"IFERROR(IF(OR(S130=\"\",'Combined scenario - input'!$D115=\"\"),\"\",S130/'Combined scenario - input'!$D115),\"\")","v":""},{"$f":"IFERROR(IF(OR(T130=\"\",'Combined scenario - input'!$D115=\"\"),\"\",T130/'Combined scenario - input'!$D115),\"\")","v":""},{"$f":"IFERROR(IF(OR(U130=\"\",'Combined scenario - input'!$D115=\"\"),\"\",U130/'Combined scenario - input'!$D115),\"\")","v":""},{"$f":"IFERROR(IF(OR(V130=\"\",'Combined scenario - input'!$D115=\"\"),\"\",V130/'Combined scenario - input'!$D115),\"\")","v":""},{"$f":"IFERROR(IF(OR(W130=\"\",'Combined scenario - input'!$D115=\"\"),\"\",W130/'Combined scenario - input'!$D115),\"\")","v":""}]
[{"$f":"IFERROR('Combined scenario - input'!A116,\"\")","v":""},{"$f":"IFERROR('Combined scenario - input'!B116,\"\")","v":""},{"$f":"IFERROR('Combined scenario - input'!C116,\"\")","v":""},{"$f":"IFERROR(repcalc('Combined scenario - input'!$CV116:$GH116,'Combined scenario - input'!$G116,'Combined scenario - input'!$E116,'Combined scenario - input'!$F116,20,TRUE,TRUE),\"\")","v":""},"","","","","","","","","","","","","","","","","","","",{"$f":"IFERROR(IF(OR(D131=\"\",'Combined scenario - input'!$D116=\"\"),\"\",D131/'Combined scenario - input'!$D116),\"\")","v":""},{"$f":"IFERROR(IF(OR(E131=\"\",'Combined scenario - input'!$D116=\"\"),\"\",E131/'Combined scenario - input'!$D116),\"\")","v":""},{"$f":"IFERROR(IF(OR(F131=\"\",'Combined scenario - input'!$D116=\"\"),\"\",F131/'Combined scenario - input'!$D116),\"\")","v":""},{"$f":"IFERROR(IF(OR(G131=\"\",'Combined scenario - input'!$D116=\"\"),\"\",G131/'Combined scenario - input'!$D116),\"\")","v":""},{"$f":"IFERROR(IF(OR(H131=\"\",'Combined scenario - input'!$D116=\"\"),\"\",H131/'Combined scenario - input'!$D116),\"\")","v":""},{"$f":"IFERROR(IF(OR(I131=\"\",'Combined scenario - input'!$D116=\"\"),\"\",I131/'Combined scenario - input'!$D116),\"\")","v":""},{"$f":"IFERROR(IF(OR(J131=\"\",'Combined scenario - input'!$D116=\"\"),\"\",J131/'Combined scenario - input'!$D116),\"\")","v":""},{"$f":"IFERROR(IF(OR(K131=\"\",'Combined scenario - input'!$D116=\"\"),\"\",K131/'Combined scenario - input'!$D116),\"\")","v":""},{"$f":"IFERROR(IF(OR(L131=\"\",'Combined scenario - input'!$D116=\"\"),\"\",L131/'Combined scenario - input'!$D116),\"\")","v":""},{"$f":"IFERROR(IF(OR(M131=\"\",'Combined scenario - input'!$D116=\"\"),\"\",M131/'Combined scenario - input'!$D116),\"\")","v":""},{"$f":"IFERROR(IF(OR(N131=\"\",'Combined scenario - input'!$D116=\"\"),\"\",N131/'Combined scenario - input'!$D116),\"\")","v":""},{"$f":"IFERROR(IF(OR(O131=\"\",'Combined scenario - input'!$D116=\"\"),\"\",O131/'Combined scenario - input'!$D116),\"\")","v":""},{"$f":"IFERROR(IF(OR(P131=\"\",'Combined scenario - input'!$D116=\"\"),\"\",P131/'Combined scenario - input'!$D116),\"\")","v":""},{"$f":"IFERROR(IF(OR(Q131=\"\",'Combined scenario - input'!$D116=\"\"),\"\",Q131/'Combined scenario - input'!$D116),\"\")","v":""},{"$f":"IFERROR(IF(OR(R131=\"\",'Combined scenario - input'!$D116=\"\"),\"\",R131/'Combined scenario - input'!$D116),\"\")","v":""},{"$f":"IFERROR(IF(OR(S131=\"\",'Combined scenario - input'!$D116=\"\"),\"\",S131/'Combined scenario - input'!$D116),\"\")","v":""},{"$f":"IFERROR(IF(OR(T131=\"\",'Combined scenario - input'!$D116=\"\"),\"\",T131/'Combined scenario - input'!$D116),\"\")","v":""},{"$f":"IFERROR(IF(OR(U131=\"\",'Combined scenario - input'!$D116=\"\"),\"\",U131/'Combined scenario - input'!$D116),\"\")","v":""},{"$f":"IFERROR(IF(OR(V131=\"\",'Combined scenario - input'!$D116=\"\"),\"\",V131/'Combined scenario - input'!$D116),\"\")","v":""},{"$f":"IFERROR(IF(OR(W131=\"\",'Combined scenario - input'!$D116=\"\"),\"\",W131/'Combined scenario - input'!$D116),\"\")","v":""}]
[{"$f":"IFERROR('Combined scenario - input'!A117,\"\")","v":""},{"$f":"IFERROR('Combined scenario - input'!B117,\"\")","v":""},{"$f":"IFERROR('Combined scenario - input'!C117,\"\")","v":""},{"$f":"IFERROR(repcalc('Combined scenario - input'!$CV117:$GH117,'Combined scenario - input'!$G117,'Combined scenario - input'!$E117,'Combined scenario - input'!$F117,20,TRUE,TRUE),\"\")","v":""},"","","","","","","","","","","","","","","","","","","",{"$f":"IFERROR(IF(OR(D132=\"\",'Combined scenario - input'!$D117=\"\"),\"\",D132/'Combined scenario - input'!$D117),\"\")","v":""},{"$f":"IFERROR(IF(OR(E132=\"\",'Combined scenario - input'!$D117=\"\"),\"\",E132/'Combined scenario - input'!$D117),\"\")","v":""},{"$f":"IFERROR(IF(OR(F132=\"\",'Combined scenario - input'!$D117=\"\"),\"\",F132/'Combined scenario - input'!$D117),\"\")","v":""},{"$f":"IFERROR(IF(OR(G132=\"\",'Combined scenario - input'!$D117=\"\"),\"\",G132/'Combined scenario - input'!$D117),\"\")","v":""},{"$f":"IFERROR(IF(OR(H132=\"\",'Combined scenario - input'!$D117=\"\"),\"\",H132/'Combined scenario - input'!$D117),\"\")","v":""},{"$f":"IFERROR(IF(OR(I132=\"\",'Combined scenario - input'!$D117=\"\"),\"\",I132/'Combined scenario - input'!$D117),\"\")","v":""},{"$f":"IFERROR(IF(OR(J132=\"\",'Combined scenario - input'!$D117=\"\"),\"\",J132/'Combined scenario - input'!$D117),\"\")","v":""},{"$f":"IFERROR(IF(OR(K132=\"\",'Combined scenario - input'!$D117=\"\"),\"\",K132/'Combined scenario - input'!$D117),\"\")","v":""},{"$f":"IFERROR(IF(OR(L132=\"\",'Combined scenario - input'!$D117=\"\"),\"\",L132/'Combined scenario - input'!$D117),\"\")","v":""},{"$f":"IFERROR(IF(OR(M132=\"\",'Combined scenario - input'!$D117=\"\"),\"\",M132/'Combined scenario - input'!$D117),\"\")","v":""},{"$f":"IFERROR(IF(OR(N132=\"\",'Combined scenario - input'!$D117=\"\"),\"\",N132/'Combined scenario - input'!$D117),\"\")","v":""},{"$f":"IFERROR(IF(OR(O132=\"\",'Combined scenario - input'!$D117=\"\"),\"\",O132/'Combined scenario - input'!$D117),\"\")","v":""},{"$f":"IFERROR(IF(OR(P132=\"\",'Combined scenario - input'!$D117=\"\"),\"\",P132/'Combined scenario - input'!$D117),\"\")","v":""},{"$f":"IFERROR(IF(OR(Q132=\"\",'Combined scenario - input'!$D117=\"\"),\"\",Q132/'Combined scenario - input'!$D117),\"\")","v":""},{"$f":"IFERROR(IF(OR(R132=\"\",'Combined scenario - input'!$D117=\"\"),\"\",R132/'Combined scenario - input'!$D117),\"\")","v":""},{"$f":"IFERROR(IF(OR(S132=\"\",'Combined scenario - input'!$D117=\"\"),\"\",S132/'Combined scenario - input'!$D117),\"\")","v":""},{"$f":"IFERROR(IF(OR(T132=\"\",'Combined scenario - input'!$D117=\"\"),\"\",T132/'Combined scenario - input'!$D117),\"\")","v":""},{"$f":"IFERROR(IF(OR(U132=\"\",'Combined scenario - input'!$D117=\"\"),\"\",U132/'Combined scenario - input'!$D117),\"\")","v":""},{"$f":"IFERROR(IF(OR(V132=\"\",'Combined scenario - input'!$D117=\"\"),\"\",V132/'Combined scenario - input'!$D117),\"\")","v":""},{"$f":"IFERROR(IF(OR(W132=\"\",'Combined scenario - input'!$D117=\"\"),\"\",W132/'Combined scenario - input'!$D117),\"\")","v":""}]
[{"$f":"IFERROR('Combined scenario - input'!A118,\"\")","v":""},{"$f":"IFERROR('Combined scenario - input'!B118,\"\")","v":""},{"$f":"IFERROR('Combined scenario - input'!C118,\"\")","v":""},{"$f":"IFERROR(repcalc('Combined scenario - input'!$CV118:$GH118,'Combined scenario - input'!$G118,'Combined scenario - input'!$E118,'Combined scenario - input'!$F118,20,TRUE,TRUE),\"\")","v":""},"","","","","","","","","","","","","","","","","","","",{"$f":"IFERROR(IF(OR(D133=\"\",'Combined scenario - input'!$D118=\"\"),\"\",D133/'Combined scenario - input'!$D118),\"\")","v":""},{"$f":"IFERROR(IF(OR(E133=\"\",'Combined scenario - input'!$D118=\"\"),\"\",E133/'Combined scenario - input'!$D118),\"\")","v":""},{"$f":"IFERROR(IF(OR(F133=\"\",'Combined scenario - input'!$D118=\"\"),\"\",F133/'Combined scenario - input'!$D118),\"\")","v":""},{"$f":"IFERROR(IF(OR(G133=\"\",'Combined scenario - input'!$D118=\"\"),\"\",G133/'Combined scenario - input'!$D118),\"\")","v":""},{"$f":"IFERROR(IF(OR(H133=\"\",'Combined scenario - input'!$D118=\"\"),\"\",H133/'Combined scenario - input'!$D118),\"\")","v":""},{"$f":"IFERROR(IF(OR(I133=\"\",'Combined scenario - input'!$D118=\"\"),\"\",I133/'Combined scenario - input'!$D118),\"\")","v":""},{"$f":"IFERROR(IF(OR(J133=\"\",'Combined scenario - input'!$D118=\"\"),\"\",J133/'Combined scenario - input'!$D118),\"\")","v":""},{"$f":"IFERROR(IF(OR(K133=\"\",'Combined scenario - input'!$D118=\"\"),\"\",K133/'Combined scenario - input'!$D118),\"\")","v":""},{"$f":"IFERROR(IF(OR(L133=\"\",'Combined scenario - input'!$D118=\"\"),\"\",L133/'Combined scenario - input'!$D118),\"\")","v":""},{"$f":"IFERROR(IF(OR(M133=\"\",'Combined scenario - input'!$D118=\"\"),\"\",M133/'Combined scenario - input'!$D118),\"\")","v":""},{"$f":"IFERROR(IF(OR(N133=\"\",'Combined scenario - input'!$D118=\"\"),\"\",N133/'Combined scenario - input'!$D118),\"\")","v":""},{"$f":"IFERROR(IF(OR(O133=\"\",'Combined scenario - input'!$D118=\"\"),\"\",O133/'Combined scenario - input'!$D118),\"\")","v":""},{"$f":"IFERROR(IF(OR(P133=\"\",'Combined scenario - input'!$D118=\"\"),\"\",P133/'Combined scenario - input'!$D118),\"\")","v":""},{"$f":"IFERROR(IF(OR(Q133=\"\",'Combined scenario - input'!$D118=\"\"),\"\",Q133/'Combined scenario - input'!$D118),\"\")","v":""},{"$f":"IFERROR(IF(OR(R133=\"\",'Combined scenario - input'!$D118=\"\"),\"\",R133/'Combined scenario - input'!$D118),\"\")","v":""},{"$f":"IFERROR(IF(OR(S133=\"\",'Combined scenario - input'!$D118=\"\"),\"\",S133/'Combined scenario - input'!$D118),\"\")","v":""},{"$f":"IFERROR(IF(OR(T133=\"\",'Combined scenario - input'!$D118=\"\"),\"\",T133/'Combined scenario - input'!$D118),\"\")","v":""},{"$f":"IFERROR(IF(OR(U133=\"\",'Combined scenario - input'!$D118=\"\"),\"\",U133/'Combined scenario - input'!$D118),\"\")","v":""},{"$f":"IFERROR(IF(OR(V133=\"\",'Combined scenario - input'!$D118=\"\"),\"\",V133/'Combined scenario - input'!$D118),\"\")","v":""},{"$f":"IFERROR(IF(OR(W133=\"\",'Combined scenario - input'!$D118=\"\"),\"\",W133/'Combined scenario - input'!$D118),\"\")","v":""}]
[{"$f":"IFERROR('Combined scenario - input'!A119,\"\")","v":""},{"$f":"IFERROR('Combined scenario - input'!B119,\"\")","v":""},{"$f":"IFERROR('Combined scenario - input'!C119,\"\")","v":""},{"$f":"IFERROR(repcalc('Combined scenario - input'!$CV119:$GH119,'Combined scenario - input'!$G119,'Combined scenario - input'!$E119,'Combined scenario - input'!$F119,20,TRUE,TRUE),\"\")","v":""},"","","","","","","","","","","","","","","","","","","",{"$f":"IFERROR(IF(OR(D134=\"\",'Combined scenario - input'!$D119=\"\"),\"\",D134/'Combined scenario - input'!$D119),\"\")","v":""},{"$f":"IFERROR(IF(OR(E134=\"\",'Combined scenario - input'!$D119=\"\"),\"\",E134/'Combined scenario - input'!$D119),\"\")","v":""},{"$f":"IFERROR(IF(OR(F134=\"\",'Combined scenario - input'!$D119=\"\"),\"\",F134/'Combined scenario - input'!$D119),\"\")","v":""},{"$f":"IFERROR(IF(OR(G134=\"\",'Combined scenario - input'!$D119=\"\"),\"\",G134/'Combined scenario - input'!$D119),\"\")","v":""},{"$f":"IFERROR(IF(OR(H134=\"\",'Combined scenario - input'!$D119=\"\"),\"\",H134/'Combined scenario - input'!$D119),\"\")","v":""},{"$f":"IFERROR(IF(OR(I134=\"\",'Combined scenario - input'!$D119=\"\"),\"\",I134/'Combined scenario - input'!$D119),\"\")","v":""},{"$f":"IFERROR(IF(OR(J134=\"\",'Combined scenario - input'!$D119=\"\"),\"\",J134/'Combined scenario - input'!$D119),\"\")","v":""},{"$f":"IFERROR(IF(OR(K134=\"\",'Combined scenario - input'!$D119=\"\"),\"\",K134/'Combined scenario - input'!$D119),\"\")","v":""},{"$f":"IFERROR(IF(OR(L134=\"\",'Combined scenario - input'!$D119=\"\"),\"\",L134/'Combined scenario - input'!$D119),\"\")","v":""},{"$f":"IFERROR(IF(OR(M134=\"\",'Combined scenario - input'!$D119=\"\"),\"\",M134/'Combined scenario - input'!$D119),\"\")","v":""},{"$f":"IFERROR(IF(OR(N134=\"\",'Combined scenario - input'!$D119=\"\"),\"\",N134/'Combined scenario - input'!$D119),\"\")","v":""},{"$f":"IFERROR(IF(OR(O134=\"\",'Combined scenario - input'!$D119=\"\"),\"\",O134/'Combined scenario - input'!$D119),\"\")","v":""},{"$f":"IFERROR(IF(OR(P134=\"\",'Combined scenario - input'!$D119=\"\"),\"\",P134/'Combined scenario - input'!$D119),\"\")","v":""},{"$f":"IFERROR(IF(OR(Q134=\"\",'Combined scenario - input'!$D119=\"\"),\"\",Q134/'Combined scenario - input'!$D119),\"\")","v":""},{"$f":"IFERROR(IF(OR(R134=\"\",'Combined scenario - input'!$D119=\"\"),\"\",R134/'Combined scenario - input'!$D119),\"\")","v":""},{"$f":"IFERROR(IF(OR(S134=\"\",'Combined scenario - input'!$D119=\"\"),\"\",S134/'Combined scenario - input'!$D119),\"\")","v":""},{"$f":"IFERROR(IF(OR(T134=\"\",'Combined scenario - input'!$D119=\"\"),\"\",T134/'Combined scenario - input'!$D119),\"\")","v":""},{"$f":"IFERROR(IF(OR(U134=\"\",'Combined scenario - input'!$D119=\"\"),\"\",U134/'Combined scenario - input'!$D119),\"\")","v":""},{"$f":"IFERROR(IF(OR(V134=\"\",'Combined scenario - input'!$D119=\"\"),\"\",V134/'Combined scenario - input'!$D119),\"\")","v":""},{"$f":"IFERROR(IF(OR(W134=\"\",'Combined scenario - input'!$D119=\"\"),\"\",W134/'Combined scenario - input'!$D119),\"\")","v":""}]
[{"$f":"IFERROR('Combined scenario - input'!A120,\"\")","v":""},{"$f":"IFERROR('Combined scenario - input'!B120,\"\")","v":""},{"$f":"IFERROR('Combined scenario - input'!C120,\"\")","v":""},{"$f":"IFERROR(repcalc('Combined scenario - input'!$CV120:$GH120,'Combined scenario - input'!$G120,'Combined scenario - input'!$E120,'Combined scenario - input'!$F120,20,TRUE,TRUE),\"\")","v":""},"","","","","","","","","","","","","","","","","","","",{"$f":"IFERROR(IF(OR(D135=\"\",'Combined scenario - input'!$D120=\"\"),\"\",D135/'Combined scenario - input'!$D120),\"\")","v":""},{"$f":"IFERROR(IF(OR(E135=\"\",'Combined scenario - input'!$D120=\"\"),\"\",E135/'Combined scenario - input'!$D120),\"\")","v":""},{"$f":"IFERROR(IF(OR(F135=\"\",'Combined scenario - input'!$D120=\"\"),\"\",F135/'Combined scenario - input'!$D120),\"\")","v":""},{"$f":"IFERROR(IF(OR(G135=\"\",'Combined scenario - input'!$D120=\"\"),\"\",G135/'Combined scenario - input'!$D120),\"\")","v":""},{"$f":"IFERROR(IF(OR(H135=\"\",'Combined scenario - input'!$D120=\"\"),\"\",H135/'Combined scenario - input'!$D120),\"\")","v":""},{"$f":"IFERROR(IF(OR(I135=\"\",'Combined scenario - input'!$D120=\"\"),\"\",I135/'Combined scenario - input'!$D120),\"\")","v":""},{"$f":"IFERROR(IF(OR(J135=\"\",'Combined scenario - input'!$D120=\"\"),\"\",J135/'Combined scenario - input'!$D120),\"\")","v":""},{"$f":"IFERROR(IF(OR(K135=\"\",'Combined scenario - input'!$D120=\"\"),\"\",K135/'Combined scenario - input'!$D120),\"\")","v":""},{"$f":"IFERROR(IF(OR(L135=\"\",'Combined scenario - input'!$D120=\"\"),\"\",L135/'Combined scenario - input'!$D120),\"\")","v":""},{"$f":"IFERROR(IF(OR(M135=\"\",'Combined scenario - input'!$D120=\"\"),\"\",M135/'Combined scenario - input'!$D120),\"\")","v":""},{"$f":"IFERROR(IF(OR(N135=\"\",'Combined scenario - input'!$D120=\"\"),\"\",N135/'Combined scenario - input'!$D120),\"\")","v":""},{"$f":"IFERROR(IF(OR(O135=\"\",'Combined scenario - input'!$D120=\"\"),\"\",O135/'Combined scenario - input'!$D120),\"\")","v":""},{"$f":"IFERROR(IF(OR(P135=\"\",'Combined scenario - input'!$D120=\"\"),\"\",P135/'Combined scenario - input'!$D120),\"\")","v":""},{"$f":"IFERROR(IF(OR(Q135=\"\",'Combined scenario - input'!$D120=\"\"),\"\",Q135/'Combined scenario - input'!$D120),\"\")","v":""},{"$f":"IFERROR(IF(OR(R135=\"\",'Combined scenario - input'!$D120=\"\"),\"\",R135/'Combined scenario - input'!$D120),\"\")","v":""},{"$f":"IFERROR(IF(OR(S135=\"\",'Combined scenario - input'!$D120=\"\"),\"\",S135/'Combined scenario - input'!$D120),\"\")","v":""},{"$f":"IFERROR(IF(OR(T135=\"\",'Combined scenario - input'!$D120=\"\"),\"\",T135/'Combined scenario - input'!$D120),\"\")","v":""},{"$f":"IFERROR(IF(OR(U135=\"\",'Combined scenario - input'!$D120=\"\"),\"\",U135/'Combined scenario - input'!$D120),\"\")","v":""},{"$f":"IFERROR(IF(OR(V135=\"\",'Combined scenario - input'!$D120=\"\"),\"\",V135/'Combined scenario - input'!$D120),\"\")","v":""},{"$f":"IFERROR(IF(OR(W135=\"\",'Combined scenario - input'!$D120=\"\"),\"\",W135/'Combined scenario - input'!$D120),\"\")","v":""}]
[{"$f":"IFERROR('Combined scenario - input'!A121,\"\")","v":""},{"$f":"IFERROR('Combined scenario - input'!B121,\"\")","v":""},{"$f":"IFERROR('Combined scenario - input'!C121,\"\")","v":""},{"$f":"IFERROR(repcalc('Combined scenario - input'!$CV121:$GH121,'Combined scenario - input'!$G121,'Combined scenario - input'!$E121,'Combined scenario - input'!$F121,20,TRUE,TRUE),\"\")","v":""},"","","","","","","","","","","","","","","","","","","",{"$f":"IFERROR(IF(OR(D136=\"\",'Combined scenario - input'!$D121=\"\"),\"\",D136/'Combined scenario - input'!$D121),\"\")","v":""},{"$f":"IFERROR(IF(OR(E136=\"\",'Combined scenario - input'!$D121=\"\"),\"\",E136/'Combined scenario - input'!$D121),\"\")","v":""},{"$f":"IFERROR(IF(OR(F136=\"\",'Combined scenario - input'!$D121=\"\"),\"\",F136/'Combined scenario - input'!$D121),\"\")","v":""},{"$f":"IFERROR(IF(OR(G136=\"\",'Combined scenario - input'!$D121=\"\"),\"\",G136/'Combined scenario - input'!$D121),\"\")","v":""},{"$f":"IFERROR(IF(OR(H136=\"\",'Combined scenario - input'!$D121=\"\"),\"\",H136/'Combined scenario - input'!$D121),\"\")","v":""},{"$f":"IFERROR(IF(OR(I136=\"\",'Combined scenario - input'!$D121=\"\"),\"\",I136/'Combined scenario - input'!$D121),\"\")","v":""},{"$f":"IFERROR(IF(OR(J136=\"\",'Combined scenario - input'!$D121=\"\"),\"\",J136/'Combined scenario - input'!$D121),\"\")","v":""},{"$f":"IFERROR(IF(OR(K136=\"\",'Combined scenario - input'!$D121=\"\"),\"\",K136/'Combined scenario - input'!$D121),\"\")","v":""},{"$f":"IFERROR(IF(OR(L136=\"\",'Combined scenario - input'!$D121=\"\"),\"\",L136/'Combined scenario - input'!$D121),\"\")","v":""},{"$f":"IFERROR(IF(OR(M136=\"\",'Combined scenario - input'!$D121=\"\"),\"\",M136/'Combined scenario - input'!$D121),\"\")","v":""},{"$f":"IFERROR(IF(OR(N136=\"\",'Combined scenario - input'!$D121=\"\"),\"\",N136/'Combined scenario - input'!$D121),\"\")","v":""},{"$f":"IFERROR(IF(OR(O136=\"\",'Combined scenario - input'!$D121=\"\"),\"\",O136/'Combined scenario - input'!$D121),\"\")","v":""},{"$f":"IFERROR(IF(OR(P136=\"\",'Combined scenario - input'!$D121=\"\"),\"\",P136/'Combined scenario - input'!$D121),\"\")","v":""},{"$f":"IFERROR(IF(OR(Q136=\"\",'Combined scenario - input'!$D121=\"\"),\"\",Q136/'Combined scenario - input'!$D121),\"\")","v":""},{"$f":"IFERROR(IF(OR(R136=\"\",'Combined scenario - input'!$D121=\"\"),\"\",R136/'Combined scenario - input'!$D121),\"\")","v":""},{"$f":"IFERROR(IF(OR(S136=\"\",'Combined scenario - input'!$D121=\"\"),\"\",S136/'Combined scenario - input'!$D121),\"\")","v":""},{"$f":"IFERROR(IF(OR(T136=\"\",'Combined scenario - input'!$D121=\"\"),\"\",T136/'Combined scenario - input'!$D121),\"\")","v":""},{"$f":"IFERROR(IF(OR(U136=\"\",'Combined scenario - input'!$D121=\"\"),\"\",U136/'Combined scenario - input'!$D121),\"\")","v":""},{"$f":"IFERROR(IF(OR(V136=\"\",'Combined scenario - input'!$D121=\"\"),\"\",V136/'Combined scenario - input'!$D121),\"\")","v":""},{"$f":"IFERROR(IF(OR(W136=\"\",'Combined scenario - input'!$D121=\"\"),\"\",W136/'Combined scenario - input'!$D121),\"\")","v":""}]
[{"$f":"IFERROR('Combined scenario - input'!A122,\"\")","v":""},{"$f":"IFERROR('Combined scenario - input'!B122,\"\")","v":""},{"$f":"IFERROR('Combined scenario - input'!C122,\"\")","v":""},{"$f":"IFERROR(repcalc('Combined scenario - input'!$CV122:$GH122,'Combined scenario - input'!$G122,'Combined scenario - input'!$E122,'Combined scenario - input'!$F122,20,TRUE,TRUE),\"\")","v":""},"","","","","","","","","","","","","","","","","","","",{"$f":"IFERROR(IF(OR(D137=\"\",'Combined scenario - input'!$D122=\"\"),\"\",D137/'Combined scenario - input'!$D122),\"\")","v":""},{"$f":"IFERROR(IF(OR(E137=\"\",'Combined scenario - input'!$D122=\"\"),\"\",E137/'Combined scenario - input'!$D122),\"\")","v":""},{"$f":"IFERROR(IF(OR(F137=\"\",'Combined scenario - input'!$D122=\"\"),\"\",F137/'Combined scenario - input'!$D122),\"\")","v":""},{"$f":"IFERROR(IF(OR(G137=\"\",'Combined scenario - input'!$D122=\"\"),\"\",G137/'Combined scenario - input'!$D122),\"\")","v":""},{"$f":"IFERROR(IF(OR(H137=\"\",'Combined scenario - input'!$D122=\"\"),\"\",H137/'Combined scenario - input'!$D122),\"\")","v":""},{"$f":"IFERROR(IF(OR(I137=\"\",'Combined scenario - input'!$D122=\"\"),\"\",I137/'Combined scenario - input'!$D122),\"\")","v":""},{"$f":"IFERROR(IF(OR(J137=\"\",'Combined scenario - input'!$D122=\"\"),\"\",J137/'Combined scenario - input'!$D122),\"\")","v":""},{"$f":"IFERROR(IF(OR(K137=\"\",'Combined scenario - input'!$D122=\"\"),\"\",K137/'Combined scenario - input'!$D122),\"\")","v":""},{"$f":"IFERROR(IF(OR(L137=\"\",'Combined scenario - input'!$D122=\"\"),\"\",L137/'Combined scenario - input'!$D122),\"\")","v":""},{"$f":"IFERROR(IF(OR(M137=\"\",'Combined scenario - input'!$D122=\"\"),\"\",M137/'Combined scenario - input'!$D122),\"\")","v":""},{"$f":"IFERROR(IF(OR(N137=\"\",'Combined scenario - input'!$D122=\"\"),\"\",N137/'Combined scenario - input'!$D122),\"\")","v":""},{"$f":"IFERROR(IF(OR(O137=\"\",'Combined scenario - input'!$D122=\"\"),\"\",O137/'Combined scenario - input'!$D122),\"\")","v":""},{"$f":"IFERROR(IF(OR(P137=\"\",'Combined scenario - input'!$D122=\"\"),\"\",P137/'Combined scenario - input'!$D122),\"\")","v":""},{"$f":"IFERROR(IF(OR(Q137=\"\",'Combined scenario - input'!$D122=\"\"),\"\",Q137/'Combined scenario - input'!$D122),\"\")","v":""},{"$f":"IFERROR(IF(OR(R137=\"\",'Combined scenario - input'!$D122=\"\"),\"\",R137/'Combined scenario - input'!$D122),\"\")","v":""},{"$f":"IFERROR(IF(OR(S137=\"\",'Combined scenario - input'!$D122=\"\"),\"\",S137/'Combined scenario - input'!$D122),\"\")","v":""},{"$f":"IFERROR(IF(OR(T137=\"\",'Combined scenario - input'!$D122=\"\"),\"\",T137/'Combined scenario - input'!$D122),\"\")","v":""},{"$f":"IFERROR(IF(OR(U137=\"\",'Combined scenario - input'!$D122=\"\"),\"\",U137/'Combined scenario - input'!$D122),\"\")","v":""},{"$f":"IFERROR(IF(OR(V137=\"\",'Combined scenario - input'!$D122=\"\"),\"\",V137/'Combined scenario - input'!$D122),\"\")","v":""},{"$f":"IFERROR(IF(OR(W137=\"\",'Combined scenario - input'!$D122=\"\"),\"\",W137/'Combined scenario - input'!$D122),\"\")","v":""}]
[{"$f":"IFERROR('Combined scenario - input'!A123,\"\")","v":""},{"$f":"IFERROR('Combined scenario - input'!B123,\"\")","v":""},{"$f":"IFERROR('Combined scenario - input'!C123,\"\")","v":""},{"$f":"IFERROR(repcalc('Combined scenario - input'!$CV123:$GH123,'Combined scenario - input'!$G123,'Combined scenario - input'!$E123,'Combined scenario - input'!$F123,20,TRUE,TRUE),\"\")","v":""},"","","","","","","","","","","","","","","","","","","",{"$f":"IFERROR(IF(OR(D138=\"\",'Combined scenario - input'!$D123=\"\"),\"\",D138/'Combined scenario - input'!$D123),\"\")","v":""},{"$f":"IFERROR(IF(OR(E138=\"\",'Combined scenario - input'!$D123=\"\"),\"\",E138/'Combined scenario - input'!$D123),\"\")","v":""},{"$f":"IFERROR(IF(OR(F138=\"\",'Combined scenario - input'!$D123=\"\"),\"\",F138/'Combined scenario - input'!$D123),\"\")","v":""},{"$f":"IFERROR(IF(OR(G138=\"\",'Combined scenario - input'!$D123=\"\"),\"\",G138/'Combined scenario - input'!$D123),\"\")","v":""},{"$f":"IFERROR(IF(OR(H138=\"\",'Combined scenario - input'!$D123=\"\"),\"\",H138/'Combined scenario - input'!$D123),\"\")","v":""},{"$f":"IFERROR(IF(OR(I138=\"\",'Combined scenario - input'!$D123=\"\"),\"\",I138/'Combined scenario - input'!$D123),\"\")","v":""},{"$f":"IFERROR(IF(OR(J138=\"\",'Combined scenario - input'!$D123=\"\"),\"\",J138/'Combined scenario - input'!$D123),\"\")","v":""},{"$f":"IFERROR(IF(OR(K138=\"\",'Combined scenario - input'!$D123=\"\"),\"\",K138/'Combined scenario - input'!$D123),\"\")","v":""},{"$f":"IFERROR(IF(OR(L138=\"\",'Combined scenario - input'!$D123=\"\"),\"\",L138/'Combined scenario - input'!$D123),\"\")","v":""},{"$f":"IFERROR(IF(OR(M138=\"\",'Combined scenario - input'!$D123=\"\"),\"\",M138/'Combined scenario - input'!$D123),\"\")","v":""},{"$f":"IFERROR(IF(OR(N138=\"\",'Combined scenario - input'!$D123=\"\"),\"\",N138/'Combined scenario - input'!$D123),\"\")","v":""},{"$f":"IFERROR(IF(OR(O138=\"\",'Combined scenario - input'!$D123=\"\"),\"\",O138/'Combined scenario - input'!$D123),\"\")","v":""},{"$f":"IFERROR(IF(OR(P138=\"\",'Combined scenario - input'!$D123=\"\"),\"\",P138/'Combined scenario - input'!$D123),\"\")","v":""},{"$f":"IFERROR(IF(OR(Q138=\"\",'Combined scenario - input'!$D123=\"\"),\"\",Q138/'Combined scenario - input'!$D123),\"\")","v":""},{"$f":"IFERROR(IF(OR(R138=\"\",'Combined scenario - input'!$D123=\"\"),\"\",R138/'Combined scenario - input'!$D123),\"\")","v":""},{"$f":"IFERROR(IF(OR(S138=\"\",'Combined scenario - input'!$D123=\"\"),\"\",S138/'Combined scenario - input'!$D123),\"\")","v":""},{"$f":"IFERROR(IF(OR(T138=\"\",'Combined scenario - input'!$D123=\"\"),\"\",T138/'Combined scenario - input'!$D123),\"\")","v":""},{"$f":"IFERROR(IF(OR(U138=\"\",'Combined scenario - input'!$D123=\"\"),\"\",U138/'Combined scenario - input'!$D123),\"\")","v":""},{"$f":"IFERROR(IF(OR(V138=\"\",'Combined scenario - input'!$D123=\"\"),\"\",V138/'Combined scenario - input'!$D123),\"\")","v":""},{"$f":"IFERROR(IF(OR(W138=\"\",'Combined scenario - input'!$D123=\"\"),\"\",W138/'Combined scenario - input'!$D123),\"\")","v":""}]
[{"$f":"IFERROR('Combined scenario - input'!A124,\"\")","v":""},{"$f":"IFERROR('Combined scenario - input'!B124,\"\")","v":""},{"$f":"IFERROR('Combined scenario - input'!C124,\"\")","v":""},{"$f":"IFERROR(repcalc('Combined scenario - input'!$CV124:$GH124,'Combined scenario - input'!$G124,'Combined scenario - input'!$E124,'Combined scenario - input'!$F124,20,TRUE,TRUE),\"\")","v":""},"","","","","","","","","","","","","","","","","","","",{"$f":"IFERROR(IF(OR(D139=\"\",'Combined scenario - input'!$D124=\"\"),\"\",D139/'Combined scenario - input'!$D124),\"\")","v":""},{"$f":"IFERROR(IF(OR(E139=\"\",'Combined scenario - input'!$D124=\"\"),\"\",E139/'Combined scenario - input'!$D124),\"\")","v":""},{"$f":"IFERROR(IF(OR(F139=\"\",'Combined scenario - input'!$D124=\"\"),\"\",F139/'Combined scenario - input'!$D124),\"\")","v":""},{"$f":"IFERROR(IF(OR(G139=\"\",'Combined scenario - input'!$D124=\"\"),\"\",G139/'Combined scenario - input'!$D124),\"\")","v":""},{"$f":"IFERROR(IF(OR(H139=\"\",'Combined scenario - input'!$D124=\"\"),\"\",H139/'Combined scenario - input'!$D124),\"\")","v":""},{"$f":"IFERROR(IF(OR(I139=\"\",'Combined scenario - input'!$D124=\"\"),\"\",I139/'Combined scenario - input'!$D124),\"\")","v":""},{"$f":"IFERROR(IF(OR(J139=\"\",'Combined scenario - input'!$D124=\"\"),\"\",J139/'Combined scenario - input'!$D124),\"\")","v":""},{"$f":"IFERROR(IF(OR(K139=\"\",'Combined scenario - input'!$D124=\"\"),\"\",K139/'Combined scenario - input'!$D124),\"\")","v":""},{"$f":"IFERROR(IF(OR(L139=\"\",'Combined scenario - input'!$D124=\"\"),\"\",L139/'Combined scenario - input'!$D124),\"\")","v":""},{"$f":"IFERROR(IF(OR(M139=\"\",'Combined scenario - input'!$D124=\"\"),\"\",M139/'Combined scenario - input'!$D124),\"\")","v":""},{"$f":"IFERROR(IF(OR(N139=\"\",'Combined scenario - input'!$D124=\"\"),\"\",N139/'Combined scenario - input'!$D124),\"\")","v":""},{"$f":"IFERROR(IF(OR(O139=\"\",'Combined scenario - input'!$D124=\"\"),\"\",O139/'Combined scenario - input'!$D124),\"\")","v":""},{"$f":"IFERROR(IF(OR(P139=\"\",'Combined scenario - input'!$D124=\"\"),\"\",P139/'Combined scenario - input'!$D124),\"\")","v":""},{"$f":"IFERROR(IF(OR(Q139=\"\",'Combined scenario - input'!$D124=\"\"),\"\",Q139/'Combined scenario - input'!$D124),\"\")","v":""},{"$f":"IFERROR(IF(OR(R139=\"\",'Combined scenario - input'!$D124=\"\"),\"\",R139/'Combined scenario - input'!$D124),\"\")","v":""},{"$f":"IFERROR(IF(OR(S139=\"\",'Combined scenario - input'!$D124=\"\"),\"\",S139/'Combined scenario - input'!$D124),\"\")","v":""},{"$f":"IFERROR(IF(OR(T139=\"\",'Combined scenario - input'!$D124=\"\"),\"\",T139/'Combined scenario - input'!$D124),\"\")","v":""},{"$f":"IFERROR(IF(OR(U139=\"\",'Combined scenario - input'!$D124=\"\"),\"\",U139/'Combined scenario - input'!$D124),\"\")","v":""},{"$f":"IFERROR(IF(OR(V139=\"\",'Combined scenario - input'!$D124=\"\"),\"\",V139/'Combined scenario - input'!$D124),\"\")","v":""},{"$f":"IFERROR(IF(OR(W139=\"\",'Combined scenario - input'!$D124=\"\"),\"\",W139/'Combined scenario - input'!$D124),\"\")","v":""}]
[{"$f":"IFERROR('Combined scenario - input'!A125,\"\")","v":""},{"$f":"IFERROR('Combined scenario - input'!B125,\"\")","v":""},{"$f":"IFERROR('Combined scenario - input'!C125,\"\")","v":""},{"$f":"IFERROR(repcalc('Combined scenario - input'!$CV125:$GH125,'Combined scenario - input'!$G125,'Combined scenario - input'!$E125,'Combined scenario - input'!$F125,20,TRUE,TRUE),\"\")","v":""},"","","","","","","","","","","","","","","","","","","",{"$f":"IFERROR(IF(OR(D140=\"\",'Combined scenario - input'!$D125=\"\"),\"\",D140/'Combined scenario - input'!$D125),\"\")","v":""},{"$f":"IFERROR(IF(OR(E140=\"\",'Combined scenario - input'!$D125=\"\"),\"\",E140/'Combined scenario - input'!$D125),\"\")","v":""},{"$f":"IFERROR(IF(OR(F140=\"\",'Combined scenario - input'!$D125=\"\"),\"\",F140/'Combined scenario - input'!$D125),\"\")","v":""},{"$f":"IFERROR(IF(OR(G140=\"\",'Combined scenario - input'!$D125=\"\"),\"\",G140/'Combined scenario - input'!$D125),\"\")","v":""},{"$f":"IFERROR(IF(OR(H140=\"\",'Combined scenario - input'!$D125=\"\"),\"\",H140/'Combined scenario - input'!$D125),\"\")","v":""},{"$f":"IFERROR(IF(OR(I140=\"\",'Combined scenario - input'!$D125=\"\"),\"\",I140/'Combined scenario - input'!$D125),\"\")","v":""},{"$f":"IFERROR(IF(OR(J140=\"\",'Combined scenario - input'!$D125=\"\"),\"\",J140/'Combined scenario - input'!$D125),\"\")","v":""},{"$f":"IFERROR(IF(OR(K140=\"\",'Combined scenario - input'!$D125=\"\"),\"\",K140/'Combined scenario - input'!$D125),\"\")","v":""},{"$f":"IFERROR(IF(OR(L140=\"\",'Combined scenario - input'!$D125=\"\"),\"\",L140/'Combined scenario - input'!$D125),\"\")","v":""},{"$f":"IFERROR(IF(OR(M140=\"\",'Combined scenario - input'!$D125=\"\"),\"\",M140/'Combined scenario - input'!$D125),\"\")","v":""},{"$f":"IFERROR(IF(OR(N140=\"\",'Combined scenario - input'!$D125=\"\"),\"\",N140/'Combined scenario - input'!$D125),\"\")","v":""},{"$f":"IFERROR(IF(OR(O140=\"\",'Combined scenario - input'!$D125=\"\"),\"\",O140/'Combined scenario - input'!$D125),\"\")","v":""},{"$f":"IFERROR(IF(OR(P140=\"\",'Combined scenario - input'!$D125=\"\"),\"\",P140/'Combined scenario - input'!$D125),\"\")","v":""},{"$f":"IFERROR(IF(OR(Q140=\"\",'Combined scenario - input'!$D125=\"\"),\"\",Q140/'Combined scenario - input'!$D125),\"\")","v":""},{"$f":"IFERROR(IF(OR(R140=\"\",'Combined scenario - input'!$D125=\"\"),\"\",R140/'Combined scenario - input'!$D125),\"\")","v":""},{"$f":"IFERROR(IF(OR(S140=\"\",'Combined scenario - input'!$D125=\"\"),\"\",S140/'Combined scenario - input'!$D125),\"\")","v":""},{"$f":"IFERROR(IF(OR(T140=\"\",'Combined scenario - input'!$D125=\"\"),\"\",T140/'Combined scenario - input'!$D125),\"\")","v":""},{"$f":"IFERROR(IF(OR(U140=\"\",'Combined scenario - input'!$D125=\"\"),\"\",U140/'Combined scenario - input'!$D125),\"\")","v":""},{"$f":"IFERROR(IF(OR(V140=\"\",'Combined scenario - input'!$D125=\"\"),\"\",V140/'Combined scenario - input'!$D125),\"\")","v":""},{"$f":"IFERROR(IF(OR(W140=\"\",'Combined scenario - input'!$D125=\"\"),\"\",W140/'Combined scenario - input'!$D125),\"\")","v":""}]
[{"$f":"IFERROR('Combined scenario - input'!A126,\"\")","v":""},{"$f":"IFERROR('Combined scenario - input'!B126,\"\")","v":""},{"$f":"IFERROR('Combined scenario - input'!C126,\"\")","v":""},{"$f":"IFERROR(repcalc('Combined scenario - input'!$CV126:$GH126,'Combined scenario - input'!$G126,'Combined scenario - input'!$E126,'Combined scenario - input'!$F126,20,TRUE,TRUE),\"\")","v":""},"","","","","","","","","","","","","","","","","","","",{"$f":"IFERROR(IF(OR(D141=\"\",'Combined scenario - input'!$D126=\"\"),\"\",D141/'Combined scenario - input'!$D126),\"\")","v":""},{"$f":"IFERROR(IF(OR(E141=\"\",'Combined scenario - input'!$D126=\"\"),\"\",E141/'Combined scenario - input'!$D126),\"\")","v":""},{"$f":"IFERROR(IF(OR(F141=\"\",'Combined scenario - input'!$D126=\"\"),\"\",F141/'Combined scenario - input'!$D126),\"\")","v":""},{"$f":"IFERROR(IF(OR(G141=\"\",'Combined scenario - input'!$D126=\"\"),\"\",G141/'Combined scenario - input'!$D126),\"\")","v":""},{"$f":"IFERROR(IF(OR(H141=\"\",'Combined scenario - input'!$D126=\"\"),\"\",H141/'Combined scenario - input'!$D126),\"\")","v":""},{"$f":"IFERROR(IF(OR(I141=\"\",'Combined scenario - input'!$D126=\"\"),\"\",I141/'Combined scenario - input'!$D126),\"\")","v":""},{"$f":"IFERROR(IF(OR(J141=\"\",'Combined scenario - input'!$D126=\"\"),\"\",J141/'Combined scenario - input'!$D126),\"\")","v":""},{"$f":"IFERROR(IF(OR(K141=\"\",'Combined scenario - input'!$D126=\"\"),\"\",K141/'Combined scenario - input'!$D126),\"\")","v":""},{"$f":"IFERROR(IF(OR(L141=\"\",'Combined scenario - input'!$D126=\"\"),\"\",L141/'Combined scenario - input'!$D126),\"\")","v":""},{"$f":"IFERROR(IF(OR(M141=\"\",'Combined scenario - input'!$D126=\"\"),\"\",M141/'Combined scenario - input'!$D126),\"\")","v":""},{"$f":"IFERROR(IF(OR(N141=\"\",'Combined scenario - input'!$D126=\"\"),\"\",N141/'Combined scenario - input'!$D126),\"\")","v":""},{"$f":"IFERROR(IF(OR(O141=\"\",'Combined scenario - input'!$D126=\"\"),\"\",O141/'Combined scenario - input'!$D126),\"\")","v":""},{"$f":"IFERROR(IF(OR(P141=\"\",'Combined scenario - input'!$D126=\"\"),\"\",P141/'Combined scenario - input'!$D126),\"\")","v":""},{"$f":"IFERROR(IF(OR(Q141=\"\",'Combined scenario - input'!$D126=\"\"),\"\",Q141/'Combined scenario - input'!$D126),\"\")","v":""},{"$f":"IFERROR(IF(OR(R141=\"\",'Combined scenario - input'!$D126=\"\"),\"\",R141/'Combined scenario - input'!$D126),\"\")","v":""},{"$f":"IFERROR(IF(OR(S141=\"\",'Combined scenario - input'!$D126=\"\"),\"\",S141/'Combined scenario - input'!$D126),\"\")","v":""},{"$f":"IFERROR(IF(OR(T141=\"\",'Combined scenario - input'!$D126=\"\"),\"\",T141/'Combined scenario - input'!$D126),\"\")","v":""},{"$f":"IFERROR(IF(OR(U141=\"\",'Combined scenario - input'!$D126=\"\"),\"\",U141/'Combined scenario - input'!$D126),\"\")","v":""},{"$f":"IFERROR(IF(OR(V141=\"\",'Combined scenario - input'!$D126=\"\"),\"\",V141/'Combined scenario - input'!$D126),\"\")","v":""},{"$f":"IFERROR(IF(OR(W141=\"\",'Combined scenario - input'!$D126=\"\"),\"\",W141/'Combined scenario - input'!$D126),\"\")","v":""}]
[{"$f":"IFERROR('Combined scenario - input'!A127,\"\")","v":""},{"$f":"IFERROR('Combined scenario - input'!B127,\"\")","v":""},{"$f":"IFERROR('Combined scenario - input'!C127,\"\")","v":""},{"$f":"IFERROR(repcalc('Combined scenario - input'!$CV127:$GH127,'Combined scenario - input'!$G127,'Combined scenario - input'!$E127,'Combined scenario - input'!$F127,20,TRUE,TRUE),\"\")","v":""},"","","","","","","","","","","","","","","","","","","",{"$f":"IFERROR(IF(OR(D142=\"\",'Combined scenario - input'!$D127=\"\"),\"\",D142/'Combined scenario - input'!$D127),\"\")","v":""},{"$f":"IFERROR(IF(OR(E142=\"\",'Combined scenario - input'!$D127=\"\"),\"\",E142/'Combined scenario - input'!$D127),\"\")","v":""},{"$f":"IFERROR(IF(OR(F142=\"\",'Combined scenario - input'!$D127=\"\"),\"\",F142/'Combined scenario - input'!$D127),\"\")","v":""},{"$f":"IFERROR(IF(OR(G142=\"\",'Combined scenario - input'!$D127=\"\"),\"\",G142/'Combined scenario - input'!$D127),\"\")","v":""},{"$f":"IFERROR(IF(OR(H142=\"\",'Combined scenario - input'!$D127=\"\"),\"\",H142/'Combined scenario - input'!$D127),\"\")","v":""},{"$f":"IFERROR(IF(OR(I142=\"\",'Combined scenario - input'!$D127=\"\"),\"\",I142/'Combined scenario - input'!$D127),\"\")","v":""},{"$f":"IFERROR(IF(OR(J142=\"\",'Combined scenario - input'!$D127=\"\"),\"\",J142/'Combined scenario - input'!$D127),\"\")","v":""},{"$f":"IFERROR(IF(OR(K142=\"\",'Combined scenario - input'!$D127=\"\"),\"\",K142/'Combined scenario - input'!$D127),\"\")","v":""},{"$f":"IFERROR(IF(OR(L142=\"\",'Combined scenario - input'!$D127=\"\"),\"\",L142/'Combined scenario - input'!$D127),\"\")","v":""},{"$f":"IFERROR(IF(OR(M142=\"\",'Combined scenario - input'!$D127=\"\"),\"\",M142/'Combined scenario - input'!$D127),\"\")","v":""},{"$f":"IFERROR(IF(OR(N142=\"\",'Combined scenario - input'!$D127=\"\"),\"\",N142/'Combined scenario - input'!$D127),\"\")","v":""},{"$f":"IFERROR(IF(OR(O142=\"\",'Combined scenario - input'!$D127=\"\"),\"\",O142/'Combined scenario - input'!$D127),\"\")","v":""},{"$f":"IFERROR(IF(OR(P142=\"\",'Combined scenario - input'!$D127=\"\"),\"\",P142/'Combined scenario - input'!$D127),\"\")","v":""},{"$f":"IFERROR(IF(OR(Q142=\"\",'Combined scenario - input'!$D127=\"\"),\"\",Q142/'Combined scenario - input'!$D127),\"\")","v":""},{"$f":"IFERROR(IF(OR(R142=\"\",'Combined scenario - input'!$D127=\"\"),\"\",R142/'Combined scenario - input'!$D127),\"\")","v":""},{"$f":"IFERROR(IF(OR(S142=\"\",'Combined scenario - input'!$D127=\"\"),\"\",S142/'Combined scenario - input'!$D127),\"\")","v":""},{"$f":"IFERROR(IF(OR(T142=\"\",'Combined scenario - input'!$D127=\"\"),\"\",T142/'Combined scenario - input'!$D127),\"\")","v":""},{"$f":"IFERROR(IF(OR(U142=\"\",'Combined scenario - input'!$D127=\"\"),\"\",U142/'Combined scenario - input'!$D127),\"\")","v":""},{"$f":"IFERROR(IF(OR(V142=\"\",'Combined scenario - input'!$D127=\"\"),\"\",V142/'Combined scenario - input'!$D127),\"\")","v":""},{"$f":"IFERROR(IF(OR(W142=\"\",'Combined scenario - input'!$D127=\"\"),\"\",W142/'Combined scenario - input'!$D127),\"\")","v":""}]
[{"$f":"IFERROR('Combined scenario - input'!A128,\"\")","v":""},{"$f":"IFERROR('Combined scenario - input'!B128,\"\")","v":""},{"$f":"IFERROR('Combined scenario - input'!C128,\"\")","v":""},{"$f":"IFERROR(repcalc('Combined scenario - input'!$CV128:$GH128,'Combined scenario - input'!$G128,'Combined scenario - input'!$E128,'Combined scenario - input'!$F128,20,TRUE,TRUE),\"\")","v":""},"","","","","","","","","","","","","","","","","","","",{"$f":"IFERROR(IF(OR(D143=\"\",'Combined scenario - input'!$D128=\"\"),\"\",D143/'Combined scenario - input'!$D128),\"\")","v":""},{"$f":"IFERROR(IF(OR(E143=\"\",'Combined scenario - input'!$D128=\"\"),\"\",E143/'Combined scenario - input'!$D128),\"\")","v":""},{"$f":"IFERROR(IF(OR(F143=\"\",'Combined scenario - input'!$D128=\"\"),\"\",F143/'Combined scenario - input'!$D128),\"\")","v":""},{"$f":"IFERROR(IF(OR(G143=\"\",'Combined scenario - input'!$D128=\"\"),\"\",G143/'Combined scenario - input'!$D128),\"\")","v":""},{"$f":"IFERROR(IF(OR(H143=\"\",'Combined scenario - input'!$D128=\"\"),\"\",H143/'Combined scenario - input'!$D128),\"\")","v":""},{"$f":"IFERROR(IF(OR(I143=\"\",'Combined scenario - input'!$D128=\"\"),\"\",I143/'Combined scenario - input'!$D128),\"\")","v":""},{"$f":"IFERROR(IF(OR(J143=\"\",'Combined scenario - input'!$D128=\"\"),\"\",J143/'Combined scenario - input'!$D128),\"\")","v":""},{"$f":"IFERROR(IF(OR(K143=\"\",'Combined scenario - input'!$D128=\"\"),\"\",K143/'Combined scenario - input'!$D128),\"\")","v":""},{"$f":"IFERROR(IF(OR(L143=\"\",'Combined scenario - input'!$D128=\"\"),\"\",L143/'Combined scenario - input'!$D128),\"\")","v":""},{"$f":"IFERROR(IF(OR(M143=\"\",'Combined scenario - input'!$D128=\"\"),\"\",M143/'Combined scenario - input'!$D128),\"\")","v":""},{"$f":"IFERROR(IF(OR(N143=\"\",'Combined scenario - input'!$D128=\"\"),\"\",N143/'Combined scenario - input'!$D128),\"\")","v":""},{"$f":"IFERROR(IF(OR(O143=\"\",'Combined scenario - input'!$D128=\"\"),\"\",O143/'Combined scenario - input'!$D128),\"\")","v":""},{"$f":"IFERROR(IF(OR(P143=\"\",'Combined scenario - input'!$D128=\"\"),\"\",P143/'Combined scenario - input'!$D128),\"\")","v":""},{"$f":"IFERROR(IF(OR(Q143=\"\",'Combined scenario - input'!$D128=\"\"),\"\",Q143/'Combined scenario - input'!$D128),\"\")","v":""},{"$f":"IFERROR(IF(OR(R143=\"\",'Combined scenario - input'!$D128=\"\"),\"\",R143/'Combined scenario - input'!$D128),\"\")","v":""},{"$f":"IFERROR(IF(OR(S143=\"\",'Combined scenario - input'!$D128=\"\"),\"\",S143/'Combined scenario - input'!$D128),\"\")","v":""},{"$f":"IFERROR(IF(OR(T143=\"\",'Combined scenario - input'!$D128=\"\"),\"\",T143/'Combined scenario - input'!$D128),\"\")","v":""},{"$f":"IFERROR(IF(OR(U143=\"\",'Combined scenario - input'!$D128=\"\"),\"\",U143/'Combined scenario - input'!$D128),\"\")","v":""},{"$f":"IFERROR(IF(OR(V143=\"\",'Combined scenario - input'!$D128=\"\"),\"\",V143/'Combined scenario - input'!$D128),\"\")","v":""},{"$f":"IFERROR(IF(OR(W143=\"\",'Combined scenario - input'!$D128=\"\"),\"\",W143/'Combined scenario - input'!$D128),\"\")","v":""}]
[{"$f":"IFERROR('Combined scenario - input'!A129,\"\")","v":""},{"$f":"IFERROR('Combined scenario - input'!B129,\"\")","v":""},{"$f":"IFERROR('Combined scenario - input'!C129,\"\")","v":""},{"$f":"IFERROR(repcalc('Combined scenario - input'!$CV129:$GH129,'Combined scenario - input'!$G129,'Combined scenario - input'!$E129,'Combined scenario - input'!$F129,20,TRUE,TRUE),\"\")","v":""},"","","","","","","","","","","","","","","","","","","",{"$f":"IFERROR(IF(OR(D144=\"\",'Combined scenario - input'!$D129=\"\"),\"\",D144/'Combined scenario - input'!$D129),\"\")","v":""},{"$f":"IFERROR(IF(OR(E144=\"\",'Combined scenario - input'!$D129=\"\"),\"\",E144/'Combined scenario - input'!$D129),\"\")","v":""},{"$f":"IFERROR(IF(OR(F144=\"\",'Combined scenario - input'!$D129=\"\"),\"\",F144/'Combined scenario - input'!$D129),\"\")","v":""},{"$f":"IFERROR(IF(OR(G144=\"\",'Combined scenario - input'!$D129=\"\"),\"\",G144/'Combined scenario - input'!$D129),\"\")","v":""},{"$f":"IFERROR(IF(OR(H144=\"\",'Combined scenario - input'!$D129=\"\"),\"\",H144/'Combined scenario - input'!$D129),\"\")","v":""},{"$f":"IFERROR(IF(OR(I144=\"\",'Combined scenario - input'!$D129=\"\"),\"\",I144/'Combined scenario - input'!$D129),\"\")","v":""},{"$f":"IFERROR(IF(OR(J144=\"\",'Combined scenario - input'!$D129=\"\"),\"\",J144/'Combined scenario - input'!$D129),\"\")","v":""},{"$f":"IFERROR(IF(OR(K144=\"\",'Combined scenario - input'!$D129=\"\"),\"\",K144/'Combined scenario - input'!$D129),\"\")","v":""},{"$f":"IFERROR(IF(OR(L144=\"\",'Combined scenario - input'!$D129=\"\"),\"\",L144/'Combined scenario - input'!$D129),\"\")","v":""},{"$f":"IFERROR(IF(OR(M144=\"\",'Combined scenario - input'!$D129=\"\"),\"\",M144/'Combined scenario - input'!$D129),\"\")","v":""},{"$f":"IFERROR(IF(OR(N144=\"\",'Combined scenario - input'!$D129=\"\"),\"\",N144/'Combined scenario - input'!$D129),\"\")","v":""},{"$f":"IFERROR(IF(OR(O144=\"\",'Combined scenario - input'!$D129=\"\"),\"\",O144/'Combined scenario - input'!$D129),\"\")","v":""},{"$f":"IFERROR(IF(OR(P144=\"\",'Combined scenario - input'!$D129=\"\"),\"\",P144/'Combined scenario - input'!$D129),\"\")","v":""},{"$f":"IFERROR(IF(OR(Q144=\"\",'Combined scenario - input'!$D129=\"\"),\"\",Q144/'Combined scenario - input'!$D129),\"\")","v":""},{"$f":"IFERROR(IF(OR(R144=\"\",'Combined scenario - input'!$D129=\"\"),\"\",R144/'Combined scenario - input'!$D129),\"\")","v":""},{"$f":"IFERROR(IF(OR(S144=\"\",'Combined scenario - input'!$D129=\"\"),\"\",S144/'Combined scenario - input'!$D129),\"\")","v":""},{"$f":"IFERROR(IF(OR(T144=\"\",'Combined scenario - input'!$D129=\"\"),\"\",T144/'Combined scenario - input'!$D129),\"\")","v":""},{"$f":"IFERROR(IF(OR(U144=\"\",'Combined scenario - input'!$D129=\"\"),\"\",U144/'Combined scenario - input'!$D129),\"\")","v":""},{"$f":"IFERROR(IF(OR(V144=\"\",'Combined scenario - input'!$D129=\"\"),\"\",V144/'Combined scenario - input'!$D129),\"\")","v":""},{"$f":"IFERROR(IF(OR(W144=\"\",'Combined scenario - input'!$D129=\"\"),\"\",W144/'Combined scenario - input'!$D129),\"\")","v":""}]
[{"$f":"IFERROR('Combined scenario - input'!A130,\"\")","v":""},{"$f":"IFERROR('Combined scenario - input'!B130,\"\")","v":""},{"$f":"IFERROR('Combined scenario - input'!C130,\"\")","v":""},{"$f":"IFERROR(repcalc('Combined scenario - input'!$CV130:$GH130,'Combined scenario - input'!$G130,'Combined scenario - input'!$E130,'Combined scenario - input'!$F130,20,TRUE,TRUE),\"\")","v":""},"","","","","","","","","","","","","","","","","","","",{"$f":"IFERROR(IF(OR(D145=\"\",'Combined scenario - input'!$D130=\"\"),\"\",D145/'Combined scenario - input'!$D130),\"\")","v":""},{"$f":"IFERROR(IF(OR(E145=\"\",'Combined scenario - input'!$D130=\"\"),\"\",E145/'Combined scenario - input'!$D130),\"\")","v":""},{"$f":"IFERROR(IF(OR(F145=\"\",'Combined scenario - input'!$D130=\"\"),\"\",F145/'Combined scenario - input'!$D130),\"\")","v":""},{"$f":"IFERROR(IF(OR(G145=\"\",'Combined scenario - input'!$D130=\"\"),\"\",G145/'Combined scenario - input'!$D130),\"\")","v":""},{"$f":"IFERROR(IF(OR(H145=\"\",'Combined scenario - input'!$D130=\"\"),\"\",H145/'Combined scenario - input'!$D130),\"\")","v":""},{"$f":"IFERROR(IF(OR(I145=\"\",'Combined scenario - input'!$D130=\"\"),\"\",I145/'Combined scenario - input'!$D130),\"\")","v":""},{"$f":"IFERROR(IF(OR(J145=\"\",'Combined scenario - input'!$D130=\"\"),\"\",J145/'Combined scenario - input'!$D130),\"\")","v":""},{"$f":"IFERROR(IF(OR(K145=\"\",'Combined scenario - input'!$D130=\"\"),\"\",K145/'Combined scenario - input'!$D130),\"\")","v":""},{"$f":"IFERROR(IF(OR(L145=\"\",'Combined scenario - input'!$D130=\"\"),\"\",L145/'Combined scenario - input'!$D130),\"\")","v":""},{"$f":"IFERROR(IF(OR(M145=\"\",'Combined scenario - input'!$D130=\"\"),\"\",M145/'Combined scenario - input'!$D130),\"\")","v":""},{"$f":"IFERROR(IF(OR(N145=\"\",'Combined scenario - input'!$D130=\"\"),\"\",N145/'Combined scenario - input'!$D130),\"\")","v":""},{"$f":"IFERROR(IF(OR(O145=\"\",'Combined scenario - input'!$D130=\"\"),\"\",O145/'Combined scenario - input'!$D130),\"\")","v":""},{"$f":"IFERROR(IF(OR(P145=\"\",'Combined scenario - input'!$D130=\"\"),\"\",P145/'Combined scenario - input'!$D130),\"\")","v":""},{"$f":"IFERROR(IF(OR(Q145=\"\",'Combined scenario - input'!$D130=\"\"),\"\",Q145/'Combined scenario - input'!$D130),\"\")","v":""},{"$f":"IFERROR(IF(OR(R145=\"\",'Combined scenario - input'!$D130=\"\"),\"\",R145/'Combined scenario - input'!$D130),\"\")","v":""},{"$f":"IFERROR(IF(OR(S145=\"\",'Combined scenario - input'!$D130=\"\"),\"\",S145/'Combined scenario - input'!$D130),\"\")","v":""},{"$f":"IFERROR(IF(OR(T145=\"\",'Combined scenario - input'!$D130=\"\"),\"\",T145/'Combined scenario - input'!$D130),\"\")","v":""},{"$f":"IFERROR(IF(OR(U145=\"\",'Combined scenario - input'!$D130=\"\"),\"\",U145/'Combined scenario - input'!$D130),\"\")","v":""},{"$f":"IFERROR(IF(OR(V145=\"\",'Combined scenario - input'!$D130=\"\"),\"\",V145/'Combined scenario - input'!$D130),\"\")","v":""},{"$f":"IFERROR(IF(OR(W145=\"\",'Combined scenario - input'!$D130=\"\"),\"\",W145/'Combined scenario - input'!$D130),\"\")","v":""}]
[{"$f":"IFERROR('Combined scenario - input'!A131,\"\")","v":""},{"$f":"IFERROR('Combined scenario - input'!B131,\"\")","v":""},{"$f":"IFERROR('Combined scenario - input'!C131,\"\")","v":""},{"$f":"IFERROR(repcalc('Combined scenario - input'!$CV131:$GH131,'Combined scenario - input'!$G131,'Combined scenario - input'!$E131,'Combined scenario - input'!$F131,20,TRUE,TRUE),\"\")","v":""},"","","","","","","","","","","","","","","","","","","",{"$f":"IFERROR(IF(OR(D146=\"\",'Combined scenario - input'!$D131=\"\"),\"\",D146/'Combined scenario - input'!$D131),\"\")","v":""},{"$f":"IFERROR(IF(OR(E146=\"\",'Combined scenario - input'!$D131=\"\"),\"\",E146/'Combined scenario - input'!$D131),\"\")","v":""},{"$f":"IFERROR(IF(OR(F146=\"\",'Combined scenario - input'!$D131=\"\"),\"\",F146/'Combined scenario - input'!$D131),\"\")","v":""},{"$f":"IFERROR(IF(OR(G146=\"\",'Combined scenario - input'!$D131=\"\"),\"\",G146/'Combined scenario - input'!$D131),\"\")","v":""},{"$f":"IFERROR(IF(OR(H146=\"\",'Combined scenario - input'!$D131=\"\"),\"\",H146/'Combined scenario - input'!$D131),\"\")","v":""},{"$f":"IFERROR(IF(OR(I146=\"\",'Combined scenario - input'!$D131=\"\"),\"\",I146/'Combined scenario - input'!$D131),\"\")","v":""},{"$f":"IFERROR(IF(OR(J146=\"\",'Combined scenario - input'!$D131=\"\"),\"\",J146/'Combined scenario - input'!$D131),\"\")","v":""},{"$f":"IFERROR(IF(OR(K146=\"\",'Combined scenario - input'!$D131=\"\"),\"\",K146/'Combined scenario - input'!$D131),\"\")","v":""},{"$f":"IFERROR(IF(OR(L146=\"\",'Combined scenario - input'!$D131=\"\"),\"\",L146/'Combined scenario - input'!$D131),\"\")","v":""},{"$f":"IFERROR(IF(OR(M146=\"\",'Combined scenario - input'!$D131=\"\"),\"\",M146/'Combined scenario - input'!$D131),\"\")","v":""},{"$f":"IFERROR(IF(OR(N146=\"\",'Combined scenario - input'!$D131=\"\"),\"\",N146/'Combined scenario - input'!$D131),\"\")","v":""},{"$f":"IFERROR(IF(OR(O146=\"\",'Combined scenario - input'!$D131=\"\"),\"\",O146/'Combined scenario - input'!$D131),\"\")","v":""},{"$f":"IFERROR(IF(OR(P146=\"\",'Combined scenario - input'!$D131=\"\"),\"\",P146/'Combined scenario - input'!$D131),\"\")","v":""},{"$f":"IFERROR(IF(OR(Q146=\"\",'Combined scenario - input'!$D131=\"\"),\"\",Q146/'Combined scenario - input'!$D131),\"\")","v":""},{"$f":"IFERROR(IF(OR(R146=\"\",'Combined scenario - input'!$D131=\"\"),\"\",R146/'Combined scenario - input'!$D131),\"\")","v":""},{"$f":"IFERROR(IF(OR(S146=\"\",'Combined scenario - input'!$D131=\"\"),\"\",S146/'Combined scenario - input'!$D131),\"\")","v":""},{"$f":"IFERROR(IF(OR(T146=\"\",'Combined scenario - input'!$D131=\"\"),\"\",T146/'Combined scenario - input'!$D131),\"\")","v":""},{"$f":"IFERROR(IF(OR(U146=\"\",'Combined scenario - input'!$D131=\"\"),\"\",U146/'Combined scenario - input'!$D131),\"\")","v":""},{"$f":"IFERROR(IF(OR(V146=\"\",'Combined scenario - input'!$D131=\"\"),\"\",V146/'Combined scenario - input'!$D131),\"\")","v":""},{"$f":"IFERROR(IF(OR(W146=\"\",'Combined scenario - input'!$D131=\"\"),\"\",W146/'Combined scenario - input'!$D131),\"\")","v":""}]
[{"$f":"IFERROR('Combined scenario - input'!A132,\"\")","v":""},{"$f":"IFERROR('Combined scenario - input'!B132,\"\")","v":""},{"$f":"IFERROR('Combined scenario - input'!C132,\"\")","v":""},{"$f":"IFERROR(repcalc('Combined scenario - input'!$CV132:$GH132,'Combined scenario - input'!$G132,'Combined scenario - input'!$E132,'Combined scenario - input'!$F132,20,TRUE,TRUE),\"\")","v":""},"","","","","","","","","","","","","","","","","","","",{"$f":"IFERROR(IF(OR(D147=\"\",'Combined scenario - input'!$D132=\"\"),\"\",D147/'Combined scenario - input'!$D132),\"\")","v":""},{"$f":"IFERROR(IF(OR(E147=\"\",'Combined scenario - input'!$D132=\"\"),\"\",E147/'Combined scenario - input'!$D132),\"\")","v":""},{"$f":"IFERROR(IF(OR(F147=\"\",'Combined scenario - input'!$D132=\"\"),\"\",F147/'Combined scenario - input'!$D132),\"\")","v":""},{"$f":"IFERROR(IF(OR(G147=\"\",'Combined scenario - input'!$D132=\"\"),\"\",G147/'Combined scenario - input'!$D132),\"\")","v":""},{"$f":"IFERROR(IF(OR(H147=\"\",'Combined scenario - input'!$D132=\"\"),\"\",H147/'Combined scenario - input'!$D132),\"\")","v":""},{"$f":"IFERROR(IF(OR(I147=\"\",'Combined scenario - input'!$D132=\"\"),\"\",I147/'Combined scenario - input'!$D132),\"\")","v":""},{"$f":"IFERROR(IF(OR(J147=\"\",'Combined scenario - input'!$D132=\"\"),\"\",J147/'Combined scenario - input'!$D132),\"\")","v":""},{"$f":"IFERROR(IF(OR(K147=\"\",'Combined scenario - input'!$D132=\"\"),\"\",K147/'Combined scenario - input'!$D132),\"\")","v":""},{"$f":"IFERROR(IF(OR(L147=\"\",'Combined scenario - input'!$D132=\"\"),\"\",L147/'Combined scenario - input'!$D132),\"\")","v":""},{"$f":"IFERROR(IF(OR(M147=\"\",'Combined scenario - input'!$D132=\"\"),\"\",M147/'Combined scenario - input'!$D132),\"\")","v":""},{"$f":"IFERROR(IF(OR(N147=\"\",'Combined scenario - input'!$D132=\"\"),\"\",N147/'Combined scenario - input'!$D132),\"\")","v":""},{"$f":"IFERROR(IF(OR(O147=\"\",'Combined scenario - input'!$D132=\"\"),\"\",O147/'Combined scenario - input'!$D132),\"\")","v":""},{"$f":"IFERROR(IF(OR(P147=\"\",'Combined scenario - input'!$D132=\"\"),\"\",P147/'Combined scenario - input'!$D132),\"\")","v":""},{"$f":"IFERROR(IF(OR(Q147=\"\",'Combined scenario - input'!$D132=\"\"),\"\",Q147/'Combined scenario - input'!$D132),\"\")","v":""},{"$f":"IFERROR(IF(OR(R147=\"\",'Combined scenario - input'!$D132=\"\"),\"\",R147/'Combined scenario - input'!$D132),\"\")","v":""},{"$f":"IFERROR(IF(OR(S147=\"\",'Combined scenario - input'!$D132=\"\"),\"\",S147/'Combined scenario - input'!$D132),\"\")","v":""},{"$f":"IFERROR(IF(OR(T147=\"\",'Combined scenario - input'!$D132=\"\"),\"\",T147/'Combined scenario - input'!$D132),\"\")","v":""},{"$f":"IFERROR(IF(OR(U147=\"\",'Combined scenario - input'!$D132=\"\"),\"\",U147/'Combined scenario - input'!$D132),\"\")","v":""},{"$f":"IFERROR(IF(OR(V147=\"\",'Combined scenario - input'!$D132=\"\"),\"\",V147/'Combined scenario - input'!$D132),\"\")","v":""},{"$f":"IFERROR(IF(OR(W147=\"\",'Combined scenario - input'!$D132=\"\"),\"\",W147/'Combined scenario - input'!$D132),\"\")","v":""}]
[{"$f":"IFERROR('Combined scenario - input'!A133,\"\")","v":""},{"$f":"IFERROR('Combined scenario - input'!B133,\"\")","v":""},{"$f":"IFERROR('Combined scenario - input'!C133,\"\")","v":""},{"$f":"IFERROR(repcalc('Combined scenario - input'!$CV133:$GH133,'Combined scenario - input'!$G133,'Combined scenario - input'!$E133,'Combined scenario - input'!$F133,20,TRUE,TRUE),\"\")","v":""},"","","","","","","","","","","","","","","","","","","",{"$f":"IFERROR(IF(OR(D148=\"\",'Combined scenario - input'!$D133=\"\"),\"\",D148/'Combined scenario - input'!$D133),\"\")","v":""},{"$f":"IFERROR(IF(OR(E148=\"\",'Combined scenario - input'!$D133=\"\"),\"\",E148/'Combined scenario - input'!$D133),\"\")","v":""},{"$f":"IFERROR(IF(OR(F148=\"\",'Combined scenario - input'!$D133=\"\"),\"\",F148/'Combined scenario - input'!$D133),\"\")","v":""},{"$f":"IFERROR(IF(OR(G148=\"\",'Combined scenario - input'!$D133=\"\"),\"\",G148/'Combined scenario - input'!$D133),\"\")","v":""},{"$f":"IFERROR(IF(OR(H148=\"\",'Combined scenario - input'!$D133=\"\"),\"\",H148/'Combined scenario - input'!$D133),\"\")","v":""},{"$f":"IFERROR(IF(OR(I148=\"\",'Combined scenario - input'!$D133=\"\"),\"\",I148/'Combined scenario - input'!$D133),\"\")","v":""},{"$f":"IFERROR(IF(OR(J148=\"\",'Combined scenario - input'!$D133=\"\"),\"\",J148/'Combined scenario - input'!$D133),\"\")","v":""},{"$f":"IFERROR(IF(OR(K148=\"\",'Combined scenario - input'!$D133=\"\"),\"\",K148/'Combined scenario - input'!$D133),\"\")","v":""},{"$f":"IFERROR(IF(OR(L148=\"\",'Combined scenario - input'!$D133=\"\"),\"\",L148/'Combined scenario - input'!$D133),\"\")","v":""},{"$f":"IFERROR(IF(OR(M148=\"\",'Combined scenario - input'!$D133=\"\"),\"\",M148/'Combined scenario - input'!$D133),\"\")","v":""},{"$f":"IFERROR(IF(OR(N148=\"\",'Combined scenario - input'!$D133=\"\"),\"\",N148/'Combined scenario - input'!$D133),\"\")","v":""},{"$f":"IFERROR(IF(OR(O148=\"\",'Combined scenario - input'!$D133=\"\"),\"\",O148/'Combined scenario - input'!$D133),\"\")","v":""},{"$f":"IFERROR(IF(OR(P148=\"\",'Combined scenario - input'!$D133=\"\"),\"\",P148/'Combined scenario - input'!$D133),\"\")","v":""},{"$f":"IFERROR(IF(OR(Q148=\"\",'Combined scenario - input'!$D133=\"\"),\"\",Q148/'Combined scenario - input'!$D133),\"\")","v":""},{"$f":"IFERROR(IF(OR(R148=\"\",'Combined scenario - input'!$D133=\"\"),\"\",R148/'Combined scenario - input'!$D133),\"\")","v":""},{"$f":"IFERROR(IF(OR(S148=\"\",'Combined scenario - input'!$D133=\"\"),\"\",S148/'Combined scenario - input'!$D133),\"\")","v":""},{"$f":"IFERROR(IF(OR(T148=\"\",'Combined scenario - input'!$D133=\"\"),\"\",T148/'Combined scenario - input'!$D133),\"\")","v":""},{"$f":"IFERROR(IF(OR(U148=\"\",'Combined scenario - input'!$D133=\"\"),\"\",U148/'Combined scenario - input'!$D133),\"\")","v":""},{"$f":"IFERROR(IF(OR(V148=\"\",'Combined scenario - input'!$D133=\"\"),\"\",V148/'Combined scenario - input'!$D133),\"\")","v":""},{"$f":"IFERROR(IF(OR(W148=\"\",'Combined scenario - input'!$D133=\"\"),\"\",W148/'Combined scenario - input'!$D133),\"\")","v":""}]
[{"$f":"IFERROR('Combined scenario - input'!A134,\"\")","v":""},{"$f":"IFERROR('Combined scenario - input'!B134,\"\")","v":""},{"$f":"IFERROR('Combined scenario - input'!C134,\"\")","v":""},{"$f":"IFERROR(repcalc('Combined scenario - input'!$CV134:$GH134,'Combined scenario - input'!$G134,'Combined scenario - input'!$E134,'Combined scenario - input'!$F134,20,TRUE,TRUE),\"\")","v":""},"","","","","","","","","","","","","","","","","","","",{"$f":"IFERROR(IF(OR(D149=\"\",'Combined scenario - input'!$D134=\"\"),\"\",D149/'Combined scenario - input'!$D134),\"\")","v":""},{"$f":"IFERROR(IF(OR(E149=\"\",'Combined scenario - input'!$D134=\"\"),\"\",E149/'Combined scenario - input'!$D134),\"\")","v":""},{"$f":"IFERROR(IF(OR(F149=\"\",'Combined scenario - input'!$D134=\"\"),\"\",F149/'Combined scenario - input'!$D134),\"\")","v":""},{"$f":"IFERROR(IF(OR(G149=\"\",'Combined scenario - input'!$D134=\"\"),\"\",G149/'Combined scenario - input'!$D134),\"\")","v":""},{"$f":"IFERROR(IF(OR(H149=\"\",'Combined scenario - input'!$D134=\"\"),\"\",H149/'Combined scenario - input'!$D134),\"\")","v":""},{"$f":"IFERROR(IF(OR(I149=\"\",'Combined scenario - input'!$D134=\"\"),\"\",I149/'Combined scenario - input'!$D134),\"\")","v":""},{"$f":"IFERROR(IF(OR(J149=\"\",'Combined scenario - input'!$D134=\"\"),\"\",J149/'Combined scenario - input'!$D134),\"\")","v":""},{"$f":"IFERROR(IF(OR(K149=\"\",'Combined scenario - input'!$D134=\"\"),\"\",K149/'Combined scenario - input'!$D134),\"\")","v":""},{"$f":"IFERROR(IF(OR(L149=\"\",'Combined scenario - input'!$D134=\"\"),\"\",L149/'Combined scenario - input'!$D134),\"\")","v":""},{"$f":"IFERROR(IF(OR(M149=\"\",'Combined scenario - input'!$D134=\"\"),\"\",M149/'Combined scenario - input'!$D134),\"\")","v":""},{"$f":"IFERROR(IF(OR(N149=\"\",'Combined scenario - input'!$D134=\"\"),\"\",N149/'Combined scenario - input'!$D134),\"\")","v":""},{"$f":"IFERROR(IF(OR(O149=\"\",'Combined scenario - input'!$D134=\"\"),\"\",O149/'Combined scenario - input'!$D134),\"\")","v":""},{"$f":"IFERROR(IF(OR(P149=\"\",'Combined scenario - input'!$D134=\"\"),\"\",P149/'Combined scenario - input'!$D134),\"\")","v":""},{"$f":"IFERROR(IF(OR(Q149=\"\",'Combined scenario - input'!$D134=\"\"),\"\",Q149/'Combined scenario - input'!$D134),\"\")","v":""},{"$f":"IFERROR(IF(OR(R149=\"\",'Combined scenario - input'!$D134=\"\"),\"\",R149/'Combined scenario - input'!$D134),\"\")","v":""},{"$f":"IFERROR(IF(OR(S149=\"\",'Combined scenario - input'!$D134=\"\"),\"\",S149/'Combined scenario - input'!$D134),\"\")","v":""},{"$f":"IFERROR(IF(OR(T149=\"\",'Combined scenario - input'!$D134=\"\"),\"\",T149/'Combined scenario - input'!$D134),\"\")","v":""},{"$f":"IFERROR(IF(OR(U149=\"\",'Combined scenario - input'!$D134=\"\"),\"\",U149/'Combined scenario - input'!$D134),\"\")","v":""},{"$f":"IFERROR(IF(OR(V149=\"\",'Combined scenario - input'!$D134=\"\"),\"\",V149/'Combined scenario - input'!$D134),\"\")","v":""},{"$f":"IFERROR(IF(OR(W149=\"\",'Combined scenario - input'!$D134=\"\"),\"\",W149/'Combined scenario - input'!$D134),\"\")","v":""}]
[{"$f":"IFERROR('Combined scenario - input'!A135,\"\")","v":""},{"$f":"IFERROR('Combined scenario - input'!B135,\"\")","v":""},{"$f":"IFERROR('Combined scenario - input'!C135,\"\")","v":""},{"$f":"IFERROR(repcalc('Combined scenario - input'!$CV135:$GH135,'Combined scenario - input'!$G135,'Combined scenario - input'!$E135,'Combined scenario - input'!$F135,20,TRUE,TRUE),\"\")","v":""},"","","","","","","","","","","","","","","","","","","",{"$f":"IFERROR(IF(OR(D150=\"\",'Combined scenario - input'!$D135=\"\"),\"\",D150/'Combined scenario - input'!$D135),\"\")","v":""},{"$f":"IFERROR(IF(OR(E150=\"\",'Combined scenario - input'!$D135=\"\"),\"\",E150/'Combined scenario - input'!$D135),\"\")","v":""},{"$f":"IFERROR(IF(OR(F150=\"\",'Combined scenario - input'!$D135=\"\"),\"\",F150/'Combined scenario - input'!$D135),\"\")","v":""},{"$f":"IFERROR(IF(OR(G150=\"\",'Combined scenario - input'!$D135=\"\"),\"\",G150/'Combined scenario - input'!$D135),\"\")","v":""},{"$f":"IFERROR(IF(OR(H150=\"\",'Combined scenario - input'!$D135=\"\"),\"\",H150/'Combined scenario - input'!$D135),\"\")","v":""},{"$f":"IFERROR(IF(OR(I150=\"\",'Combined scenario - input'!$D135=\"\"),\"\",I150/'Combined scenario - input'!$D135),\"\")","v":""},{"$f":"IFERROR(IF(OR(J150=\"\",'Combined scenario - input'!$D135=\"\"),\"\",J150/'Combined scenario - input'!$D135),\"\")","v":""},{"$f":"IFERROR(IF(OR(K150=\"\",'Combined scenario - input'!$D135=\"\"),\"\",K150/'Combined scenario - input'!$D135),\"\")","v":""},{"$f":"IFERROR(IF(OR(L150=\"\",'Combined scenario - input'!$D135=\"\"),\"\",L150/'Combined scenario - input'!$D135),\"\")","v":""},{"$f":"IFERROR(IF(OR(M150=\"\",'Combined scenario - input'!$D135=\"\"),\"\",M150/'Combined scenario - input'!$D135),\"\")","v":""},{"$f":"IFERROR(IF(OR(N150=\"\",'Combined scenario - input'!$D135=\"\"),\"\",N150/'Combined scenario - input'!$D135),\"\")","v":""},{"$f":"IFERROR(IF(OR(O150=\"\",'Combined scenario - input'!$D135=\"\"),\"\",O150/'Combined scenario - input'!$D135),\"\")","v":""},{"$f":"IFERROR(IF(OR(P150=\"\",'Combined scenario - input'!$D135=\"\"),\"\",P150/'Combined scenario - input'!$D135),\"\")","v":""},{"$f":"IFERROR(IF(OR(Q150=\"\",'Combined scenario - input'!$D135=\"\"),\"\",Q150/'Combined scenario - input'!$D135),\"\")","v":""},{"$f":"IFERROR(IF(OR(R150=\"\",'Combined scenario - input'!$D135=\"\"),\"\",R150/'Combined scenario - input'!$D135),\"\")","v":""},{"$f":"IFERROR(IF(OR(S150=\"\",'Combined scenario - input'!$D135=\"\"),\"\",S150/'Combined scenario - input'!$D135),\"\")","v":""},{"$f":"IFERROR(IF(OR(T150=\"\",'Combined scenario - input'!$D135=\"\"),\"\",T150/'Combined scenario - input'!$D135),\"\")","v":""},{"$f":"IFERROR(IF(OR(U150=\"\",'Combined scenario - input'!$D135=\"\"),\"\",U150/'Combined scenario - input'!$D135),\"\")","v":""},{"$f":"IFERROR(IF(OR(V150=\"\",'Combined scenario - input'!$D135=\"\"),\"\",V150/'Combined scenario - input'!$D135),\"\")","v":""},{"$f":"IFERROR(IF(OR(W150=\"\",'Combined scenario - input'!$D135=\"\"),\"\",W150/'Combined scenario - input'!$D135),\"\")","v":""}]
[{"$f":"IFERROR('Combined scenario - input'!A136,\"\")","v":""},{"$f":"IFERROR('Combined scenario - input'!B136,\"\")","v":""},{"$f":"IFERROR('Combined scenario - input'!C136,\"\")","v":""},{"$f":"IFERROR(repcalc('Combined scenario - input'!$CV136:$GH136,'Combined scenario - input'!$G136,'Combined scenario - input'!$E136,'Combined scenario - input'!$F136,20,TRUE,TRUE),\"\")","v":""},"","","","","","","","","","","","","","","","","","","",{"$f":"IFERROR(IF(OR(D151=\"\",'Combined scenario - input'!$D136=\"\"),\"\",D151/'Combined scenario - input'!$D136),\"\")","v":""},{"$f":"IFERROR(IF(OR(E151=\"\",'Combined scenario - input'!$D136=\"\"),\"\",E151/'Combined scenario - input'!$D136),\"\")","v":""},{"$f":"IFERROR(IF(OR(F151=\"\",'Combined scenario - input'!$D136=\"\"),\"\",F151/'Combined scenario - input'!$D136),\"\")","v":""},{"$f":"IFERROR(IF(OR(G151=\"\",'Combined scenario - input'!$D136=\"\"),\"\",G151/'Combined scenario - input'!$D136),\"\")","v":""},{"$f":"IFERROR(IF(OR(H151=\"\",'Combined scenario - input'!$D136=\"\"),\"\",H151/'Combined scenario - input'!$D136),\"\")","v":""},{"$f":"IFERROR(IF(OR(I151=\"\",'Combined scenario - input'!$D136=\"\"),\"\",I151/'Combined scenario - input'!$D136),\"\")","v":""},{"$f":"IFERROR(IF(OR(J151=\"\",'Combined scenario - input'!$D136=\"\"),\"\",J151/'Combined scenario - input'!$D136),\"\")","v":""},{"$f":"IFERROR(IF(OR(K151=\"\",'Combined scenario - input'!$D136=\"\"),\"\",K151/'Combined scenario - input'!$D136),\"\")","v":""},{"$f":"IFERROR(IF(OR(L151=\"\",'Combined scenario - input'!$D136=\"\"),\"\",L151/'Combined scenario - input'!$D136),\"\")","v":""},{"$f":"IFERROR(IF(OR(M151=\"\",'Combined scenario - input'!$D136=\"\"),\"\",M151/'Combined scenario - input'!$D136),\"\")","v":""},{"$f":"IFERROR(IF(OR(N151=\"\",'Combined scenario - input'!$D136=\"\"),\"\",N151/'Combined scenario - input'!$D136),\"\")","v":""},{"$f":"IFERROR(IF(OR(O151=\"\",'Combined scenario - input'!$D136=\"\"),\"\",O151/'Combined scenario - input'!$D136),\"\")","v":""},{"$f":"IFERROR(IF(OR(P151=\"\",'Combined scenario - input'!$D136=\"\"),\"\",P151/'Combined scenario - input'!$D136),\"\")","v":""},{"$f":"IFERROR(IF(OR(Q151=\"\",'Combined scenario - input'!$D136=\"\"),\"\",Q151/'Combined scenario - input'!$D136),\"\")","v":""},{"$f":"IFERROR(IF(OR(R151=\"\",'Combined scenario - input'!$D136=\"\"),\"\",R151/'Combined scenario - input'!$D136),\"\")","v":""},{"$f":"IFERROR(IF(OR(S151=\"\",'Combined scenario - input'!$D136=\"\"),\"\",S151/'Combined scenario - input'!$D136),\"\")","v":""},{"$f":"IFERROR(IF(OR(T151=\"\",'Combined scenario - input'!$D136=\"\"),\"\",T151/'Combined scenario - input'!$D136),\"\")","v":""},{"$f":"IFERROR(IF(OR(U151=\"\",'Combined scenario - input'!$D136=\"\"),\"\",U151/'Combined scenario - input'!$D136),\"\")","v":""},{"$f":"IFERROR(IF(OR(V151=\"\",'Combined scenario - input'!$D136=\"\"),\"\",V151/'Combined scenario - input'!$D136),\"\")","v":""},{"$f":"IFERROR(IF(OR(W151=\"\",'Combined scenario - input'!$D136=\"\"),\"\",W151/'Combined scenario - input'!$D136),\"\")","v":""}]
[{"$f":"IFERROR('Combined scenario - input'!A137,\"\")","v":""},{"$f":"IFERROR('Combined scenario - input'!B137,\"\")","v":""},{"$f":"IFERROR('Combined scenario - input'!C137,\"\")","v":""},{"$f":"IFERROR(repcalc('Combined scenario - input'!$CV137:$GH137,'Combined scenario - input'!$G137,'Combined scenario - input'!$E137,'Combined scenario - input'!$F137,20,TRUE,TRUE),\"\")","v":""},"","","","","","","","","","","","","","","","","","","",{"$f":"IFERROR(IF(OR(D152=\"\",'Combined scenario - input'!$D137=\"\"),\"\",D152/'Combined scenario - input'!$D137),\"\")","v":""},{"$f":"IFERROR(IF(OR(E152=\"\",'Combined scenario - input'!$D137=\"\"),\"\",E152/'Combined scenario - input'!$D137),\"\")","v":""},{"$f":"IFERROR(IF(OR(F152=\"\",'Combined scenario - input'!$D137=\"\"),\"\",F152/'Combined scenario - input'!$D137),\"\")","v":""},{"$f":"IFERROR(IF(OR(G152=\"\",'Combined scenario - input'!$D137=\"\"),\"\",G152/'Combined scenario - input'!$D137),\"\")","v":""},{"$f":"IFERROR(IF(OR(H152=\"\",'Combined scenario - input'!$D137=\"\"),\"\",H152/'Combined scenario - input'!$D137),\"\")","v":""},{"$f":"IFERROR(IF(OR(I152=\"\",'Combined scenario - input'!$D137=\"\"),\"\",I152/'Combined scenario - input'!$D137),\"\")","v":""},{"$f":"IFERROR(IF(OR(J152=\"\",'Combined scenario - input'!$D137=\"\"),\"\",J152/'Combined scenario - input'!$D137),\"\")","v":""},{"$f":"IFERROR(IF(OR(K152=\"\",'Combined scenario - input'!$D137=\"\"),\"\",K152/'Combined scenario - input'!$D137),\"\")","v":""},{"$f":"IFERROR(IF(OR(L152=\"\",'Combined scenario - input'!$D137=\"\"),\"\",L152/'Combined scenario - input'!$D137),\"\")","v":""},{"$f":"IFERROR(IF(OR(M152=\"\",'Combined scenario - input'!$D137=\"\"),\"\",M152/'Combined scenario - input'!$D137),\"\")","v":""},{"$f":"IFERROR(IF(OR(N152=\"\",'Combined scenario - input'!$D137=\"\"),\"\",N152/'Combined scenario - input'!$D137),\"\")","v":""},{"$f":"IFERROR(IF(OR(O152=\"\",'Combined scenario - input'!$D137=\"\"),\"\",O152/'Combined scenario - input'!$D137),\"\")","v":""},{"$f":"IFERROR(IF(OR(P152=\"\",'Combined scenario - input'!$D137=\"\"),\"\",P152/'Combined scenario - input'!$D137),\"\")","v":""},{"$f":"IFERROR(IF(OR(Q152=\"\",'Combined scenario - input'!$D137=\"\"),\"\",Q152/'Combined scenario - input'!$D137),\"\")","v":""},{"$f":"IFERROR(IF(OR(R152=\"\",'Combined scenario - input'!$D137=\"\"),\"\",R152/'Combined scenario - input'!$D137),\"\")","v":""},{"$f":"IFERROR(IF(OR(S152=\"\",'Combined scenario - input'!$D137=\"\"),\"\",S152/'Combined scenario - input'!$D137),\"\")","v":""},{"$f":"IFERROR(IF(OR(T152=\"\",'Combined scenario - input'!$D137=\"\"),\"\",T152/'Combined scenario - input'!$D137),\"\")","v":""},{"$f":"IFERROR(IF(OR(U152=\"\",'Combined scenario - input'!$D137=\"\"),\"\",U152/'Combined scenario - input'!$D137),\"\")","v":""},{"$f":"IFERROR(IF(OR(V152=\"\",'Combined scenario - input'!$D137=\"\"),\"\",V152/'Combined scenario - input'!$D137),\"\")","v":""},{"$f":"IFERROR(IF(OR(W152=\"\",'Combined scenario - input'!$D137=\"\"),\"\",W152/'Combined scenario - input'!$D137),\"\")","v":""}]
[{"$f":"IFERROR('Combined scenario - input'!A138,\"\")","v":""},{"$f":"IFERROR('Combined scenario - input'!B138,\"\")","v":""},{"$f":"IFERROR('Combined scenario - input'!C138,\"\")","v":""},{"$f":"IFERROR(repcalc('Combined scenario - input'!$CV138:$GH138,'Combined scenario - input'!$G138,'Combined scenario - input'!$E138,'Combined scenario - input'!$F138,20,TRUE,TRUE),\"\")","v":""},"","","","","","","","","","","","","","","","","","","",{"$f":"IFERROR(IF(OR(D153=\"\",'Combined scenario - input'!$D138=\"\"),\"\",D153/'Combined scenario - input'!$D138),\"\")","v":""},{"$f":"IFERROR(IF(OR(E153=\"\",'Combined scenario - input'!$D138=\"\"),\"\",E153/'Combined scenario - input'!$D138),\"\")","v":""},{"$f":"IFERROR(IF(OR(F153=\"\",'Combined scenario - input'!$D138=\"\"),\"\",F153/'Combined scenario - input'!$D138),\"\")","v":""},{"$f":"IFERROR(IF(OR(G153=\"\",'Combined scenario - input'!$D138=\"\"),\"\",G153/'Combined scenario - input'!$D138),\"\")","v":""},{"$f":"IFERROR(IF(OR(H153=\"\",'Combined scenario - input'!$D138=\"\"),\"\",H153/'Combined scenario - input'!$D138),\"\")","v":""},{"$f":"IFERROR(IF(OR(I153=\"\",'Combined scenario - input'!$D138=\"\"),\"\",I153/'Combined scenario - input'!$D138),\"\")","v":""},{"$f":"IFERROR(IF(OR(J153=\"\",'Combined scenario - input'!$D138=\"\"),\"\",J153/'Combined scenario - input'!$D138),\"\")","v":""},{"$f":"IFERROR(IF(OR(K153=\"\",'Combined scenario - input'!$D138=\"\"),\"\",K153/'Combined scenario - input'!$D138),\"\")","v":""},{"$f":"IFERROR(IF(OR(L153=\"\",'Combined scenario - input'!$D138=\"\"),\"\",L153/'Combined scenario - input'!$D138),\"\")","v":""},{"$f":"IFERROR(IF(OR(M153=\"\",'Combined scenario - input'!$D138=\"\"),\"\",M153/'Combined scenario - input'!$D138),\"\")","v":""},{"$f":"IFERROR(IF(OR(N153=\"\",'Combined scenario - input'!$D138=\"\"),\"\",N153/'Combined scenario - input'!$D138),\"\")","v":""},{"$f":"IFERROR(IF(OR(O153=\"\",'Combined scenario - input'!$D138=\"\"),\"\",O153/'Combined scenario - input'!$D138),\"\")","v":""},{"$f":"IFERROR(IF(OR(P153=\"\",'Combined scenario - input'!$D138=\"\"),\"\",P153/'Combined scenario - input'!$D138),\"\")","v":""},{"$f":"IFERROR(IF(OR(Q153=\"\",'Combined scenario - input'!$D138=\"\"),\"\",Q153/'Combined scenario - input'!$D138),\"\")","v":""},{"$f":"IFERROR(IF(OR(R153=\"\",'Combined scenario - input'!$D138=\"\"),\"\",R153/'Combined scenario - input'!$D138),\"\")","v":""},{"$f":"IFERROR(IF(OR(S153=\"\",'Combined scenario - input'!$D138=\"\"),\"\",S153/'Combined scenario - input'!$D138),\"\")","v":""},{"$f":"IFERROR(IF(OR(T153=\"\",'Combined scenario - input'!$D138=\"\"),\"\",T153/'Combined scenario - input'!$D138),\"\")","v":""},{"$f":"IFERROR(IF(OR(U153=\"\",'Combined scenario - input'!$D138=\"\"),\"\",U153/'Combined scenario - input'!$D138),\"\")","v":""},{"$f":"IFERROR(IF(OR(V153=\"\",'Combined scenario - input'!$D138=\"\"),\"\",V153/'Combined scenario - input'!$D138),\"\")","v":""},{"$f":"IFERROR(IF(OR(W153=\"\",'Combined scenario - input'!$D138=\"\"),\"\",W153/'Combined scenario - input'!$D138),\"\")","v":""}]
[{"$f":"IFERROR('Combined scenario - input'!A139,\"\")","v":""},{"$f":"IFERROR('Combined scenario - input'!B139,\"\")","v":""},{"$f":"IFERROR('Combined scenario - input'!C139,\"\")","v":""},{"$f":"IFERROR(repcalc('Combined scenario - input'!$CV139:$GH139,'Combined scenario - input'!$G139,'Combined scenario - input'!$E139,'Combined scenario - input'!$F139,20,TRUE,TRUE),\"\")","v":""},"","","","","","","","","","","","","","","","","","","",{"$f":"IFERROR(IF(OR(D154=\"\",'Combined scenario - input'!$D139=\"\"),\"\",D154/'Combined scenario - input'!$D139),\"\")","v":""},{"$f":"IFERROR(IF(OR(E154=\"\",'Combined scenario - input'!$D139=\"\"),\"\",E154/'Combined scenario - input'!$D139),\"\")","v":""},{"$f":"IFERROR(IF(OR(F154=\"\",'Combined scenario - input'!$D139=\"\"),\"\",F154/'Combined scenario - input'!$D139),\"\")","v":""},{"$f":"IFERROR(IF(OR(G154=\"\",'Combined scenario - input'!$D139=\"\"),\"\",G154/'Combined scenario - input'!$D139),\"\")","v":""},{"$f":"IFERROR(IF(OR(H154=\"\",'Combined scenario - input'!$D139=\"\"),\"\",H154/'Combined scenario - input'!$D139),\"\")","v":""},{"$f":"IFERROR(IF(OR(I154=\"\",'Combined scenario - input'!$D139=\"\"),\"\",I154/'Combined scenario - input'!$D139),\"\")","v":""},{"$f":"IFERROR(IF(OR(J154=\"\",'Combined scenario - input'!$D139=\"\"),\"\",J154/'Combined scenario - input'!$D139),\"\")","v":""},{"$f":"IFERROR(IF(OR(K154=\"\",'Combined scenario - input'!$D139=\"\"),\"\",K154/'Combined scenario - input'!$D139),\"\")","v":""},{"$f":"IFERROR(IF(OR(L154=\"\",'Combined scenario - input'!$D139=\"\"),\"\",L154/'Combined scenario - input'!$D139),\"\")","v":""},{"$f":"IFERROR(IF(OR(M154=\"\",'Combined scenario - input'!$D139=\"\"),\"\",M154/'Combined scenario - input'!$D139),\"\")","v":""},{"$f":"IFERROR(IF(OR(N154=\"\",'Combined scenario - input'!$D139=\"\"),\"\",N154/'Combined scenario - input'!$D139),\"\")","v":""},{"$f":"IFERROR(IF(OR(O154=\"\",'Combined scenario - input'!$D139=\"\"),\"\",O154/'Combined scenario - input'!$D139),\"\")","v":""},{"$f":"IFERROR(IF(OR(P154=\"\",'Combined scenario - input'!$D139=\"\"),\"\",P154/'Combined scenario - input'!$D139),\"\")","v":""},{"$f":"IFERROR(IF(OR(Q154=\"\",'Combined scenario - input'!$D139=\"\"),\"\",Q154/'Combined scenario - input'!$D139),\"\")","v":""},{"$f":"IFERROR(IF(OR(R154=\"\",'Combined scenario - input'!$D139=\"\"),\"\",R154/'Combined scenario - input'!$D139),\"\")","v":""},{"$f":"IFERROR(IF(OR(S154=\"\",'Combined scenario - input'!$D139=\"\"),\"\",S154/'Combined scenario - input'!$D139),\"\")","v":""},{"$f":"IFERROR(IF(OR(T154=\"\",'Combined scenario - input'!$D139=\"\"),\"\",T154/'Combined scenario - input'!$D139),\"\")","v":""},{"$f":"IFERROR(IF(OR(U154=\"\",'Combined scenario - input'!$D139=\"\"),\"\",U154/'Combined scenario - input'!$D139),\"\")","v":""},{"$f":"IFERROR(IF(OR(V154=\"\",'Combined scenario - input'!$D139=\"\"),\"\",V154/'Combined scenario - input'!$D139),\"\")","v":""},{"$f":"IFERROR(IF(OR(W154=\"\",'Combined scenario - input'!$D139=\"\"),\"\",W154/'Combined scenario - input'!$D139),\"\")","v":""}]
[{"$f":"IFERROR('Combined scenario - input'!A140,\"\")","v":""},{"$f":"IFERROR('Combined scenario - input'!B140,\"\")","v":""},{"$f":"IFERROR('Combined scenario - input'!C140,\"\")","v":""},{"$f":"IFERROR(repcalc('Combined scenario - input'!$CV140:$GH140,'Combined scenario - input'!$G140,'Combined scenario - input'!$E140,'Combined scenario - input'!$F140,20,TRUE,TRUE),\"\")","v":""},"","","","","","","","","","","","","","","","","","","",{"$f":"IFERROR(IF(OR(D155=\"\",'Combined scenario - input'!$D140=\"\"),\"\",D155/'Combined scenario - input'!$D140),\"\")","v":""},{"$f":"IFERROR(IF(OR(E155=\"\",'Combined scenario - input'!$D140=\"\"),\"\",E155/'Combined scenario - input'!$D140),\"\")","v":""},{"$f":"IFERROR(IF(OR(F155=\"\",'Combined scenario - input'!$D140=\"\"),\"\",F155/'Combined scenario - input'!$D140),\"\")","v":""},{"$f":"IFERROR(IF(OR(G155=\"\",'Combined scenario - input'!$D140=\"\"),\"\",G155/'Combined scenario - input'!$D140),\"\")","v":""},{"$f":"IFERROR(IF(OR(H155=\"\",'Combined scenario - input'!$D140=\"\"),\"\",H155/'Combined scenario - input'!$D140),\"\")","v":""},{"$f":"IFERROR(IF(OR(I155=\"\",'Combined scenario - input'!$D140=\"\"),\"\",I155/'Combined scenario - input'!$D140),\"\")","v":""},{"$f":"IFERROR(IF(OR(J155=\"\",'Combined scenario - input'!$D140=\"\"),\"\",J155/'Combined scenario - input'!$D140),\"\")","v":""},{"$f":"IFERROR(IF(OR(K155=\"\",'Combined scenario - input'!$D140=\"\"),\"\",K155/'Combined scenario - input'!$D140),\"\")","v":""},{"$f":"IFERROR(IF(OR(L155=\"\",'Combined scenario - input'!$D140=\"\"),\"\",L155/'Combined scenario - input'!$D140),\"\")","v":""},{"$f":"IFERROR(IF(OR(M155=\"\",'Combined scenario - input'!$D140=\"\"),\"\",M155/'Combined scenario - input'!$D140),\"\")","v":""},{"$f":"IFERROR(IF(OR(N155=\"\",'Combined scenario - input'!$D140=\"\"),\"\",N155/'Combined scenario - input'!$D140),\"\")","v":""},{"$f":"IFERROR(IF(OR(O155=\"\",'Combined scenario - input'!$D140=\"\"),\"\",O155/'Combined scenario - input'!$D140),\"\")","v":""},{"$f":"IFERROR(IF(OR(P155=\"\",'Combined scenario - input'!$D140=\"\"),\"\",P155/'Combined scenario - input'!$D140),\"\")","v":""},{"$f":"IFERROR(IF(OR(Q155=\"\",'Combined scenario - input'!$D140=\"\"),\"\",Q155/'Combined scenario - input'!$D140),\"\")","v":""},{"$f":"IFERROR(IF(OR(R155=\"\",'Combined scenario - input'!$D140=\"\"),\"\",R155/'Combined scenario - input'!$D140),\"\")","v":""},{"$f":"IFERROR(IF(OR(S155=\"\",'Combined scenario - input'!$D140=\"\"),\"\",S155/'Combined scenario - input'!$D140),\"\")","v":""},{"$f":"IFERROR(IF(OR(T155=\"\",'Combined scenario - input'!$D140=\"\"),\"\",T155/'Combined scenario - input'!$D140),\"\")","v":""},{"$f":"IFERROR(IF(OR(U155=\"\",'Combined scenario - input'!$D140=\"\"),\"\",U155/'Combined scenario - input'!$D140),\"\")","v":""},{"$f":"IFERROR(IF(OR(V155=\"\",'Combined scenario - input'!$D140=\"\"),\"\",V155/'Combined scenario - input'!$D140),\"\")","v":""},{"$f":"IFERROR(IF(OR(W155=\"\",'Combined scenario - input'!$D140=\"\"),\"\",W155/'Combined scenario - input'!$D140),\"\")","v":""}]
[{"$f":"IFERROR('Combined scenario - input'!A141,\"\")","v":""},{"$f":"IFERROR('Combined scenario - input'!B141,\"\")","v":""},{"$f":"IFERROR('Combined scenario - input'!C141,\"\")","v":""},{"$f":"IFERROR(repcalc('Combined scenario - input'!$CV141:$GH141,'Combined scenario - input'!$G141,'Combined scenario - input'!$E141,'Combined scenario - input'!$F141,20,TRUE,TRUE),\"\")","v":""},"","","","","","","","","","","","","","","","","","","",{"$f":"IFERROR(IF(OR(D156=\"\",'Combined scenario - input'!$D141=\"\"),\"\",D156/'Combined scenario - input'!$D141),\"\")","v":""},{"$f":"IFERROR(IF(OR(E156=\"\",'Combined scenario - input'!$D141=\"\"),\"\",E156/'Combined scenario - input'!$D141),\"\")","v":""},{"$f":"IFERROR(IF(OR(F156=\"\",'Combined scenario - input'!$D141=\"\"),\"\",F156/'Combined scenario - input'!$D141),\"\")","v":""},{"$f":"IFERROR(IF(OR(G156=\"\",'Combined scenario - input'!$D141=\"\"),\"\",G156/'Combined scenario - input'!$D141),\"\")","v":""},{"$f":"IFERROR(IF(OR(H156=\"\",'Combined scenario - input'!$D141=\"\"),\"\",H156/'Combined scenario - input'!$D141),\"\")","v":""},{"$f":"IFERROR(IF(OR(I156=\"\",'Combined scenario - input'!$D141=\"\"),\"\",I156/'Combined scenario - input'!$D141),\"\")","v":""},{"$f":"IFERROR(IF(OR(J156=\"\",'Combined scenario - input'!$D141=\"\"),\"\",J156/'Combined scenario - input'!$D141),\"\")","v":""},{"$f":"IFERROR(IF(OR(K156=\"\",'Combined scenario - input'!$D141=\"\"),\"\",K156/'Combined scenario - input'!$D141),\"\")","v":""},{"$f":"IFERROR(IF(OR(L156=\"\",'Combined scenario - input'!$D141=\"\"),\"\",L156/'Combined scenario - input'!$D141),\"\")","v":""},{"$f":"IFERROR(IF(OR(M156=\"\",'Combined scenario - input'!$D141=\"\"),\"\",M156/'Combined scenario - input'!$D141),\"\")","v":""},{"$f":"IFERROR(IF(OR(N156=\"\",'Combined scenario - input'!$D141=\"\"),\"\",N156/'Combined scenario - input'!$D141),\"\")","v":""},{"$f":"IFERROR(IF(OR(O156=\"\",'Combined scenario - input'!$D141=\"\"),\"\",O156/'Combined scenario - input'!$D141),\"\")","v":""},{"$f":"IFERROR(IF(OR(P156=\"\",'Combined scenario - input'!$D141=\"\"),\"\",P156/'Combined scenario - input'!$D141),\"\")","v":""},{"$f":"IFERROR(IF(OR(Q156=\"\",'Combined scenario - input'!$D141=\"\"),\"\",Q156/'Combined scenario - input'!$D141),\"\")","v":""},{"$f":"IFERROR(IF(OR(R156=\"\",'Combined scenario - input'!$D141=\"\"),\"\",R156/'Combined scenario - input'!$D141),\"\")","v":""},{"$f":"IFERROR(IF(OR(S156=\"\",'Combined scenario - input'!$D141=\"\"),\"\",S156/'Combined scenario - input'!$D141),\"\")","v":""},{"$f":"IFERROR(IF(OR(T156=\"\",'Combined scenario - input'!$D141=\"\"),\"\",T156/'Combined scenario - input'!$D141),\"\")","v":""},{"$f":"IFERROR(IF(OR(U156=\"\",'Combined scenario - input'!$D141=\"\"),\"\",U156/'Combined scenario - input'!$D141),\"\")","v":""},{"$f":"IFERROR(IF(OR(V156=\"\",'Combined scenario - input'!$D141=\"\"),\"\",V156/'Combined scenario - input'!$D141),\"\")","v":""},{"$f":"IFERROR(IF(OR(W156=\"\",'Combined scenario - input'!$D141=\"\"),\"\",W156/'Combined scenario - input'!$D141),\"\")","v":""}]
[{"$f":"IFERROR('Combined scenario - input'!A142,\"\")","v":""},{"$f":"IFERROR('Combined scenario - input'!B142,\"\")","v":""},{"$f":"IFERROR('Combined scenario - input'!C142,\"\")","v":""},{"$f":"IFERROR(repcalc('Combined scenario - input'!$CV142:$GH142,'Combined scenario - input'!$G142,'Combined scenario - input'!$E142,'Combined scenario - input'!$F142,20,TRUE,TRUE),\"\")","v":""},"","","","","","","","","","","","","","","","","","","",{"$f":"IFERROR(IF(OR(D157=\"\",'Combined scenario - input'!$D142=\"\"),\"\",D157/'Combined scenario - input'!$D142),\"\")","v":""},{"$f":"IFERROR(IF(OR(E157=\"\",'Combined scenario - input'!$D142=\"\"),\"\",E157/'Combined scenario - input'!$D142),\"\")","v":""},{"$f":"IFERROR(IF(OR(F157=\"\",'Combined scenario - input'!$D142=\"\"),\"\",F157/'Combined scenario - input'!$D142),\"\")","v":""},{"$f":"IFERROR(IF(OR(G157=\"\",'Combined scenario - input'!$D142=\"\"),\"\",G157/'Combined scenario - input'!$D142),\"\")","v":""},{"$f":"IFERROR(IF(OR(H157=\"\",'Combined scenario - input'!$D142=\"\"),\"\",H157/'Combined scenario - input'!$D142),\"\")","v":""},{"$f":"IFERROR(IF(OR(I157=\"\",'Combined scenario - input'!$D142=\"\"),\"\",I157/'Combined scenario - input'!$D142),\"\")","v":""},{"$f":"IFERROR(IF(OR(J157=\"\",'Combined scenario - input'!$D142=\"\"),\"\",J157/'Combined scenario - input'!$D142),\"\")","v":""},{"$f":"IFERROR(IF(OR(K157=\"\",'Combined scenario - input'!$D142=\"\"),\"\",K157/'Combined scenario - input'!$D142),\"\")","v":""},{"$f":"IFERROR(IF(OR(L157=\"\",'Combined scenario - input'!$D142=\"\"),\"\",L157/'Combined scenario - input'!$D142),\"\")","v":""},{"$f":"IFERROR(IF(OR(M157=\"\",'Combined scenario - input'!$D142=\"\"),\"\",M157/'Combined scenario - input'!$D142),\"\")","v":""},{"$f":"IFERROR(IF(OR(N157=\"\",'Combined scenario - input'!$D142=\"\"),\"\",N157/'Combined scenario - input'!$D142),\"\")","v":""},{"$f":"IFERROR(IF(OR(O157=\"\",'Combined scenario - input'!$D142=\"\"),\"\",O157/'Combined scenario - input'!$D142),\"\")","v":""},{"$f":"IFERROR(IF(OR(P157=\"\",'Combined scenario - input'!$D142=\"\"),\"\",P157/'Combined scenario - input'!$D142),\"\")","v":""},{"$f":"IFERROR(IF(OR(Q157=\"\",'Combined scenario - input'!$D142=\"\"),\"\",Q157/'Combined scenario - input'!$D142),\"\")","v":""},{"$f":"IFERROR(IF(OR(R157=\"\",'Combined scenario - input'!$D142=\"\"),\"\",R157/'Combined scenario - input'!$D142),\"\")","v":""},{"$f":"IFERROR(IF(OR(S157=\"\",'Combined scenario - input'!$D142=\"\"),\"\",S157/'Combined scenario - input'!$D142),\"\")","v":""},{"$f":"IFERROR(IF(OR(T157=\"\",'Combined scenario - input'!$D142=\"\"),\"\",T157/'Combined scenario - input'!$D142),\"\")","v":""},{"$f":"IFERROR(IF(OR(U157=\"\",'Combined scenario - input'!$D142=\"\"),\"\",U157/'Combined scenario - input'!$D142),\"\")","v":""},{"$f":"IFERROR(IF(OR(V157=\"\",'Combined scenario - input'!$D142=\"\"),\"\",V157/'Combined scenario - input'!$D142),\"\")","v":""},{"$f":"IFERROR(IF(OR(W157=\"\",'Combined scenario - input'!$D142=\"\"),\"\",W157/'Combined scenario - input'!$D142),\"\")","v":""}]
[{"$f":"IFERROR('Combined scenario - input'!A143,\"\")","v":""},{"$f":"IFERROR('Combined scenario - input'!B143,\"\")","v":""},{"$f":"IFERROR('Combined scenario - input'!C143,\"\")","v":""},{"$f":"IFERROR(repcalc('Combined scenario - input'!$CV143:$GH143,'Combined scenario - input'!$G143,'Combined scenario - input'!$E143,'Combined scenario - input'!$F143,20,TRUE,TRUE),\"\")","v":""},"","","","","","","","","","","","","","","","","","","",{"$f":"IFERROR(IF(OR(D158=\"\",'Combined scenario - input'!$D143=\"\"),\"\",D158/'Combined scenario - input'!$D143),\"\")","v":""},{"$f":"IFERROR(IF(OR(E158=\"\",'Combined scenario - input'!$D143=\"\"),\"\",E158/'Combined scenario - input'!$D143),\"\")","v":""},{"$f":"IFERROR(IF(OR(F158=\"\",'Combined scenario - input'!$D143=\"\"),\"\",F158/'Combined scenario - input'!$D143),\"\")","v":""},{"$f":"IFERROR(IF(OR(G158=\"\",'Combined scenario - input'!$D143=\"\"),\"\",G158/'Combined scenario - input'!$D143),\"\")","v":""},{"$f":"IFERROR(IF(OR(H158=\"\",'Combined scenario - input'!$D143=\"\"),\"\",H158/'Combined scenario - input'!$D143),\"\")","v":""},{"$f":"IFERROR(IF(OR(I158=\"\",'Combined scenario - input'!$D143=\"\"),\"\",I158/'Combined scenario - input'!$D143),\"\")","v":""},{"$f":"IFERROR(IF(OR(J158=\"\",'Combined scenario - input'!$D143=\"\"),\"\",J158/'Combined scenario - input'!$D143),\"\")","v":""},{"$f":"IFERROR(IF(OR(K158=\"\",'Combined scenario - input'!$D143=\"\"),\"\",K158/'Combined scenario - input'!$D143),\"\")","v":""},{"$f":"IFERROR(IF(OR(L158=\"\",'Combined scenario - input'!$D143=\"\"),\"\",L158/'Combined scenario - input'!$D143),\"\")","v":""},{"$f":"IFERROR(IF(OR(M158=\"\",'Combined scenario - input'!$D143=\"\"),\"\",M158/'Combined scenario - input'!$D143),\"\")","v":""},{"$f":"IFERROR(IF(OR(N158=\"\",'Combined scenario - input'!$D143=\"\"),\"\",N158/'Combined scenario - input'!$D143),\"\")","v":""},{"$f":"IFERROR(IF(OR(O158=\"\",'Combined scenario - input'!$D143=\"\"),\"\",O158/'Combined scenario - input'!$D143),\"\")","v":""},{"$f":"IFERROR(IF(OR(P158=\"\",'Combined scenario - input'!$D143=\"\"),\"\",P158/'Combined scenario - input'!$D143),\"\")","v":""},{"$f":"IFERROR(IF(OR(Q158=\"\",'Combined scenario - input'!$D143=\"\"),\"\",Q158/'Combined scenario - input'!$D143),\"\")","v":""},{"$f":"IFERROR(IF(OR(R158=\"\",'Combined scenario - input'!$D143=\"\"),\"\",R158/'Combined scenario - input'!$D143),\"\")","v":""},{"$f":"IFERROR(IF(OR(S158=\"\",'Combined scenario - input'!$D143=\"\"),\"\",S158/'Combined scenario - input'!$D143),\"\")","v":""},{"$f":"IFERROR(IF(OR(T158=\"\",'Combined scenario - input'!$D143=\"\"),\"\",T158/'Combined scenario - input'!$D143),\"\")","v":""},{"$f":"IFERROR(IF(OR(U158=\"\",'Combined scenario - input'!$D143=\"\"),\"\",U158/'Combined scenario - input'!$D143),\"\")","v":""},{"$f":"IFERROR(IF(OR(V158=\"\",'Combined scenario - input'!$D143=\"\"),\"\",V158/'Combined scenario - input'!$D143),\"\")","v":""},{"$f":"IFERROR(IF(OR(W158=\"\",'Combined scenario - input'!$D143=\"\"),\"\",W158/'Combined scenario - input'!$D143),\"\")","v":""}]
[{"$f":"IFERROR('Combined scenario - input'!A144,\"\")","v":""},{"$f":"IFERROR('Combined scenario - input'!B144,\"\")","v":""},{"$f":"IFERROR('Combined scenario - input'!C144,\"\")","v":""},{"$f":"IFERROR(repcalc('Combined scenario - input'!$CV144:$GH144,'Combined scenario - input'!$G144,'Combined scenario - input'!$E144,'Combined scenario - input'!$F144,20,TRUE,TRUE),\"\")","v":""},"","","","","","","","","","","","","","","","","","","",{"$f":"IFERROR(IF(OR(D159=\"\",'Combined scenario - input'!$D144=\"\"),\"\",D159/'Combined scenario - input'!$D144),\"\")","v":""},{"$f":"IFERROR(IF(OR(E159=\"\",'Combined scenario - input'!$D144=\"\"),\"\",E159/'Combined scenario - input'!$D144),\"\")","v":""},{"$f":"IFERROR(IF(OR(F159=\"\",'Combined scenario - input'!$D144=\"\"),\"\",F159/'Combined scenario - input'!$D144),\"\")","v":""},{"$f":"IFERROR(IF(OR(G159=\"\",'Combined scenario - input'!$D144=\"\"),\"\",G159/'Combined scenario - input'!$D144),\"\")","v":""},{"$f":"IFERROR(IF(OR(H159=\"\",'Combined scenario - input'!$D144=\"\"),\"\",H159/'Combined scenario - input'!$D144),\"\")","v":""},{"$f":"IFERROR(IF(OR(I159=\"\",'Combined scenario - input'!$D144=\"\"),\"\",I159/'Combined scenario - input'!$D144),\"\")","v":""},{"$f":"IFERROR(IF(OR(J159=\"\",'Combined scenario - input'!$D144=\"\"),\"\",J159/'Combined scenario - input'!$D144),\"\")","v":""},{"$f":"IFERROR(IF(OR(K159=\"\",'Combined scenario - input'!$D144=\"\"),\"\",K159/'Combined scenario - input'!$D144),\"\")","v":""},{"$f":"IFERROR(IF(OR(L159=\"\",'Combined scenario - input'!$D144=\"\"),\"\",L159/'Combined scenario - input'!$D144),\"\")","v":""},{"$f":"IFERROR(IF(OR(M159=\"\",'Combined scenario - input'!$D144=\"\"),\"\",M159/'Combined scenario - input'!$D144),\"\")","v":""},{"$f":"IFERROR(IF(OR(N159=\"\",'Combined scenario - input'!$D144=\"\"),\"\",N159/'Combined scenario - input'!$D144),\"\")","v":""},{"$f":"IFERROR(IF(OR(O159=\"\",'Combined scenario - input'!$D144=\"\"),\"\",O159/'Combined scenario - input'!$D144),\"\")","v":""},{"$f":"IFERROR(IF(OR(P159=\"\",'Combined scenario - input'!$D144=\"\"),\"\",P159/'Combined scenario - input'!$D144),\"\")","v":""},{"$f":"IFERROR(IF(OR(Q159=\"\",'Combined scenario - input'!$D144=\"\"),\"\",Q159/'Combined scenario - input'!$D144),\"\")","v":""},{"$f":"IFERROR(IF(OR(R159=\"\",'Combined scenario - input'!$D144=\"\"),\"\",R159/'Combined scenario - input'!$D144),\"\")","v":""},{"$f":"IFERROR(IF(OR(S159=\"\",'Combined scenario - input'!$D144=\"\"),\"\",S159/'Combined scenario - input'!$D144),\"\")","v":""},{"$f":"IFERROR(IF(OR(T159=\"\",'Combined scenario - input'!$D144=\"\"),\"\",T159/'Combined scenario - input'!$D144),\"\")","v":""},{"$f":"IFERROR(IF(OR(U159=\"\",'Combined scenario - input'!$D144=\"\"),\"\",U159/'Combined scenario - input'!$D144),\"\")","v":""},{"$f":"IFERROR(IF(OR(V159=\"\",'Combined scenario - input'!$D144=\"\"),\"\",V159/'Combined scenario - input'!$D144),\"\")","v":""},{"$f":"IFERROR(IF(OR(W159=\"\",'Combined scenario - input'!$D144=\"\"),\"\",W159/'Combined scenario - input'!$D144),\"\")","v":""}]
[{"$f":"IFERROR('Combined scenario - input'!A145,\"\")","v":""},{"$f":"IFERROR('Combined scenario - input'!B145,\"\")","v":""},{"$f":"IFERROR('Combined scenario - input'!C145,\"\")","v":""},{"$f":"IFERROR(repcalc('Combined scenario - input'!$CV145:$GH145,'Combined scenario - input'!$G145,'Combined scenario - input'!$E145,'Combined scenario - input'!$F145,20,TRUE,TRUE),\"\")","v":""},"","","","","","","","","","","","","","","","","","","",{"$f":"IFERROR(IF(OR(D160=\"\",'Combined scenario - input'!$D145=\"\"),\"\",D160/'Combined scenario - input'!$D145),\"\")","v":""},{"$f":"IFERROR(IF(OR(E160=\"\",'Combined scenario - input'!$D145=\"\"),\"\",E160/'Combined scenario - input'!$D145),\"\")","v":""},{"$f":"IFERROR(IF(OR(F160=\"\",'Combined scenario - input'!$D145=\"\"),\"\",F160/'Combined scenario - input'!$D145),\"\")","v":""},{"$f":"IFERROR(IF(OR(G160=\"\",'Combined scenario - input'!$D145=\"\"),\"\",G160/'Combined scenario - input'!$D145),\"\")","v":""},{"$f":"IFERROR(IF(OR(H160=\"\",'Combined scenario - input'!$D145=\"\"),\"\",H160/'Combined scenario - input'!$D145),\"\")","v":""},{"$f":"IFERROR(IF(OR(I160=\"\",'Combined scenario - input'!$D145=\"\"),\"\",I160/'Combined scenario - input'!$D145),\"\")","v":""},{"$f":"IFERROR(IF(OR(J160=\"\",'Combined scenario - input'!$D145=\"\"),\"\",J160/'Combined scenario - input'!$D145),\"\")","v":""},{"$f":"IFERROR(IF(OR(K160=\"\",'Combined scenario - input'!$D145=\"\"),\"\",K160/'Combined scenario - input'!$D145),\"\")","v":""},{"$f":"IFERROR(IF(OR(L160=\"\",'Combined scenario - input'!$D145=\"\"),\"\",L160/'Combined scenario - input'!$D145),\"\")","v":""},{"$f":"IFERROR(IF(OR(M160=\"\",'Combined scenario - input'!$D145=\"\"),\"\",M160/'Combined scenario - input'!$D145),\"\")","v":""},{"$f":"IFERROR(IF(OR(N160=\"\",'Combined scenario - input'!$D145=\"\"),\"\",N160/'Combined scenario - input'!$D145),\"\")","v":""},{"$f":"IFERROR(IF(OR(O160=\"\",'Combined scenario - input'!$D145=\"\"),\"\",O160/'Combined scenario - input'!$D145),\"\")","v":""},{"$f":"IFERROR(IF(OR(P160=\"\",'Combined scenario - input'!$D145=\"\"),\"\",P160/'Combined scenario - input'!$D145),\"\")","v":""},{"$f":"IFERROR(IF(OR(Q160=\"\",'Combined scenario - input'!$D145=\"\"),\"\",Q160/'Combined scenario - input'!$D145),\"\")","v":""},{"$f":"IFERROR(IF(OR(R160=\"\",'Combined scenario - input'!$D145=\"\"),\"\",R160/'Combined scenario - input'!$D145),\"\")","v":""},{"$f":"IFERROR(IF(OR(S160=\"\",'Combined scenario - input'!$D145=\"\"),\"\",S160/'Combined scenario - input'!$D145),\"\")","v":""},{"$f":"IFERROR(IF(OR(T160=\"\",'Combined scenario - input'!$D145=\"\"),\"\",T160/'Combined scenario - input'!$D145),\"\")","v":""},{"$f":"IFERROR(IF(OR(U160=\"\",'Combined scenario - input'!$D145=\"\"),\"\",U160/'Combined scenario - input'!$D145),\"\")","v":""},{"$f":"IFERROR(IF(OR(V160=\"\",'Combined scenario - input'!$D145=\"\"),\"\",V160/'Combined scenario - input'!$D145),\"\")","v":""},{"$f":"IFERROR(IF(OR(W160=\"\",'Combined scenario - input'!$D145=\"\"),\"\",W160/'Combined scenario - input'!$D145),\"\")","v":""}]
[{"$f":"IFERROR('Combined scenario - input'!A146,\"\")","v":""},{"$f":"IFERROR('Combined scenario - input'!B146,\"\")","v":""},{"$f":"IFERROR('Combined scenario - input'!C146,\"\")","v":""},{"$f":"IFERROR(repcalc('Combined scenario - input'!$CV146:$GH146,'Combined scenario - input'!$G146,'Combined scenario - input'!$E146,'Combined scenario - input'!$F146,20,TRUE,TRUE),\"\")","v":""},"","","","","","","","","","","","","","","","","","","",{"$f":"IFERROR(IF(OR(D161=\"\",'Combined scenario - input'!$D146=\"\"),\"\",D161/'Combined scenario - input'!$D146),\"\")","v":""},{"$f":"IFERROR(IF(OR(E161=\"\",'Combined scenario - input'!$D146=\"\"),\"\",E161/'Combined scenario - input'!$D146),\"\")","v":""},{"$f":"IFERROR(IF(OR(F161=\"\",'Combined scenario - input'!$D146=\"\"),\"\",F161/'Combined scenario - input'!$D146),\"\")","v":""},{"$f":"IFERROR(IF(OR(G161=\"\",'Combined scenario - input'!$D146=\"\"),\"\",G161/'Combined scenario - input'!$D146),\"\")","v":""},{"$f":"IFERROR(IF(OR(H161=\"\",'Combined scenario - input'!$D146=\"\"),\"\",H161/'Combined scenario - input'!$D146),\"\")","v":""},{"$f":"IFERROR(IF(OR(I161=\"\",'Combined scenario - input'!$D146=\"\"),\"\",I161/'Combined scenario - input'!$D146),\"\")","v":""},{"$f":"IFERROR(IF(OR(J161=\"\",'Combined scenario - input'!$D146=\"\"),\"\",J161/'Combined scenario - input'!$D146),\"\")","v":""},{"$f":"IFERROR(IF(OR(K161=\"\",'Combined scenario - input'!$D146=\"\"),\"\",K161/'Combined scenario - input'!$D146),\"\")","v":""},{"$f":"IFERROR(IF(OR(L161=\"\",'Combined scenario - input'!$D146=\"\"),\"\",L161/'Combined scenario - input'!$D146),\"\")","v":""},{"$f":"IFERROR(IF(OR(M161=\"\",'Combined scenario - input'!$D146=\"\"),\"\",M161/'Combined scenario - input'!$D146),\"\")","v":""},{"$f":"IFERROR(IF(OR(N161=\"\",'Combined scenario - input'!$D146=\"\"),\"\",N161/'Combined scenario - input'!$D146),\"\")","v":""},{"$f":"IFERROR(IF(OR(O161=\"\",'Combined scenario - input'!$D146=\"\"),\"\",O161/'Combined scenario - input'!$D146),\"\")","v":""},{"$f":"IFERROR(IF(OR(P161=\"\",'Combined scenario - input'!$D146=\"\"),\"\",P161/'Combined scenario - input'!$D146),\"\")","v":""},{"$f":"IFERROR(IF(OR(Q161=\"\",'Combined scenario - input'!$D146=\"\"),\"\",Q161/'Combined scenario - input'!$D146),\"\")","v":""},{"$f":"IFERROR(IF(OR(R161=\"\",'Combined scenario - input'!$D146=\"\"),\"\",R161/'Combined scenario - input'!$D146),\"\")","v":""},{"$f":"IFERROR(IF(OR(S161=\"\",'Combined scenario - input'!$D146=\"\"),\"\",S161/'Combined scenario - input'!$D146),\"\")","v":""},{"$f":"IFERROR(IF(OR(T161=\"\",'Combined scenario - input'!$D146=\"\"),\"\",T161/'Combined scenario - input'!$D146),\"\")","v":""},{"$f":"IFERROR(IF(OR(U161=\"\",'Combined scenario - input'!$D146=\"\"),\"\",U161/'Combined scenario - input'!$D146),\"\")","v":""},{"$f":"IFERROR(IF(OR(V161=\"\",'Combined scenario - input'!$D146=\"\"),\"\",V161/'Combined scenario - input'!$D146),\"\")","v":""},{"$f":"IFERROR(IF(OR(W161=\"\",'Combined scenario - input'!$D146=\"\"),\"\",W161/'Combined scenario - input'!$D146),\"\")","v":""}]
[{"$f":"IFERROR('Combined scenario - input'!A147,\"\")","v":""},{"$f":"IFERROR('Combined scenario - input'!B147,\"\")","v":""},{"$f":"IFERROR('Combined scenario - input'!C147,\"\")","v":""},{"$f":"IFERROR(repcalc('Combined scenario - input'!$CV147:$GH147,'Combined scenario - input'!$G147,'Combined scenario - input'!$E147,'Combined scenario - input'!$F147,20,TRUE,TRUE),\"\")","v":""},"","","","","","","","","","","","","","","","","","","",{"$f":"IFERROR(IF(OR(D162=\"\",'Combined scenario - input'!$D147=\"\"),\"\",D162/'Combined scenario - input'!$D147),\"\")","v":""},{"$f":"IFERROR(IF(OR(E162=\"\",'Combined scenario - input'!$D147=\"\"),\"\",E162/'Combined scenario - input'!$D147),\"\")","v":""},{"$f":"IFERROR(IF(OR(F162=\"\",'Combined scenario - input'!$D147=\"\"),\"\",F162/'Combined scenario - input'!$D147),\"\")","v":""},{"$f":"IFERROR(IF(OR(G162=\"\",'Combined scenario - input'!$D147=\"\"),\"\",G162/'Combined scenario - input'!$D147),\"\")","v":""},{"$f":"IFERROR(IF(OR(H162=\"\",'Combined scenario - input'!$D147=\"\"),\"\",H162/'Combined scenario - input'!$D147),\"\")","v":""},{"$f":"IFERROR(IF(OR(I162=\"\",'Combined scenario - input'!$D147=\"\"),\"\",I162/'Combined scenario - input'!$D147),\"\")","v":""},{"$f":"IFERROR(IF(OR(J162=\"\",'Combined scenario - input'!$D147=\"\"),\"\",J162/'Combined scenario - input'!$D147),\"\")","v":""},{"$f":"IFERROR(IF(OR(K162=\"\",'Combined scenario - input'!$D147=\"\"),\"\",K162/'Combined scenario - input'!$D147),\"\")","v":""},{"$f":"IFERROR(IF(OR(L162=\"\",'Combined scenario - input'!$D147=\"\"),\"\",L162/'Combined scenario - input'!$D147),\"\")","v":""},{"$f":"IFERROR(IF(OR(M162=\"\",'Combined scenario - input'!$D147=\"\"),\"\",M162/'Combined scenario - input'!$D147),\"\")","v":""},{"$f":"IFERROR(IF(OR(N162=\"\",'Combined scenario - input'!$D147=\"\"),\"\",N162/'Combined scenario - input'!$D147),\"\")","v":""},{"$f":"IFERROR(IF(OR(O162=\"\",'Combined scenario - input'!$D147=\"\"),\"\",O162/'Combined scenario - input'!$D147),\"\")","v":""},{"$f":"IFERROR(IF(OR(P162=\"\",'Combined scenario - input'!$D147=\"\"),\"\",P162/'Combined scenario - input'!$D147),\"\")","v":""},{"$f":"IFERROR(IF(OR(Q162=\"\",'Combined scenario - input'!$D147=\"\"),\"\",Q162/'Combined scenario - input'!$D147),\"\")","v":""},{"$f":"IFERROR(IF(OR(R162=\"\",'Combined scenario - input'!$D147=\"\"),\"\",R162/'Combined scenario - input'!$D147),\"\")","v":""},{"$f":"IFERROR(IF(OR(S162=\"\",'Combined scenario - input'!$D147=\"\"),\"\",S162/'Combined scenario - input'!$D147),\"\")","v":""},{"$f":"IFERROR(IF(OR(T162=\"\",'Combined scenario - input'!$D147=\"\"),\"\",T162/'Combined scenario - input'!$D147),\"\")","v":""},{"$f":"IFERROR(IF(OR(U162=\"\",'Combined scenario - input'!$D147=\"\"),\"\",U162/'Combined scenario - input'!$D147),\"\")","v":""},{"$f":"IFERROR(IF(OR(V162=\"\",'Combined scenario - input'!$D147=\"\"),\"\",V162/'Combined scenario - input'!$D147),\"\")","v":""},{"$f":"IFERROR(IF(OR(W162=\"\",'Combined scenario - input'!$D147=\"\"),\"\",W162/'Combined scenario - input'!$D147),\"\")","v":""}]
[{"$f":"IFERROR('Combined scenario - input'!A148,\"\")","v":""},{"$f":"IFERROR('Combined scenario - input'!B148,\"\")","v":""},{"$f":"IFERROR('Combined scenario - input'!C148,\"\")","v":""},{"$f":"IFERROR(repcalc('Combined scenario - input'!$CV148:$GH148,'Combined scenario - input'!$G148,'Combined scenario - input'!$E148,'Combined scenario - input'!$F148,20,TRUE,TRUE),\"\")","v":""},"","","","","","","","","","","","","","","","","","","",{"$f":"IFERROR(IF(OR(D163=\"\",'Combined scenario - input'!$D148=\"\"),\"\",D163/'Combined scenario - input'!$D148),\"\")","v":""},{"$f":"IFERROR(IF(OR(E163=\"\",'Combined scenario - input'!$D148=\"\"),\"\",E163/'Combined scenario - input'!$D148),\"\")","v":""},{"$f":"IFERROR(IF(OR(F163=\"\",'Combined scenario - input'!$D148=\"\"),\"\",F163/'Combined scenario - input'!$D148),\"\")","v":""},{"$f":"IFERROR(IF(OR(G163=\"\",'Combined scenario - input'!$D148=\"\"),\"\",G163/'Combined scenario - input'!$D148),\"\")","v":""},{"$f":"IFERROR(IF(OR(H163=\"\",'Combined scenario - input'!$D148=\"\"),\"\",H163/'Combined scenario - input'!$D148),\"\")","v":""},{"$f":"IFERROR(IF(OR(I163=\"\",'Combined scenario - input'!$D148=\"\"),\"\",I163/'Combined scenario - input'!$D148),\"\")","v":""},{"$f":"IFERROR(IF(OR(J163=\"\",'Combined scenario - input'!$D148=\"\"),\"\",J163/'Combined scenario - input'!$D148),\"\")","v":""},{"$f":"IFERROR(IF(OR(K163=\"\",'Combined scenario - input'!$D148=\"\"),\"\",K163/'Combined scenario - input'!$D148),\"\")","v":""},{"$f":"IFERROR(IF(OR(L163=\"\",'Combined scenario - input'!$D148=\"\"),\"\",L163/'Combined scenario - input'!$D148),\"\")","v":""},{"$f":"IFERROR(IF(OR(M163=\"\",'Combined scenario - input'!$D148=\"\"),\"\",M163/'Combined scenario - input'!$D148),\"\")","v":""},{"$f":"IFERROR(IF(OR(N163=\"\",'Combined scenario - input'!$D148=\"\"),\"\",N163/'Combined scenario - input'!$D148),\"\")","v":""},{"$f":"IFERROR(IF(OR(O163=\"\",'Combined scenario - input'!$D148=\"\"),\"\",O163/'Combined scenario - input'!$D148),\"\")","v":""},{"$f":"IFERROR(IF(OR(P163=\"\",'Combined scenario - input'!$D148=\"\"),\"\",P163/'Combined scenario - input'!$D148),\"\")","v":""},{"$f":"IFERROR(IF(OR(Q163=\"\",'Combined scenario - input'!$D148=\"\"),\"\",Q163/'Combined scenario - input'!$D148),\"\")","v":""},{"$f":"IFERROR(IF(OR(R163=\"\",'Combined scenario - input'!$D148=\"\"),\"\",R163/'Combined scenario - input'!$D148),\"\")","v":""},{"$f":"IFERROR(IF(OR(S163=\"\",'Combined scenario - input'!$D148=\"\"),\"\",S163/'Combined scenario - input'!$D148),\"\")","v":""},{"$f":"IFERROR(IF(OR(T163=\"\",'Combined scenario - input'!$D148=\"\"),\"\",T163/'Combined scenario - input'!$D148),\"\")","v":""},{"$f":"IFERROR(IF(OR(U163=\"\",'Combined scenario - input'!$D148=\"\"),\"\",U163/'Combined scenario - input'!$D148),\"\")","v":""},{"$f":"IFERROR(IF(OR(V163=\"\",'Combined scenario - input'!$D148=\"\"),\"\",V163/'Combined scenario - input'!$D148),\"\")","v":""},{"$f":"IFERROR(IF(OR(W163=\"\",'Combined scenario - input'!$D148=\"\"),\"\",W163/'Combined scenario - input'!$D148),\"\")","v":""}]
[{"$f":"IFERROR('Combined scenario - input'!A149,\"\")","v":""},{"$f":"IFERROR('Combined scenario - input'!B149,\"\")","v":""},{"$f":"IFERROR('Combined scenario - input'!C149,\"\")","v":""},{"$f":"IFERROR(repcalc('Combined scenario - input'!$CV149:$GH149,'Combined scenario - input'!$G149,'Combined scenario - input'!$E149,'Combined scenario - input'!$F149,20,TRUE,TRUE),\"\")","v":""},"","","","","","","","","","","","","","","","","","","",{"$f":"IFERROR(IF(OR(D164=\"\",'Combined scenario - input'!$D149=\"\"),\"\",D164/'Combined scenario - input'!$D149),\"\")","v":""},{"$f":"IFERROR(IF(OR(E164=\"\",'Combined scenario - input'!$D149=\"\"),\"\",E164/'Combined scenario - input'!$D149),\"\")","v":""},{"$f":"IFERROR(IF(OR(F164=\"\",'Combined scenario - input'!$D149=\"\"),\"\",F164/'Combined scenario - input'!$D149),\"\")","v":""},{"$f":"IFERROR(IF(OR(G164=\"\",'Combined scenario - input'!$D149=\"\"),\"\",G164/'Combined scenario - input'!$D149),\"\")","v":""},{"$f":"IFERROR(IF(OR(H164=\"\",'Combined scenario - input'!$D149=\"\"),\"\",H164/'Combined scenario - input'!$D149),\"\")","v":""},{"$f":"IFERROR(IF(OR(I164=\"\",'Combined scenario - input'!$D149=\"\"),\"\",I164/'Combined scenario - input'!$D149),\"\")","v":""},{"$f":"IFERROR(IF(OR(J164=\"\",'Combined scenario - input'!$D149=\"\"),\"\",J164/'Combined scenario - input'!$D149),\"\")","v":""},{"$f":"IFERROR(IF(OR(K164=\"\",'Combined scenario - input'!$D149=\"\"),\"\",K164/'Combined scenario - input'!$D149),\"\")","v":""},{"$f":"IFERROR(IF(OR(L164=\"\",'Combined scenario - input'!$D149=\"\"),\"\",L164/'Combined scenario - input'!$D149),\"\")","v":""},{"$f":"IFERROR(IF(OR(M164=\"\",'Combined scenario - input'!$D149=\"\"),\"\",M164/'Combined scenario - input'!$D149),\"\")","v":""},{"$f":"IFERROR(IF(OR(N164=\"\",'Combined scenario - input'!$D149=\"\"),\"\",N164/'Combined scenario - input'!$D149),\"\")","v":""},{"$f":"IFERROR(IF(OR(O164=\"\",'Combined scenario - input'!$D149=\"\"),\"\",O164/'Combined scenario - input'!$D149),\"\")","v":""},{"$f":"IFERROR(IF(OR(P164=\"\",'Combined scenario - input'!$D149=\"\"),\"\",P164/'Combined scenario - input'!$D149),\"\")","v":""},{"$f":"IFERROR(IF(OR(Q164=\"\",'Combined scenario - input'!$D149=\"\"),\"\",Q164/'Combined scenario - input'!$D149),\"\")","v":""},{"$f":"IFERROR(IF(OR(R164=\"\",'Combined scenario - input'!$D149=\"\"),\"\",R164/'Combined scenario - input'!$D149),\"\")","v":""},{"$f":"IFERROR(IF(OR(S164=\"\",'Combined scenario - input'!$D149=\"\"),\"\",S164/'Combined scenario - input'!$D149),\"\")","v":""},{"$f":"IFERROR(IF(OR(T164=\"\",'Combined scenario - input'!$D149=\"\"),\"\",T164/'Combined scenario - input'!$D149),\"\")","v":""},{"$f":"IFERROR(IF(OR(U164=\"\",'Combined scenario - input'!$D149=\"\"),\"\",U164/'Combined scenario - input'!$D149),\"\")","v":""},{"$f":"IFERROR(IF(OR(V164=\"\",'Combined scenario - input'!$D149=\"\"),\"\",V164/'Combined scenario - input'!$D149),\"\")","v":""},{"$f":"IFERROR(IF(OR(W164=\"\",'Combined scenario - input'!$D149=\"\"),\"\",W164/'Combined scenario - input'!$D149),\"\")","v":""}]
[{"$f":"IFERROR('Combined scenario - input'!A150,\"\")","v":""},{"$f":"IFERROR('Combined scenario - input'!B150,\"\")","v":""},{"$f":"IFERROR('Combined scenario - input'!C150,\"\")","v":""},{"$f":"IFERROR(repcalc('Combined scenario - input'!$CV150:$GH150,'Combined scenario - input'!$G150,'Combined scenario - input'!$E150,'Combined scenario - input'!$F150,20,TRUE,TRUE),\"\")","v":""},"","","","","","","","","","","","","","","","","","","",{"$f":"IFERROR(IF(OR(D165=\"\",'Combined scenario - input'!$D150=\"\"),\"\",D165/'Combined scenario - input'!$D150),\"\")","v":""},{"$f":"IFERROR(IF(OR(E165=\"\",'Combined scenario - input'!$D150=\"\"),\"\",E165/'Combined scenario - input'!$D150),\"\")","v":""},{"$f":"IFERROR(IF(OR(F165=\"\",'Combined scenario - input'!$D150=\"\"),\"\",F165/'Combined scenario - input'!$D150),\"\")","v":""},{"$f":"IFERROR(IF(OR(G165=\"\",'Combined scenario - input'!$D150=\"\"),\"\",G165/'Combined scenario - input'!$D150),\"\")","v":""},{"$f":"IFERROR(IF(OR(H165=\"\",'Combined scenario - input'!$D150=\"\"),\"\",H165/'Combined scenario - input'!$D150),\"\")","v":""},{"$f":"IFERROR(IF(OR(I165=\"\",'Combined scenario - input'!$D150=\"\"),\"\",I165/'Combined scenario - input'!$D150),\"\")","v":""},{"$f":"IFERROR(IF(OR(J165=\"\",'Combined scenario - input'!$D150=\"\"),\"\",J165/'Combined scenario - input'!$D150),\"\")","v":""},{"$f":"IFERROR(IF(OR(K165=\"\",'Combined scenario - input'!$D150=\"\"),\"\",K165/'Combined scenario - input'!$D150),\"\")","v":""},{"$f":"IFERROR(IF(OR(L165=\"\",'Combined scenario - input'!$D150=\"\"),\"\",L165/'Combined scenario - input'!$D150),\"\")","v":""},{"$f":"IFERROR(IF(OR(M165=\"\",'Combined scenario - input'!$D150=\"\"),\"\",M165/'Combined scenario - input'!$D150),\"\")","v":""},{"$f":"IFERROR(IF(OR(N165=\"\",'Combined scenario - input'!$D150=\"\"),\"\",N165/'Combined scenario - input'!$D150),\"\")","v":""},{"$f":"IFERROR(IF(OR(O165=\"\",'Combined scenario - input'!$D150=\"\"),\"\",O165/'Combined scenario - input'!$D150),\"\")","v":""},{"$f":"IFERROR(IF(OR(P165=\"\",'Combined scenario - input'!$D150=\"\"),\"\",P165/'Combined scenario - input'!$D150),\"\")","v":""},{"$f":"IFERROR(IF(OR(Q165=\"\",'Combined scenario - input'!$D150=\"\"),\"\",Q165/'Combined scenario - input'!$D150),\"\")","v":""},{"$f":"IFERROR(IF(OR(R165=\"\",'Combined scenario - input'!$D150=\"\"),\"\",R165/'Combined scenario - input'!$D150),\"\")","v":""},{"$f":"IFERROR(IF(OR(S165=\"\",'Combined scenario - input'!$D150=\"\"),\"\",S165/'Combined scenario - input'!$D150),\"\")","v":""},{"$f":"IFERROR(IF(OR(T165=\"\",'Combined scenario - input'!$D150=\"\"),\"\",T165/'Combined scenario - input'!$D150),\"\")","v":""},{"$f":"IFERROR(IF(OR(U165=\"\",'Combined scenario - input'!$D150=\"\"),\"\",U165/'Combined scenario - input'!$D150),\"\")","v":""},{"$f":"IFERROR(IF(OR(V165=\"\",'Combined scenario - input'!$D150=\"\"),\"\",V165/'Combined scenario - input'!$D150),\"\")","v":""},{"$f":"IFERROR(IF(OR(W165=\"\",'Combined scenario - input'!$D150=\"\"),\"\",W165/'Combined scenario - input'!$D150),\"\")","v":""}]
[{"$f":"IFERROR('Combined scenario - input'!A151,\"\")","v":""},{"$f":"IFERROR('Combined scenario - input'!B151,\"\")","v":""},{"$f":"IFERROR('Combined scenario - input'!C151,\"\")","v":""},{"$f":"IFERROR(repcalc('Combined scenario - input'!$CV151:$GH151,'Combined scenario - input'!$G151,'Combined scenario - input'!$E151,'Combined scenario - input'!$F151,20,TRUE,TRUE),\"\")","v":""},"","","","","","","","","","","","","","","","","","","",{"$f":"IFERROR(IF(OR(D166=\"\",'Combined scenario - input'!$D151=\"\"),\"\",D166/'Combined scenario - input'!$D151),\"\")","v":""},{"$f":"IFERROR(IF(OR(E166=\"\",'Combined scenario - input'!$D151=\"\"),\"\",E166/'Combined scenario - input'!$D151),\"\")","v":""},{"$f":"IFERROR(IF(OR(F166=\"\",'Combined scenario - input'!$D151=\"\"),\"\",F166/'Combined scenario - input'!$D151),\"\")","v":""},{"$f":"IFERROR(IF(OR(G166=\"\",'Combined scenario - input'!$D151=\"\"),\"\",G166/'Combined scenario - input'!$D151),\"\")","v":""},{"$f":"IFERROR(IF(OR(H166=\"\",'Combined scenario - input'!$D151=\"\"),\"\",H166/'Combined scenario - input'!$D151),\"\")","v":""},{"$f":"IFERROR(IF(OR(I166=\"\",'Combined scenario - input'!$D151=\"\"),\"\",I166/'Combined scenario - input'!$D151),\"\")","v":""},{"$f":"IFERROR(IF(OR(J166=\"\",'Combined scenario - input'!$D151=\"\"),\"\",J166/'Combined scenario - input'!$D151),\"\")","v":""},{"$f":"IFERROR(IF(OR(K166=\"\",'Combined scenario - input'!$D151=\"\"),\"\",K166/'Combined scenario - input'!$D151),\"\")","v":""},{"$f":"IFERROR(IF(OR(L166=\"\",'Combined scenario - input'!$D151=\"\"),\"\",L166/'Combined scenario - input'!$D151),\"\")","v":""},{"$f":"IFERROR(IF(OR(M166=\"\",'Combined scenario - input'!$D151=\"\"),\"\",M166/'Combined scenario - input'!$D151),\"\")","v":""},{"$f":"IFERROR(IF(OR(N166=\"\",'Combined scenario - input'!$D151=\"\"),\"\",N166/'Combined scenario - input'!$D151),\"\")","v":""},{"$f":"IFERROR(IF(OR(O166=\"\",'Combined scenario - input'!$D151=\"\"),\"\",O166/'Combined scenario - input'!$D151),\"\")","v":""},{"$f":"IFERROR(IF(OR(P166=\"\",'Combined scenario - input'!$D151=\"\"),\"\",P166/'Combined scenario - input'!$D151),\"\")","v":""},{"$f":"IFERROR(IF(OR(Q166=\"\",'Combined scenario - input'!$D151=\"\"),\"\",Q166/'Combined scenario - input'!$D151),\"\")","v":""},{"$f":"IFERROR(IF(OR(R166=\"\",'Combined scenario - input'!$D151=\"\"),\"\",R166/'Combined scenario - input'!$D151),\"\")","v":""},{"$f":"IFERROR(IF(OR(S166=\"\",'Combined scenario - input'!$D151=\"\"),\"\",S166/'Combined scenario - input'!$D151),\"\")","v":""},{"$f":"IFERROR(IF(OR(T166=\"\",'Combined scenario - input'!$D151=\"\"),\"\",T166/'Combined scenario - input'!$D151),\"\")","v":""},{"$f":"IFERROR(IF(OR(U166=\"\",'Combined scenario - input'!$D151=\"\"),\"\",U166/'Combined scenario - input'!$D151),\"\")","v":""},{"$f":"IFERROR(IF(OR(V166=\"\",'Combined scenario - input'!$D151=\"\"),\"\",V166/'Combined scenario - input'!$D151),\"\")","v":""},{"$f":"IFERROR(IF(OR(W166=\"\",'Combined scenario - input'!$D151=\"\"),\"\",W166/'Combined scenario - input'!$D151),\"\")","v":""}]
[{"$f":"IFERROR('Combined scenario - input'!A152,\"\")","v":""},{"$f":"IFERROR('Combined scenario - input'!B152,\"\")","v":""},{"$f":"IFERROR('Combined scenario - input'!C152,\"\")","v":""},{"$f":"IFERROR(repcalc('Combined scenario - input'!$CV152:$GH152,'Combined scenario - input'!$G152,'Combined scenario - input'!$E152,'Combined scenario - input'!$F152,20,TRUE,TRUE),\"\")","v":""},"","","","","","","","","","","","","","","","","","","",{"$f":"IFERROR(IF(OR(D167=\"\",'Combined scenario - input'!$D152=\"\"),\"\",D167/'Combined scenario - input'!$D152),\"\")","v":""},{"$f":"IFERROR(IF(OR(E167=\"\",'Combined scenario - input'!$D152=\"\"),\"\",E167/'Combined scenario - input'!$D152),\"\")","v":""},{"$f":"IFERROR(IF(OR(F167=\"\",'Combined scenario - input'!$D152=\"\"),\"\",F167/'Combined scenario - input'!$D152),\"\")","v":""},{"$f":"IFERROR(IF(OR(G167=\"\",'Combined scenario - input'!$D152=\"\"),\"\",G167/'Combined scenario - input'!$D152),\"\")","v":""},{"$f":"IFERROR(IF(OR(H167=\"\",'Combined scenario - input'!$D152=\"\"),\"\",H167/'Combined scenario - input'!$D152),\"\")","v":""},{"$f":"IFERROR(IF(OR(I167=\"\",'Combined scenario - input'!$D152=\"\"),\"\",I167/'Combined scenario - input'!$D152),\"\")","v":""},{"$f":"IFERROR(IF(OR(J167=\"\",'Combined scenario - input'!$D152=\"\"),\"\",J167/'Combined scenario - input'!$D152),\"\")","v":""},{"$f":"IFERROR(IF(OR(K167=\"\",'Combined scenario - input'!$D152=\"\"),\"\",K167/'Combined scenario - input'!$D152),\"\")","v":""},{"$f":"IFERROR(IF(OR(L167=\"\",'Combined scenario - input'!$D152=\"\"),\"\",L167/'Combined scenario - input'!$D152),\"\")","v":""},{"$f":"IFERROR(IF(OR(M167=\"\",'Combined scenario - input'!$D152=\"\"),\"\",M167/'Combined scenario - input'!$D152),\"\")","v":""},{"$f":"IFERROR(IF(OR(N167=\"\",'Combined scenario - input'!$D152=\"\"),\"\",N167/'Combined scenario - input'!$D152),\"\")","v":""},{"$f":"IFERROR(IF(OR(O167=\"\",'Combined scenario - input'!$D152=\"\"),\"\",O167/'Combined scenario - input'!$D152),\"\")","v":""},{"$f":"IFERROR(IF(OR(P167=\"\",'Combined scenario - input'!$D152=\"\"),\"\",P167/'Combined scenario - input'!$D152),\"\")","v":""},{"$f":"IFERROR(IF(OR(Q167=\"\",'Combined scenario - input'!$D152=\"\"),\"\",Q167/'Combined scenario - input'!$D152),\"\")","v":""},{"$f":"IFERROR(IF(OR(R167=\"\",'Combined scenario - input'!$D152=\"\"),\"\",R167/'Combined scenario - input'!$D152),\"\")","v":""},{"$f":"IFERROR(IF(OR(S167=\"\",'Combined scenario - input'!$D152=\"\"),\"\",S167/'Combined scenario - input'!$D152),\"\")","v":""},{"$f":"IFERROR(IF(OR(T167=\"\",'Combined scenario - input'!$D152=\"\"),\"\",T167/'Combined scenario - input'!$D152),\"\")","v":""},{"$f":"IFERROR(IF(OR(U167=\"\",'Combined scenario - input'!$D152=\"\"),\"\",U167/'Combined scenario - input'!$D152),\"\")","v":""},{"$f":"IFERROR(IF(OR(V167=\"\",'Combined scenario - input'!$D152=\"\"),\"\",V167/'Combined scenario - input'!$D152),\"\")","v":""},{"$f":"IFERROR(IF(OR(W167=\"\",'Combined scenario - input'!$D152=\"\"),\"\",W167/'Combined scenario - input'!$D152),\"\")","v":""}]
[{"$f":"IFERROR('Combined scenario - input'!A153,\"\")","v":""},{"$f":"IFERROR('Combined scenario - input'!B153,\"\")","v":""},{"$f":"IFERROR('Combined scenario - input'!C153,\"\")","v":""},{"$f":"IFERROR(repcalc('Combined scenario - input'!$CV153:$GH153,'Combined scenario - input'!$G153,'Combined scenario - input'!$E153,'Combined scenario - input'!$F153,20,TRUE,TRUE),\"\")","v":""},"","","","","","","","","","","","","","","","","","","",{"$f":"IFERROR(IF(OR(D168=\"\",'Combined scenario - input'!$D153=\"\"),\"\",D168/'Combined scenario - input'!$D153),\"\")","v":""},{"$f":"IFERROR(IF(OR(E168=\"\",'Combined scenario - input'!$D153=\"\"),\"\",E168/'Combined scenario - input'!$D153),\"\")","v":""},{"$f":"IFERROR(IF(OR(F168=\"\",'Combined scenario - input'!$D153=\"\"),\"\",F168/'Combined scenario - input'!$D153),\"\")","v":""},{"$f":"IFERROR(IF(OR(G168=\"\",'Combined scenario - input'!$D153=\"\"),\"\",G168/'Combined scenario - input'!$D153),\"\")","v":""},{"$f":"IFERROR(IF(OR(H168=\"\",'Combined scenario - input'!$D153=\"\"),\"\",H168/'Combined scenario - input'!$D153),\"\")","v":""},{"$f":"IFERROR(IF(OR(I168=\"\",'Combined scenario - input'!$D153=\"\"),\"\",I168/'Combined scenario - input'!$D153),\"\")","v":""},{"$f":"IFERROR(IF(OR(J168=\"\",'Combined scenario - input'!$D153=\"\"),\"\",J168/'Combined scenario - input'!$D153),\"\")","v":""},{"$f":"IFERROR(IF(OR(K168=\"\",'Combined scenario - input'!$D153=\"\"),\"\",K168/'Combined scenario - input'!$D153),\"\")","v":""},{"$f":"IFERROR(IF(OR(L168=\"\",'Combined scenario - input'!$D153=\"\"),\"\",L168/'Combined scenario - input'!$D153),\"\")","v":""},{"$f":"IFERROR(IF(OR(M168=\"\",'Combined scenario - input'!$D153=\"\"),\"\",M168/'Combined scenario - input'!$D153),\"\")","v":""},{"$f":"IFERROR(IF(OR(N168=\"\",'Combined scenario - input'!$D153=\"\"),\"\",N168/'Combined scenario - input'!$D153),\"\")","v":""},{"$f":"IFERROR(IF(OR(O168=\"\",'Combined scenario - input'!$D153=\"\"),\"\",O168/'Combined scenario - input'!$D153),\"\")","v":""},{"$f":"IFERROR(IF(OR(P168=\"\",'Combined scenario - input'!$D153=\"\"),\"\",P168/'Combined scenario - input'!$D153),\"\")","v":""},{"$f":"IFERROR(IF(OR(Q168=\"\",'Combined scenario - input'!$D153=\"\"),\"\",Q168/'Combined scenario - input'!$D153),\"\")","v":""},{"$f":"IFERROR(IF(OR(R168=\"\",'Combined scenario - input'!$D153=\"\"),\"\",R168/'Combined scenario - input'!$D153),\"\")","v":""},{"$f":"IFERROR(IF(OR(S168=\"\",'Combined scenario - input'!$D153=\"\"),\"\",S168/'Combined scenario - input'!$D153),\"\")","v":""},{"$f":"IFERROR(IF(OR(T168=\"\",'Combined scenario - input'!$D153=\"\"),\"\",T168/'Combined scenario - input'!$D153),\"\")","v":""},{"$f":"IFERROR(IF(OR(U168=\"\",'Combined scenario - input'!$D153=\"\"),\"\",U168/'Combined scenario - input'!$D153),\"\")","v":""},{"$f":"IFERROR(IF(OR(V168=\"\",'Combined scenario - input'!$D153=\"\"),\"\",V168/'Combined scenario - input'!$D153),\"\")","v":""},{"$f":"IFERROR(IF(OR(W168=\"\",'Combined scenario - input'!$D153=\"\"),\"\",W168/'Combined scenario - input'!$D153),\"\")","v":""}]
[{"$f":"IFERROR('Combined scenario - input'!A154,\"\")","v":""},{"$f":"IFERROR('Combined scenario - input'!B154,\"\")","v":""},{"$f":"IFERROR('Combined scenario - input'!C154,\"\")","v":""},{"$f":"IFERROR(repcalc('Combined scenario - input'!$CV154:$GH154,'Combined scenario - input'!$G154,'Combined scenario - input'!$E154,'Combined scenario - input'!$F154,20,TRUE,TRUE),\"\")","v":""},"","","","","","","","","","","","","","","","","","","",{"$f":"IFERROR(IF(OR(D169=\"\",'Combined scenario - input'!$D154=\"\"),\"\",D169/'Combined scenario - input'!$D154),\"\")","v":""},{"$f":"IFERROR(IF(OR(E169=\"\",'Combined scenario - input'!$D154=\"\"),\"\",E169/'Combined scenario - input'!$D154),\"\")","v":""},{"$f":"IFERROR(IF(OR(F169=\"\",'Combined scenario - input'!$D154=\"\"),\"\",F169/'Combined scenario - input'!$D154),\"\")","v":""},{"$f":"IFERROR(IF(OR(G169=\"\",'Combined scenario - input'!$D154=\"\"),\"\",G169/'Combined scenario - input'!$D154),\"\")","v":""},{"$f":"IFERROR(IF(OR(H169=\"\",'Combined scenario - input'!$D154=\"\"),\"\",H169/'Combined scenario - input'!$D154),\"\")","v":""},{"$f":"IFERROR(IF(OR(I169=\"\",'Combined scenario - input'!$D154=\"\"),\"\",I169/'Combined scenario - input'!$D154),\"\")","v":""},{"$f":"IFERROR(IF(OR(J169=\"\",'Combined scenario - input'!$D154=\"\"),\"\",J169/'Combined scenario - input'!$D154),\"\")","v":""},{"$f":"IFERROR(IF(OR(K169=\"\",'Combined scenario - input'!$D154=\"\"),\"\",K169/'Combined scenario - input'!$D154),\"\")","v":""},{"$f":"IFERROR(IF(OR(L169=\"\",'Combined scenario - input'!$D154=\"\"),\"\",L169/'Combined scenario - input'!$D154),\"\")","v":""},{"$f":"IFERROR(IF(OR(M169=\"\",'Combined scenario - input'!$D154=\"\"),\"\",M169/'Combined scenario - input'!$D154),\"\")","v":""},{"$f":"IFERROR(IF(OR(N169=\"\",'Combined scenario - input'!$D154=\"\"),\"\",N169/'Combined scenario - input'!$D154),\"\")","v":""},{"$f":"IFERROR(IF(OR(O169=\"\",'Combined scenario - input'!$D154=\"\"),\"\",O169/'Combined scenario - input'!$D154),\"\")","v":""},{"$f":"IFERROR(IF(OR(P169=\"\",'Combined scenario - input'!$D154=\"\"),\"\",P169/'Combined scenario - input'!$D154),\"\")","v":""},{"$f":"IFERROR(IF(OR(Q169=\"\",'Combined scenario - input'!$D154=\"\"),\"\",Q169/'Combined scenario - input'!$D154),\"\")","v":""},{"$f":"IFERROR(IF(OR(R169=\"\",'Combined scenario - input'!$D154=\"\"),\"\",R169/'Combined scenario - input'!$D154),\"\")","v":""},{"$f":"IFERROR(IF(OR(S169=\"\",'Combined scenario - input'!$D154=\"\"),\"\",S169/'Combined scenario - input'!$D154),\"\")","v":""},{"$f":"IFERROR(IF(OR(T169=\"\",'Combined scenario - input'!$D154=\"\"),\"\",T169/'Combined scenario - input'!$D154),\"\")","v":""},{"$f":"IFERROR(IF(OR(U169=\"\",'Combined scenario - input'!$D154=\"\"),\"\",U169/'Combined scenario - input'!$D154),\"\")","v":""},{"$f":"IFERROR(IF(OR(V169=\"\",'Combined scenario - input'!$D154=\"\"),\"\",V169/'Combined scenario - input'!$D154),\"\")","v":""},{"$f":"IFERROR(IF(OR(W169=\"\",'Combined scenario - input'!$D154=\"\"),\"\",W169/'Combined scenario - input'!$D154),\"\")","v":""}]
[{"$f":"IFERROR('Combined scenario - input'!A155,\"\")","v":""},{"$f":"IFERROR('Combined scenario - input'!B155,\"\")","v":""},{"$f":"IFERROR('Combined scenario - input'!C155,\"\")","v":""},{"$f":"IFERROR(repcalc('Combined scenario - input'!$CV155:$GH155,'Combined scenario - input'!$G155,'Combined scenario - input'!$E155,'Combined scenario - input'!$F155,20,TRUE,TRUE),\"\")","v":""},"","","","","","","","","","","","","","","","","","","",{"$f":"IFERROR(IF(OR(D170=\"\",'Combined scenario - input'!$D155=\"\"),\"\",D170/'Combined scenario - input'!$D155),\"\")","v":""},{"$f":"IFERROR(IF(OR(E170=\"\",'Combined scenario - input'!$D155=\"\"),\"\",E170/'Combined scenario - input'!$D155),\"\")","v":""},{"$f":"IFERROR(IF(OR(F170=\"\",'Combined scenario - input'!$D155=\"\"),\"\",F170/'Combined scenario - input'!$D155),\"\")","v":""},{"$f":"IFERROR(IF(OR(G170=\"\",'Combined scenario - input'!$D155=\"\"),\"\",G170/'Combined scenario - input'!$D155),\"\")","v":""},{"$f":"IFERROR(IF(OR(H170=\"\",'Combined scenario - input'!$D155=\"\"),\"\",H170/'Combined scenario - input'!$D155),\"\")","v":""},{"$f":"IFERROR(IF(OR(I170=\"\",'Combined scenario - input'!$D155=\"\"),\"\",I170/'Combined scenario - input'!$D155),\"\")","v":""},{"$f":"IFERROR(IF(OR(J170=\"\",'Combined scenario - input'!$D155=\"\"),\"\",J170/'Combined scenario - input'!$D155),\"\")","v":""},{"$f":"IFERROR(IF(OR(K170=\"\",'Combined scenario - input'!$D155=\"\"),\"\",K170/'Combined scenario - input'!$D155),\"\")","v":""},{"$f":"IFERROR(IF(OR(L170=\"\",'Combined scenario - input'!$D155=\"\"),\"\",L170/'Combined scenario - input'!$D155),\"\")","v":""},{"$f":"IFERROR(IF(OR(M170=\"\",'Combined scenario - input'!$D155=\"\"),\"\",M170/'Combined scenario - input'!$D155),\"\")","v":""},{"$f":"IFERROR(IF(OR(N170=\"\",'Combined scenario - input'!$D155=\"\"),\"\",N170/'Combined scenario - input'!$D155),\"\")","v":""},{"$f":"IFERROR(IF(OR(O170=\"\",'Combined scenario - input'!$D155=\"\"),\"\",O170/'Combined scenario - input'!$D155),\"\")","v":""},{"$f":"IFERROR(IF(OR(P170=\"\",'Combined scenario - input'!$D155=\"\"),\"\",P170/'Combined scenario - input'!$D155),\"\")","v":""},{"$f":"IFERROR(IF(OR(Q170=\"\",'Combined scenario - input'!$D155=\"\"),\"\",Q170/'Combined scenario - input'!$D155),\"\")","v":""},{"$f":"IFERROR(IF(OR(R170=\"\",'Combined scenario - input'!$D155=\"\"),\"\",R170/'Combined scenario - input'!$D155),\"\")","v":""},{"$f":"IFERROR(IF(OR(S170=\"\",'Combined scenario - input'!$D155=\"\"),\"\",S170/'Combined scenario - input'!$D155),\"\")","v":""},{"$f":"IFERROR(IF(OR(T170=\"\",'Combined scenario - input'!$D155=\"\"),\"\",T170/'Combined scenario - input'!$D155),\"\")","v":""},{"$f":"IFERROR(IF(OR(U170=\"\",'Combined scenario - input'!$D155=\"\"),\"\",U170/'Combined scenario - input'!$D155),\"\")","v":""},{"$f":"IFERROR(IF(OR(V170=\"\",'Combined scenario - input'!$D155=\"\"),\"\",V170/'Combined scenario - input'!$D155),\"\")","v":""},{"$f":"IFERROR(IF(OR(W170=\"\",'Combined scenario - input'!$D155=\"\"),\"\",W170/'Combined scenario - input'!$D155),\"\")","v":""}]
[{"$f":"IFERROR('Combined scenario - input'!A156,\"\")","v":""},{"$f":"IFERROR('Combined scenario - input'!B156,\"\")","v":""},{"$f":"IFERROR('Combined scenario - input'!C156,\"\")","v":""},{"$f":"IFERROR(repcalc('Combined scenario - input'!$CV156:$GH156,'Combined scenario - input'!$G156,'Combined scenario - input'!$E156,'Combined scenario - input'!$F156,20,TRUE,TRUE),\"\")","v":""},"","","","","","","","","","","","","","","","","","","",{"$f":"IFERROR(IF(OR(D171=\"\",'Combined scenario - input'!$D156=\"\"),\"\",D171/'Combined scenario - input'!$D156),\"\")","v":""},{"$f":"IFERROR(IF(OR(E171=\"\",'Combined scenario - input'!$D156=\"\"),\"\",E171/'Combined scenario - input'!$D156),\"\")","v":""},{"$f":"IFERROR(IF(OR(F171=\"\",'Combined scenario - input'!$D156=\"\"),\"\",F171/'Combined scenario - input'!$D156),\"\")","v":""},{"$f":"IFERROR(IF(OR(G171=\"\",'Combined scenario - input'!$D156=\"\"),\"\",G171/'Combined scenario - input'!$D156),\"\")","v":""},{"$f":"IFERROR(IF(OR(H171=\"\",'Combined scenario - input'!$D156=\"\"),\"\",H171/'Combined scenario - input'!$D156),\"\")","v":""},{"$f":"IFERROR(IF(OR(I171=\"\",'Combined scenario - input'!$D156=\"\"),\"\",I171/'Combined scenario - input'!$D156),\"\")","v":""},{"$f":"IFERROR(IF(OR(J171=\"\",'Combined scenario - input'!$D156=\"\"),\"\",J171/'Combined scenario - input'!$D156),\"\")","v":""},{"$f":"IFERROR(IF(OR(K171=\"\",'Combined scenario - input'!$D156=\"\"),\"\",K171/'Combined scenario - input'!$D156),\"\")","v":""},{"$f":"IFERROR(IF(OR(L171=\"\",'Combined scenario - input'!$D156=\"\"),\"\",L171/'Combined scenario - input'!$D156),\"\")","v":""},{"$f":"IFERROR(IF(OR(M171=\"\",'Combined scenario - input'!$D156=\"\"),\"\",M171/'Combined scenario - input'!$D156),\"\")","v":""},{"$f":"IFERROR(IF(OR(N171=\"\",'Combined scenario - input'!$D156=\"\"),\"\",N171/'Combined scenario - input'!$D156),\"\")","v":""},{"$f":"IFERROR(IF(OR(O171=\"\",'Combined scenario - input'!$D156=\"\"),\"\",O171/'Combined scenario - input'!$D156),\"\")","v":""},{"$f":"IFERROR(IF(OR(P171=\"\",'Combined scenario - input'!$D156=\"\"),\"\",P171/'Combined scenario - input'!$D156),\"\")","v":""},{"$f":"IFERROR(IF(OR(Q171=\"\",'Combined scenario - input'!$D156=\"\"),\"\",Q171/'Combined scenario - input'!$D156),\"\")","v":""},{"$f":"IFERROR(IF(OR(R171=\"\",'Combined scenario - input'!$D156=\"\"),\"\",R171/'Combined scenario - input'!$D156),\"\")","v":""},{"$f":"IFERROR(IF(OR(S171=\"\",'Combined scenario - input'!$D156=\"\"),\"\",S171/'Combined scenario - input'!$D156),\"\")","v":""},{"$f":"IFERROR(IF(OR(T171=\"\",'Combined scenario - input'!$D156=\"\"),\"\",T171/'Combined scenario - input'!$D156),\"\")","v":""},{"$f":"IFERROR(IF(OR(U171=\"\",'Combined scenario - input'!$D156=\"\"),\"\",U171/'Combined scenario - input'!$D156),\"\")","v":""},{"$f":"IFERROR(IF(OR(V171=\"\",'Combined scenario - input'!$D156=\"\"),\"\",V171/'Combined scenario - input'!$D156),\"\")","v":""},{"$f":"IFERROR(IF(OR(W171=\"\",'Combined scenario - input'!$D156=\"\"),\"\",W171/'Combined scenario - input'!$D156),\"\")","v":""}]
[{"$f":"IFERROR('Combined scenario - input'!A157,\"\")","v":""},{"$f":"IFERROR('Combined scenario - input'!B157,\"\")","v":""},{"$f":"IFERROR('Combined scenario - input'!C157,\"\")","v":""},{"$f":"IFERROR(repcalc('Combined scenario - input'!$CV157:$GH157,'Combined scenario - input'!$G157,'Combined scenario - input'!$E157,'Combined scenario - input'!$F157,20,TRUE,TRUE),\"\")","v":""},"","","","","","","","","","","","","","","","","","","",{"$f":"IFERROR(IF(OR(D172=\"\",'Combined scenario - input'!$D157=\"\"),\"\",D172/'Combined scenario - input'!$D157),\"\")","v":""},{"$f":"IFERROR(IF(OR(E172=\"\",'Combined scenario - input'!$D157=\"\"),\"\",E172/'Combined scenario - input'!$D157),\"\")","v":""},{"$f":"IFERROR(IF(OR(F172=\"\",'Combined scenario - input'!$D157=\"\"),\"\",F172/'Combined scenario - input'!$D157),\"\")","v":""},{"$f":"IFERROR(IF(OR(G172=\"\",'Combined scenario - input'!$D157=\"\"),\"\",G172/'Combined scenario - input'!$D157),\"\")","v":""},{"$f":"IFERROR(IF(OR(H172=\"\",'Combined scenario - input'!$D157=\"\"),\"\",H172/'Combined scenario - input'!$D157),\"\")","v":""},{"$f":"IFERROR(IF(OR(I172=\"\",'Combined scenario - input'!$D157=\"\"),\"\",I172/'Combined scenario - input'!$D157),\"\")","v":""},{"$f":"IFERROR(IF(OR(J172=\"\",'Combined scenario - input'!$D157=\"\"),\"\",J172/'Combined scenario - input'!$D157),\"\")","v":""},{"$f":"IFERROR(IF(OR(K172=\"\",'Combined scenario - input'!$D157=\"\"),\"\",K172/'Combined scenario - input'!$D157),\"\")","v":""},{"$f":"IFERROR(IF(OR(L172=\"\",'Combined scenario - input'!$D157=\"\"),\"\",L172/'Combined scenario - input'!$D157),\"\")","v":""},{"$f":"IFERROR(IF(OR(M172=\"\",'Combined scenario - input'!$D157=\"\"),\"\",M172/'Combined scenario - input'!$D157),\"\")","v":""},{"$f":"IFERROR(IF(OR(N172=\"\",'Combined scenario - input'!$D157=\"\"),\"\",N172/'Combined scenario - input'!$D157),\"\")","v":""},{"$f":"IFERROR(IF(OR(O172=\"\",'Combined scenario - input'!$D157=\"\"),\"\",O172/'Combined scenario - input'!$D157),\"\")","v":""},{"$f":"IFERROR(IF(OR(P172=\"\",'Combined scenario - input'!$D157=\"\"),\"\",P172/'Combined scenario - input'!$D157),\"\")","v":""},{"$f":"IFERROR(IF(OR(Q172=\"\",'Combined scenario - input'!$D157=\"\"),\"\",Q172/'Combined scenario - input'!$D157),\"\")","v":""},{"$f":"IFERROR(IF(OR(R172=\"\",'Combined scenario - input'!$D157=\"\"),\"\",R172/'Combined scenario - input'!$D157),\"\")","v":""},{"$f":"IFERROR(IF(OR(S172=\"\",'Combined scenario - input'!$D157=\"\"),\"\",S172/'Combined scenario - input'!$D157),\"\")","v":""},{"$f":"IFERROR(IF(OR(T172=\"\",'Combined scenario - input'!$D157=\"\"),\"\",T172/'Combined scenario - input'!$D157),\"\")","v":""},{"$f":"IFERROR(IF(OR(U172=\"\",'Combined scenario - input'!$D157=\"\"),\"\",U172/'Combined scenario - input'!$D157),\"\")","v":""},{"$f":"IFERROR(IF(OR(V172=\"\",'Combined scenario - input'!$D157=\"\"),\"\",V172/'Combined scenario - input'!$D157),\"\")","v":""},{"$f":"IFERROR(IF(OR(W172=\"\",'Combined scenario - input'!$D157=\"\"),\"\",W172/'Combined scenario - input'!$D157),\"\")","v":""}]
[{"$f":"IFERROR('Combined scenario - input'!A158,\"\")","v":""},{"$f":"IFERROR('Combined scenario - input'!B158,\"\")","v":""},{"$f":"IFERROR('Combined scenario - input'!C158,\"\")","v":""},{"$f":"IFERROR(repcalc('Combined scenario - input'!$CV158:$GH158,'Combined scenario - input'!$G158,'Combined scenario - input'!$E158,'Combined scenario - input'!$F158,20,TRUE,TRUE),\"\")","v":""},"","","","","","","","","","","","","","","","","","","",{"$f":"IFERROR(IF(OR(D173=\"\",'Combined scenario - input'!$D158=\"\"),\"\",D173/'Combined scenario - input'!$D158),\"\")","v":""},{"$f":"IFERROR(IF(OR(E173=\"\",'Combined scenario - input'!$D158=\"\"),\"\",E173/'Combined scenario - input'!$D158),\"\")","v":""},{"$f":"IFERROR(IF(OR(F173=\"\",'Combined scenario - input'!$D158=\"\"),\"\",F173/'Combined scenario - input'!$D158),\"\")","v":""},{"$f":"IFERROR(IF(OR(G173=\"\",'Combined scenario - input'!$D158=\"\"),\"\",G173/'Combined scenario - input'!$D158),\"\")","v":""},{"$f":"IFERROR(IF(OR(H173=\"\",'Combined scenario - input'!$D158=\"\"),\"\",H173/'Combined scenario - input'!$D158),\"\")","v":""},{"$f":"IFERROR(IF(OR(I173=\"\",'Combined scenario - input'!$D158=\"\"),\"\",I173/'Combined scenario - input'!$D158),\"\")","v":""},{"$f":"IFERROR(IF(OR(J173=\"\",'Combined scenario - input'!$D158=\"\"),\"\",J173/'Combined scenario - input'!$D158),\"\")","v":""},{"$f":"IFERROR(IF(OR(K173=\"\",'Combined scenario - input'!$D158=\"\"),\"\",K173/'Combined scenario - input'!$D158),\"\")","v":""},{"$f":"IFERROR(IF(OR(L173=\"\",'Combined scenario - input'!$D158=\"\"),\"\",L173/'Combined scenario - input'!$D158),\"\")","v":""},{"$f":"IFERROR(IF(OR(M173=\"\",'Combined scenario - input'!$D158=\"\"),\"\",M173/'Combined scenario - input'!$D158),\"\")","v":""},{"$f":"IFERROR(IF(OR(N173=\"\",'Combined scenario - input'!$D158=\"\"),\"\",N173/'Combined scenario - input'!$D158),\"\")","v":""},{"$f":"IFERROR(IF(OR(O173=\"\",'Combined scenario - input'!$D158=\"\"),\"\",O173/'Combined scenario - input'!$D158),\"\")","v":""},{"$f":"IFERROR(IF(OR(P173=\"\",'Combined scenario - input'!$D158=\"\"),\"\",P173/'Combined scenario - input'!$D158),\"\")","v":""},{"$f":"IFERROR(IF(OR(Q173=\"\",'Combined scenario - input'!$D158=\"\"),\"\",Q173/'Combined scenario - input'!$D158),\"\")","v":""},{"$f":"IFERROR(IF(OR(R173=\"\",'Combined scenario - input'!$D158=\"\"),\"\",R173/'Combined scenario - input'!$D158),\"\")","v":""},{"$f":"IFERROR(IF(OR(S173=\"\",'Combined scenario - input'!$D158=\"\"),\"\",S173/'Combined scenario - input'!$D158),\"\")","v":""},{"$f":"IFERROR(IF(OR(T173=\"\",'Combined scenario - input'!$D158=\"\"),\"\",T173/'Combined scenario - input'!$D158),\"\")","v":""},{"$f":"IFERROR(IF(OR(U173=\"\",'Combined scenario - input'!$D158=\"\"),\"\",U173/'Combined scenario - input'!$D158),\"\")","v":""},{"$f":"IFERROR(IF(OR(V173=\"\",'Combined scenario - input'!$D158=\"\"),\"\",V173/'Combined scenario - input'!$D158),\"\")","v":""},{"$f":"IFERROR(IF(OR(W173=\"\",'Combined scenario - input'!$D158=\"\"),\"\",W173/'Combined scenario - input'!$D158),\"\")","v":""}]
[{"$f":"IFERROR('Combined scenario - input'!A159,\"\")","v":""},{"$f":"IFERROR('Combined scenario - input'!B159,\"\")","v":""},{"$f":"IFERROR('Combined scenario - input'!C159,\"\")","v":""},{"$f":"IFERROR(repcalc('Combined scenario - input'!$CV159:$GH159,'Combined scenario - input'!$G159,'Combined scenario - input'!$E159,'Combined scenario - input'!$F159,20,TRUE,TRUE),\"\")","v":""},"","","","","","","","","","","","","","","","","","","",{"$f":"IFERROR(IF(OR(D174=\"\",'Combined scenario - input'!$D159=\"\"),\"\",D174/'Combined scenario - input'!$D159),\"\")","v":""},{"$f":"IFERROR(IF(OR(E174=\"\",'Combined scenario - input'!$D159=\"\"),\"\",E174/'Combined scenario - input'!$D159),\"\")","v":""},{"$f":"IFERROR(IF(OR(F174=\"\",'Combined scenario - input'!$D159=\"\"),\"\",F174/'Combined scenario - input'!$D159),\"\")","v":""},{"$f":"IFERROR(IF(OR(G174=\"\",'Combined scenario - input'!$D159=\"\"),\"\",G174/'Combined scenario - input'!$D159),\"\")","v":""},{"$f":"IFERROR(IF(OR(H174=\"\",'Combined scenario - input'!$D159=\"\"),\"\",H174/'Combined scenario - input'!$D159),\"\")","v":""},{"$f":"IFERROR(IF(OR(I174=\"\",'Combined scenario - input'!$D159=\"\"),\"\",I174/'Combined scenario - input'!$D159),\"\")","v":""},{"$f":"IFERROR(IF(OR(J174=\"\",'Combined scenario - input'!$D159=\"\"),\"\",J174/'Combined scenario - input'!$D159),\"\")","v":""},{"$f":"IFERROR(IF(OR(K174=\"\",'Combined scenario - input'!$D159=\"\"),\"\",K174/'Combined scenario - input'!$D159),\"\")","v":""},{"$f":"IFERROR(IF(OR(L174=\"\",'Combined scenario - input'!$D159=\"\"),\"\",L174/'Combined scenario - input'!$D159),\"\")","v":""},{"$f":"IFERROR(IF(OR(M174=\"\",'Combined scenario - input'!$D159=\"\"),\"\",M174/'Combined scenario - input'!$D159),\"\")","v":""},{"$f":"IFERROR(IF(OR(N174=\"\",'Combined scenario - input'!$D159=\"\"),\"\",N174/'Combined scenario - input'!$D159),\"\")","v":""},{"$f":"IFERROR(IF(OR(O174=\"\",'Combined scenario - input'!$D159=\"\"),\"\",O174/'Combined scenario - input'!$D159),\"\")","v":""},{"$f":"IFERROR(IF(OR(P174=\"\",'Combined scenario - input'!$D159=\"\"),\"\",P174/'Combined scenario - input'!$D159),\"\")","v":""},{"$f":"IFERROR(IF(OR(Q174=\"\",'Combined scenario - input'!$D159=\"\"),\"\",Q174/'Combined scenario - input'!$D159),\"\")","v":""},{"$f":"IFERROR(IF(OR(R174=\"\",'Combined scenario - input'!$D159=\"\"),\"\",R174/'Combined scenario - input'!$D159),\"\")","v":""},{"$f":"IFERROR(IF(OR(S174=\"\",'Combined scenario - input'!$D159=\"\"),\"\",S174/'Combined scenario - input'!$D159),\"\")","v":""},{"$f":"IFERROR(IF(OR(T174=\"\",'Combined scenario - input'!$D159=\"\"),\"\",T174/'Combined scenario - input'!$D159),\"\")","v":""},{"$f":"IFERROR(IF(OR(U174=\"\",'Combined scenario - input'!$D159=\"\"),\"\",U174/'Combined scenario - input'!$D159),\"\")","v":""},{"$f":"IFERROR(IF(OR(V174=\"\",'Combined scenario - input'!$D159=\"\"),\"\",V174/'Combined scenario - input'!$D159),\"\")","v":""},{"$f":"IFERROR(IF(OR(W174=\"\",'Combined scenario - input'!$D159=\"\"),\"\",W174/'Combined scenario - input'!$D159),\"\")","v":""}]
[{"$f":"IFERROR('Combined scenario - input'!A160,\"\")","v":""},{"$f":"IFERROR('Combined scenario - input'!B160,\"\")","v":""},{"$f":"IFERROR('Combined scenario - input'!C160,\"\")","v":""},{"$f":"IFERROR(repcalc('Combined scenario - input'!$CV160:$GH160,'Combined scenario - input'!$G160,'Combined scenario - input'!$E160,'Combined scenario - input'!$F160,20,TRUE,TRUE),\"\")","v":""},"","","","","","","","","","","","","","","","","","","",{"$f":"IFERROR(IF(OR(D175=\"\",'Combined scenario - input'!$D160=\"\"),\"\",D175/'Combined scenario - input'!$D160),\"\")","v":""},{"$f":"IFERROR(IF(OR(E175=\"\",'Combined scenario - input'!$D160=\"\"),\"\",E175/'Combined scenario - input'!$D160),\"\")","v":""},{"$f":"IFERROR(IF(OR(F175=\"\",'Combined scenario - input'!$D160=\"\"),\"\",F175/'Combined scenario - input'!$D160),\"\")","v":""},{"$f":"IFERROR(IF(OR(G175=\"\",'Combined scenario - input'!$D160=\"\"),\"\",G175/'Combined scenario - input'!$D160),\"\")","v":""},{"$f":"IFERROR(IF(OR(H175=\"\",'Combined scenario - input'!$D160=\"\"),\"\",H175/'Combined scenario - input'!$D160),\"\")","v":""},{"$f":"IFERROR(IF(OR(I175=\"\",'Combined scenario - input'!$D160=\"\"),\"\",I175/'Combined scenario - input'!$D160),\"\")","v":""},{"$f":"IFERROR(IF(OR(J175=\"\",'Combined scenario - input'!$D160=\"\"),\"\",J175/'Combined scenario - input'!$D160),\"\")","v":""},{"$f":"IFERROR(IF(OR(K175=\"\",'Combined scenario - input'!$D160=\"\"),\"\",K175/'Combined scenario - input'!$D160),\"\")","v":""},{"$f":"IFERROR(IF(OR(L175=\"\",'Combined scenario - input'!$D160=\"\"),\"\",L175/'Combined scenario - input'!$D160),\"\")","v":""},{"$f":"IFERROR(IF(OR(M175=\"\",'Combined scenario - input'!$D160=\"\"),\"\",M175/'Combined scenario - input'!$D160),\"\")","v":""},{"$f":"IFERROR(IF(OR(N175=\"\",'Combined scenario - input'!$D160=\"\"),\"\",N175/'Combined scenario - input'!$D160),\"\")","v":""},{"$f":"IFERROR(IF(OR(O175=\"\",'Combined scenario - input'!$D160=\"\"),\"\",O175/'Combined scenario - input'!$D160),\"\")","v":""},{"$f":"IFERROR(IF(OR(P175=\"\",'Combined scenario - input'!$D160=\"\"),\"\",P175/'Combined scenario - input'!$D160),\"\")","v":""},{"$f":"IFERROR(IF(OR(Q175=\"\",'Combined scenario - input'!$D160=\"\"),\"\",Q175/'Combined scenario - input'!$D160),\"\")","v":""},{"$f":"IFERROR(IF(OR(R175=\"\",'Combined scenario - input'!$D160=\"\"),\"\",R175/'Combined scenario - input'!$D160),\"\")","v":""},{"$f":"IFERROR(IF(OR(S175=\"\",'Combined scenario - input'!$D160=\"\"),\"\",S175/'Combined scenario - input'!$D160),\"\")","v":""},{"$f":"IFERROR(IF(OR(T175=\"\",'Combined scenario - input'!$D160=\"\"),\"\",T175/'Combined scenario - input'!$D160),\"\")","v":""},{"$f":"IFERROR(IF(OR(U175=\"\",'Combined scenario - input'!$D160=\"\"),\"\",U175/'Combined scenario - input'!$D160),\"\")","v":""},{"$f":"IFERROR(IF(OR(V175=\"\",'Combined scenario - input'!$D160=\"\"),\"\",V175/'Combined scenario - input'!$D160),\"\")","v":""},{"$f":"IFERROR(IF(OR(W175=\"\",'Combined scenario - input'!$D160=\"\"),\"\",W175/'Combined scenario - input'!$D160),\"\")","v":""}]