{"text_format":"1","workbook":"xlsx","n_sheets":8,"sheets":["Historical scenario - input","Historical scenario - output","Cost scenario - input","Cost scenario - output","Lives scenario - input","Lives scenario - output","Combined scenario - input","Combined scenario - output"],"not_rendered":{"charts":0,"images":0,"macros":1,"external_links":2,"defined_names":4,"comments":0,"pivot_tables":0},"unopened":[],"bounds":{"document_bytes":16777216,"sheet_cells":100000,"rows_first":2000,"rows_last":500,"rows_between":2000,"halvings":0,"cell_chars":16384,"cell_head_chars":4096},"cells_cut":0,"cells_raw":0,"read":"whole","date_system":"1900"}

{"sheet":"Historical scenario - input","index":0,"n_rows":190,"n_cols":190,"rows_kept":190,"cut":false,"hidden":false,"merged":[[2,3,3,3],[2,4,3,5],[2,6,3,6]]}
[null,"Unit cost - historical","Calibration period: 2015-16 to 2018-19"]
[null,"Replacement lives - calibrated"," Reference to 2020 refers to 2019-20"]
[null,null,"All expenditure values are in $2019-20","Unit cost","Replacement \nlife",null,"Method","Volume",null,null,null,null,null,null,null,null,null,null,null,null,null,null,null,null,null,null,null,null,null,null,null,null,null,null,null,null,null,null,null,null,null,null,null,null,null,null,null,null,null,null,null,null,null,null,null,null,null,null,null,null,null,null,null,null,null,null,null,null,null,null,null,null,null,null,null,null,null,null,null,null,null,null,null,null,null,null,null,null,null,null,null,null,null,null,null,null,null,null,null,"Replacement Cost (NOT depreciated)"]
[null,null,null,null,null,null,null,"Installation date",null,null,null,null,null,null,null,null,null,null,null,null,null,null,null,null,null,null,null,null,null,null,null,null,null,null,null,null,null,null,null,null,null,null,null,null,null,null,null,null,null,null,null,null,null,null,null,null,null,null,null,null,null,null,null,null,null,null,null,null,null,null,null,null,null,null,null,null,null,null,null,null,null,null,null,null,null,null,null,null,null,null,null,null,null,null,null,null,null,null,null,"Installation date"]
["ID","Asset group","Asset category","$ ('000)","μ","σ","#",2019,2018,2017,2016,2015,2014,2013,2012,2011,2010,2009,2008,2007,2006,2005,2004,2003,2002,2001,2000,1999,1998,1997,1996,1995,1994,1993,1992,1991,1990,1989,1988,1987,1986,1985,1984,1983,1982,1981,1980,1979,1978,1977,1976,1975,1974,1973,1972,1971,1970,1969,1968,1967,1966,1965,1964,1963,1962,1961,1960,1959,1958,1957,1956,1955,1954,1953,1952,1951,1950,1949,1948,1947,1946,1945,1944,1943,1942,1941,1940,1939,1938,1937,1936,1935,1934,1933,1932,1931,1930,1929,null,2019,2018,2017,2016,2015,2014,2013,2012,2011,2010,2009,2008,2007,2006,2005,2004,2003,2002,2001,2000,1999,1998,1997,1996,1995,1994,1993,1992,1991,1990,1989,1988,1987,1986,1985,1984,1983,1982,1981,1980,1979,1978,1977,1976,1975,1974,1973,1972,1971,1970,1969,1968,1967,1966,1965,1964,1963,1962,1961,1960,1959,1958,1957,1956,1955,1954,1953,1952,1951,1950,1949,1948,1947,1946,1945,1944,1943,1942,1941,1940,1939,1938,1937,1936,1935,1934,1933,1932,1931,1930,1929]
[1,"OVERHEAD CONDUCTORS","˂ = 1 kv",73.576707756528208,71.837429893915228,8.4756964253042497,2,28.9,68.8,67.2,171.1,141.4,142.69999999999999,162.69999999999999,185.8,168.2,229.3,226.5,224.6,274.89999999999998,238.7,211.2,120,102.3,129.30000000000001,120.5,144.69999999999999,132.4,155.9,158.4,276.2,223.4,225.5,209.9,264.8,254.4,276.2,299.39999999999998,207,205.1,287.7,373.1,361,311.89999999999998,422.4,417.3,377.7,256.39999999999998,321.2,357.3,344.7,350.7,349.9,311.2,339,324.8,372.5,337.9,298.8,251,239.2,260.3,228.3,269.3,150.30000000000001,166.3,175.3,171.8,179.3,194.5,206.7,208.9,205,263.2,263.89999999999998,262.10000000000002,325.2,0.9,0,5,0,0,0,0,0,0,0,0,0,0,0,0,0,0,0,0,0,0,null,{"$f":"IFERROR($D6*H6,\"\")","v":2126.3668541636653},{"$f":"IFERROR($D6*I6,\"\")","v":5062.0774936491407},{"$f":"IFERROR($D6*J6,\"\")","v":4944.3547612386956},{"$f":"IFERROR($D6*K6,\"\")","v":12588.974697141975},{"$f":"IFERROR($D6*L6,\"\")","v":10403.746476773089},{"$f":"IFERROR($D6*M6,\"\")","v":10499.396196856575},{"$f":"IFERROR($D6*N6,\"\")","v":11970.930351987139},{"$f":"IFERROR($D6*O6,\"\")","v":13670.552301162941},{"$f":"IFERROR($D6*P6,\"\")","v":12375.602244648044},{"$f":"IFERROR($D6*Q6,\"\")","v":16871.139088571919},{"$f":"IFERROR($D6*R6,\"\")","v":16665.124306853639},{"$f":"IFERROR($D6*S6,\"\")","v":16525.328562116236},{"$f":"IFERROR($D6*T6,\"\")","v":20226.236962269602},{"$f":"IFERROR($D6*U6,\"\")","v":17562.760141483282},{"$f":"IFERROR($D6*V6,\"\")","v":15539.400678178758},{"$f":"IFERROR($D6*W6,\"\")","v":8829.204930783384},{"$f":"IFERROR($D6*X6,\"\")","v":7526.8972034928356},{"$f":"IFERROR($D6*Y6,\"\")","v":9513.468312919098},{"$f":"IFERROR($D6*Z6,\"\")","v":8865.9932846616484},{"$f":"IFERROR($D6*AA6,\"\")","v":10646.54961236963},{"$f":"IFERROR($D6*AB6,\"\")","v":9741.5561069643354},{"$f":"IFERROR($D6*AC6,\"\")","v":11470.608739242749},{"$f":"IFERROR($D6*AD6,\"\")","v":11654.550508634069},{"$f":"IFERROR($D6*AE6,\"\")","v":20321.886682353092},{"$f":"IFERROR($D6*AF6,\"\")","v":16437.036512808401},{"$f":"IFERROR($D6*AG6,\"\")","v":16591.54759909711},{"$f":"IFERROR($D6*AH6,\"\")","v":15443.750958095272},{"$f":"IFERROR($D6*AI6,\"\")","v":19483.112213928671},{"$f":"IFERROR($D6*AJ6,\"\")","v":18717.914453260775},{"$f":"IFERROR($D6*AK6,\"\")","v":20321.886682353092},{"$f":"IFERROR($D6*AL6,\"\")","v":22028.866302304545},{"$f":"IFERROR($D6*AM6,\"\")","v":15230.378505601338},{"$f":"IFERROR($D6*AN6,\"\")","v":15090.582760863936},{"$f":"IFERROR($D6*AO6,\"\")","v":21168.018821553163},{"$f":"IFERROR($D6*AP6,\"\")","v":27451.469663960677},{"$f":"IFERROR($D6*AQ6,\"\")","v":26561.191500106685},{"$f":"IFERROR($D6*AR6,\"\")","v":22948.575149261145},{"$f":"IFERROR($D6*AS6,\"\")","v":31078.801356357515},{"$f":"IFERROR($D6*AT6,\"\")","v":30703.560146799224},{"$f":"IFERROR($D6*AU6,\"\")","v":27789.922519640702},{"$f":"IFERROR($D6*AV6,\"\")","v":18865.067868773829},{"$f":"IFERROR($D6*AW6,\"\")","v":23632.838531396861},{"$f":"IFERROR($D6*AX6,\"\")","v":26288.95768140753},{"$f":"IFERROR($D6*AY6,\"\")","v":25361.891163675271},{"$f":"IFERROR($D6*AZ6,\"\")","v":25803.35141021444},{"$f":"IFERROR($D6*BA6,\"\")","v":25744.490044009217},{"$f":"IFERROR($D6*BB6,\"\")","v":22897.071453831577},{"$f":"IFERROR($D6*BC6,\"\")","v":24942.503929463062},{"$f":"IFERROR($D6*BD6,\"\")","v":23897.714679320361},{"$f":"IFERROR($D6*BE6,\"\")","v":27407.323639306756},{"$f":"IFERROR($D6*BF6,\"\")","v":24861.569550930879},{"$f":"IFERROR($D6*BG6,\"\")","v":21984.720277650631},{"$f":"IFERROR($D6*BH6,\"\")","v":18467.753646888581},{"$f":"IFERROR($D6*BI6,\"\")","v":17599.548495361545},{"$f":"IFERROR($D6*BJ6,\"\")","v":19152.017029024293},{"$f":"IFERROR($D6*BK6,\"\")","v":16797.56238081539},{"$f":"IFERROR($D6*BL6,\"\")","v":19814.207398833049},{"$f":"IFERROR($D6*BM6,\"\")","v":11058.57917580619},{"$f":"IFERROR($D6*BN6,\"\")","v":12235.806499910641},{"$f":"IFERROR($D6*BO6,\"\")","v":12897.996869719396},{"$f":"IFERROR($D6*BP6,\"\")","v":12640.478392571547},{"$f":"IFERROR($D6*BQ6,\"\")","v":13192.303700745508},{"$f":"IFERROR($D6*BR6,\"\")","v":14310.669658644736},{"$f":"IFERROR($D6*BS6,\"\")","v":15208.30549327438},{"$f":"IFERROR($D6*BT6,\"\")","v":15370.174250338743},{"$f":"IFERROR($D6*BU6,\"\")","v":15083.225090088283},{"$f":"IFERROR($D6*BV6,\"\")","v":19365.389481518225},{"$f":"IFERROR($D6*BW6,\"\")","v":19416.893176947793},{"$f":"IFERROR($D6*BX6,\"\")","v":19284.455102986045},{"$f":"IFERROR($D6*BY6,\"\")","v":23927.145362422973},{"$f":"IFERROR($D6*BZ6,\"\")","v":66.219036980875387},{"$f":"IFERROR($D6*CA6,\"\")","v":0},{"$f":"IFERROR($D6*CB6,\"\")","v":367.88353878264104},{"$f":"IFERROR($D6*CC6,\"\")","v":0},{"$f":"IFERROR($D6*CD6,\"\")","v":0},{"$f":"IFERROR($D6*CE6,\"\")","v":0},{"$f":"IFERROR($D6*CF6,\"\")","v":0},{"$f":"IFERROR($D6*CG6,\"\")","v":0},{"$f":"IFERROR($D6*CH6,\"\")","v":0},{"$f":"IFERROR($D6*CI6,\"\")","v":0},{"$f":"IFERROR($D6*CJ6,\"\")","v":0},{"$f":"IFERROR($D6*CK6,\"\")","v":0},{"$f":"IFERROR($D6*CL6,\"\")","v":0},{"$f":"IFERROR($D6*CM6,\"\")","v":0},{"$f":"IFERROR($D6*CN6,\"\")","v":0},{"$f":"IFERROR($D6*CO6,\"\")","v":0},{"$f":"IFERROR($D6*CP6,\"\")","v":0},{"$f":"IFERROR($D6*CQ6,\"\")","v":0},{"$f":"IFERROR($D6*CR6,\"\")","v":0},{"$f":"IFERROR($D6*CS6,\"\")","v":0},{"$f":"IFERROR($D6*CT6,\"\")","v":0}]
[1,"OVERHEAD CONDUCTORS","˃ 11 kv & < = 22 kv ; multiple-phase",28.087269312544368,80.683367535095272,8.9823920831310442,2,13.1,44.6,59.4,71.2,143.9,129.80000000000001,116.7,200.4,139.69999999999999,158.9,163.19999999999999,129.6,145.9,92.1,77.8,31.7,54.8,43.1,74.099999999999994,122.3,111.8,68.7,78.599999999999994,55.4,150.69999999999999,121.8,133,119.1,230.3,201.8,368,248.9,225.6,313.2,250,213.1,172.3,290.89999999999998,358.9,285.39999999999998,173.6,142.4,147.19999999999999,155,177.2,263.60000000000002,161.80000000000001,224.5,248,253.9,367,330.5,275.5,269.39999999999998,425.8,247,223,96.2,83.9,73.3,89.2,79.3,78.5,97.2,96.1,115.2,130.4,159.1,163.1,398.1,0,0,0,0,0,0,0,0,0,0,0,0,0,0,0,0,0,0,0,0,0,null,{"$f":"IFERROR($D7*H7,\"\")","v":367.94322799433121},1252.6922113394789,1668.3837971651353,1999.8135750531592,4041.7580540751346,3645.7275567682591,3277.7843287739279,5628.6887702338918,3923.7915229624477,4463.0670937633004,4583.8423518072404,3640.11010290575,4097.9325927002237,2586.8375036853363,2185.1895525159516,890.36643720765642,1539.1823583274313,1210.5613073706622,2081.2666560595376,3435.073036924176,3140.1567091424604,1929.5954017717982,2207.6593679659873,1556.034719914958,4232.7514854004357,3421.0294022679041,3735.6068185684012,3345.1937751240339,6468.4981226789687,5668.0109472714539,10336.115107016327,6990.921331892293,6336.4879569100094,8796.932748688896,7021.8173281360923,5985.3970905032047,4839.4365025513953,8170.5866430191563,10080.520956272174,8016.1066618001623,4875.9499526577019,3999.6271501063184,4134.4460428065304,4353.5267434443767,4977.0641221828619,7403.8041907866964,4544.5201747696792,6305.591960666211,6965.6427895110037,7131.357678455015,10308.027837703783,9282.8425077959146,7738.0426956059737,7566.7103527994523,11959.559273281393,6937.5555201984589,6263.4610566973943,2701.9953078667681,2356.5218953224726,2058.7968406095019,2505.3844226789579,2227.3204564847683,2204.8506410347327,2730.0825771793125,2699.1865809355136,3235.6534248051112,3662.5799183557856,4468.6845476258086,4581.0336248759859,11181.541913323914,0,0,0,0,0,0,0,0,0,0,0,0,0,0,0,0,0,0,0,0,0]
[1,"OVERHEAD CONDUCTORS","˃ 11 kv & < = 22 kv ; single-phase",28.087269312544368,80.683367535095272,8.9823920831310442,2,5.8,6.7,5.0999999999999996,15.3,25.9,34.299999999999997,46.5,92.8,49.3,41.3,31.5,50.6,64.5,58.8,26.7,17.899999999999999,10.6,26.2,16.399999999999999,25.7,37.6,44.9,23.7,20.2,55.7,51.5,35,38.4,38.1,47.3,103.2,52.3,41.5,86.1,65,61.5,58.6,110.6,125.4,82.3,53.3,54.2,43.6,37.6,51,65.3,90.5,61.5,110.1,101.2,55.5,47,67,60.6,57,36.9,32.200000000000003,18.5,17.600000000000001,13.9,8.5,20.100000000000001,17.600000000000001,15.2,20.9,14.1,19.8,23.2,34.5,40.700000000000003,0,0,0,0,0,0,0,0,0,0,0,0,0,0,0,0,0,0,0,0,0,null,162.90616201275733,188.18470439404726,143.24507349397626,429.73522048192888,727.46027519489905,963.39333742027179,1306.058023033313,2606.4985922041174,1384.7023771084373,1160.0042226080823,884.74898334514762,1421.2158272147451,1811.6288706591117,1651.5314355776088,749.93009064493458,502.76212069454414,297.72505471297029,735.88645598866242,460.6312167257276,721.84282133239026,1056.0813261516682,1261.1183921332422,665.6682827073015,567.36284011339626,1564.4609007087213,1446.4943695960349,983.05442593905286,1078.5511416017036,1070.1249608079404,1328.5278384833484,2898.6061930545789,1468.9641850460703,1165.6216764705912,2418.3138878100699,1825.6725053153839,1727.3670627214785,1645.9139817150999,3106.4519859674069,3522.143571793064,2311.5822644224013,1497.0514543586148,1522.3299967399048,1224.6049420269344,1056.0813261516682,1432.4507349397627,1834.0986861091471,2541.8978727852655,1727.3670627214785,3092.408351311135,2842.4316544294902,1558.8434468462124,1320.1016576895854,1881.8470439404728,1702.0885203401888,1600.9743508150291,1036.4202376328872,904.41007186392869,519.61448228207087,494.33593990078094,390.41304344436674,238.74178915662714,564.5541131821418,494.33593990078094,426.92649355067437,587.02392863217722,396.03049730687559,556.12793238837855,651.62464805102934,969.0107912827807,1143.1518610205558,0,0,0,0,0,0,0,0,0,0,0,0,0,0,0,0,0,0,0,0,0]
[1,"OVERHEAD CONDUCTORS","˃ 11 kv & < = 22 kv ; swer",32.064110269414748,81.388101003727513,9.0215354016778928,2,21.2,39.9,102.3,94.8,83.7,145.80000000000001,219.8,219.6,160.9,142.19999999999999,179.9,178.8,248.7,239.9,203.7,57.2,141.9,235.8,192.4,1020.3,1764.1,206.3,203.8,205.2,257.8,342.9,362.6,644.29999999999995,572.1,632.5,1336.1,1270.3,1500.8,3080.9,2205.1,1864.8,2356,3745.8,4838.8,2967.4,972,669.1,873.7,1232.0999999999999,2034.7,2817.1,1155.7,998.3,1579.8,2069.4,1395,1081.2,1309.3,1193.2,1479.1,1322.5,1481.8,220.5,143.30000000000001,146.4,212,200.4,226.5,291,284,332.6,347.4,438.8,460.8,875.7,0,0,0,0,0,0,0,0,0,0,0,0,0,0,0,0,0,0,0,0,0,null,679.75913771159264,1279.3579997496483,3280.1584805611287,3039.6776535405179,2683.7660295500145,4674.9472772806703,7047.6914372173624,7041.2786151634782,5159.1153423488331,4559.5164803107764,5768.3334374677133,5733.0629161713568,7974.3442240034474,7692.1800536325982,6531.4592618797833,1834.0671074105237,4549.8972472299529,7560.7172015279975,6169.1348158353976,32715.011707883867,56564.296926274554,6614.8259485802628,6534.6656729067263,6579.5554272839063,8266.1276274551219,10994.783411382316,11626.446383689788,20658.90624658392,18343.87748513218,20280.549745404827,42840.857730965043,40731.039275237556,48121.816692337648,98786.317329039899,70704.569555086462,59793.152830404622,75543.043794741141,120105.74424717377,155151.81677164408,95147.040813461324,31166.315181871134,21454.09618126541,28014.413142387668,39506.190262945907,65240.845165178187,90327.805039968283,37056.492238362625,32009.60128195674,50654.881403621417,66353.469791526877,44729.43382583357,34667.716023291228,41981.539575744726,38258.896373465679,47426.025499491348,42404.785831301007,47512.59859721877,7070.1363144059515,4594.7870016071338,4694.1857434423191,6797.5913771159267,6425.6476979907156,7262.5209760224407,9330.6560883996917,9106.2073165137881,10664.523075607345,11139.071907594682,14069.731586219192,14775.142012146316,28078.541362926495,0,0,0,0,0,0,0,0,0,0,0,0,0,0,0,0,0,0,0,0,0]
[1,"OVERHEAD CONDUCTORS","> 1 kv & < = 11 kv",33.127991650954804,80.915425492322356,8.9953001891166675,2,77.599999999999994,171.2,200.2,313.3,402,349.6,408.1,483,423.3,398.1,579.70000000000005,481.6,618.29999999999995,396.9,281.89999999999998,130.5,102.2,144.4,191.4,230.8,222.3,280.8,314.5,374.9,592.1,432.1,442.4,541.9,489.4,488,433.1,244.7,349.9,473.3,592.20000000000005,608.9,534.4,872.7,784.4,852.9,447.2,509.3,573.29999999999995,574.6,467.6,606.70000000000005,342.3,482.4,594.5,736.1,648.1,678.8,698.4,635.9,941.4,1003.7,671.2,305.39999999999998,321.3,343.1,418.3,432.6,426.1,447.1,541,613.5,780.2,784.2,873.7,1617,0.2,15.7,3.9,0,0,0,0,0,0,0,0,0,0,0,0,0,0,0,0,0,0,null,2570.7321521140925,5671.512170643462,6632.2239285211517,10378.999784244141,13317.452643683831,11581.545881173801,13519.533392754656,16000.819967411171,14023.078865849169,13188.253476245109,19204.296760058503,15954.440779099834,20483.037237785353,13148.49988626396,9338.7808464041591,4323.2029104496023,3385.6807467275812,4783.6819943978744,6340.6976019927497,7645.9404730403694,7364.3525440072535,9302.340055588109,10418.753374225285,12419.684069942956,19615.083856530342,14314.605192377572,14655.823506382405,17952.058675652406,16212.839113977281,16166.459925665944,14347.733184028526,8106.4195569886406,11591.484278669086,15679.478448396909,19618.396655695436,20171.634116266381,17703.598738270248,28910.798313788258,25985.596651008949,28254.864079099352,14814.837866306989,16872.086147831284,18992.277613492388,19035.344002638631,15490.648895986467,20098.752534634281,11339.71154212183,15980.943172420597,19694.591036492631,24385.514654267834,21470.251388983808,22487.280732668121,23136.589369026835,21066.089890842159,31186.691340208854,33250.565220063341,22235.507996120865,10117.288650201597,10644.023717451779,11366.213935442594,13857.438907594395,14331.16918820305,14115.837242471844,14811.525067141894,17922.243483166549,20324.022877860774,25846.459086074941,25978.97105267876,28943.926305439214,53567.962499593916,6.6255983301909609,520.10946891999038,129.19916743872375,0,0,0,0,0,0,0,0,0,0,0,0,0,0,0,0,0,0]
[1,"OVERHEAD CONDUCTORS","> 22 kv & < = 66 kv",74.304602523580684,95.611432072521112,9.7781098415041914,2,5.2,21.8,22.9,131.4,68.900000000000006,60.7,41.1,86.3,129.4,142.69999999999999,102.1,62.2,154.9,88,46.5,46.1,35.700000000000003,77.8,113.2,122,367.8,98.1,391.6,49.8,230.4,99.1,79.099999999999994,91.8,44.2,453.7,186.6,41.3,363.2,618.70000000000005,318.8,253.3,119.1,332.6,174.4,96.5,99.9,88.3,159,102.6,112.6,64,189.5,201.1,89.2,276,240,264.39999999999998,377.7,221.4,479.9,310.5,376.5,50.3,52,71.2,131.80000000000001,366,160.5,71.599999999999994,125.3,104.3,190.2,120.1,109.1,724.5,16.600000000000001,24.8,4.7,0,0,0,0,0,0,0,0,0,0,0,0,0,0,0,0,0,0,null,386.38393312261957,1619.8403350140591,1701.5753977899976,9763.6247715985028,5119.5871138747098,4510.2893731813474,3053.9191637191661,6412.4871977850125,9615.0155665513412,10603.266780114962,7586.4999176575875,4621.7462769667191,11509.782930902649,6538.8050220751002,3455.1640173465016,3425.4421763370697,2652.6743100918306,5780.8980763345771,8411.2810056693343,9065.1615078768427,27329.232808172976,7289.2815075632643,29097.682348234197,3700.369205674318,17119.780421432992,7363.5861100868451,5877.4940596152319,6821.1625116647065,3284.2634315422665,33711.998164948556,13865.238830900154,3068.7800842238821,26987.431636564503,45972.257581339371,23688.307284517523,18821.355819222987,8849.6781605584583,24713.710799342938,12958.722680112473,7170.3941435255356,7423.0297921057108,6561.0964028321741,11814.43180124933,7623.6522189193774,8366.6982441551845,4755.4945615091638,14080.722178218539,14942.655567492075,6627.9705451033969,20508.070296508267,17833.104605659362,19646.13690723473,28064.848373156423,16451.038998720764,35658.778751066369,23071.579083571803,27975.682850128127,3737.5215069361084,3863.8393312261956,5290.4876996789453,9793.3466126079347,27195.48452363053,11925.8887050347,5320.2095406883764,9310.3666962046591,7749.9700432094651,14132.735399985046,8923.98276308204,8106.6321353226522,53833.684528334205,1233.4564018914396,1842.754142584801,349.23163186082922,0,0,0,0,0,0,0,0,0,0,0,0,0,0,0,0,0,0]
[1,"OVERHEAD CONDUCTORS","> 66 kv & < = 132 kv",413.27279710225974,87.084567583497119,9.3319112503011468,2,0,0,0.2,4.8,1.9,14.8,3.7,0.2,83.2,62.2,5.4,170.1,12.3,1.9,0.1,15.6,89.3,166.6,8.3000000000000007,0,5.3,0,0.1,163,0,27.1,0.4,2.5,0,104.9,24,2.5,234.4,289.7,236.7,119.1,10.1,123.2,17,155.5,26.8,4.8,0,58.8,5.2,19.899999999999999,55.2,4.9000000000000004,5.6,40.1,44.4,46,32.5,85.3,143.69999999999999,0,0,18.3,39.9,0,0,63.3,20.9,0,0,0,13,0,14.4,19.5,0,0,0,0,0,0,0,0,0,0,0,0,0,0,0,0,0,0,0,0,0,null,0,0,82.65455942045196,1983.7094260908466,785.21831449429351,6116.4373971134446,1529.1093492783612,82.65455942045196,34384.296718908015,25705.567979760559,2231.6731043522027,70297.702787094386,5083.2554043577948,785.21831449429351,41.32727971022598,6447.0556347952515,36905.260781231795,68851.247997236467,3430.164215948756,0,2190.3458246419764,0,41.32727971022598,67363.465927668338,0,11199.692801471239,165.30911884090392,1033.1819927556494,0,43352.316416027046,9918.5471304542334,1033.1819927556494,96871.143640769689,119725.12932052465,97821.671074104874,49220.790134879135,4174.055250732823,50915.208602998398,7025.6375507384155,64263.919949401388,11075.710962340561,1983.7094260908466,0,24300.440469612873,2149.018544931751,8224.1286623349679,22812.65840004474,2025.0367058010729,2314.3276637726544,16572.239163800616,18349.312191340334,19010.548666703948,13431.365905823443,35252.169592822756,59387.300943594717,0,0,7562.892186971354,16489.584604380165,0,0,26160.168056573042,8637.4014594372275,0,0,0,5372.5463623293763,0,5951.1282782725402,8058.8195434940653,0,0,0,0,0,0,0,0,0,0,0,0,0,0,0,0,0,0,0,0,0]
[2,"POLES","˂ = 1 kv ; concrete",80.25323492739507,68.13719326356582,8.2545256231697426,2,0,3,1,2,8,5,49,39,62,76,62,84,51,102,64,50,55,125,84,162,111,89,105,69,170,154,99,186,60,91,196,216,56,65,38,32,28,32,33,27,2,5,4,3,1,4,5,7,15,17,8,5,10,3,4,1,1,0,0,0,0,0,0,0,0,0,0,0,0,0,0,0,0,0,0,0,0,0,0,0,0,0,0,0,0,0,0,0,0,0,0,null,0,240.75970478218522,80.25323492739507,160.50646985479014,642.02587941916056,401.26617463697534,3932.4085114423583,3129.8761621684075,4975.7005654984941,6099.2458544820256,4975.7005654984941,6741.2717339011861,4092.9149812971486,8185.8299625942973,5136.2070353532845,4012.6617463697535,4413.9279210067289,10031.654365924383,6741.2717339011861,13001.024058238001,8908.1090769408529,7142.537908538161,8426.5896673764819,5537.4732099902594,13643.049937657162,12358.998178818842,7945.0702578121118,14927.101696495483,4815.1940956437038,7303.0443783929513,15729.634045769433,17334.698744317335,4494.181155934124,5216.4602702806797,3049.6229272410128,2568.1035176766422,2247.090577967062,2568.1035176766422,2648.3567526040374,2166.8373430396668,160.50646985479014,401.26617463697534,321.01293970958028,240.75970478218522,80.25323492739507,321.01293970958028,401.26617463697534,561.7726444917655,1203.798523910926,1364.3049937657163,642.02587941916056,401.26617463697534,802.53234927395067,240.75970478218522,321.01293970958028,80.25323492739507,80.25323492739507,0,0,0,0,0,0,0,0,0,0,0,0,0,0,0,0,0,0,0,0,0,0,0,0,0,0,0,0,0,0,0,0,0,0]
[2,"POLES","˂ = 1 kv ; steel",5.0151029318421374,64.018296906809553,8.0011434749546613,2,33,651,900,1021,1177,2079,3355,3590,3392,2816,3320,5410,4751,5047,3576,3425,2465,1946,2127,1800,1933,2009,1997,1952,1705,1463,1446,1386,1337,1324,45,46,25,53,48,48,35,38,42,46,40,50,43,42,33,39,31,29,39,51,54,48,22,19,15,18,13,1,0,1,0,1,0,0,0,0,0,0,0,0,0,0,0,0,0,0,0,0,0,0,0,0,0,0,0,0,0,0,0,0,0,null,165.49839675079053,3264.8320086292315,4513.592638657924,5120.4200934108221,5902.7761507781961,10426.398995299804,16825.670336330371,18004.219525313274,17011.229144808531,14122.529856067458,16650.141733715896,27131.706861265964,23826.754029181993,25311.224497007268,17934.008084267483,17176.727541559321,12362.228726990868,9759.3903053647991,10667.123936028227,9027.185277315848,9694.1939672508524,10075.341790070854,10015.160554888749,9789.4809229558523,8550.7504987908451,7337.095589285047,7251.8388394437306,6950.9326635332027,6705.1926198729379,6639.9962817589903,225.67963193289617,230.69473486473831,125.37757329605344,265.80045538763329,240.72494072842261,240.72494072842261,175.52860261447481,190.57391141000122,210.63432313736976,230.69473486473831,200.60411727368549,250.75514659210688,215.6494260692119,210.63432313736976,165.49839675079053,195.58901434184335,155.46819088710626,145.43798502342199,195.58901434184335,255.77024952394902,270.81555831947543,240.72494072842261,110.33226450052702,95.286955705000608,75.226543977632062,90.271852773158471,65.196338113947789,5.0151029318421374,0,5.0151029318421374,0,5.0151029318421374,0,0,0,0,0,0,0,0,0,0,0,0,0,0,0,0,0,0,0,0,0,0,0,0,0,0,0,0,0]
[2,"POLES","˂ = 1 kv ; wood",5.0151029318421374,64.018296906809553,8.0011434749546613,2,101,1411,1596,1200,1808,2480,2096,2537,1809,2169,2064,2250,4442,4624,5409,5322,4589,4600,4239,4123,3657,4137,4219,4575,5480,5056,4943,5450,4821,4655,4644,3562,3188,4481,5150,4880,4307,5727,4789,4347,3269,4053,4055,4092,3845,3978,3160,3280,3339,3822,3104,2693,2094,2119,1971,1731,2699,1557,1568,1564,1517,1513,1536,1544,1505,1478,1471,1458,1466,1506,1,0,1,0,0,0,0,0,0,0,0,0,0,0,0,0,0,0,0,0,0,null,506.5253961160559,7076.3102368292557,8004.1042792200515,6018.1235182105647,9067.3061007705837,12437.455270968501,10511.655745141121,12723.316138083503,9072.3212037024259,10877.758259165596,10351.172451322172,11283.98159664481,22277.087223242776,23189.835956838044,27126.69175833412,26690.377803263855,23014.307354223569,23069.473486473831,21259.021328078819,20677.269387985132,18340.231421746696,20747.480829030923,21158.719269441979,22944.095913177778,27482.764066494914,25356.360423393846,24789.653792095683,27332.310978539648,24177.811234410943,23345.30414772515,23290.138015474888,17863.796643221693,15988.148146712734,22472.676237584619,25827.780098987008,24473.702307389631,21600.048327444085,28721.494490659919,24017.327940591997,21800.652444717773,16394.371484191946,20326.212182756182,20336.242388619867,20521.801197098026,19283.070772933017,19950.079462868023,15847.725264621155,16449.537616442212,16745.428689420896,19167.723405500648,15566.879500437995,13505.672195450876,10501.625539277436,10627.003112573489,9884.7678786608521,8681.1431750187403,13535.762813041929,7808.5152648782077,7863.6813971284719,7843.6209854011031,7607.9111476045227,7587.850735877154,7703.1981033095235,7743.3189267642601,7547.7299124224164,7412.322133262679,7377.2164127397837,7312.0200746258361,7352.1408980805736,7552.7450153542586,5.0151029318421374,0,5.0151029318421374,0,0,0,0,0,0,0,0,0,0,0,0,0,0,0,0,0,0]
[2,"POLES","˃ 11 kv & < = 22 kv ; concrete",7.2590612270112196,40.427183456174895,6.3582374488670128,2,0,0,0,0,0,2,0,1,62,2,40,4,0,13,16,6,2,13,7,3377,2381,18,11,54,203,156,123,183,215,277,748,118,28,66,72,1,0,2,2,2,1,1,1,0,3,1,0,2,0,0,0,1,0,0,0,0,0,0,0,0,0,0,0,0,0,0,0,0,0,0,0,0,0,0,0,0,0,0,0,0,0,0,0,0,0,0,0,0,0,0,0,null,0,0,0,0,0,14.518122454022439,0,7.2590612270112196,450.06179607469562,14.518122454022439,290.36244908044876,29.036244908044878,0,94.367795951145851,116.14497963217951,43.554367362067318,14.518122454022439,94.367795951145851,50.813428589078541,24513.849763616887,17283.824781513715,130.66310208620195,79.849673497123419,391.98930625860584,1473.5894290832775,1132.4135514137502,892.86453092238003,1328.4082045430532,1560.6981638074121,2010.7599598821078,5429.7777978043923,856.56922478732395,203.25371435631416,479.09804098274049,522.65240834480778,7.2590612270112196,0,14.518122454022439,14.518122454022439,14.518122454022439,7.2590612270112196,7.2590612270112196,7.2590612270112196,0,21.777183681033659,7.2590612270112196,0,14.518122454022439,0,0,0,7.2590612270112196,0,0,0,0,0,0,0,0,0,0,0,0,0,0,0,0,0,0,0,0,0,0,0,0,0,0,0,0,0,0,0,0,0,0,0,0,0,0,0]
[2,"POLES","˃ 11 kv & < = 22 kv ; steel",7.2590612270112196,40.427183456174895,6.3582374488670128,2,0,0,2,1,1,6,0,15,39,30,4,144,4,1,2,7,1,4,4,1,1,0,1,1,3,1,0,0,0,1,2,5,0,0,0,1,0,1,0,0,0,0,0,4,1,0,3,0,0,0,0,0,0,0,1,0,0,0,0,0,0,0,0,0,0,0,0,0,0,0,0,0,0,0,0,0,0,0,0,0,0,0,0,0,0,0,0,0,0,0,0,null,0,0,14.518122454022439,7.2590612270112196,7.2590612270112196,43.554367362067318,0,108.8859184051683,283.10338785343754,217.77183681033659,29.036244908044878,1045.3048166896156,29.036244908044878,7.2590612270112196,14.518122454022439,50.813428589078541,7.2590612270112196,29.036244908044878,29.036244908044878,7.2590612270112196,7.2590612270112196,0,7.2590612270112196,7.2590612270112196,21.777183681033659,7.2590612270112196,0,0,0,7.2590612270112196,14.518122454022439,36.295306135056094,0,0,0,7.2590612270112196,0,7.2590612270112196,0,0,0,0,0,29.036244908044878,7.2590612270112196,0,21.777183681033659,0,0,0,0,0,0,0,7.2590612270112196,0,0,0,0,0,0,0,0,0,0,0,0,0,0,0,0,0,0,0,0,0,0,0,0,0,0,0,0,0,0,0,0,0,0,0,0]
[2,"POLES","˃ 11 kv & < = 22 kv ; wood",7.0330834072677817,65.309848388938462,8.0814508839031163,2,149,1586,2281,1745,2538,2894,3219,4308,3541,2537,3641,4030,5172,5097,6027,5526,5167,6041,5840,5474,5718,3678,3109,3233,3911,3774,3885,4021,5148,5812,7868,6910,9902,13014,8504,9146,8604,12801,13759,8383,3852,2601,4618,4967,9499,8605,3368,3733,5176,6807,4687,4434,3609,3981,4158,3370,3144,1370,1207,1004,1003,939,938,903,921,910,915,941,938,934,0,0,0,0,0,0,0,0,0,0,0,0,0,0,0,0,0,0,0,0,0,null,1047.9294276828996,11154.470283926701,16042.46325197781,12272.73054568228,17849.965687645628,20353.743380632961,22639.495487994991,30298.523318509604,24904.148345135214,17842.932604238362,25607.456685861995,28343.326131289159,36375.107382388967,35847.626126843883,42388.393695602921,38864.818908561763,36339.941965352627,42486.856863304667,41073.207098443847,38499.098571383838,40215.170922757177,25867.6807719309,21865.856313195534,22737.958655696737,27506.389205824293,26542.856779028607,27323.52903723533,28280.028380623749,36206.313380614542,40876.280763040348,55336.300248382904,48598.606344220374,69641.591898765575,91528.547462182905,59809.341295405218,64324.580842871132,60512.649636131995,90030.500696434872,96768.194600597402,58958.338203125815,27091.437284795495,18293.0499423035,32478.779174762614,34933.325283899074,66807.259285636654,60519.682719539262,23687.42491567789,26254.500359330628,36403.239716018041,47874.19875327179,32964.061929864096,31184.691827825343,25382.398016829426,27998.705044333037,29243.560807419435,23701.491082492423,22112.014232449907,9635.3242679568611,8488.9316725722128,7061.2157408968524,7054.1826574895849,6604.0653194244469,6597.0322360171795,6350.8743167628072,6477.4698180936266,6400.1059006136811,6435.2713176500201,6618.1314862389827,6597.0322360171795,6568.8999023881079,0,0,0,0,0,0,0,0,0,0,0,0,0,0,0,0,0,0,0,0,0]
[2,"POLES","> 1 kv & < = 11 kv ; concrete",7.0330834072677817,68.906229880743879,8.3009776460814475,2,0,1,2,1,1,1,4,3,5,8,3,8,51,164,3,1,2,7,2,125,34,244,16,17,15,46,34,80,37,23,28,45,49,104,134,19,14,2,0,5,2,2,1,0,1,2,0,1,2,0,3,1,1,1,1,1,0,0,0,0,1,0,0,0,0,0,0,0,0,0,0,0,0,0,0,0,0,0,0,0,0,0,0,0,0,0,0,0,0,0,0,null,0,7.0330834072677817,14.066166814535563,7.0330834072677817,7.0330834072677817,7.0330834072677817,28.132333629071127,21.099250221803345,35.165417036338908,56.264667258142254,21.099250221803345,56.264667258142254,358.68725377065687,1153.4256787919162,21.099250221803345,7.0330834072677817,14.066166814535563,49.231583850874472,14.066166814535563,879.13542590847271,239.12483584710458,1716.0723513733387,112.52933451628451,119.56241792355229,105.49625110901673,323.52183673431796,239.12483584710458,562.64667258142254,260.22408606890792,161.76091836715898,196.92633540349789,316.48875332705018,344.6210869561213,731.4406743558493,942.43317657388275,133.62858473808785,98.463167701748944,14.066166814535563,0,35.165417036338908,14.066166814535563,14.066166814535563,7.0330834072677817,0,7.0330834072677817,14.066166814535563,0,7.0330834072677817,14.066166814535563,0,21.099250221803345,7.0330834072677817,7.0330834072677817,7.0330834072677817,7.0330834072677817,7.0330834072677817,0,0,0,0,7.0330834072677817,0,0,0,0,0,0,0,0,0,0,0,0,0,0,0,0,0,0,0,0,0,0,0,0,0,0,0,0,0,0]
[2,"POLES","> 1 kv & < = 11 kv ; steel",7.0330834072677817,68.906229880743879,8.3009776460814475,2,0,1,0,3,2,8,30,38,30,19,47,48,69,85,29,51,34,22,44,59,41,56,24,36,40,26,29,39,31,28,20,15,10,15,15,6,5,19,15,9,7,5,4,5,8,12,8,8,19,18,10,12,3,5,8,4,2,0,0,0,0,0,0,0,0,0,0,0,0,0,0,0,0,0,0,0,0,0,0,0,0,0,0,0,0,0,0,0,0,0,0,null,0,7.0330834072677817,0,21.099250221803345,14.066166814535563,56.264667258142254,210.99250221803345,267.2571694761757,210.99250221803345,133.62858473808785,330.55492014158574,337.58800354885352,485.28275510147694,597.81208961776144,203.95941881076567,358.68725377065687,239.12483584710458,154.7278349598912,309.45566991978239,414.95192102879912,288.35641969797905,393.85267080699577,168.79400177442676,253.19100266164014,281.32333629071127,182.86016858896232,203.95941881076567,274.29025288344349,218.02558562530123,196.92633540349789,140.66166814535563,105.49625110901673,70.330834072677817,105.49625110901673,105.49625110901673,42.19850044360669,35.165417036338908,133.62858473808785,105.49625110901673,63.297750665410035,49.231583850874472,35.165417036338908,28.132333629071127,35.165417036338908,56.264667258142254,84.39700088721338,56.264667258142254,56.264667258142254,133.62858473808785,126.59550133082007,70.330834072677817,84.39700088721338,21.099250221803345,35.165417036338908,56.264667258142254,28.132333629071127,14.066166814535563,0,0,0,0,0,0,0,0,0,0,0,0,0,0,0,0,0,0,0,0,0,0,0,0,0,0,0,0,0,0,0,0,0,0]
[2,"POLES","> 1 kv & < = 11 kv ; wood",7.0330834072677817,68.906229880743879,8.3009776460814475,2,136,2083,2223,1827,3543,4658,4451,4939,3962,3417,3926,5262,7484,6301,5684,5283,4263,4435,4045,4274,3883,4458,4788,5206,6810,5573,5083,5375,5015,4777,4173,2968,3861,4842,5841,5876,4867,7115,5695,5613,3633,4181,4104,3826,3335,3816,2366,2981,3404,4025,3595,3330,2762,2546,3081,3543,3758,2040,2013,2099,1984,1987,1973,1972,1963,2004,2022,2014,2048,2009,1,0,3,0,0,0,0,0,0,0,0,0,0,0,0,0,0,0,0,0,0,null,956.49934338841831,14649.912737338789,15634.544414356278,12849.443385078237,24918.214511949751,32760.102511053326,31304.254245748896,34736.398948495575,27865.076459594951,24032.046002634012,27611.885456933313,37008.084889043064,52635.596219992076,44315.458549194293,39976.046086910072,37155.779640595691,29982.034565182552,31191.724911232614,28448.822382398175,30059.398482662498,27309.462870420797,31353.485829599769,33674.403353998139,36614.232218236073,47895.29800349359,39195.373828703348,35749.162959142137,37802.823314064328,35270.913287447926,33597.039436518193,29349.057058528451,20874.191552770775,27154.735035460904,34054.189857990597,41080.240181851113,41326.398101105486,34230.016943172297,50040.388442710268,40053.410004390018,39476.697164994061,25551.192018603851,29405.321725786594,28863.774303426977,26908.577116206532,23455.33316323805,26838.246282133856,16640.27534159557,20965.621637065258,23940.615918339528,28308.160714252823,25283.934849127676,23420.167746201714,19425.376370873611,17906.230354903772,21668.929977792035,24918.214511949751,26430.327444512324,14347.490150826274,14157.596898830045,14762.442071855074,13953.637480019279,13974.736730241082,13876.273562539332,13869.240479132066,13805.942728466656,14094.299148164635,14220.894649495454,14164.629982237313,14403.754818084417,14129.464565200973,7.0330834072677817,0,21.099250221803345,0,0,0,0,0,0,0,0,0,0,0,0,0,0,0,0,0,0]
[2,"POLES","> 22 kv & < = 66 kv ; concrete",15.234655240385306,70.556540155415206,8.3997940543453335,2,1,16,19,39,12,20,56,98,85,81,143,185,300,250,243,359,89,338,207,451,855,339,937,259,443,109,107,54,148,1360,240,484,1388,2235,661,736,128,216,3,4,1,3,6,5,2,4,3,6,3,2,2,2,1,5,4,2,2,0,0,0,0,1,0,0,0,0,0,0,0,0,0,0,0,0,0,0,0,0,0,0,0,0,0,0,0,0,0,0,0,0,0,null,15.234655240385306,243.7544838461649,289.45844956732083,594.15155437502699,182.81586288462367,304.69310480770611,853.14069346157714,1492.99621355776,1294.9456954327511,1234.0070744712098,2178.5556993750988,2818.4112194712816,4570.3965721155919,3808.6638100963264,3702.0212234136293,5469.2412312983251,1355.8843163942922,5149.3134712502333,3153.5736347597585,6870.8295134137734,13025.630230529438,5164.5481264906184,14274.871960241033,3945.7757072597942,6748.9522714906907,1660.5774212019985,1630.1081107212278,822.67138298080658,2254.7289755770253,20719.131126924018,3656.3172576924735,7373.5731363464884,21145.701473654804,34049.454462261157,10070.107113894688,11212.706256923586,1950.0358707693192,3290.6855319232263,45.703965721155917,60.938620961541226,15.234655240385306,45.703965721155917,91.407931442311835,76.173276201926527,30.469310480770613,60.938620961541226,45.703965721155917,91.407931442311835,45.703965721155917,30.469310480770613,30.469310480770613,30.469310480770613,15.234655240385306,76.173276201926527,60.938620961541226,30.469310480770613,30.469310480770613,0,0,0,0,15.234655240385306,0,0,0,0,0,0,0,0,0,0,0,0,0,0,0,0,0,0,0,0,0,0,0,0,0,0,0,0,0]
[2,"POLES","> 22 kv & < = 66 kv ; steel",15.234655240385306,70.556540155415206,8.3997940543453335,2,0,0,0,1,3,4,32,39,42,35,50,37,29,26,26,53,29,24,29,33,34,33,29,31,27,28,24,31,26,28,0,0,0,4,5,3,1,2,2,4,0,2,0,1,0,0,1,52,0,2,73,4,2,0,0,1,0,0,0,0,0,553,453,0,0,0,0,0,0,37,0,0,0,0,0,0,0,0,0,0,0,0,0,0,0,0,0,0,0,0,0,null,0,0,0,15.234655240385306,45.703965721155917,60.938620961541226,487.5089676923298,594.15155437502699,639.85552009618289,533.21293341348576,761.73276201926535,563.68224389425632,441.80500197117391,396.10103625001796,396.10103625001796,807.43672774042125,441.80500197117391,365.63172576924734,441.80500197117391,502.74362293271508,517.97827817310042,502.74362293271508,441.80500197117391,472.27431245194452,411.33569149040329,426.57034673078857,365.63172576924734,472.27431245194452,396.10103625001796,426.57034673078857,0,0,0,60.938620961541226,76.173276201926527,45.703965721155917,15.234655240385306,30.469310480770613,30.469310480770613,60.938620961541226,0,30.469310480770613,0,15.234655240385306,0,0,15.234655240385306,792.20207250003591,0,30.469310480770613,1112.1298325481273,60.938620961541226,30.469310480770613,0,0,15.234655240385306,0,0,0,0,0,8424.7643479330745,6901.2988238945436,0,0,0,0,0,0,563.68224389425632,0,0,0,0,0,0,0,0,0,0,0,0,0,0,0,0,0,0,0,0,0]
[2,"POLES","> 22 kv & < = 66 kv ; wood",15.234655240385306,70.556540155415206,8.3997940543453335,2,24,243,333,267,515,703,765,601,639,413,398,418,850,792,765,755,859,953,1112,1330,818,869,676,485,688,872,585,773,875,890,619,615,882,959,920,1511,1089,1574,941,828,611,517,696,1039,904,557,1362,1174,514,1377,1185,1911,2121,575,1786,983,1613,250,490,260,329,759,204,250,415,342,613,340,256,451,45,55,37,0,0,0,0,0,0,0,0,0,0,0,0,0,0,0,0,0,0,null,365.63172576924734,3702.0212234136293,5073.1401950483069,4067.6529491828769,7845.8474487984331,10709.96263399087,11654.51125889476,9156.0277994715689,9734.9446986062103,6291.912614279132,6063.3927856733517,6368.0858904810584,12949.45695432751,12065.846950385163,11654.51125889476,11502.164706490907,13086.568851490978,14518.626444087196,16940.93662730846,20262.091469712457,12461.947986635181,13238.915403894831,10298.626942500467,7388.8077915868735,10481.442805385092,13284.619369615988,8912.2733156254035,11776.388500817842,13330.323335337143,13558.843163942922,9430.2515937985045,9369.312972836964,13436.965922019841,14610.034375529509,14015.882821154482,23019.564068222197,16590.5395567796,23979.347348366471,14335.810581202573,12614.294539039034,9308.3743518754218,7876.3167592792033,10603.320047308172,15828.806794760334,13772.128337308317,8485.702968894615,20749.600437404788,17885.485252212351,7830.6127935580471,20978.120266010566,18053.066459856589,29113.42616437632,32312.703764857233,8759.9267632215506,27209.094259328158,14975.666101298757,24573.498902741499,3808.6638100963264,7464.9810677887999,3961.0103625001798,5012.2015740867655,11563.103327452447,3107.8696690386023,3808.6638100963264,6322.3819247599022,5210.2520922117747,9338.843662356192,5179.7827817310044,3900.0717415386384,6870.8295134137734,685.55948581733878,837.90603822119181,563.68224389425632,0,0,0,0,0,0,0,0,0,0,0,0,0,0,0,0,0,0]
[2,"POLES","> 66 kv & < = 132 kv ; concrete",112.99623546371811,79.638560753242402,8.9240439685852291,2,0,2,0,0,3,45,10,33,14,39,57,266,250,146,259,481,144,442,14,14,13,10,11,37,81,40,11,20,10,293,11,25,891,9,759,640,38,24,12,12,0,0,2,1,0,1,0,0,0,0,0,0,0,0,0,0,0,0,0,0,0,0,0,0,0,0,0,0,0,0,0,0,0,0,0,0,0,0,0,0,0,0,0,0,0,0,0,0,0,0,0,null,0,225.99247092743622,0,0,338.98870639115432,5084.8305958673145,1129.9623546371811,3728.8757703026977,1581.9472964920535,4406.8531830850061,6440.7854214319323,30056.998633349016,28249.058865929528,16497.450377702844,29266.024985102991,54351.189258048413,16271.457906775408,49944.336074963401,1581.9472964920535,1581.9472964920535,1468.9510610283355,1129.9623546371811,1242.9585901008991,4180.8607121575697,9152.6950725611659,4519.8494185487243,1242.9585901008991,2259.9247092743622,1129.9623546371811,33107.896990869405,1242.9585901008991,2824.9058865929528,100679.64579817283,1016.966119173463,85764.142716962044,72317.590696779589,4293.8569476212879,2711.9096511292346,1355.9548255646173,1355.9548255646173,0,0,225.99247092743622,112.99623546371811,0,112.99623546371811,0,0,0,0,0,0,0,0,0,0,0,0,0,0,0,0,0,0,0,0,0,0,0,0,0,0,0,0,0,0,0,0,0,0,0,0,0,0,0,0,0,0,0,0,0]
[2,"POLES","> 66 kv & < = 132 kv ; steel",112.99623546371811,79.638560753242402,8.9240439685852291,2,0,0,0,0,0,0,6,9,7,7,5,3,8,3,3,3,6,6,3,3,3,4,6,159,14,2,4,3,3,3,11,0,0,288,0,0,24,197,0,2,1,0,0,0,0,0,0,16,0,0,0,0,0,0,48,0,0,0,0,0,0,0,0,0,0,0,0,0,0,0,0,0,0,0,0,0,0,0,0,0,0,0,0,0,0,0,0,0,0,0,0,null,0,0,0,0,0,0,677.97741278230865,1016.966119173463,790.97364824602676,790.97364824602676,564.98117731859054,338.98870639115432,903.96988370974486,338.98870639115432,338.98870639115432,338.98870639115432,677.97741278230865,677.97741278230865,338.98870639115432,338.98870639115432,338.98870639115432,451.98494185487243,677.97741278230865,17966.40143873118,1581.9472964920535,225.99247092743622,451.98494185487243,338.98870639115432,338.98870639115432,338.98870639115432,1242.9585901008991,0,0,32542.915813550815,0,0,2711.9096511292346,22260.258386352467,0,225.99247092743622,112.99623546371811,0,0,0,0,0,0,1807.9397674194897,0,0,0,0,0,0,5423.8193022584692,0,0,0,0,0,0,0,0,0,0,0,0,0,0,0,0,0,0,0,0,0,0,0,0,0,0,0,0,0,0,0,0,0,0,0,0]
[2,"POLES","> 66 kv & < = 132 kv ; wood",112.99623546371811,79.638560753242402,8.9240439685852291,2,2,2,3,2,4,20,2,1,2,33,14,15,22,21,7,5,15,101,36,7,9,3,6,3,5,4,136,9,8,3,1,3,9,2,15,8,4,203,17,4,143,39,280,90,265,78,7,2,250,39,459,632,14,848,142,0,2,3,2,1,0,213,3,1,2,3,3,2,2,2,0,0,0,0,0,0,0,0,0,0,0,0,0,0,0,0,0,0,0,0,0,null,225.99247092743622,225.99247092743622,338.98870639115432,225.99247092743622,451.98494185487243,2259.9247092743622,225.99247092743622,112.99623546371811,225.99247092743622,3728.8757703026977,1581.9472964920535,1694.9435319557715,2485.9171802017981,2372.9209447380804,790.97364824602676,564.98117731859054,1694.9435319557715,11412.619781835529,4067.8644766938519,790.97364824602676,1016.966119173463,338.98870639115432,677.97741278230865,338.98870639115432,564.98117731859054,451.98494185487243,15367.488023065664,1016.966119173463,903.96988370974486,338.98870639115432,112.99623546371811,338.98870639115432,1016.966119173463,225.99247092743622,1694.9435319557715,903.96988370974486,451.98494185487243,22938.235799134774,1920.9360028832079,451.98494185487243,16158.46167131169,4406.8531830850061,31638.945929841069,10169.661191734629,29944.002397885299,8813.7063661700122,790.97364824602676,225.99247092743622,28249.058865929528,4406.8531830850061,51865.27207784661,71413.620813069851,1581.9472964920535,95820.80767323295,16045.465435847971,0,225.99247092743622,338.98870639115432,225.99247092743622,112.99623546371811,0,24068.198153771958,338.98870639115432,112.99623546371811,225.99247092743622,338.98870639115432,338.98870639115432,225.99247092743622,225.99247092743622,225.99247092743622,0,0,0,0,0,0,0,0,0,0,0,0,0,0,0,0,0,0,0,0,0]
[2,"POLES","staking of a wooden pole",8.2154635284717834,27.150265650830548,5.2105916795341534,2,1011,1563,1461,1873,1332,2428,4000,2595,2595,2840,2768,2616,2547,4195,2500,2000,1700,1500,1500,1500,1500,800,800,800,800,800,800,400,400,400,0,0,0,0,0,0,0,0,0,0,0,0,0,0,0,0,0,0,0,0,0,0,0,0,0,0,0,0,0,0,0,0,0,0,0,0,0,0,0,0,0,0,0,0,0,0,0,0,0,0,0,0,0,0,0,0,0,0,0,0,0,null,8305.8336272849738,12840.769495001397,12002.792215097275,15387.563188827651,10942.997419924415,19947.145447129489,32861.854113887137,21319.127856384279,21319.127856384279,23331.916420859863,22740.403046809897,21491.652590482186,20924.785607017631,34463.869501939131,20538.658821179459,16430.927056943568,13966.287998402031,12323.195292707675,12323.195292707675,12323.195292707675,12323.195292707675,6572.3708227774268,6572.3708227774268,6572.3708227774268,6572.3708227774268,6572.3708227774268,6572.3708227774268,3286.1854113887134,3286.1854113887134,3286.1854113887134,0,0,0,0,0,0,0,0,0,0,0,0,0,0,0,0,0,0,0,0,0,0,0,0,0,0,0,0,0,0,0,0,0,0,0,0,0,0,0,0,0,0,0,0,0,0,0,0,0,0,0,0,0,0,0,0,0,0,0,0,0]
[3,"SERVICE LINES","˂ = 11 kv ; commercial and industrial ; simple type",1.381630098496788,55.112173242658272,7.4237573534335208,2,20.03737482,366.68395930000003,382.7138592,301.56249109999999,495.92502689999998,649.21094430000005,623.16235710000001,638.19038820000003,527.98482660000002,545.01659519999998,637.18851940000002,927.73045439999999,1364.545226,1128.1042030000001,1172.1864270000001,1095.0425339999999,947.76782920000005,1053.9659160000001,1024.9117220000001,1015.894904,944.76222299999995,1023.909854,1014.8930350000001,1214.2649140000001,1426.6610880000001,1040.9416220000001,1020.9042470000001,963.79772909999997,1071.9995530000001,1161.1658709999999,1059.977128,734.36978729999998,879.64075479999997,981.83136639999998,1040.9416220000001,946.76596050000001,829.54731770000001,1145.1359709999999,1102.055615,987.84257890000003,711.32680630000004,810.51181169999995,745.39034349999997,687.28195649999998,688.28382520000002,720.34362499999997,602.12311350000004,614.14553839999996,658.22776299999998,727.3567061,656.22402550000004,592.10442609999996,459.85775219999999,439.82037739999998,428.79982130000002,386.72133409999998,495.92502689999998,268.50082270000001,251.46905409999999,268.50082270000001,272.50829759999999,243.4541041,243.4541041,293.54754120000001,256.47839779999998,248.46344780000001,257.48026650000003,240.44849790000001,257.48026650000003,278.51951009999999,2.003737482,0,7.0130811890000002,0,0,0,0,0,0,0,0,0,0,0,0,0,0,0,0,0,0,null,27.684240146173661,506.62159480485121,528.76898698258185,416.6478142814297,685.18494376286924,896.96938091840184,860.97986881956353,881.7430489084694,729.47972798016758,753.01133210855994,880.35883681964447,1281.7803190911418,1885.2967550017017,1558.6227211055307,1619.528048592608,1512.9437241085923,1309.4645592096831,1456.1910323353375,1416.0488834173727,1403.5909762759049,1305.3119232195343,1414.6646724338518,1402.2067639107543,1677.664952731014,1971.1178995349749,1438.1962757332662,1410.5120353383993,1331.6119513874135,1481.1068479999028,1604.3017167208384,1464.4963037629825,1014.6274015603642,1215.338142696113,1356.5277674664678,1438.1962757332662,1308.080347259021,1146.1275422615972,1582.1543244049449,1522.6332079013882,1364.8330395849282,982.79052545167463,1119.827514231881,1029.8537337084597,949.56943725416011,950.953649204822,995.24843356028327,831.91141661219774,848.52196071095489,909.42728902701037,1004.9379174912423,906.65886498752377,818.06929655292709,635.35331146659746,607.66907134805649,592.44273933812406,534.30583492339224,685.18494376286924,370.96881811346964,347.43721398507711,370.96881811346964,376.50566605427997,336.36351782713024,336.36351782713024,405.57411826164594,354.35827401471232,343.28457785676557,355.74248596537427,332.21088183698174,355.74248596537427,384.81093817274012,2.768424014617366,0,9.6894840539240406,0,0,0,0,0,0,0,0,0,0,0,0,0,0,0,0,0,0]
[3,"SERVICE LINES","˂ = 11 kv ; residential ; simple type",1.0148125443070064,62.166012662041837,7.8845426412723416,2,184.1976487,1830.964671,2161.3191499999998,1820.953929,2897.108671,4100.3998320000001,4234.543772,4559.8928800000003,3783.0593180000001,3871.1538449999998,3784.0603919999999,4324.6404480000001,6642.1271699999998,7183.7083000000002,7664.2239049999998,7747.3130620000002,6355.8199549999999,6323.7855810000001,5630.0411759999997,5757.1775960000004,5415.8113020000001,5660.0734009999996,5499.9015330000002,6051.4934050000002,6827.3258930000002,6347.811361,6318.7802099999999,7692.2539820000002,7054.5697309999996,6807.3044090000003,6127.5750420000004,4976.3397379999997,4356.6748219999999,6714.2045099999996,8965.620336,8079.6696890000003,6799.2958159999998,10001.732110000001,8079.6696890000003,6852.3527469999999,5009.3751860000002,6701.1905459999998,7676.2367949999998,7633.1906060000001,7673.2335730000004,8366.9779780000008,6807.3044090000003,6671.1583209999999,6780.2754059999997,7178.702929,6418.8876280000004,4975.3386639999999,3877.1602910000001,3735.0077569999999,3307.5490829999999,2444.6231419999999,3841.1216199999999,2289.4566450000002,2199.3599690000001,2292.459867,2221.383601,2189.3492270000002,2235.398639,2180.339559,2156.3137790000001,2145.3019629999999,2126.2815540000001,2167.3255949999998,2120.2751090000002,2223.385749,9.0096676000000002,0,69.07411827,0,0,0,0,0,0,0,0,0,0,0,0,0,0,0,0,0,0,null,186.92608453261516,1858.0859163137509,2193.3337856709563,1847.92688975433,2940.0222215514,4161.1371861879416,4297.2681392427085,4627.436495320203,3839.0960517639087,3928.4954828483005,3840.1119542168881,4388.6993762478724,6740.5139729983957,7290.1172974823603,7777.7505611716297,7862.0704799911246,6449.9658196907931,6417.4569351065711,5713.4364103697699,5842.4560442240554,5496.0332468692613,5743.9134890332207,5581.3690681417347,6141.1314191851197,6928.4559602884347,6441.8385980373314,6412.37742182686,7806.1958349291217,7159.0658577073036,6908.1379071695928,6218.3400188041323,5050.0519908558417,4421.2082608320943,6813.6589617906766,9098.4239844667973,8199.350154254289,6900.0106865309435,10149.883210026184,8199.350154254289,6953.8535256721743,5083.576777893044,6800.4522278723171,7789.9413926370098,7746.2575800552004,7786.8936852780716,8490.9142100148729,6908.1379071695928,6769.9751492088672,6880.7085358650802,7285.0377842026492,6513.9676853914452,5049.0360884028623,3934.5908995958034,3790.3327248875748,3356.5423003395358,2480.834230604808,3898.0184041848502,2323.3693229930332,2231.9380859878688,2326.4170303519713,2254.2879440126699,2221.7790594284479,2268.5105803840092,2212.6359353220064,2188.2542723912461,2177.0793433788454,2157.7771937277957,2199.4292014036464,2151.6817779951057,2256.3197489186291,9.1431237005163997,0,70.097281707341779,0,0,0,0,0,0,0,0,0,0,0,0,0,0,0,0,0,0]
[4,"SWITCHGEAR","˂ = 11 kv ; circuit breaker",267.05535343609733,58.34856650421721,7.6386233382866324,2,54.230514100000001,74.694859039999997,67.53233831,114.6003317,411.33333329999999,123.8092869,129.9485904,108.4610282,87.996683250000004,122.7860697,98.228855719999999,142.2271973,119.7164179,125.85572139999999,65.485903809999996,81.857379769999994,27.626865670000001,191.34162520000001,53.207296849999999,86.973466000000002,21.487562189999998,33.766169150000003,13.301824209999999,30.696517409999998,36.835820900000002,5.116086235,8.1857379770000005,23.533996680000001,23.533996680000001,23.533996680000001,9.2089552240000003,6.139303483,24.55721393,29.673300170000001,30.696517409999998,41.951907130000002,34.789386399999998,45.02155887,33.766169150000003,73.671641789999995,18.417910450000001,11.25538972,1.0232172470000001,15.34825871,15.34825871,13.301824209999999,1.0232172470000001,0,15.34825871,17.394693199999999,24.55721393,13.301824209999999,25.580431180000001,13.301824209999999,21.487562189999998,19.441127689999998,1.0232172470000001,4.0928689880000002,1.0232172470000001,5.116086235,3.0696517409999999,1.0232172470000001,1.0232172470000001,0,0,1.0232172470000001,0,0,3.0696517409999999,1.0232172470000001,0,0,0,0,0,0,0,0,0,0,0,0,0,0,0,0,0,0,0,0,0,null,14482.54910999676,19947.66198078667,18034.872475743145,30604.632086037487,109848.76870447952,33063.93287175068,34703.466737794646,28965.098219993521,23499.985346533056,32790.67724076278,26232.541781928012,37982.53444317705,31970.910294388028,33610.444160431995,17488.361187061822,21860.451485830192,7377.9023758334342,51098.805344823268,14209.293465656097,23226.729702192395,5738.3685151305708,9017.4362365362977,3552.3233657463861,8197.6693061848655,9837.2031695582809,1366.2782176974774,2186.0451485830195,6284.8798011413419,6284.8798011413419,6284.8798011413419,2459.3007921225148,1639.5338615040284,6558.135445482003,7924.4136645147573,8197.6693061848655,11203.481385920482,9290.6918808769569,12023.248316271913,9017.4362365362977,19674.406336446009,4918.6015847791405,3005.8120797356169,273.25564353949551,4098.8346544277092,4098.8346544277092,3552.3233657463861,273.25564353949551,0,4098.8346544277092,4645.3459404384785,6558.135445482003,3552.3233657463861,6831.391089822665,3552.3233657463861,5738.3685151305708,5191.8572264492477,273.25564353949551,1093.022574157982,273.25564353949551,1366.2782176974774,819.76693061848653,273.25564353949551,273.25564353949551,0,0,273.25564353949551,0,0,819.76693061848653,273.25564353949551,0,0,0,0,0,0,0,0,0,0,0,0,0,0,0,0,0,0,0,0,0]
[4,"SWITCHGEAR","˂ = 11 kv ; fuse",7.0031406810567827,51.0883185094523,7.1476092862895282,2,1263.4202929999999,2870.375016,1844.9454410000001,2261.9465700000001,2921.0773859999999,3144.581713,3173.5544960000002,3681.612944,3652.6401609999998,4708.0772610000004,6898.6266150000001,6316.0667249999997,2863.1318200000001,1832.528534,1902.8910069999999,1695.942556,1365.8597769999999,1027.499059,921.95534929999997,994.38730720000001,827.79380409999999,878.49617460000002,737.77122789999999,786.40411389999997,931.26802959999998,925.05957609999996,792.61256739999999,890.91308170000002,837.1064844,841.24545339999997,806.06421669999997,660.16555879999999,706.72896019999996,819.51586599999996,873.32246329999998,950.92813239999998,720.18060960000003,1103.0352439999999,887.80885490000003,777.09143359999996,519.44061209999995,627.05380660000003,633.26226010000005,555.65659100000005,568.07349810000005,606.35896149999996,452.1823655,563.934529,539.10071489999996,580.49040509999998,462.529788,441.83494289999999,399.41051049999999,321.80484130000002,352.84710899999999,409.75793299999998,366.29875829999997,145.89865800000001,180.04515240000001,160.38504950000001,136.5859777,173.83669889999999,143.8291735,138.65546219999999,132.4470087,168.66298760000001,189.35783269999999,140.7249467,162.45453409999999,130.37752409999999,0,0,0,0,0,0,0,0,0,0,0,0,0,1.0347422550000001,0,0,0,0,0,0,0,null,8847.9100511809793,20101.640044438613,12920.412472197348,15840.730042743853,20456.715874411606,22021.948119217526,22224.848594488256,25782.853380031625,25579.952904760896,32971.327396067492,48312.05269092755,44232.303826116578,20050.914923870147,12833.455125652748,13326.213422738807,11876.924306659021,9565.3081689278442,7195.7204598304634,6456.5830128007456,6963.8342037788279,5797.1564650194587,6152.232298494022,5166.7156994197048,5507.2986418035016,6521.8010230593518,6478.3223497870522,5550.7773150758012,6239.1896457389348,5862.3744752780649,5891.360257459598,5644.9811075159396,4623.2322810648639,4949.3223316575795,5739.1848999560789,6116.0000704169488,6659.4834887717907,5043.5261247980334,7724.7109898957942,6217.4503087526282,5442.0806315448954,3637.7156819905458,4391.346022211972,4434.8246954842716,3891.3412771294306,3978.2986243743435,4246.417110603993,3166.6967190895371,3949.3128414924959,3775.3981477029843,4065.2559709189413,3239.1611745433693,3094.2322629353907,2797.1279945242072,2253.6445754690521,2471.0379432311765,2869.5924499780394,2565.2417356713158,1021.7488271513907,1260.8815311995083,1123.1990647867558,956.53081689278451,1217.4028579272087,1007.2559360606241,971.02370798355093,927.54503471125156,1181.1706298501358,1326.0995414581143,985.51659907431747,1137.6919565778362,913.05214292017104,0,0,0,0,0,0,0,0,0,0,0,0,0,7.2464455803989312,0,0,0,0,0,0,0]
[4,"SWITCHGEAR","˂ = 11 kv ; switch",24.689389851695381,60.562406172229274,7.7821851797698356,2,457.62563139999997,1182.721951,1044.807378,1712.439292,2906.6541240000001,3177.259235,3909.6692069999999,4563.7186250000004,4177.1398950000003,4910.5946750000003,5939.7299409999996,4461.3275020000001,2485.596751,1942.2969149999999,1542.135689,1567.2110660000001,967.49163160000001,624.79481180000005,342.69681980000001,486.8802379,422.10218049999997,464.93928299999999,447.1775576,383.4443076,404.34045509999999,447.1775576,321.80067229999997,415.83333629999998,317.62144280000001,221.49916400000001,253.88819269999999,234.0368526,202.69263119999999,305.08375419999999,378.22027070000001,304.03894689999998,222.5439714,337.47278290000003,252.84338539999999,255.97780750000001,145.22822550000001,203.73743859999999,237.1712747,213.140705,215.23031979999999,222.5439714,205.82705340000001,175.5276394,281.05318460000001,247.6193485,241.35050419999999,173.4380247,142.09380329999999,120.1528484,152.54187709999999,140.00418859999999,150.4522624,86.719012340000006,80.450168070000004,86.719012340000006,100.3015082,71.046901669999997,95.077471360000004,82.539782829999993,75.226131179999996,79.405360689999995,92.987856600000001,76.270938560000005,77.315745939999999,84.629397580000003,0,1.044807378,8.3584590199999997,1.044807378,1.044807378,0,0,0,0,0,0,0,0,0,0,0,0,0,0,0,0,null,11298.497619762851,29200.683334396763,25795.656675369661,42279.081277549223,71763.516831474131,78444.591912814431,96527.34724279173,112675.42830606821,103131.03533272492,121239.58633473438,146648.30812713658,110147.45395296831,61367.86719954641,47954.125742180244,38074.389229933862,38693.484988365104,23886.778070825247,15425.802685846847,8460.9753849784011,12020.776004599293,10421.445291615191,11479.067215354726,11040.541052515367,9467.0059967498019,9982.9191287758313,11040.541052515367,7945.0622529523707,10266.671353241853,7841.8796265471656,5468.6792118206113,6268.3445683126611,5778.2270935051674,5004.3573917627145,7532.3317448626076,9338.0277131260609,7506.5360901130107,5494.4748690391471,8331.9971013546601,6242.5489135630642,6319.9358827497344,3585.5962768394284,5030.1530489812503,5855.6140626918377,5262.3139590101991,5313.9052734472716,5494.4748690391471,5081.7443634183237,4333.6703188944066,6939.0316436499088,6113.5706299393223,5958.7966890970429,4282.079006926273,3508.2093051838192,2966.5005159392535,3766.1658724313038,3456.6179932156861,3714.5745604631707,2141.0395032162428,1986.2655631146458,2141.0395032162428,2476.383038662821,1754.1046530856975,2347.4047565204423,2037.8568765641426,1857.2872797377975,1960.4699063898972,2295.8134430709456,1883.0829364625461,1908.8785931872944,2089.4481897667456,0,25.79565667536966,206.36525330419971,25.79565667536966,25.79565667536966,0,0,0,0,0,0,0,0,0,0,0,0,0,0,0,0]
[4,"SWITCHGEAR","> 11 kv & < = 22 kv ; circuit breaker",22.17325027136015,41.939822953516135,6.4760962742624617,2,28.41042345,56.82084691,85.231270359999996,59.864820850000001,144.08143319999999,91.319218239999998,56.82084691,85.231270359999996,71.026058629999994,33.483713360000003,95.377850159999994,52.762214980000003,77.114006509999996,84.216612380000001,61.894136809999999,26.381107490000002,27.395765470000001,97.407166119999999,67.982084689999994,43.630293160000001,30.439739410000001,32.46905537,20.29315961,53.776872959999999,18.263843649999998,7.102605863,5.073289902,15.219869709999999,27.395765470000001,39.571661239999997,5.073289902,6.087947883,17.249185669999999,34.498371339999998,36.527687299999997,26.381107490000002,28.41042345,13.190553749999999,13.190553749999999,2.029315961,10.1465798,3.043973941,0,3.043973941,15.219869709999999,6.087947883,2.029315961,4.058631922,2.029315961,5.073289902,8.117263844,4.058631922,14.20521173,2.029315961,0,3.043973941,2.029315961,0,0,2.029315961,0,1.01465798,0,1.01465798,0,1.01465798,1.01465798,0,0,0,0,0,0,0,0,0,0,0,0,0,0,0,0,0,0,0,0,0,0,0,0,null,629.95142947216925,1259.902859166071,1889.8542886382402,1327.3976551571893,3194.7536777998589,2024.8438806204767,1259.902859166071,1889.8542886382402,1574.8785737912892,742.44275634576559,2114.8369419419678,1169.9097976228477,1709.8681657735258,1867.3560233078676,1372.3941858179346,584.95489881142385,607.45316414179649,2159.8334726027133,1507.3837778001709,967.42540964949285,674.94796013291477,719.94449079366018,449.96530682918734,1192.4080629532202,404.96877616844182,157.48785737912894,112.49132669621021,337.4739801773236,607.45316414179649,877.43234832800181,112.49132669621021,134.98959204875621,382.47051083806912,764.94102167613823,809.93755233688364,584.95489881142385,629.95142947216925,292.47744951657813,292.47744951657813,44.996530682918731,224.9826533037274,67.494796013291477,0,67.494796013291477,337.4739801773236,134.98959204875621,44.996530682918731,89.993061365837463,44.996530682918731,112.49132669621021,179.98612273167493,89.993061365837463,314.97571484695089,44.996530682918731,0,67.494796013291477,44.996530682918731,0,0,44.996530682918731,0,22.498265330372739,0,22.498265330372739,0,22.498265330372739,22.498265330372739,0,0,0,0,0,0,0,0,0,0,0,0,0,0,0,0,0,0,0,0,0,0,0,0]
[4,"SWITCHGEAR","> 11 kv & < = 22 kv ; switch",6.0360984545838674,48.921455824902388,6.994387451728878,2,337.91433769999998,778.44683310000005,997.15826030000005,1032.40086,1638.7808829999999,1442.8734910000001,1703.0468000000001,2049.253514,1905.1734739999999,2388.2043990000002,2941.720523,1805.6649580000001,752.53315689999999,725.58293370000001,596.01455269999997,620.89168180000001,313.03720850000002,400.10716059999999,342.06052590000002,673.75558130000002,408.39953700000001,221.82106830000001,220.78452129999999,147.18968079999999,278.8311559,229.0768976,188.65156279999999,177.2495452,236.33272700000001,228.04035060000001,258.10021499999999,179.32263929999999,301.63519100000002,322.36613199999999,217.6748801,253.95402680000001,237.36927399999999,333.76814949999999,344.13362000000001,211.45559779999999,129.56838099999999,98.471969569999999,136.8242104,99.508516619999995,194.870845,199.01703319999999,116.0932694,134.75111630000001,180.3591864,209.3825037,173.10335699999999,102.61815780000001,132.67802219999999,116.0932694,155.48205720000001,127.4952869,92.252687280000004,44.571523069999998,37.31569373,46.644617169999997,47.681164209999999,26.950223250000001,35.242599640000002,30.059864399999999,38.352240780000002,43.534976020000002,31.096411440000001,25.913676200000001,44.571523069999998,44.571523069999998,0,0,0,0,0,0,0,0,0,0,0,0,0,0,0,0,0,0,0,0,0,null,2039.6842115727009,4698.781726250616,6018.9454339723679,6231.6732355570557,9891.8427552778849,8709.3264491851296,10279.758157564002,12369.49596890596,11499.814662125578,14415.436882034295,17756.514702697947,10899.171462480044,4542.3642253872085,4379.690024778999,3597.602520461965,3747.7633209769583,1889.523410454098,2415.086213765599,2064.7110117591351,4066.8550230521855,2465.139814138467,1338.9338075597725,1332.6771078149688,888.45140480757266,1683.0523092178234,1382.7307075842268,1138.7194066719114,1069.8957058574133,1426.5276082122912,1376.4740078394234,1557.9183088892639,1082.4091059506302,1820.6997102432099,1945.833711175379,1313.9070073733385,1532.8915087028302,1432.7843079570946,2014.6574113862671,2077.2244118523517,1276.3668070936878,782.08750431703368,594.38650334130659,825.88440494509791,600.64320338791504,1176.2596063479523,1201.2864065343861,700.75040401292858,813.37100485188103,1088.6658062990437,1263.853407000471,1044.8689056709793,619.41330370882349,800.85760475866402,700.75040401292858,938.50500518044055,769.57410422381679,556.84630312201682,269.03810152127619,225.24120125537792,281.55150161449313,287.80820160074057,162.6742009100152,212.72780122252198,181.44430104984062,231.49790130198639,262.78140147466775,187.70100103608809,156.41750086340676,269.03810152127619,269.03810152127619,0,0,0,0,0,0,0,0,0,0,0,0,0,0,0,0,0,0,0,0,0]
[4,"SWITCHGEAR","> 132 kv ; circuit breaker",183.78147948231961,59.863679438545084,7.7371622342138515,2,0,0,6.2857142860000002,0,0,0,0,0,0,0,0,0,0,0,0,0,0,0,0,0,0,3.1428571430000001,0,12.57142857,0,0,0,0,0,0,0,0,0,0,0,0,0,0,0,0,0,0,0,0,0,0,0,0,0,0,0,0,0,0,0,0,0,0,0,0,0,0,0,0,0,0,0,0,0,0,0,0,0,0,0,0,0,0,0,0,0,0,0,0,0,0,0,0,0,0,0,null,0,0,1155.1978710842322,0,0,0,0,0,0,0,0,0,0,0,0,0,0,0,0,0,0,577.59893554211612,0,2310.3957418009018,0,0,0,0,0,0,0,0,0,0,0,0,0,0,0,0,0,0,0,0,0,0,0,0,0,0,0,0,0,0,0,0,0,0,0,0,0,0,0,0,0,0,0,0,0,0,0,0,0,0,0,0,0,0,0,0,0,0,0,0,0,0,0,0,0,0,0]
[4,"SWITCHGEAR","> 132 kv ; switch",96.402691889869345,52.82454775373391,7.2680497902624408,2,0,1.4772727269999999,8.8636363639999995,1.4772727269999999,0,0,0,0,0,7.3863636359999996,0,0,0,0,0,0,0,0,0,0,0,2.9545454549999999,19.204545450000001,1.4772727269999999,0,1.4772727269999999,0,10.34090909,5.9090909089999997,0,1.4772727269999999,1.4772727269999999,0,0,0,0,0,0,0,0,0,0,0,0,0,0,0,0,0,0,0,0,0,0,0,0,0,1.4772727269999999,0,0,0,0,0,0,0,0,0,0,0,0,0,0,0,0,0,0,0,0,0,0,0,0,0,0,0,0,0,0,0,0,0,null,0,142.41306753828806,854.4784054225338,142.41306753828806,0,0,0,0,0,712.06533778784296,0,0,0,0,0,0,0,0,0,0,0,284.82613517297881,1851.3698779013423,142.41306753828806,0,142.41306753828806,0,996.89147286441926,569.65227024955493,0,142.41306753828806,142.41306753828806,0,0,0,0,0,0,0,0,0,0,0,0,0,0,0,0,0,0,0,0,0,0,0,0,0,142.41306753828806,0,0,0,0,0,0,0,0,0,0,0,0,0,0,0,0,0,0,0,0,0,0,0,0,0,0,0,0,0,0,0,0,0]
[4,"SWITCHGEAR","> 22 kv & < = 33 kv ; circuit breaker",115.93235233481873,60.59363810439654,7.7841915511115563,2,3.022900763,14.10687023,19.145038169999999,12.09160305,11.08396947,34.259541980000002,22.167938929999998,13.099236640000001,8.061068702,3.022900763,33.251908399999998,10.07633588,24.18320611,6.0458015270000001,7.0534351150000001,18.137404579999998,6.0458015270000001,21.160305340000001,18.137404579999998,7.0534351150000001,4.030534351,5.038167939,0,4.030534351,15.114503819999999,2.015267176,0,1.007633588,0,0,1.007633588,0,0,6.0458015270000001,0,3.022900763,0,2.015267176,1.007633588,0,0,3.022900763,1.007633588,0,0,0,0,0,0,5.038167939,0,12.09160305,5.038167939,0,13.099236640000001,1.007633588,0,0,0,0,2.015267176,0,0,0,1.007633588,0,0,13.099236640000001,4.030534351,0,0,0,0,0,0,0,0,0,0,0,0,0,0,0,0,0,0,0,0,0,0,null,350.45199632930837,1635.4426498459254,2219.5293105879932,1401.8079850853687,1284.9906538644141,3971.7892916548735,2569.9813065695043,1518.6253174656472,934.53865695544391,350.45199632930837,3854.9719604339184,1168.1733214841358,2803.6159713300613,700.90399277454912,817.72132492296271,2102.7119782077148,700.90399277454912,2453.1639741892263,2102.7119782077148,817.72132492296271,467.26932847772196,584.08666062613554,0,467.26932847772196,1752.2599822262036,233.63466429682717,0,116.81733214841358,0,0,116.81733214841358,0,0,700.90399277454912,0,350.45199632930837,0,233.63466429682717,116.81733214841358,0,0,350.45199632930837,116.81733214841358,0,0,0,0,0,0,584.08666062613554,0,1401.8079850853687,584.08666062613554,0,1518.6253174656472,116.81733214841358,0,0,0,0,233.63466429682717,0,0,0,116.81733214841358,0,0,1518.6253174656472,467.26932847772196,0,0,0,0,0,0,0,0,0,0,0,0,0,0,0,0,0,0,0,0,0,0]
[4,"SWITCHGEAR","> 22 kv & < = 33 kv ; switch",9.8991170387462848,54.055915571731703,7.3522728167371278,2,30.805369129999999,144.78523490000001,110.8993289,102.68456380000001,262.87248319999998,196.1275168,231.0402685,231.0402685,201.26174499999999,100.6308725,166.34899329999999,90.362416109999998,75.986577179999998,33.885906040000002,44.154362419999998,39.020134229999996,18.483221480000001,32.859060399999997,31.83221477,22.590604030000002,14.37583893,26.697986579999998,18.483221480000001,18.483221480000001,17.45637584,7.1879194630000001,9.2416107380000003,17.45637584,11.29530201,23.617449659999998,24.6442953,12.32214765,20.536912749999999,6.161073826,14.37583893,73.932885909999996,23.617449659999998,32.859060399999997,32.859060399999997,26.697986579999998,6.161073826,2.0536912749999998,4.1073825499999996,17.45637584,7.1879194630000001,6.161073826,2.0536912749999998,6.161073826,31.83221477,21.56375839,30.805369129999999,30.805369129999999,25.671140940000001,7.1879194630000001,39.020134229999996,16.429530199999999,9.2416107380000003,6.161073826,8.2147651009999993,4.1073825499999996,1.0268456379999999,4.1073825499999996,3.080536913,2.0536912749999998,1.0268456379999999,3.080536913,3.080536913,1.0268456379999999,2.0536912749999998,2.0536912749999998,0,0,0,0,0,0,0,0,2.0536912749999998,0,0,0,0,0,0,0,0,0,0,0,0,null,304.94595443965181,1433.2459857574734,1097.8054362995183,1016.48651512881,2602.2054774626663,1941.4892433218781,2287.0946585448664,2287.0946585448664,1992.3135691773098,996.15678458865489,1646.7081539543215,894.5081329767828,752.20002087854755,335.44054985391966,437.08920136680064,386.26487561036009,182.96757268358934,325.27568468283329,315.11081961073813,223.62703326894351,142.30811209823517,264.28649385429765,182.96757268358934,182.96757268358934,172.80270751250299,71.154056029319349,91.483786321996433,172.80270751250299,111.81351658497616,233.79189834103863,243.95676351212498,121.97838175606249,203.29730292677081,60.989190887930363,142.30811209823517,731.87029063536613,233.79189834103863,325.27568468283329,325.27568468283329,264.28649385429765,60.989190887930363,20.32973029267708,40.659460585354161,172.80270751250299,71.154056029319349,60.989190887930363,20.32973029267708,60.989190887930363,315.11081961073813,213.46216809785716,304.94595443965181,304.94595443965181,254.12162868321133,71.154056029319349,386.26487561036009,162.63784234141664,91.483786321996433,60.989190887930363,81.318921180607433,40.659460585354161,10.164865151288099,40.659460585354161,30.494595443965181,20.32973029267708,10.164865151288099,30.494595443965181,30.494595443965181,10.164865151288099,20.32973029267708,20.32973029267708,0,0,0,0,0,0,0,0,20.32973029267708,0,0,0,0,0,0,0,0,0,0,0,0]
[4,"SWITCHGEAR","> 33 kv & < = 66 kv ; circuit breaker",183.78147948231961,43.106018584613871,6.5655173889506893,2,18.29315961,54.879478829999996,41.667752440000001,4.0651465800000004,9.146579805,14.22801303,19.309446250000001,19.309446250000001,7.1140065149999998,19.309446250000001,25.407166119999999,24.390879479999999,24.390879479999999,18.29315961,39.635179149999999,16.260586320000002,20.325732899999998,19.309446250000001,6.0977198699999997,18.29315961,4.0651465800000004,11.17915309,11.17915309,3.0488599349999999,6.0977198699999997,5.0814332249999996,9.146579805,3.0488599349999999,25.407166119999999,1.0162866450000001,0,2.0325732900000002,5.0814332249999996,7.1140065149999998,14.22801303,14.22801303,3.0488599349999999,6.0977198699999997,2.0325732900000002,12.195439739999999,4.0651465800000004,12.195439739999999,1.0162866450000001,0,1.0162866450000001,7.1140065149999998,2.0325732900000002,3.0488599349999999,4.0651465800000004,7.1140065149999998,1.0162866450000001,2.0325732900000002,4.0651465800000004,0,2.0325732900000002,0,4.0651465800000004,0,0,0,1.0162866450000001,0,0,1.0162866450000001,0,2.0325732900000002,0,0,0,0,0,0,0,0,0,0,0,0,0,0,0,0,0,0,0,0,0,0,0,0,0,null,3361.943937532013,10085.831812596038,7657.7611901262335,747.09865278489178,1680.9719687660065,2614.8452847471208,3548.7185998093287,3548.7185998093287,1307.4226423735604,3548.7185998093287,4669.3665789866654,4482.5919167093498,4482.5919167093498,3361.943937532013,7284.2118637337871,2988.3946111395671,3735.4932639244585,3548.7185998093287,1120.6479791773374,3361.943937532013,747.09865278489178,2054.5212942395447,2054.5212942395447,560.32398958866872,1120.6479791773374,933.87331598111462,1680.9719687660065,560.32398958866872,4669.3665789866654,186.77466319622295,0,373.54932639244589,933.87331598111462,1307.4226423735604,2614.8452847471208,2614.8452847471208,560.32398958866872,1120.6479791773374,373.54932639244589,2241.2959583546749,747.09865278489178,2241.2959583546749,186.77466319622295,0,186.77466319622295,1307.4226423735604,373.54932639244589,560.32398958866872,747.09865278489178,1307.4226423735604,186.77466319622295,373.54932639244589,747.09865278489178,0,373.54932639244589,0,747.09865278489178,0,0,0,186.77466319622295,0,0,186.77466319622295,0,373.54932639244589,0,0,0,0,0,0,0,0,0,0,0,0,0,0,0,0,0,0,0,0,0,0,0,0,0]
[4,"SWITCHGEAR","> 33 kv & < = 66 kv ; switch",96.402691889869345,60.968117081639285,7.8082083144367562,2,7.2046153850000003,34.993846150000003,5.1461538459999998,6.1753846149999996,12.350769229999999,24.701538459999998,51.46153846,59.695384619999999,46.315384620000003,55.578461539999999,82.338461539999997,77.192307690000007,32.935384620000001,56.607692309999997,48.373846149999999,42.198461539999997,38.081538459999997,20.584615379999999,48.373846149999999,42.198461539999997,30.876923080000001,43.227692310000002,24.701538459999998,18.52615385,37.052307689999999,10.292307689999999,14.409230770000001,29.847692309999999,61.753846150000001,7.2046153850000003,27.78923077,32.935384620000001,40.14,53.52,46.315384620000003,103.95230770000001,31.906153849999999,62.783076919999999,42.198461539999997,34.993846150000003,69.98769231,63.812307689999997,18.52615385,8.2338461540000001,40.14,5.1461538459999998,16.46769231,9.2630769229999999,52.490769229999998,8.2338461540000001,13.38,13.38,11.321538459999999,4.116923077,56.607692309999997,23.67230769,8.2338461540000001,10.292307689999999,9.2630769229999999,7.2046153850000003,1.029230769,0,0,7.2046153850000003,0,0,0,0,0,0,0,0,0,2.058461538,0,0,0,0,0,0,0,0,0,0,0,0,0,0,0,0,0,null,694.5443171451675,3373.5009684399411,496.10308363380415,595.32370034128439,1190.6474006825688,2381.2948013651376,4961.0308363380418,5754.7957707691048,4464.9277532826536,5357.9133035535733,7937.6493385264766,7441.5462545070632,3175.0597357962015,5457.1339203574562,4663.3689859263923,4068.0452860671212,3671.1628188515892,1984.4123341496056,4663.3689859263923,4068.0452860671212,2976.6185021884357,4167.265902871005,2381.2948013651376,1785.9711015058667,3571.9422020477064,992.20616707480281,1389.088634290335,2877.3978853845524,5953.2370034128444,694.5443171451675,2678.9566517767867,3175.0597357962015,3869.6040524593554,5159.4720699458076,4464.9277532826536,10021.282290443993,3075.8391189923186,6052.4576202167273,4068.0452860671212,3373.5009684399411,6747.0019378439083,6151.6782370206101,1785.9711015058667,793.76493385264769,3869.6040524593554,496.10308363380415,1587.5298678981007,892.98555056012799,5060.2514531419238,793.76493385264769,1289.8680174864519,1289.8680174864519,1091.4267838786859,396.88246692632384,5457.1339203574562,2282.0741845612547,793.76493385264769,992.20616707480281,892.98555056012799,694.5443171451675,99.220616707480289,0,0,694.5443171451675,0,0,0,0,0,0,0,0,0,198.44123341496058,0,0,0,0,0,0,0,0,0,0,0,0,0,0,0,0,0]
[4,"SWITCHGEAR","> 66 kv & < = 132 kv ; circuit breaker",183.78147948231961,59.863679438545084,7.7371622342138515,2,0,0,2.079365079,0,14.55555556,8.3174603170000001,0,10.396825400000001,0,3.1190476189999998,7.2777777779999999,4.1587301590000001,5.1984126980000003,10.396825400000001,12.47619048,6.2380952379999997,3.1190476189999998,3.1190476189999998,0,0,0,0,0,2.079365079,2.079365079,0,0,2.079365079,3.1190476189999998,0,10.396825400000001,4.1587301590000001,0,0,0,4.1587301590000001,0,5.1984126980000003,0,0,0,1.03968254,0,0,0,0,0,0,0,0,0,2.079365079,1.03968254,0,2.079365079,0,0,1.03968254,0,0,0,0,0,0,0,0,0,0,0,0,0,0,0,0,0,0,0,0,0,0,0,0,0,0,0,0,0,0,0,0,0,null,0,0,382.14879060249041,0,2675.0415355039031,1528.595162593743,0,1910.7439539313596,0,573.2231859956263,1337.5207673843886,764.2975813887623,955.37197659811682,1910.7439539313596,2292.8927447176311,1146.4463719912526,573.2231859956263,573.2231859956263,0,0,0,0,0,382.14879060249041,382.14879060249041,0,0,382.14879060249041,573.2231859956263,0,1910.7439539313596,764.2975813887623,0,0,0,764.2975813887623,0,955.37197659811682,0,0,0,191.07439539313594,0,0,0,0,0,0,0,0,0,382.14879060249041,191.07439539313594,0,382.14879060249041,0,0,191.07439539313594,0,0,0,0,0,0,0,0,0,0,0,0,0,0,0,0,0,0,0,0,0,0,0,0,0,0,0,0,0,0,0,0,0]
[4,"SWITCHGEAR","> 66 kv & < = 132 kv ; switch",96.402691889869345,52.82454775373391,7.2680497902624408,2,0,1.0707964599999999,6.4247787609999998,0,20.34513274,18.20353982,2.1415929199999999,64.247787610000003,6.4247787609999998,4.2831858409999999,17.132743359999999,17.132743359999999,13.92035398,32.123893809999998,12.849557519999999,0,4.2831858409999999,8.5663716809999997,1.0707964599999999,0,1.0707964599999999,8.5663716809999997,1.0707964599999999,2.1415929199999999,4.2831858409999999,13.92035398,0,7.4955752210000002,8.5663716809999997,3.2123893809999999,3.2123893809999999,0,4.2831858409999999,3.2123893809999999,1.0707964599999999,26.769911499999999,0,10.7079646,1.0707964599999999,5.3539823010000003,0,0,2.1415929199999999,0,0,0,0,0,0,0,22.486725660000001,0,0,0,0,0,0,2.1415929199999999,0,0,0,0,0,0,0,0,0,0,0,0,0,0,0,0,0,0,0,0,0,0,0,0,0,0,0,0,0,0,0,0,0,null,0,103.2276612101428,619.36596735725948,0,1961.3255629927132,1754.8702405724277,206.4553224202856,6193.6596735725952,619.36596735725948,412.91064493697388,1651.6425793622848,1651.6425793622848,1341.9595957318566,3096.8298372683107,1238.7319345217136,0,412.91064493697388,825.82128977754508,103.2276612101428,0,103.2276612101428,825.82128977754508,103.2276612101428,206.4553224202856,412.91064493697388,1341.9595957318566,0,722.59362856740233,825.82128977754508,309.68298372683108,309.68298372683108,0,412.91064493697388,309.68298372683108,103.2276612101428,2580.6915302535699,0,1032.2766121014281,103.2276612101428,516.13830614711674,0,0,206.4553224202856,0,0,0,0,0,0,0,2167.7808854129989,0,0,0,0,0,0,206.4553224202856,0,0,0,0,0,0,0,0,0,0,0,0,0,0,0,0,0,0,0,0,0,0,0,0,0,0,0,0,0,0,0,0,0]
[5,"TRANSFORMERS","ground outdoor / indoor chamber mounted ; ˂ 22 kv ; < = 60 kva ; single phase",88.882369855923329,59.033871191321985,7.6833502582741851,2,0,0,0,0,0,0,0,0,0,0,0,0,0,0,0,0,0,0,0,0,0,0,0,0,0,0,0,0,0,0,0,2,0,0,0,0,0,0,0,0,0,0,0,0,0,0,0,0,0,0,0,0,0,0,0,0,0,0,0,0,0,0,0,0,0,0,0,0,0,0,0,0,0,0,0,0,0,0,0,0,0,0,0,0,0,0,0,0,0,0,0,null,0,0,0,0,0,0,0,0,0,0,0,0,0,0,0,0,0,0,0,0,0,0,0,0,0,0,0,0,0,0,0,177.76473971184666,0,0,0,0,0,0,0,0,0,0,0,0,0,0,0,0,0,0,0,0,0,0,0,0,0,0,0,0,0,0,0,0,0,0,0,0,0,0,0,0,0,0,0,0,0,0,0,0,0,0,0,0,0,0,0,0,0,0,0]
[5,"TRANSFORMERS","ground outdoor / indoor chamber mounted ; ˂ 22 kv ; > 60 kva and < = 600 kva ; multiple phase",88.882369855923329,59.033871191321985,7.6833502582741851,2,0,0,0,0,0,0,0,0,0,0,0,0,0,1,0,1,1,0,0,0,0,0,0,0,0,0,0,0,0,0,1,0,0,0,0,0,0,1,0,0,0,0,0,0,0,0,0,0,0,0,0,0,0,0,0,0,0,0,0,0,0,0,0,0,0,0,0,0,0,0,0,0,0,0,0,0,0,0,0,0,0,0,0,0,0,0,0,0,0,0,0,null,0,0,0,0,0,0,0,0,0,0,0,0,0,88.882369855923329,0,88.882369855923329,88.882369855923329,0,0,0,0,0,0,0,0,0,0,0,0,0,88.882369855923329,0,0,0,0,0,0,88.882369855923329,0,0,0,0,0,0,0,0,0,0,0,0,0,0,0,0,0,0,0,0,0,0,0,0,0,0,0,0,0,0,0,0,0,0,0,0,0,0,0,0,0,0,0,0,0,0,0,0,0,0,0,0,0]
[5,"TRANSFORMERS","ground outdoor / indoor chamber mounted ; ˂ 22 kv ; > 600 kva ; multiple phase",257.64879963763252,59.033871191321985,7.6833502582741851,2,0,0,0,0,0,0,0,5,2,0,0,1,1,1,0,0,0,0,1,1,0,2,2,0,3,0,0,0,0,0,0,0,1,0,3,2,0,2,0,0,2,3,0,2,0,0,2,0,0,0,0,0,2,0,0,2,0,1,0,0,0,0,0,0,0,0,0,0,0,0,0,0,0,2,0,0,0,0,0,0,0,0,0,0,0,0,0,0,0,0,0,null,0,0,0,0,0,0,0,1288.2439981881625,515.29759927526504,0,0,257.64879963763252,257.64879963763252,257.64879963763252,0,0,0,0,257.64879963763252,257.64879963763252,0,515.29759927526504,515.29759927526504,0,772.94639891289762,0,0,0,0,0,0,0,257.64879963763252,0,772.94639891289762,515.29759927526504,0,515.29759927526504,0,0,515.29759927526504,772.94639891289762,0,515.29759927526504,0,0,515.29759927526504,0,0,0,0,0,515.29759927526504,0,0,515.29759927526504,0,257.64879963763252,0,0,0,0,0,0,0,0,0,0,0,0,0,0,0,515.29759927526504,0,0,0,0,0,0,0,0,0,0,0,0,0,0,0,0,0]
[5,"TRANSFORMERS","ground outdoor / indoor chamber mounted ; > = 22 kv & < = 33 kv ; < = 15 mva",326.94814984594308,76.271918371659183,8.7333795504179932,2,0,0,1,0,0,1,5,1,2,0,1,2,1,3,1,3,0,1,0,3,4,4,1,0,4,2,2,2,0,0,0,4,3,1,4,3,0,2,2,0,4,0,1,1,8,0,2,1,6,1,2,2,9,3,3,2,2,1,0,0,2,0,0,0,0,0,1,1,0,0,2,0,0,0,0,5,1,0,0,0,0,0,0,0,0,0,0,0,2,0,0,null,0,0,326.94814984594308,0,0,326.94814984594308,1634.7407492297154,326.94814984594308,653.89629969188616,0,326.94814984594308,653.89629969188616,326.94814984594308,980.84444953782918,326.94814984594308,980.84444953782918,0,326.94814984594308,0,980.84444953782918,1307.7925993837723,1307.7925993837723,326.94814984594308,0,1307.7925993837723,653.89629969188616,653.89629969188616,653.89629969188616,0,0,0,1307.7925993837723,980.84444953782918,326.94814984594308,1307.7925993837723,980.84444953782918,0,653.89629969188616,653.89629969188616,0,1307.7925993837723,0,326.94814984594308,326.94814984594308,2615.5851987675446,0,653.89629969188616,326.94814984594308,1961.6888990756584,326.94814984594308,653.89629969188616,653.89629969188616,2942.5333486134878,980.84444953782918,980.84444953782918,653.89629969188616,653.89629969188616,326.94814984594308,0,0,653.89629969188616,0,0,0,0,0,326.94814984594308,326.94814984594308,0,0,653.89629969188616,0,0,0,0,1634.7407492297154,326.94814984594308,0,0,0,0,0,0,0,0,0,0,0,653.89629969188616,0,0]
[5,"TRANSFORMERS","ground outdoor / indoor chamber mounted ; > = 22 kv & < = 33 kv ; > 15 mva and < = 40 mva",1559.8831738849797,59.491239215604935,7.7130564120590313,2,0,0,0,0,0,0,2,2,0,0,0,0,2,0,0,5,0,0,0,0,1,2,0,0,0,0,0,0,0,0,0,0,0,0,0,2,0,0,0,0,0,0,2,0,0,0,0,0,0,0,0,0,0,0,0,0,0,2,0,0,0,0,0,0,0,0,2,0,0,0,0,0,0,0,0,0,0,0,0,0,0,0,0,0,0,0,0,0,0,0,0,null,0,0,0,0,0,0,3119.7663477699593,3119.7663477699593,0,0,0,0,3119.7663477699593,0,0,7799.4158694248981,0,0,0,0,1559.8831738849797,3119.7663477699593,0,0,0,0,0,0,0,0,0,0,0,0,0,3119.7663477699593,0,0,0,0,0,0,3119.7663477699593,0,0,0,0,0,0,0,0,0,0,0,0,0,0,3119.7663477699593,0,0,0,0,0,0,0,0,3119.7663477699593,0,0,0,0,0,0,0,0,0,0,0,0,0,0,0,0,0,0,0,0,0,0,0,0]
[5,"TRANSFORMERS","ground outdoor / indoor chamber mounted ; > = 22 kv & < = 33 kv ; > 40 mva",1559.8831738849797,59.491239215604935,7.7130564120590313,2,0,0,0,0,0,0,0,0,0,0,0,0,0,0,0,0,0,0,0,0,0,0,0,0,0,0,0,0,0,0,0,0,0,0,0,0,0,0,0,0,0,2,0,0,0,0,0,0,0,0,0,0,0,0,0,0,0,0,0,0,0,0,0,0,0,0,0,0,0,0,0,0,0,0,0,0,0,0,0,0,0,0,0,0,0,0,0,0,0,0,0,null,0,0,0,0,0,0,0,0,0,0,0,0,0,0,0,0,0,0,0,0,0,0,0,0,0,0,0,0,0,0,0,0,0,0,0,0,0,0,0,0,0,3119.7663477699593,0,0,0,0,0,0,0,0,0,0,0,0,0,0,0,0,0,0,0,0,0,0,0,0,0,0,0,0,0,0,0,0,0,0,0,0,0,0,0,0,0,0,0,0,0,0,0,0,0]
[5,"TRANSFORMERS","ground outdoor / indoor chamber mounted ; > 132 kv ; < = 100 mva",5908.1751185735202,84.285461055675427,9.1807113589130669,2,0,0,0,0,0,0,0,0,0,0,0,0,0,0,0,0,0,0,0,0,4,1,2,0,0,0,0,0,0,0,0,0,0,0,0,0,0,0,0,0,0,0,0,0,0,0,0,0,0,0,0,0,0,0,0,0,0,0,0,0,0,0,0,0,0,0,0,0,0,0,0,0,0,0,0,0,0,0,0,0,0,0,0,0,0,0,0,0,0,0,0,null,0,0,0,0,0,0,0,0,0,0,0,0,0,0,0,0,0,0,0,0,23632.700474294081,5908.1751185735202,11816.35023714704,0,0,0,0,0,0,0,0,0,0,0,0,0,0,0,0,0,0,0,0,0,0,0,0,0,0,0,0,0,0,0,0,0,0,0,0,0,0,0,0,0,0,0,0,0,0,0,0,0,0,0,0,0,0,0,0,0,0,0,0,0,0,0,0,0,0,0,0]
[5,"TRANSFORMERS","ground outdoor / indoor chamber mounted ; > 33 kv & < = 66 kv ; < = 15 mva",5908.1751185735202,84.285461055675427,9.1807113589130669,2,0,0,1,1,1,1,4,2,2,1,5,2,6,2,1,3,3,2,3,9,4,5,6,4,3,0,0,5,10,5,2,1,6,12,8,5,8,6,5,12,3,0,5,6,4,1,1,5,3,2,3,2,4,2,3,5,1,1,0,0,0,2,3,1,0,1,0,4,0,1,0,0,0,3,0,0,0,0,0,0,0,0,0,0,0,0,0,0,0,0,1,null,0,0,5908.1751185735202,5908.1751185735202,5908.1751185735202,5908.1751185735202,23632.700474294081,11816.35023714704,11816.35023714704,5908.1751185735202,29540.8755928676,11816.35023714704,35449.050711441123,11816.35023714704,5908.1751185735202,17724.525355720561,17724.525355720561,11816.35023714704,17724.525355720561,53173.576067161681,23632.700474294081,29540.8755928676,35449.050711441123,23632.700474294081,17724.525355720561,0,0,29540.8755928676,59081.7511857352,29540.8755928676,11816.35023714704,5908.1751185735202,35449.050711441123,70898.101422882246,47265.400948588162,29540.8755928676,47265.400948588162,35449.050711441123,29540.8755928676,70898.101422882246,17724.525355720561,0,29540.8755928676,35449.050711441123,23632.700474294081,5908.1751185735202,5908.1751185735202,29540.8755928676,17724.525355720561,11816.35023714704,17724.525355720561,11816.35023714704,23632.700474294081,11816.35023714704,17724.525355720561,29540.8755928676,5908.1751185735202,5908.1751185735202,0,0,0,11816.35023714704,17724.525355720561,5908.1751185735202,0,5908.1751185735202,0,23632.700474294081,0,5908.1751185735202,0,0,0,17724.525355720561,0,0,0,0,0,0,0,0,0,0,0,0,0,0,0,0,5908.1751185735202]
[5,"TRANSFORMERS","ground outdoor / indoor chamber mounted ; > 33 kv & < = 66 kv ; > 15 mva and < = 40 mva",319.97322179362283,53.799808481141298,7.3348352729383972,2,0,0,0,0,0,1,1,0,3,4,2,11,6,3,8,2,0,4,2,3,0,1,1,6,0,1,1,2,1,1,0,0,2,8,0,2,4,2,5,1,6,2,1,0,2,0,0,2,0,1,0,1,0,0,0,0,0,1,0,0,0,0,0,0,0,0,0,0,0,0,0,0,0,0,0,0,0,0,0,0,0,0,0,0,0,0,0,0,0,0,0,null,0,0,0,0,0,319.97322179362283,319.97322179362283,0,959.91966538086854,1279.8928871744913,639.94644358724565,3519.7054397298512,1919.8393307617371,959.91966538086854,2559.7857743489826,639.94644358724565,0,1279.8928871744913,639.94644358724565,959.91966538086854,0,319.97322179362283,319.97322179362283,1919.8393307617371,0,319.97322179362283,319.97322179362283,639.94644358724565,319.97322179362283,319.97322179362283,0,0,639.94644358724565,2559.7857743489826,0,639.94644358724565,1279.8928871744913,639.94644358724565,1599.8661089681141,319.97322179362283,1919.8393307617371,639.94644358724565,319.97322179362283,0,639.94644358724565,0,0,639.94644358724565,0,319.97322179362283,0,319.97322179362283,0,0,0,0,0,319.97322179362283,0,0,0,0,0,0,0,0,0,0,0,0,0,0,0,0,0,0,0,0,0,0,0,0,0,0,0,0,0,0,0,0,0]
[5,"TRANSFORMERS","ground outdoor / indoor chamber mounted ; > 33 kv & < = 66 kv ; > 40 mva",319.97322179362283,53.799808481141298,7.3348352729383972,2,0,0,0,0,0,1,0,1,0,0,0,0,2,0,0,0,0,0,0,0,0,0,0,0,0,0,0,0,0,0,0,0,0,0,0,0,0,0,0,0,0,0,0,0,0,0,0,0,0,0,0,0,0,0,0,0,0,0,0,0,0,0,0,0,0,0,0,0,0,0,0,0,0,0,0,0,0,0,0,0,0,0,0,0,0,0,0,0,0,0,0,null,0,0,0,0,0,319.97322179362283,0,319.97322179362283,0,0,0,0,639.94644358724565,0,0,0,0,0,0,0,0,0,0,0,0,0,0,0,0,0,0,0,0,0,0,0,0,0,0,0,0,0,0,0,0,0,0,0,0,0,0,0,0,0,0,0,0,0,0,0,0,0,0,0,0,0,0,0,0,0,0,0,0,0,0,0,0,0,0,0,0,0,0,0,0,0,0,0,0,0,0]
[5,"TRANSFORMERS","ground outdoor / indoor chamber mounted ; > 66 kv & < = 132 kv ; < = 100 mva",5908.1751185735202,84.285461055675427,9.1807113589130669,2,0,0,0,0,1,1,1,6,0,2,4,5,6,3,4,3,3,0,0,2,1,2,3,0,0,0,1,1,3,0,2,0,0,0,1,3,1,0,1,0,0,0,0,0,0,0,0,1,2,0,1,0,3,0,3,0,1,0,0,0,0,0,2,0,0,0,3,0,0,0,0,0,0,0,0,0,0,0,0,0,0,0,0,0,0,0,0,0,0,0,0,null,0,0,0,0,5908.1751185735202,5908.1751185735202,5908.1751185735202,35449.050711441123,0,11816.35023714704,23632.700474294081,29540.8755928676,35449.050711441123,17724.525355720561,23632.700474294081,17724.525355720561,17724.525355720561,0,0,11816.35023714704,5908.1751185735202,11816.35023714704,17724.525355720561,0,0,0,5908.1751185735202,5908.1751185735202,17724.525355720561,0,11816.35023714704,0,0,0,5908.1751185735202,17724.525355720561,5908.1751185735202,0,5908.1751185735202,0,0,0,0,0,0,0,0,5908.1751185735202,11816.35023714704,0,5908.1751185735202,0,17724.525355720561,0,17724.525355720561,0,5908.1751185735202,0,0,0,0,0,11816.35023714704,0,0,0,17724.525355720561,0,0,0,0,0,0,0,0,0,0,0,0,0,0,0,0,0,0,0,0,0,0,0,0]
[5,"TRANSFORMERS","ground outdoor / indoor chamber mounted ; > 66 kv & < = 132 kv ; > 100 mva",5908.1751185735202,84.285461055675427,9.1807113589130669,2,0,0,0,0,0,0,0,0,0,0,0,0,0,0,0,1,0,0,0,0,0,0,0,0,1,0,0,0,0,0,0,0,0,0,0,0,0,0,0,0,0,0,0,0,0,0,0,0,0,0,0,0,0,0,0,0,0,0,0,0,0,0,0,0,0,0,0,0,0,0,0,0,0,0,0,0,0,0,0,0,0,0,0,0,0,0,0,0,0,0,0,null,0,0,0,0,0,0,0,0,0,0,0,0,0,0,0,5908.1751185735202,0,0,0,0,0,0,0,0,5908.1751185735202,0,0,0,0,0,0,0,0,0,0,0,0,0,0,0,0,0,0,0,0,0,0,0,0,0,0,0,0,0,0,0,0,0,0,0,0,0,0,0,0,0,0,0,0,0,0,0,0,0,0,0,0,0,0,0,0,0,0,0,0,0,0,0,0,0,0]
[5,"TRANSFORMERS","kiosk mounted ; < = 22 kv ; < = 60 kva ; multiple phase",243.75459561080777,55.893874996265765,7.476220635873835,2,1.0085714290000001,3.0257142859999999,1.0085714290000001,10.08571429,6.0514285709999998,5.042857143,11.094285709999999,9.0771428570000001,10.08571429,10.08571429,10.08571429,22.18857143,15.128571429999999,22.18857143,7.06,10.08571429,10.08571429,9.0771428570000001,6.0514285709999998,7.06,3.0257142859999999,3.0257142859999999,0,6.0514285709999998,3.0257142859999999,2.0171428570000001,2.0171428570000001,7.06,7.06,7.06,3.0257142859999999,7.06,7.06,8.0685714290000004,18.15428571,1.0085714290000001,3.0257142859999999,6.0514285709999998,7.06,0,2.0171428570000001,2.0171428570000001,1.0085714290000001,4.0342857140000001,2.0171428570000001,2.0171428570000001,4.0342857140000001,4.0342857140000001,3.0257142859999999,1.0085714290000001,3.0257142859999999,2.0171428570000001,4.0342857140000001,2.0171428570000001,4.0342857140000001,3.0257142859999999,2.0171428570000001,3.0257142859999999,2.0171428570000001,4.0342857140000001,3.0257142859999999,0,2.0171428570000001,1.0085714290000001,0,1.0085714290000001,0,1.0085714290000001,0,3.0257142859999999,0,1.0085714290000001,0,0,0,0,0,0,0,0,0,0,0,0,0,0,0,0,0,0,0,null,245.84392082050954,737.53176221777392,245.84392082050954,2458.4392082050954,1475.0635241917932,1229.2196036150383,2704.2831268318132,2212.5952864095675,2458.4392082050954,2458.4392082050954,2458.4392082050954,5408.5662561011723,3687.6588110888697,5408.5662561011723,1720.9074450123028,2458.4392082050954,2458.4392082050954,2212.5952864095675,1475.0635241917932,1720.9074450123028,737.53176221777392,737.53176221777392,0,1475.0635241917932,737.53176221777392,491.68784139726444,491.68784139726444,1720.9074450123028,1720.9074450123028,1720.9074450123028,737.53176221777392,1720.9074450123028,1720.9074450123028,1966.7513658328126,4425.1905718441158,245.84392082050954,737.53176221777392,1475.0635241917932,1720.9074450123028,0,491.68784139726444,491.68784139726444,245.84392082050954,983.37568279452887,491.68784139726444,491.68784139726444,983.37568279452887,983.37568279452887,737.53176221777392,245.84392082050954,737.53176221777392,491.68784139726444,983.37568279452887,491.68784139726444,983.37568279452887,737.53176221777392,491.68784139726444,737.53176221777392,491.68784139726444,983.37568279452887,737.53176221777392,0,491.68784139726444,245.84392082050954,0,245.84392082050954,0,245.84392082050954,0,737.53176221777392,0,245.84392082050954,0,0,0,0,0,0,0,0,0,0,0,0,0,0,0,0,0,0,0]
[5,"TRANSFORMERS","kiosk mounted ; < = 22 kv ; < = 60 kva ; single phase",243.75459561080777,55.893874996265765,7.476220635873835,2,0,0,1.0109890109999999,1.0109890109999999,1.0109890109999999,0,1.0109890109999999,0,1.0109890109999999,15.164835160000001,3.0329670329999998,2.0219780219999999,5.0549450550000001,3.0329670329999998,2.0219780219999999,0,3.0329670329999998,1.0109890109999999,2.0219780219999999,2.0219780219999999,1.0109890109999999,5.0549450550000001,3.0329670329999998,5.0549450550000001,1.0109890109999999,1.0109890109999999,1.0109890109999999,2.0219780219999999,0,6.0659340659999996,3.0329670329999998,3.0329670329999998,1.0109890109999999,0,0,3.0329670329999998,1.0109890109999999,2.0219780219999999,0,1.0109890109999999,0,2.0219780219999999,1.0109890109999999,1.0109890109999999,1.0109890109999999,0,0,1.0109890109999999,1.0109890109999999,0,0,0,1.0109890109999999,0,0,1.0109890109999999,0,0,0,0,0,0,0,0,0,0,0,0,0,0,0,0,0,0,0,0,0,0,0,0,0,0,0,0,0,0,0,0,0,0,0,null,0,0,246.43321754327548,246.43321754327548,246.43321754327548,0,246.43321754327548,0,246.43321754327548,3696.4982619303596,739.29965262982637,492.86643508655095,1232.1660877163774,739.29965262982637,492.86643508655095,0,739.29965262982637,246.43321754327548,492.86643508655095,492.86643508655095,246.43321754327548,1232.1660877163774,739.29965262982637,1232.1660877163774,246.43321754327548,246.43321754327548,246.43321754327548,492.86643508655095,0,1478.5993052596527,739.29965262982637,739.29965262982637,246.43321754327548,0,0,739.29965262982637,246.43321754327548,492.86643508655095,0,246.43321754327548,0,492.86643508655095,246.43321754327548,246.43321754327548,246.43321754327548,0,0,246.43321754327548,246.43321754327548,0,0,0,246.43321754327548,0,0,246.43321754327548,0,0,0,0,0,0,0,0,0,0,0,0,0,0,0,0,0,0,0,0,0,0,0,0,0,0,0,0,0,0,0,0,0,0,0]
[5,"TRANSFORMERS","kiosk mounted ; < = 22 kv ; > 60 kva and < = 600 kva ; multiple phase",243.75459561080777,55.893874996265765,7.476220635873835,2,6.007017544,52.060818709999999,87.101754389999996,93.108771930000003,132.15438599999999,192.2245614,254.297076,192.2245614,220.2573099,216.2526316,266.31111110000001,399.46666670000002,331.3871345,371.43391810000003,343.4011696,300.35087720000001,192.2245614,109.1274854,90.105263160000007,99.115789469999996,76.088888890000007,64.0748538,58.06783626,61.071345030000003,100.1169591,102.1192982,89.104093570000003,70.08187135,62.07251462,54.063157889999999,49.057309940000003,27.03157895,23.02690058,27.03157895,17.01988304,30.03508772,31.03625731,38.044444439999999,40.04678363,18.02105263,10.01169591,14.01637427,3.003508772,13.01520468,8.009356725,9.010526316,13.01520468,2.002339181,10.01169591,12.01403509,6.007017544,2.002339181,11.0128655,2.002339181,6.007017544,1.001169591,11.0128655,0,2.002339181,1.001169591,1.001169591,0,0,0,0,0,0,0,0,0,0,0,0,4.004678363,0,0,0,0,0,1.001169591,0,0,0,8.009356725,0,0,0,0,0,0,0,null,1464.2381322647477,12690.063811823626,21231.452918326351,22695.691049616082,32213.238917624592,46855.62023052189,61986.080925390852,46855.62023052189,53688.731504998868,52712.572765430989,64914.557192845401,97371.835801455833,80777.136960671865,90538.724502603392,83705.613228126414,73211.906613237385,46855.62023052189,26600.32607370133,21963.571983971218,24159.929180905809,18547.016341857634,15618.540076840629,14154.3019455509,14886.421011195765,24403.96887920428,24892.048236800489,21719.532295422927,17082.778210567903,15130.460699744053,13178.143188920201,11957.94474617876,6589.0715956788736,5612.9128390481746,6589.0715956788736,4148.6747077584459,7321.1906613237379,7565.2303498720266,9273.5081697100431,9761.5875492441664,4392.7143963067338,2440.3968879204281,3416.5556421135811,732.11906613237386,3172.5159535652929,1952.3175096050786,2196.3571983971215,3172.5159535652929,488.07937734033101,2440.3968879204281,2928.4762650170046,1464.2381322647477,488.07937734033101,2684.4365764687163,488.07937734033101,1464.2381322647477,244.03968879204282,2684.4365764687163,0,488.07937734033101,244.03968879204282,244.03968879204282,0,0,0,0,0,0,0,0,0,0,0,0,976.1587549244166,0,0,0,0,0,244.03968879204282,0,0,0,1952.3175096050786,0,0,0,0,0,0,0]
[5,"TRANSFORMERS","kiosk mounted ; < = 22 kv ; > 600 kva ; multiple phase",189.00455547430752,55.569326149808134,7.4544836273083419,2,39.30207394,50.678990079999998,55.850315600000002,67.227231739999993,73.432822360000003,68.261496840000007,85.844003610000001,77.56988278,94.118124440000003,138.5915239,139.625789,187.20198379999999,163.4138864,88.946798920000006,137.5572588,98.255184850000006,78.604147879999999,51.713255179999997,43.439134359999997,43.439134359999997,32.062218209999997,41.370604149999998,46.541929670000002,57.918845810000001,22.753832280000001,32.062218209999997,5.1713255179999997,9.3083859330000003,14.47971145,14.47971145,29.99368801,4.1370604149999997,17.582506760000001,17.582506760000001,21.719567179999999,13.445446349999999,12.411181239999999,8.2741208299999993,10.34265104,3.1027953109999999,5.1713255179999997,20.685302069999999,9.3083859330000003,4.1370604149999997,7.239855726,0,7.239855726,2.0685302069999998,3.1027953109999999,1.0342651039999999,1.0342651039999999,4.1370604149999997,9.3083859330000003,3.1027953109999999,4.1370604149999997,1.0342651039999999,3.1027953109999999,0,0,2.0685302069999998,0,0,3.1027953109999999,0,0,0,0,0,0,3.1027953109999999,0,0,0,1.0342651039999999,0,0,0,0,1.0342651039999999,0,0,0,0,0,0,0,0,0,0,0,0,null,7428.2710142480664,9578.5599919572396,10555.964073077783,12706.253050786956,13879.13794737559,12901.733866255048,16224.9077424429,14661.061213028042,17788.754271857761,26194.429367226367,26389.910182694457,35382.02773202752,30885.968957360987,16811.350190737219,25998.948551758276,18570.677535620165,14856.542028496133,9774.0408074253301,8210.1942799005174,8210.1942799005174,6059.9053003012978,7819.2326470742919,8796.6367281948351,10946.925705904008,4300.5779554183491,6059.9053003012978,977.40408074253298,1759.3273454499624,2736.7314260034909,2736.7314260034909,5668.9436693651178,781.9232647074291,3323.1738742978073,3323.1738742978073,4105.0971399502587,2541.2506105354005,2345.7697931772645,1563.8465294148582,1954.8081622410843,586.44244848332073,977.40408074253298,3909.6163225921232,1759.3273454499624,781.9232647074291,1368.3657131907501,0,1368.3657131907501,390.96163225921231,586.44244848332073,195.48081622410842,195.48081622410842,781.9232647074291,1759.3273454499624,586.44244848332073,781.9232647074291,195.48081622410842,586.44244848332073,0,0,390.96163225921231,0,0,586.44244848332073,0,0,0,0,0,0,586.44244848332073,0,0,0,195.48081622410842,0,0,0,0,195.48081622410842,0,0,0,0,0,0,0,0,0,0,0,0]
[5,"TRANSFORMERS","kiosk mounted ; < = 22 kv ; > 600 kva ; single phase",189.00455547430752,55.569326149808134,7.4544836273083419,2,2,0,0,0,1,0,0,0,0,0,0,0,1,0,0,0,0,0,0,0,0,0,0,0,0,0,0,0,0,0,0,0,0,0,0,0,0,0,0,0,0,0,1,0,0,0,0,0,0,0,0,0,0,0,0,0,0,0,0,0,0,0,0,0,0,0,0,0,0,0,0,0,0,0,0,0,0,0,0,0,0,0,0,0,0,0,0,0,0,0,0,null,378.00911094861505,0,0,0,189.00455547430752,0,0,0,0,0,0,0,189.00455547430752,0,0,0,0,0,0,0,0,0,0,0,0,0,0,0,0,0,0,0,0,0,0,0,0,0,0,0,0,0,189.00455547430752,0,0,0,0,0,0,0,0,0,0,0,0,0,0,0,0,0,0,0,0,0,0,0,0,0,0,0,0,0,0,0,0,0,0,0,0,0,0,0,0,0,0,0,0,0,0,0,0]
[5,"TRANSFORMERS","pole mounted ; < = 22 kv ; < = 60 kva ; multiple phase",19.726269399239442,56.438601101701884,7.5125628850414214,2,117.02674690000001,261.05966619999998,270.06172370000002,374.08549870000002,499.11407450000002,412.09418579999999,333.07612590000002,359.08206960000001,437.09990090000002,1188.2715840000001,545.12459039999999,523.11956110000006,329.07521150000002,302.0690391,328.07498290000001,316.07223959999999,365.0834413,481.10995960000002,496.11338869999997,514.11750359999996,463.10584469999998,609.13922119999995,574.13121999999998,755.17259769999998,797.18219920000001,847.19362950000004,736.16825419999998,705.16116739999995,719.1643679,761.17396940000003,596.13624930000003,444.10150119999997,497.11361729999999,597.13647790000005,587.13419190000002,627.14333610000006,579.13236300000005,698.15956719999997,613.14013560000001,584.13350609999998,382.08732759999998,416.09510019999999,364.08321269999999,313.0715538,265.0605807,292.06675300000001,235.05372249999999,317.0724682,238.05440830000001,317.0724682,274.06263810000002,263.06012340000001,263.06012340000001,257.05875179999998,346.0790978,224.05120779999999,103.0235464,21.004800729999999,22.00502934,15.003429089999999,17.003886309999999,13.00297188,5.0011430309999998,3.0006858190000001,32.007315400000003,1.0002286060000001,0,2.0004572129999998,1.0002286060000001,3.0006858190000001,0,1.0002286060000001,0,2.0004572129999998,0,0,0,1.0002286060000001,0,0,0,0,0,1.0002286060000001,0,0,0,0,0,0,0,null,2308.5011362660093,5149.7333047367229,5327.3103161291674,7379.3113257050363,9845.6586945390645,8129.0809269510328,6570.3493899583946,7083.3496413660478,8622.3503995342635,23440.16538544498,10753.274526380455,10319.197390270499,6491.4262746606973,5958.6952424559922,6471.695495836273,6234.9261479705565,7201.7343162852194,9490.504673726804,9786.4663580657925,10141.620378878053,9135.3506529145434,12016.044379034105,11325.467116234007,14896.738105153667,15725.43082169736,16711.969768836447,14521.853305516983,13910.19915801458,14186.430063529146,15015.122780072839,11759.544252343965,8760.4658532778576,9806.1971368902159,11779.27503116839,11581.967242924149,12371.198399846367,11424.12101035613,13772.083706243611,12094.967494331802,11522.774906450875,7537.1575582730557,8208.0040422487291,7182.0035374607951,6175.7338114972845,5228.6564220070468,5761.3874522391243,4636.7330533290697,6254.6569267949808,4695.9253898023417,6254.6569267949808,5406.2334314268637,5189.1948623855715,5189.1948623855715,5070.8101894390265,6826.8495166485336,4419.6944842877774,2032.2702307514448,414.34635787732128,434.07713689900811,295.96168414172587,335.42324218509947,256.50012629561496,98.653894733634885,59.192336848071442,631.38492632682539,19.730778942781726,0,39.461557905289716,19.730778942781726,59.192336848071442,0,19.730778942781726,0,39.461557905289716,0,0,0,19.730778942781726,0,0,0,0,0,19.730778942781726,0,0,0,0,0,0,0]
[5,"TRANSFORMERS","pole mounted ; < = 22 kv ; < = 60 kva ; single phase",13.360723432309619,49.628461751999865,7.0447471034807112,2,386.26199430000003,1499.7828999999999,769.50631669999996,814.77139420000003,1137.66228,1060.208703,848.97167490000004,889.20729930000005,997.84348520000003,1405.229182,1833.738582,1525.936056,1075.2970620000001,1066.2440469999999,1001.867048,921.39579890000005,667.91136510000001,677.97027119999996,670.92903690000003,600.51669419999996,641.75820929999998,546.19860129999995,577.38121020000006,688.02917730000001,820.80673790000003,708.14698950000002,644.77588109999999,684.00561489999996,699.093974,771.51809800000001,804.71248809999997,679.98205240000004,810.74783179999997,727.25891109999998,808.73605050000003,814.77139420000003,671.93492760000004,928.43703310000001,879.14839319999999,668.91725570000006,439.57419659999999,357.09116660000001,399.33857219999999,301.76718299999999,397.32679100000001,487.85694590000003,287.68471449999998,323.89677649999999,313.83787039999999,371.17363510000001,284.66704270000002,246.44319949999999,207.2134657,182.06620040000001,648.79944350000005,242.41963699999999,116.6833108,27.15904647,11.06479671,12.070687319999999,13.076577929999999,4.0235624400000001,1.00589061,1.00589061,20.117812199999999,1.00589061,0,1.00589061,1.00589061,0,0,0,0,1.00589061,0,0,0,0,0,0,0,0,0,0,0,0,0,0,0,0,0,null,5160.7396782546548,20038.184535407272,10281.161076843957,10885.935258463518,15199.991082450788,14165.155261310691,11342.875750203575,11880.452799938264,13331.910834489137,18774.87845971268,24500.074041257612,20387.609619605322,14366.74665295709,14245.791823313539,13385.668544272465,12310.514440794872,8923.7790263974748,9058.1732888311471,8964.0973047267562,8023.3374676910498,8574.353944871571,7297.608451083649,7714.2306644944265,9192.5675512648195,10966.57181645815,9461.3560761321642,8614.6722232008506,9138.8098468257795,9340.4012398082523,10308.039930399549,10751.540996029846,9085.0521410506681,10832.177554024478,9716.7051748897484,10805.298700468886,10885.935258463518,8977.536732172588,12404.590423563192,11746.05853750459,8937.2184525072353,5873.0292687522951,4770.9963170633982,5335.4522190176067,4031.8278730101647,5308.5733667980867,6518.1217287011368,3843.6759061374528,4327.4952514331017,4193.1009889994293,4959.1482839361106,3803.3576278081732,3292.6594302930043,2768.5218066680754,2432.5361499158594,8668.4299276398924,3238.901724517892,1558.973444765026,362.86450857091484,147.83368867703939,161.27311492040658,174.71254116377381,53.757704973468869,13.439426243367217,13.439426243367217,268.78852486734434,13.439426243367217,0,13.439426243367217,13.439426243367217,0,0,0,0,13.439426243367217,0,0,0,0,0,0,0,0,0,0,0,0,0,0,0,0,0]
[5,"TRANSFORMERS","pole mounted ; < = 22 kv ; > 60 kva and < = 600 kva ; multiple phase",38.13142141338686,48.840294381890395,6.9885831455231608,2,123.0145138,347.04094559999999,701.08271709999997,775.09144900000001,1043.123073,922.10879480000006,900.10619889999998,773.09121300000004,799.09428100000002,1434.16921,1674.1975299999999,1467.173104,831.09805700000004,726.08566710000002,660.07787919999998,531.06265729999996,455.0536894,472.05569539999999,394.0464915,445.05250940000002,406.04790750000001,484.0571114,497.05864539999999,467.0551054,528.06230330000005,458.05404340000001,303.03575360000002,324.03823160000002,331.03905759999998,370.04365949999999,280.0330396,247.02914569999999,214.02525170000001,281.03315759999998,327.03858559999998,278.03280369999999,265.0312697,372.04389550000002,371.04377749999998,333.03929360000001,186.02194779999999,196.0231278,234.02761169999999,206.02430770000001,195.02300980000001,177.0208858,143.01687380000001,153.01805379999999,137.01616580000001,162.01911580000001,132.01557579999999,108.0127439,92.010855879999994,112.01321590000001,258.03044369999998,76.008967900000002,43.005073950000003,9.0010619890000001,11.001297989999999,20.002359970000001,11.001297989999999,16.001887979999999,7.0008259910000001,2.0002359969999999,103.0121539,2.0002359969999999,4.0004719949999998,2.0002359969999999,3.0003539959999999,1.000117999,3.0003539959999999,1.000117999,2.0002359969999999,5.0005899940000003,0,0,1.000117999,0,0,2.0002359969999999,0,0,0,0,1.000117999,0,0,0,0,0,0,null,4690.7182656706937,13233.164544373863,26733.280531382381,29555.338675731651,39775.765482590105,35161.319043509073,34322.328787057711,29479.066833889425,30470.600777838379,54686.910524614119,63839.531545681384,55945.395915010864,31690.950247314016,27686.678554410224,25169.707777429863,20250.173982419346,17351.843996227853,18000.154651886784,15025.552823853064,16970.484787016718,15483.183874906428,18457.785702940149,18953.552674914627,17809.475047281216,20135.766219656009,17466.251758991195,11555.184023844866,12356.038363188252,12622.989809636045,14110.290721746336,10678.057842659251,9419.5724560756425,8161.0870656788929,10716.193763580364,12470.44612595159,10601.786004630165,10106.019032655688,14186.562563588564,14148.426642667449,12699.261651478273,7093.2812837008523,7474.640492911989,8923.8054841011653,7855.9996983099836,7436.5045719908758,6750.0579954108298,5453.436684092967,5834.7958933041018,5224.621158566285,6178.0191815941262,5033.9415539607162,4118.6794556671312,3508.5047201666839,4271.2231393515858,9839.0675862078915,2898.3299861914948,1639.8445977013155,343.22328787057711,419.4951297509358,762.71841727833021,419.4951297509358,610.17473397518984,266.95144610461267,76.271841727833007,3927.9998510615628,76.271841727833007,152.54368349379746,76.271841727833007,114.40776261081523,38.135920882982219,114.40776261081523,38.135920882982219,76.271841727833007,190.67960437677968,0,0,38.135920882982219,0,0,76.271841727833007,0,0,0,0,38.135920882982219,0,0,0,0,0,0]
[5,"TRANSFORMERS","pole mounted ; < = 22 kv ; > 60 kva and < = 600 kva ; single phase",74.201559863176087,43.082864705329015,6.5637538577653123,2,4,25,25,26,30,29,25,17,17,19,78,55,46,26,16,15,10,10,8,15,9,8,6,3,12,6,4,13,12,10,8,11,19,20,11,8,16,14,9,3,2,8,1,0,4,7,2,7,2,4,3,0,1,0,2,4,2,1,0,0,0,0,0,0,1,0,0,0,0,0,0,0,0,0,0,0,0,0,0,0,0,0,0,0,0,0,0,0,0,0,0,null,296.80623945270435,1855.0389965794022,1855.0389965794022,1929.2405564425783,2226.0467958952827,2151.8452360321066,1855.0389965794022,1261.4265176739934,1261.4265176739934,1409.8296374003457,5787.7216693277351,4081.0857924746847,3413.2717537060998,1929.2405564425783,1187.2249578108174,1113.0233979476413,742.01559863176089,742.01559863176089,593.61247890540869,1113.0233979476413,667.81403876858474,593.61247890540869,445.20935917905649,222.60467958952825,890.41871835811298,445.20935917905649,296.80623945270435,964.62027822128914,890.41871835811298,742.01559863176089,593.61247890540869,816.21715849493694,1409.8296374003457,1484.0311972635218,816.21715849493694,593.61247890540869,1187.2249578108174,1038.8218380844653,667.81403876858474,222.60467958952825,148.40311972635217,593.61247890540869,74.201559863176087,0,296.80623945270435,519.41091904223265,148.40311972635217,519.41091904223265,148.40311972635217,296.80623945270435,222.60467958952825,0,74.201559863176087,0,148.40311972635217,296.80623945270435,148.40311972635217,74.201559863176087,0,0,0,0,0,0,74.201559863176087,0,0,0,0,0,0,0,0,0,0,0,0,0,0,0,0,0,0,0,0,0,0,0,0,0,0]
[5,"TRANSFORMERS","pole mounted ; < = 22 kv ; > 600 kva ; multiple phase",61.175297518025097,23.844224717267771,4.8830548550336568,2,102.7901408,100.77464790000001,102.7901408,72.557746480000006,76.588732390000004,75.580985920000003,86.666197179999998,62.480281689999998,82.635211269999999,74.573239439999995,62.480281689999998,67.519014080000005,76.588732390000004,97.75140845,47.364084509999998,51.395070420000003,23.178169010000001,39.30211268,18.139436620000001,6.0464788729999999,12.09295775,26.201408449999999,13.10070423,7.0542253519999996,9.0697183100000007,4.0309859149999996,1.0077464789999999,1.0077464789999999,1.0077464789999999,2.0154929579999998,0,0,3.023239437,0,4.0309859149999996,3.023239437,4.0309859149999996,4.0309859149999996,3.023239437,1.0077464789999999,0,0,0,0,1.0077464789999999,0,0,1.0077464789999999,2.0154929579999998,0,0,1.0077464789999999,0,0,0,0,0,0,0,0,0,0,0,0,0,0,0,0,0,0,0,0,0,0,0,0,0,0,0,0,0,0,0,0,0,0,0,0,0,0,0,null,6288.2174453596908,6164.9190675567233,6288.2174453596908,4438.741728151439,4685.3384904866552,4623.689300361666,5301.8303972423273,3822.2498213957656,5055.2336349071102,4562.0401096249234,3822.2498213957656,4130.4957744677258,4685.3384904866552,5979.9714947347429,2897.5119615681338,3144.1087239033513,1417.9313851098193,2404.3184362859465,1109.6854320378598,369.8951439922281,739.79028822915734,1602.8789573200468,801.43947896589987,431.54433466779528,554.84271601892988,246.59676264109359,61.649190675567226,61.649190675567226,61.649190675567226,123.29838135113445,0,0,184.94757202670169,0,246.59676264109359,184.94757202670169,246.59676264109359,246.59676264109359,184.94757202670169,61.649190675567226,0,0,0,0,61.649190675567226,0,0,61.649190675567226,123.29838135113445,0,0,61.649190675567226,0,0,0,0,0,0,0,0,0,0,0,0,0,0,0,0,0,0,0,0,0,0,0,0,0,0,0,0,0,0,0,0,0,0,0,0,0,0,0]
[5,"TRANSFORMERS","pole mounted ; < = 22 kv ; > 600 kva ; single phase",61.175297518025097,23.844224717267771,4.8830548550336568,2,71.29789864,74.353522870000006,38.704573549999999,57.038318910000001,66.205191589999998,60.09394314,57.038318910000001,42.778739180000002,47.871446229999997,29.537700869999998,28.519159460000001,21.389369590000001,35.64894932,28.519159460000001,18.333745360000002,25.463535230000002,12.22249691,20.37082818,11.203955499999999,12.22249691,1.018541409,7.1297898640000001,3.055624227,3.055624227,4.0741656370000001,0,3.055624227,2.037082818,2.037082818,4.0741656370000001,3.055624227,2.037082818,9.1668726819999993,3.055624227,4.0741656370000001,4.0741656370000001,3.055624227,0,0,1.018541409,0,0,2.037082818,0,0,1.018541409,0,0,2.037082818,0,0,0,1.018541409,0,0,0,0,0,0,0,0,0,0,0,0,0,0,0,0,0,0,0,0,0,0,0,0,0,0,0,0,0,0,0,0,0,0,0,0,0,0,null,{"$f":"IFERROR($D66*H66,\"\")","v":4361.670161711997},{"$f":"IFERROR($D66*I66,\"\")","v":4548.598883085534},{"$f":"IFERROR($D66*J66,\"\")","v":2367.7638022295346},{"$f":"IFERROR($D66*K66,\"\")","v":3489.3361292472468},{"$f":"IFERROR($D66*L66,\"\")","v":4050.122292756103},{"$f":"IFERROR($D66*M66,\"\")","v":3676.2648506207834},{"$f":"IFERROR($D66*N66,\"\")","v":3489.3361292472468},{"$f":"IFERROR($D66*O66,\"\")","v":2617.0020967824971},{"$f":"IFERROR($D66*P66,\"\")","v":2928.5499657383907},{"$f":"IFERROR($D66*Q66,\"\")","v":1806.9776387206787},{"$f":"IFERROR($D66*R66,\"\")","v":1744.6680649295001},{"$f":"IFERROR($D66*S66,\"\")","v":1308.5010483912486},{"$f":"IFERROR($D66*T66,\"\")","v":2180.8350808559985},{"$f":"IFERROR($D66*U66,\"\")","v":1744.6680649295001},{"$f":"IFERROR($D66*V66,\"\")","v":1121.5723270177123},{"$f":"IFERROR($D66*W66,\"\")","v":1557.7393435559636},{"$f":"IFERROR($D66*X66,\"\")","v":747.71488488239243},{"$f":"IFERROR($D66*Y66,\"\")","v":1246.1914746000698},{"$f":"IFERROR($D66*Z66,\"\")","v":685.40531109121355},{"$f":"IFERROR($D66*AA66,\"\")","v":747.71488488239243},{"$f":"IFERROR($D66*AB66,\"\")","v":62.309573730003486},{"$f":"IFERROR($D66*AC66,\"\")","v":436.16701617119969},{"$f":"IFERROR($D66*AD66,\"\")","v":186.92872119001046},{"$f":"IFERROR($D66*AE66,\"\")","v":186.92872119001046},{"$f":"IFERROR($D66*AF66,\"\")","v":249.23829498118926},{"$f":"IFERROR($D66*AG66,\"\")","v":0},{"$f":"IFERROR($D66*AH66,\"\")","v":186.92872119001046},{"$f":"IFERROR($D66*AI66,\"\")","v":124.61914746000697},{"$f":"IFERROR($D66*AJ66,\"\")","v":124.61914746000697},{"$f":"IFERROR($D66*AK66,\"\")","v":249.23829498118926},{"$f":"IFERROR($D66*AL66,\"\")","v":186.92872119001046},{"$f":"IFERROR($D66*AM66,\"\")","v":124.61914746000697},{"$f":"IFERROR($D66*AN66,\"\")","v":560.78616363120659},{"$f":"IFERROR($D66*AO66,\"\")","v":186.92872119001046},{"$f":"IFERROR($D66*AP66,\"\")","v":249.23829498118926},{"$f":"IFERROR($D66*AQ66,\"\")","v":249.23829498118926},{"$f":"IFERROR($D66*AR66,\"\")","v":186.92872119001046},{"$f":"IFERROR($D66*AS66,\"\")","v":0},{"$f":"IFERROR($D66*AT66,\"\")","v":0},{"$f":"IFERROR($D66*AU66,\"\")","v":62.309573730003486},{"$f":"IFERROR($D66*AV66,\"\")","v":0},{"$f":"IFERROR($D66*AW66,\"\")","v":0},{"$f":"IFERROR($D66*AX66,\"\")","v":124.61914746000697},{"$f":"IFERROR($D66*AY66,\"\")","v":0},{"$f":"IFERROR($D66*AZ66,\"\")","v":0},{"$f":"IFERROR($D66*BA66,\"\")","v":62.309573730003486},{"$f":"IFERROR($D66*BB66,\"\")","v":0},{"$f":"IFERROR($D66*BC66,\"\")","v":0},{"$f":"IFERROR($D66*BD66,\"\")","v":124.61914746000697},{"$f":"IFERROR($D66*BE66,\"\")","v":0},{"$f":"IFERROR($D66*BF66,\"\")","v":0},{"$f":"IFERROR($D66*BG66,\"\")","v":0},{"$f":"IFERROR($D66*BH66,\"\")","v":62.309573730003486},{"$f":"IFERROR($D66*BI66,\"\")","v":0},{"$f":"IFERROR($D66*BJ66,\"\")","v":0},{"$f":"IFERROR($D66*BK66,\"\")","v":0},{"$f":"IFERROR($D66*BL66,\"\")","v":0},{"$f":"IFERROR($D66*BM66,\"\")","v":0},{"$f":"IFERROR($D66*BN66,\"\")","v":0},{"$f":"IFERROR($D66*BO66,\"\")","v":0},{"$f":"IFERROR($D66*BP66,\"\")","v":0},{"$f":"IFERROR($D66*BQ66,\"\")","v":0},{"$f":"IFERROR($D66*BR66,\"\")","v":0},{"$f":"IFERROR($D66*BS66,\"\")","v":0},{"$f":"IFERROR($D66*BT66,\"\")","v":0},{"$f":"IFERROR($D66*BU66,\"\")","v":0},{"$f":"IFERROR($D66*BV66,\"\")","v":0},{"$f":"IFERROR($D66*BW66,\"\")","v":0},{"$f":"IFERROR($D66*BX66,\"\")","v":0},{"$f":"IFERROR($D66*BY66,\"\")","v":0},{"$f":"IFERROR($D66*BZ66,\"\")","v":0},{"$f":"IFERROR($D66*CA66,\"\")","v":0},{"$f":"IFERROR($D66*CB66,\"\")","v":0},{"$f":"IFERROR($D66*CC66,\"\")","v":0},{"$f":"IFERROR($D66*CD66,\"\")","v":0},{"$f":"IFERROR($D66*CE66,\"\")","v":0},{"$f":"IFERROR($D66*CF66,\"\")","v":0},{"$f":"IFERROR($D66*CG66,\"\")","v":0},{"$f":"IFERROR($D66*CH66,\"\")","v":0},{"$f":"IFERROR($D66*CI66,\"\")","v":0},{"$f":"IFERROR($D66*CJ66,\"\")","v":0},{"$f":"IFERROR($D66*CK66,\"\")","v":0},{"$f":"IFERROR($D66*CL66,\"\")","v":0},{"$f":"IFERROR($D66*CM66,\"\")","v":0},{"$f":"IFERROR($D66*CN66,\"\")","v":0},{"$f":"IFERROR($D66*CO66,\"\")","v":0},{"$f":"IFERROR($D66*CP66,\"\")","v":0},{"$f":"IFERROR($D66*CQ66,\"\")","v":0},{"$f":"IFERROR($D66*CR66,\"\")","v":0},{"$f":"IFERROR($D66*CS66,\"\")","v":0},{"$f":"IFERROR($D66*CT66,\"\")","v":0}]
[6,"UNDERGROUND CABLES","˂ = 1 kv",207.15243447495183,26.789932721994113,5.1758992186859771,2,70.099999999999994,209.77,83.09,163.26,247.07,278.60000000000002,376.04,395.43,352.36,512.78,1132.72,1237.58,634.32000000000005,221.26,307.32,83.28,17.12,13.12,4.43,6.12,3.79,2.12,3.54,0.06,3.17,10.7,8.07,1.63,5.3,0,1.22,0.55000000000000004,0,0.72,0,0.51,0,0,0.26,0,0,0,0.04,0,0,0.19,0,0,0.08,0.45,0,0,0,0,0,0,0,0,0,0,0,0,0,0,0,0,0,0,0,0,0,0,0,0,0,0,0,0,0,0,0,0,0,0,0,0,0,0,0,0,0,null,14521.385656694123,43454.366179810648,17212.295780523749,33819.706452380633,51181.151985726348,57712.668244721586,77897.60145996089,81914.287164430207,72992.231811594029,106223.62535006579,234645.70557846743,256367.70985751087,131400.93223615145,45834.547651927838,63662.086162842199,17251.654743073988,3546.4496782111755,2717.8399403113681,917.68528472403659,1267.7728989867053,785.10772666006744,439.1631610868979,733.31961804132948,12.42914606849711,656.67321728559727,2216.5310488819846,1671.7201462128614,337.65846819417146,1097.9079027172447,0,252.72597005944124,113.93383896122351,0,149.14975282196531,0,105.64774158222544,0,0,53.859632963487478,0,0,0,8.2860973789980736,0,0,39.358962550240847,0,0,16.572194757996147,93.218595513728332,0,0,0,0,0,0,0,0,0,0,0,0,0,0,0,0,0,0,0,0,0,0,0,0,0,0,0,0,0,0,0,0,0,0,0,0,0,0,0,0,0]
[6,"UNDERGROUND CABLES","> 1 kv & < = 11 kv",410.68106254293127,56.267323487111625,7.5011548102349961,2,10.63,37.69,16.45,24.19,33.76,72.39,104.89,91.95,109.2,143.91,175.7,165,87.24,46.24,58.21,45.71,64.28,40.909999999999997,12.56,32.56,107.41,17.579999999999998,15.26,12.27,11.02,23.26,18.07,27.91,15.75,11.55,8.34,3.76,4.42,20.12,20.420000000000002,10.85,6.06,17,9.98,7.81,2.91,4.5599999999999996,2.37,2.63,25.76,1.52,0.63,3.91,2.29,1.9,1.47,0.43,0.55000000000000004,0.49,3.54,0.12,0.46,0,0,0.01,0.24,0,0.34,0,0.81,0,0,0,0,0.03,0,0,0,0,0,0,0,0,0,0,0,0,0,0.41,0,0,0,0,0,0,0,null,4365.5396948313601,15478.569247243078,6755.7034788312194,9934.3749029135088,13864.59267144936,29729.202117482793,43076.336650128062,37762.123700822529,44846.372029688093,59101.111710553239,72156.662688793018,67762.375319583662,35827.815896245324,18989.892331985142,23905.74465062403,18772.231368837391,26398.578700259623,16800.962268631316,5158.1541455392171,13371.775396397843,44111.252927736248,7219.773079504731,6266.9930144051314,5039.0566374017662,4525.7053092231026,9552.4415147485815,7421.006800150768,11462.108455573212,6468.2267350511675,4743.3662723708567,3425.0800616080469,1544.1607951614214,1815.2102964397561,8262.9029783637779,8386.1072971266567,4455.8895285908038,2488.7272390101634,6981.578063229832,4098.597004178454,3207.4190984602933,1195.0818919999301,1872.7056451957665,973.31411822674715,1080.0911944879092,10579.144171105911,624.23521506525549,258.72906940204672,1605.7629545428613,940.45963322331261,780.29401883156936,603.70116193810895,176.59285689346044,225.87458439861223,201.23372064603632,1453.8109614019768,49.28172750515175,188.91328876974839,0,0,4.1068106254293131,98.5634550103035,0,139.63156126459666,0,332.65166065977434,0,0,0,0,12.320431876287937,0,0,0,0,0,0,0,0,0,0,0,0,0,168.3792356426018,0,0,0,0,0,0,0]
[6,"UNDERGROUND CABLES","> 11 kv & < = 22 kv",3280.3565235566016,64.373089245618388,8.023284193247699,2,2.97,7.85,5.44,12.95,12.04,22.09,17.260000000000002,23.77,21.16,35.1,74.790000000000006,97.83,32.29,16.329999999999998,23.26,15.34,3.83,4.13,5.76,16.96,12.07,13.72,11.46,7.2,22.19,20.67,10.02,14.73,6.94,7.59,11.05,1.72,13.74,4.3600000000000003,51.9,3.94,3.03,5.19,2.14,6.87,1.1599999999999999,0.05,1.9,0.13,4.37,0,0.06,0.08,0.65,1.86,0.74,0.34,0.13,0,3.07,0,0.96,7.0000000000000007E-2,0,0.23,0.13,0.04,0.34,0.67,0,0,0.19,0,0,0,0,0,0,0,0,0,0,0,0,0,0,0,0,0,0,0,0,0,0,0,0,null,9742.6588749631082,25750.79870991932,17845.139488147914,42480.616980057988,39495.492543621483,72463.075605365331,56618.953596586951,77974.074564940413,69412.344038457697,115140.51397683672,245337.86439679825,320917.27869954234,105922.71214564267,53568.222029679295,76301.092737926563,50320.669071358265,12563.765485221784,13547.872442288764,18894.853575686026,55634.846639519965,39593.903239328181,45006.491503196579,37592.885759958655,23618.566969607531,72791.111257721001,67804.969341914955,32869.17236603715,48319.651591988746,22765.674273482815,24897.906013794607,36247.939585300453,5642.2132205173548,45072.098633667709,14302.354442706785,170250.50357258762,12924.604702813011,9939.4802663765022,17025.050357258762,7019.9629604111278,22536.049316833854,3805.2135673256576,164.0178261778301,6232.677394757543,426.4463480623582,14335.158007942349,0,196.8213914133961,262.42852188452815,2132.2317403117913,6101.4631338152794,2427.463827431885,1115.3212180092446,426.4463480623582,0,10070.694527318767,0,3149.1422626143376,229.62495664896213,0,754.4820004180184,426.4463480623582,131.21426094226408,1115.3212180092446,2197.8388707829231,0,0,623.2677394757543,0,0,0,0,0,0,0,0,0,0,0,0,0,0,0,0,0,0,0,0,0,0,0,0]
[6,"UNDERGROUND CABLES","> 22 kv & < = 33 kv",410.68106254293127,56.267323487111625,7.5011548102349961,2,0,2.5299999999999998,0.01,0.78,0.01,0.6,3.66,2.34,10.46,5.89,5.18,0.51,0.96,0.75,5.99,1.48,0.26,2.42,0,0.12,0.42,0.28000000000000003,0.02,0.01,0.03,0,0.63,0.06,0.44,0.55000000000000004,0.16,0,0.13,0.62,0.41,0,0.28999999999999998,1.38,0.25,0.13,0,0,0.83,0,4.2699999999999996,1.26,0.83,0,0,0,0,0,0.53,0,0.75,0,0,0,0,0,0,0,0,0,0,0,0,0,0,0.05,0,0,0,0,0,0,0,0,0,0,0,0,0,0,0,0,0,0,0,0,0,null,0,1039.0230882336161,4.1068106254293131,320.33122878348638,4.1068106254293131,246.40863752575876,1503.0926889071286,960.99368635045914,4295.7239141990613,2418.9114583778651,2127.3279039723839,209.44734189689495,394.253820041214,308.01079690719848,2459.9795646321586,607.80797256353833,106.77707626116214,993.84817135389369,0,49.28172750515175,172.48604626803112,114.99069751202077,8.2136212508586262,4.1068106254293131,12.320431876287937,0,258.72906940204672,24.640863752575875,180.69966751888975,225.87458439861223,65.708970006869009,0,53.388538130581068,254.6222587766174,168.3792356426018,0,119.09750813745006,566.73986630924514,102.67026563573282,53.388538130581068,0,0,340.86528191063292,0,1753.6081370583163,517.45813880409344,340.86528191063292,0,0,0,0,0,217.66096314775359,0,308.01079690719848,0,0,0,0,0,0,0,0,0,0,0,0,0,0,20.534053127146564,0,0,0,0,0,0,0,0,0,0,0,0,0,0,0,0,0,0,0,0,0]
[6,"UNDERGROUND CABLES","> 33 kv & < = 66 kv",410.68106254293127,56.267323487111625,7.5011548102349961,2,0,0.2,0,0,0,0,0,0,0.15,1.17,8.84,3.5,0.8,0,0,0,0,0,0,0,2.58,0,0,0,0.16,0,0,0,0,0.35,0,0,0.64,0,0,0,0,0,0,0,0,0,0,0,0,0,0,0.71,0,0,0,0,0,0,0,0,0,0,0,0,0,0,0,0,0,0,0,0,0,0,0,0,0,0,0,0,0,0,0,0,0,0,0,0,0,0,0,0,0,0,0,null,0,82.136212508586254,0,0,0,0,0,0,61.602159381439691,480.49684317522957,3630.4205928795122,1437.3837189002595,328.54485003434502,0,0,0,0,0,0,0,1059.5571413607627,0,0,0,65.708970006869009,0,0,0,0,143.73837189002595,0,0,262.83588002747604,0,0,0,0,0,0,0,0,0,0,0,0,0,0,291.58355440548121,0,0,0,0,0,0,0,0,0,0,0,0,0,0,0,0,0,0,0,0,0,0,0,0,0,0,0,0,0,0,0,0,0,0,0,0,0,0,0,0,0,0,0]
[6,"UNDERGROUND CABLES","> 66 kv & < = 132 kv",3280.3565235566016,64.373089245618388,8.023284193247699,2,0,0,0,0,6.14,0,0,0,0,0,8.8800000000000008,0.04,0,0,0,0,0,0,0,0,0,0,0,0,0,0,0,0,0,0,0,0,0,0,0,0,0,0,0,0,0,0,0,0,0,0,0,0,0,0,0,0,0,0,0,0,0,0,0,0,0,0,0,0,0,0,0,0,0,0,0,0,0,0,0,0,0,0,0,0,0,0,0,0,0,0,0,0,0,0,0,null,0,0,0,0,20141.389054637533,0,0,0,0,0,29129.565929182623,131.21426094226408,0,0,0,0,0,0,0,0,0,0,0,0,0,0,0,0,0,0,0,0,0,0,0,0,0,0,0,0,0,0,0,0,0,0,0,0,0,0,0,0,0,0,0,0,0,0,0,0,0,0,0,0,0,0,0,0,0,0,0,0,0,0,0,0,0,0,0,0,0,0,0,0,0,0,0,0,0,0,0]
["",null,null,null,null,"","",null,null,null,null,null,null,null,null,null,null,null,null,null,null,null,null,null,null,null,null,null,null,null,null,null,null,null,null,null,null,null,null,null,null,null,null,null,null,null,null,null,null,null,null,null,null,null,null,null,null,null,null,null,null,null,null,null,null,null,null,null,null,null,null,null,null,null,null,null,null,null,null,null,null,null,null,null,null,null,null,null,null,null,null,null,null,null,null,null,null,null,null,0,0,0,0,0,0,0,0,0,0,0,0,0,0,0,0,0,0,0,0,0,0,0,0,0,0,0,0,0,0,0,0,0,0,0,0,0,0,0,0,0,0,0,0,0,0,0,0,0,0,0,0,0,0,0,0,0,0,0,0,0,0,0,0,0,0,0,0,0,0,0,0,0,0,0,0,0,0,0,0,0,0,0,0,0,0,0,0,0,0,0]
["",null,null,null,null,"","",null,null,null,null,null,null,null,null,null,null,null,null,null,null,null,null,null,null,null,null,null,null,null,null,null,null,null,null,null,null,null,null,null,null,null,null,null,null,null,null,null,null,null,null,null,null,null,null,null,null,null,null,null,null,null,null,null,null,null,null,null,null,null,null,null,null,null,null,null,null,null,null,null,null,null,null,null,null,null,null,null,null,null,null,null,null,null,null,null,null,null,null,0,0,0,0,0,0,0,0,0,0,0,0,0,0,0,0,0,0,0,0,0,0,0,0,0,0,0,0,0,0,0,0,0,0,0,0,0,0,0,0,0,0,0,0,0,0,0,0,0,0,0,0,0,0,0,0,0,0,0,0,0,0,0,0,0,0,0,0,0,0,0,0,0,0,0,0,0,0,0,0,0,0,0,0,0,0,0,0,0,0,0]
["",null,null,null,null,"","",null,null,null,null,null,null,null,null,null,null,null,null,null,null,null,null,null,null,null,null,null,null,null,null,null,null,null,null,null,null,null,null,null,null,null,null,null,null,null,null,null,null,null,null,null,null,null,null,null,null,null,null,null,null,null,null,null,null,null,null,null,null,null,null,null,null,null,null,null,null,null,null,null,null,null,null,null,null,null,null,null,null,null,null,null,null,null,null,null,null,null,null,0,0,0,0,0,0,0,0,0,0,0,0,0,0,0,0,0,0,0,0,0,0,0,0,0,0,0,0,0,0,0,0,0,0,0,0,0,0,0,0,0,0,0,0,0,0,0,0,0,0,0,0,0,0,0,0,0,0,0,0,0,0,0,0,0,0,0,0,0,0,0,0,0,0,0,0,0,0,0,0,0,0,0,0,0,0,0,0,0,0,0]
["",null,null,null,null,"","",null,null,null,null,null,null,null,null,null,null,null,null,null,null,null,null,null,null,null,null,null,null,null,null,null,null,null,null,null,null,null,null,null,null,null,null,null,null,null,null,null,null,null,null,null,null,null,null,null,null,null,null,null,null,null,null,null,null,null,null,null,null,null,null,null,null,null,null,null,null,null,null,null,null,null,null,null,null,null,null,null,null,null,null,null,null,null,null,null,null,null,null,0,0,0,0,0,0,0,0,0,0,0,0,0,0,0,0,0,0,0,0,0,0,0,0,0,0,0,0,0,0,0,0,0,0,0,0,0,0,0,0,0,0,0,0,0,0,0,0,0,0,0,0,0,0,0,0,0,0,0,0,0,0,0,0,0,0,0,0,0,0,0,0,0,0,0,0,0,0,0,0,0,0,0,0,0,0,0,0,0,0,0]
["",null,null,null,null,"","",null,null,null,null,null,null,null,null,null,null,null,null,null,null,null,null,null,null,null,null,null,null,null,null,null,null,null,null,null,null,null,null,null,null,null,null,null,null,null,null,null,null,null,null,null,null,null,null,null,null,null,null,null,null,null,null,null,null,null,null,null,null,null,null,null,null,null,null,null,null,null,null,null,null,null,null,null,null,null,null,null,null,null,null,null,null,null,null,null,null,null,null,0,0,0,0,0,0,0,0,0,0,0,0,0,0,0,0,0,0,0,0,0,0,0,0,0,0,0,0,0,0,0,0,0,0,0,0,0,0,0,0,0,0,0,0,0,0,0,0,0,0,0,0,0,0,0,0,0,0,0,0,0,0,0,0,0,0,0,0,0,0,0,0,0,0,0,0,0,0,0,0,0,0,0,0,0,0,0,0,0,0,0]
["",null,null,null,null,"","",null,null,null,null,null,null,null,null,null,null,null,null,null,null,null,null,null,null,null,null,null,null,null,null,null,null,null,null,null,null,null,null,null,null,null,null,null,null,null,null,null,null,null,null,null,null,null,null,null,null,null,null,null,null,null,null,null,null,null,null,null,null,null,null,null,null,null,null,null,null,null,null,null,null,null,null,null,null,null,null,null,null,null,null,null,null,null,null,null,null,null,null,0,0,0,0,0,0,0,0,0,0,0,0,0,0,0,0,0,0,0,0,0,0,0,0,0,0,0,0,0,0,0,0,0,0,0,0,0,0,0,0,0,0,0,0,0,0,0,0,0,0,0,0,0,0,0,0,0,0,0,0,0,0,0,0,0,0,0,0,0,0,0,0,0,0,0,0,0,0,0,0,0,0,0,0,0,0,0,0,0,0,0]
["",null,null,null,null,"","",null,null,null,null,null,null,null,null,null,null,null,null,null,null,null,null,null,null,null,null,null,null,null,null,null,null,null,null,null,null,null,null,null,null,null,null,null,null,null,null,null,null,null,null,null,null,null,null,null,null,null,null,null,null,null,null,null,null,null,null,null,null,null,null,null,null,null,null,null,null,null,null,null,null,null,null,null,null,null,null,null,null,null,null,null,null,null,null,null,null,null,null,0,0,0,0,0,0,0,0,0,0,0,0,0,0,0,0,0,0,0,0,0,0,0,0,0,0,0,0,0,0,0,0,0,0,0,0,0,0,0,0,0,0,0,0,0,0,0,0,0,0,0,0,0,0,0,0,0,0,0,0,0,0,0,0,0,0,0,0,0,0,0,0,0,0,0,0,0,0,0,0,0,0,0,0,0,0,0,0,0,0,0]
["",null,null,null,null,"","",null,null,null,null,null,null,null,null,null,null,null,null,null,null,null,null,null,null,null,null,null,null,null,null,null,null,null,null,null,null,null,null,null,null,null,null,null,null,null,null,null,null,null,null,null,null,null,null,null,null,null,null,null,null,null,null,null,null,null,null,null,null,null,null,null,null,null,null,null,null,null,null,null,null,null,null,null,null,null,null,null,null,null,null,null,null,null,null,null,null,null,null,0,0,0,0,0,0,0,0,0,0,0,0,0,0,0,0,0,0,0,0,0,0,0,0,0,0,0,0,0,0,0,0,0,0,0,0,0,0,0,0,0,0,0,0,0,0,0,0,0,0,0,0,0,0,0,0,0,0,0,0,0,0,0,0,0,0,0,0,0,0,0,0,0,0,0,0,0,0,0,0,0,0,0,0,0,0,0,0,0,0,0]
["",null,null,null,null,"","",null,null,null,null,null,null,null,null,null,null,null,null,null,null,null,null,null,null,null,null,null,null,null,null,null,null,null,null,null,null,null,null,null,null,null,null,null,null,null,null,null,null,null,null,null,null,null,null,null,null,null,null,null,null,null,null,null,null,null,null,null,null,null,null,null,null,null,null,null,null,null,null,null,null,null,null,null,null,null,null,null,null,null,null,null,null,null,null,null,null,null,null,0,0,0,0,0,0,0,0,0,0,0,0,0,0,0,0,0,0,0,0,0,0,0,0,0,0,0,0,0,0,0,0,0,0,0,0,0,0,0,0,0,0,0,0,0,0,0,0,0,0,0,0,0,0,0,0,0,0,0,0,0,0,0,0,0,0,0,0,0,0,0,0,0,0,0,0,0,0,0,0,0,0,0,0,0,0,0,0,0,0,0]
["",null,null,null,null,"","",null,null,null,null,null,null,null,null,null,null,null,null,null,null,null,null,null,null,null,null,null,null,null,null,null,null,null,null,null,null,null,null,null,null,null,null,null,null,null,null,null,null,null,null,null,null,null,null,null,null,null,null,null,null,null,null,null,null,null,null,null,null,null,null,null,null,null,null,null,null,null,null,null,null,null,null,null,null,null,null,null,null,null,null,null,null,null,null,null,null,null,null,0,0,0,0,0,0,0,0,0,0,0,0,0,0,0,0,0,0,0,0,0,0,0,0,0,0,0,0,0,0,0,0,0,0,0,0,0,0,0,0,0,0,0,0,0,0,0,0,0,0,0,0,0,0,0,0,0,0,0,0,0,0,0,0,0,0,0,0,0,0,0,0,0,0,0,0,0,0,0,0,0,0,0,0,0,0,0,0,0,0,0]
["",null,null,null,null,"","",null,null,null,null,null,null,null,null,null,null,null,null,null,null,null,null,null,null,null,null,null,null,null,null,null,null,null,null,null,null,null,null,null,null,null,null,null,null,null,null,null,null,null,null,null,null,null,null,null,null,null,null,null,null,null,null,null,null,null,null,null,null,null,null,null,null,null,null,null,null,null,null,null,null,null,null,null,null,null,null,null,null,null,null,null,null,null,null,null,null,null,null,0,0,0,0,0,0,0,0,0,0,0,0,0,0,0,0,0,0,0,0,0,0,0,0,0,0,0,0,0,0,0,0,0,0,0,0,0,0,0,0,0,0,0,0,0,0,0,0,0,0,0,0,0,0,0,0,0,0,0,0,0,0,0,0,0,0,0,0,0,0,0,0,0,0,0,0,0,0,0,0,0,0,0,0,0,0,0,0,0,0,0]
["",null,null,null,null,"","",null,null,null,null,null,null,null,null,null,null,null,null,null,null,null,null,null,null,null,null,null,null,null,null,null,null,null,null,null,null,null,null,null,null,null,null,null,null,null,null,null,null,null,null,null,null,null,null,null,null,null,null,null,null,null,null,null,null,null,null,null,null,null,null,null,null,null,null,null,null,null,null,null,null,null,null,null,null,null,null,null,null,null,null,null,null,null,null,null,null,null,null,0,0,0,0,0,0,0,0,0,0,0,0,0,0,0,0,0,0,0,0,0,0,0,0,0,0,0,0,0,0,0,0,0,0,0,0,0,0,0,0,0,0,0,0,0,0,0,0,0,0,0,0,0,0,0,0,0,0,0,0,0,0,0,0,0,0,0,0,0,0,0,0,0,0,0,0,0,0,0,0,0,0,0,0,0,0,0,0,0,0,0]
["",null,null,null,null,"","",null,null,null,null,null,null,null,null,null,null,null,null,null,null,null,null,null,null,null,null,null,null,null,null,null,null,null,null,null,null,null,null,null,null,null,null,null,null,null,null,null,null,null,null,null,null,null,null,null,null,null,null,null,null,null,null,null,null,null,null,null,null,null,null,null,null,null,null,null,null,null,null,null,null,null,null,null,null,null,null,null,null,null,null,null,null,null,null,null,null,null,null,0,0,0,0,0,0,0,0,0,0,0,0,0,0,0,0,0,0,0,0,0,0,0,0,0,0,0,0,0,0,0,0,0,0,0,0,0,0,0,0,0,0,0,0,0,0,0,0,0,0,0,0,0,0,0,0,0,0,0,0,0,0,0,0,0,0,0,0,0,0,0,0,0,0,0,0,0,0,0,0,0,0,0,0,0,0,0,0,0,0,0]
["",null,null,null,null,"","",null,null,null,null,null,null,null,null,null,null,null,null,null,null,null,null,null,null,null,null,null,null,null,null,null,null,null,null,null,null,null,null,null,null,null,null,null,null,null,null,null,null,null,null,null,null,null,null,null,null,null,null,null,null,null,null,null,null,null,null,null,null,null,null,null,null,null,null,null,null,null,null,null,null,null,null,null,null,null,null,null,null,null,null,null,null,null,null,null,null,null,null,{"$f":"IFERROR($D86*H86,\"\")","v":0},{"$f":"IFERROR($D86*I86,\"\")","v":0},{"$f":"IFERROR($D86*J86,\"\")","v":0},{"$f":"IFERROR($D86*K86,\"\")","v":0},{"$f":"IFERROR($D86*L86,\"\")","v":0},{"$f":"IFERROR($D86*M86,\"\")","v":0},{"$f":"IFERROR($D86*N86,\"\")","v":0},{"$f":"IFERROR($D86*O86,\"\")","v":0},{"$f":"IFERROR($D86*P86,\"\")","v":0},{"$f":"IFERROR($D86*Q86,\"\")","v":0},{"$f":"IFERROR($D86*R86,\"\")","v":0},{"$f":"IFERROR($D86*S86,\"\")","v":0},{"$f":"IFERROR($D86*T86,\"\")","v":0},{"$f":"IFERROR($D86*U86,\"\")","v":0},{"$f":"IFERROR($D86*V86,\"\")","v":0},{"$f":"IFERROR($D86*W86,\"\")","v":0},{"$f":"IFERROR($D86*X86,\"\")","v":0},{"$f":"IFERROR($D86*Y86,\"\")","v":0},{"$f":"IFERROR($D86*Z86,\"\")","v":0},{"$f":"IFERROR($D86*AA86,\"\")","v":0},{"$f":"IFERROR($D86*AB86,\"\")","v":0},{"$f":"IFERROR($D86*AC86,\"\")","v":0},{"$f":"IFERROR($D86*AD86,\"\")","v":0},{"$f":"IFERROR($D86*AE86,\"\")","v":0},{"$f":"IFERROR($D86*AF86,\"\")","v":0},{"$f":"IFERROR($D86*AG86,\"\")","v":0},{"$f":"IFERROR($D86*AH86,\"\")","v":0},{"$f":"IFERROR($D86*AI86,\"\")","v":0},{"$f":"IFERROR($D86*AJ86,\"\")","v":0},{"$f":"IFERROR($D86*AK86,\"\")","v":0},{"$f":"IFERROR($D86*AL86,\"\")","v":0},{"$f":"IFERROR($D86*AM86,\"\")","v":0},{"$f":"IFERROR($D86*AN86,\"\")","v":0},{"$f":"IFERROR($D86*AO86,\"\")","v":0},{"$f":"IFERROR($D86*AP86,\"\")","v":0},{"$f":"IFERROR($D86*AQ86,\"\")","v":0},{"$f":"IFERROR($D86*AR86,\"\")","v":0},{"$f":"IFERROR($D86*AS86,\"\")","v":0},{"$f":"IFERROR($D86*AT86,\"\")","v":0},{"$f":"IFERROR($D86*AU86,\"\")","v":0},{"$f":"IFERROR($D86*AV86,\"\")","v":0},{"$f":"IFERROR($D86*AW86,\"\")","v":0},{"$f":"IFERROR($D86*AX86,\"\")","v":0},{"$f":"IFERROR($D86*AY86,\"\")","v":0},{"$f":"IFERROR($D86*AZ86,\"\")","v":0},{"$f":"IFERROR($D86*BA86,\"\")","v":0},{"$f":"IFERROR($D86*BB86,\"\")","v":0},{"$f":"IFERROR($D86*BC86,\"\")","v":0},{"$f":"IFERROR($D86*BD86,\"\")","v":0},{"$f":"IFERROR($D86*BE86,\"\")","v":0},{"$f":"IFERROR($D86*BF86,\"\")","v":0},{"$f":"IFERROR($D86*BG86,\"\")","v":0},{"$f":"IFERROR($D86*BH86,\"\")","v":0},{"$f":"IFERROR($D86*BI86,\"\")","v":0},{"$f":"IFERROR($D86*BJ86,\"\")","v":0},{"$f":"IFERROR($D86*BK86,\"\")","v":0},{"$f":"IFERROR($D86*BL86,\"\")","v":0},{"$f":"IFERROR($D86*BM86,\"\")","v":0},{"$f":"IFERROR($D86*BN86,\"\")","v":0},{"$f":"IFERROR($D86*BO86,\"\")","v":0},{"$f":"IFERROR($D86*BP86,\"\")","v":0},{"$f":"IFERROR($D86*BQ86,\"\")","v":0},{"$f":"IFERROR($D86*BR86,\"\")","v":0},{"$f":"IFERROR($D86*BS86,\"\")","v":0},{"$f":"IFERROR($D86*BT86,\"\")","v":0},{"$f":"IFERROR($D86*BU86,\"\")","v":0},{"$f":"IFERROR($D86*BV86,\"\")","v":0},{"$f":"IFERROR($D86*BW86,\"\")","v":0},{"$f":"IFERROR($D86*BX86,\"\")","v":0},{"$f":"IFERROR($D86*BY86,\"\")","v":0},{"$f":"IFERROR($D86*BZ86,\"\")","v":0},{"$f":"IFERROR($D86*CA86,\"\")","v":0},{"$f":"IFERROR($D86*CB86,\"\")","v":0},{"$f":"IFERROR($D86*CC86,\"\")","v":0},{"$f":"IFERROR($D86*CD86,\"\")","v":0},{"$f":"IFERROR($D86*CE86,\"\")","v":0},{"$f":"IFERROR($D86*CF86,\"\")","v":0},{"$f":"IFERROR($D86*CG86,\"\")","v":0},{"$f":"IFERROR($D86*CH86,\"\")","v":0},{"$f":"IFERROR($D86*CI86,\"\")","v":0},{"$f":"IFERROR($D86*CJ86,\"\")","v":0},{"$f":"IFERROR($D86*CK86,\"\")","v":0},{"$f":"IFERROR($D86*CL86,\"\")","v":0},{"$f":"IFERROR($D86*CM86,\"\")","v":0},{"$f":"IFERROR($D86*CN86,\"\")","v":0},{"$f":"IFERROR($D86*CO86,\"\")","v":0},{"$f":"IFERROR($D86*CP86,\"\")","v":0},{"$f":"IFERROR($D86*CQ86,\"\")","v":0},{"$f":"IFERROR($D86*CR86,\"\")","v":0},{"$f":"IFERROR($D86*CS86,\"\")","v":0},{"$f":"IFERROR($D86*CT86,\"\")","v":0}]
["",null,null,null,null,"","",null,null,null,null,null,null,null,null,null,null,null,null,null,null,null,null,null,null,null,null,null,null,null,null,null,null,null,null,null,null,null,null,null,null,null,null,null,null,null,null,null,null,null,null,null,null,null,null,null,null,null,null,null,null,null,null,null,null,null,null,null,null,null,null,null,null,null,null,null,null,null,null,null,null,null,null,null,null,null,null,null,null,null,null,null,null,null,null,null,null,null,null,0,0,0,0,0,0,0,0,0,0,0,0,0,0,0,0,0,0,0,0,0,0,0,0,0,0,0,0,0,0,0,0,0,0,0,0,0,0,0,0,0,0,0,0,0,0,0,0,0,0,0,0,0,0,0,0,0,0,0,0,0,0,0,0,0,0,0,0,0,0,0,0,0,0,0,0,0,0,0,0,0,0,0,0,0,0,0,0,0,0,0]
["",null,null,null,null,"","",null,null,null,null,null,null,null,null,null,null,null,null,null,null,null,null,null,null,null,null,null,null,null,null,null,null,null,null,null,null,null,null,null,null,null,null,null,null,null,null,null,null,null,null,null,null,null,null,null,null,null,null,null,null,null,null,null,null,null,null,null,null,null,null,null,null,null,null,null,null,null,null,null,null,null,null,null,null,null,null,null,null,null,null,null,null,null,null,null,null,null,null,0,0,0,0,0,0,0,0,0,0,0,0,0,0,0,0,0,0,0,0,0,0,0,0,0,0,0,0,0,0,0,0,0,0,0,0,0,0,0,0,0,0,0,0,0,0,0,0,0,0,0,0,0,0,0,0,0,0,0,0,0,0,0,0,0,0,0,0,0,0,0,0,0,0,0,0,0,0,0,0,0,0,0,0,0,0,0,0,0,0,0]
["",null,null,null,null,"","",null,null,null,null,null,null,null,null,null,null,null,null,null,null,null,null,null,null,null,null,null,null,null,null,null,null,null,null,null,null,null,null,null,null,null,null,null,null,null,null,null,null,null,null,null,null,null,null,null,null,null,null,null,null,null,null,null,null,null,null,null,null,null,null,null,null,null,null,null,null,null,null,null,null,null,null,null,null,null,null,null,null,null,null,null,null,null,null,null,null,null,null,0,0,0,0,0,0,0,0,0,0,0,0,0,0,0,0,0,0,0,0,0,0,0,0,0,0,0,0,0,0,0,0,0,0,0,0,0,0,0,0,0,0,0,0,0,0,0,0,0,0,0,0,0,0,0,0,0,0,0,0,0,0,0,0,0,0,0,0,0,0,0,0,0,0,0,0,0,0,0,0,0,0,0,0,0,0,0,0,0,0,0]
["",null,null,null,null,"","",null,null,null,null,null,null,null,null,null,null,null,null,null,null,null,null,null,null,null,null,null,null,null,null,null,null,null,null,null,null,null,null,null,null,null,null,null,null,null,null,null,null,null,null,null,null,null,null,null,null,null,null,null,null,null,null,null,null,null,null,null,null,null,null,null,null,null,null,null,null,null,null,null,null,null,null,null,null,null,null,null,null,null,null,null,null,null,null,null,null,null,null,0,0,0,0,0,0,0,0,0,0,0,0,0,0,0,0,0,0,0,0,0,0,0,0,0,0,0,0,0,0,0,0,0,0,0,0,0,0,0,0,0,0,0,0,0,0,0,0,0,0,0,0,0,0,0,0,0,0,0,0,0,0,0,0,0,0,0,0,0,0,0,0,0,0,0,0,0,0,0,0,0,0,0,0,0,0,0,0,0,0,0]
["",null,null,null,null,"","",null,null,null,null,null,null,null,null,null,null,null,null,null,null,null,null,null,null,null,null,null,null,null,null,null,null,null,null,null,null,null,null,null,null,null,null,null,null,null,null,null,null,null,null,null,null,null,null,null,null,null,null,null,null,null,null,null,null,null,null,null,null,null,null,null,null,null,null,null,null,null,null,null,null,null,null,null,null,null,null,null,null,null,null,null,null,null,null,null,null,null,null,0,0,0,0,0,0,0,0,0,0,0,0,0,0,0,0,0,0,0,0,0,0,0,0,0,0,0,0,0,0,0,0,0,0,0,0,0,0,0,0,0,0,0,0,0,0,0,0,0,0,0,0,0,0,0,0,0,0,0,0,0,0,0,0,0,0,0,0,0,0,0,0,0,0,0,0,0,0,0,0,0,0,0,0,0,0,0,0,0,0,0]
["",null,null,null,null,"","",null,null,null,null,null,null,null,null,null,null,null,null,null,null,null,null,null,null,null,null,null,null,null,null,null,null,null,null,null,null,null,null,null,null,null,null,null,null,null,null,null,null,null,null,null,null,null,null,null,null,null,null,null,null,null,null,null,null,null,null,null,null,null,null,null,null,null,null,null,null,null,null,null,null,null,null,null,null,null,null,null,null,null,null,null,null,null,null,null,null,null,null,0,0,0,0,0,0,0,0,0,0,0,0,0,0,0,0,0,0,0,0,0,0,0,0,0,0,0,0,0,0,0,0,0,0,0,0,0,0,0,0,0,0,0,0,0,0,0,0,0,0,0,0,0,0,0,0,0,0,0,0,0,0,0,0,0,0,0,0,0,0,0,0,0,0,0,0,0,0,0,0,0,0,0,0,0,0,0,0,0,0,0]
["",null,null,null,null,"","",null,null,null,null,null,null,null,null,null,null,null,null,null,null,null,null,null,null,null,null,null,null,null,null,null,null,null,null,null,null,null,null,null,null,null,null,null,null,null,null,null,null,null,null,null,null,null,null,null,null,null,null,null,null,null,null,null,null,null,null,null,null,null,null,null,null,null,null,null,null,null,null,null,null,null,null,null,null,null,null,null,null,null,null,null,null,null,null,null,null,null,null,0,0,0,0,0,0,0,0,0,0,0,0,0,0,0,0,0,0,0,0,0,0,0,0,0,0,0,0,0,0,0,0,0,0,0,0,0,0,0,0,0,0,0,0,0,0,0,0,0,0,0,0,0,0,0,0,0,0,0,0,0,0,0,0,0,0,0,0,0,0,0,0,0,0,0,0,0,0,0,0,0,0,0,0,0,0,0,0,0,0,0]
["",null,null,null,null,"","",null,null,null,null,null,null,null,null,null,null,null,null,null,null,null,null,null,null,null,null,null,null,null,null,null,null,null,null,null,null,null,null,null,null,null,null,null,null,null,null,null,null,null,null,null,null,null,null,null,null,null,null,null,null,null,null,null,null,null,null,null,null,null,null,null,null,null,null,null,null,null,null,null,null,null,null,null,null,null,null,null,null,null,null,null,null,null,null,null,null,null,null,0,0,0,0,0,0,0,0,0,0,0,0,0,0,0,0,0,0,0,0,0,0,0,0,0,0,0,0,0,0,0,0,0,0,0,0,0,0,0,0,0,0,0,0,0,0,0,0,0,0,0,0,0,0,0,0,0,0,0,0,0,0,0,0,0,0,0,0,0,0,0,0,0,0,0,0,0,0,0,0,0,0,0,0,0,0,0,0,0,0,0]
["",null,null,null,null,"","",null,null,null,null,null,null,null,null,null,null,null,null,null,null,null,null,null,null,null,null,null,null,null,null,null,null,null,null,null,null,null,null,null,null,null,null,null,null,null,null,null,null,null,null,null,null,null,null,null,null,null,null,null,null,null,null,null,null,null,null,null,null,null,null,null,null,null,null,null,null,null,null,null,null,null,null,null,null,null,null,null,null,null,null,null,null,null,null,null,null,null,null,0,0,0,0,0,0,0,0,0,0,0,0,0,0,0,0,0,0,0,0,0,0,0,0,0,0,0,0,0,0,0,0,0,0,0,0,0,0,0,0,0,0,0,0,0,0,0,0,0,0,0,0,0,0,0,0,0,0,0,0,0,0,0,0,0,0,0,0,0,0,0,0,0,0,0,0,0,0,0,0,0,0,0,0,0,0,0,0,0,0,0]
["",null,null,null,null,"","",null,null,null,null,null,null,null,null,null,null,null,null,null,null,null,null,null,null,null,null,null,null,null,null,null,null,null,null,null,null,null,null,null,null,null,null,null,null,null,null,null,null,null,null,null,null,null,null,null,null,null,null,null,null,null,null,null,null,null,null,null,null,null,null,null,null,null,null,null,null,null,null,null,null,null,null,null,null,null,null,null,null,null,null,null,null,null,null,null,null,null,null,0,0,0,0,0,0,0,0,0,0,0,0,0,0,0,0,0,0,0,0,0,0,0,0,0,0,0,0,0,0,0,0,0,0,0,0,0,0,0,0,0,0,0,0,0,0,0,0,0,0,0,0,0,0,0,0,0,0,0,0,0,0,0,0,0,0,0,0,0,0,0,0,0,0,0,0,0,0,0,0,0,0,0,0,0,0,0,0,0,0,0]
["",null,null,null,null,"","",null,null,null,null,null,null,null,null,null,null,null,null,null,null,null,null,null,null,null,null,null,null,null,null,null,null,null,null,null,null,null,null,null,null,null,null,null,null,null,null,null,null,null,null,null,null,null,null,null,null,null,null,null,null,null,null,null,null,null,null,null,null,null,null,null,null,null,null,null,null,null,null,null,null,null,null,null,null,null,null,null,null,null,null,null,null,null,null,null,null,null,null,0,0,0,0,0,0,0,0,0,0,0,0,0,0,0,0,0,0,0,0,0,0,0,0,0,0,0,0,0,0,0,0,0,0,0,0,0,0,0,0,0,0,0,0,0,0,0,0,0,0,0,0,0,0,0,0,0,0,0,0,0,0,0,0,0,0,0,0,0,0,0,0,0,0,0,0,0,0,0,0,0,0,0,0,0,0,0,0,0,0,0]
["",null,null,null,null,"","",null,null,null,null,null,null,null,null,null,null,null,null,null,null,null,null,null,null,null,null,null,null,null,null,null,null,null,null,null,null,null,null,null,null,null,null,null,null,null,null,null,null,null,null,null,null,null,null,null,null,null,null,null,null,null,null,null,null,null,null,null,null,null,null,null,null,null,null,null,null,null,null,null,null,null,null,null,null,null,null,null,null,null,null,null,null,null,null,null,null,null,null,0,0,0,0,0,0,0,0,0,0,0,0,0,0,0,0,0,0,0,0,0,0,0,0,0,0,0,0,0,0,0,0,0,0,0,0,0,0,0,0,0,0,0,0,0,0,0,0,0,0,0,0,0,0,0,0,0,0,0,0,0,0,0,0,0,0,0,0,0,0,0,0,0,0,0,0,0,0,0,0,0,0,0,0,0,0,0,0,0,0,0]
["",null,null,null,null,"","",null,null,null,null,null,null,null,null,null,null,null,null,null,null,null,null,null,null,null,null,null,null,null,null,null,null,null,null,null,null,null,null,null,null,null,null,null,null,null,null,null,null,null,null,null,null,null,null,null,null,null,null,null,null,null,null,null,null,null,null,null,null,null,null,null,null,null,null,null,null,null,null,null,null,null,null,null,null,null,null,null,null,null,null,null,null,null,null,null,null,null,null,0,0,0,0,0,0,0,0,0,0,0,0,0,0,0,0,0,0,0,0,0,0,0,0,0,0,0,0,0,0,0,0,0,0,0,0,0,0,0,0,0,0,0,0,0,0,0,0,0,0,0,0,0,0,0,0,0,0,0,0,0,0,0,0,0,0,0,0,0,0,0,0,0,0,0,0,0,0,0,0,0,0,0,0,0,0,0,0,0,0,0]
["",null,null,null,null,"","",null,null,null,null,null,null,null,null,null,null,null,null,null,null,null,null,null,null,null,null,null,null,null,null,null,null,null,null,null,null,null,null,null,null,null,null,null,null,null,null,null,null,null,null,null,null,null,null,null,null,null,null,null,null,null,null,null,null,null,null,null,null,null,null,null,null,null,null,null,null,null,null,null,null,null,null,null,null,null,null,null,null,null,null,null,null,null,null,null,null,null,null,0,0,0,0,0,0,0,0,0,0,0,0,0,0,0,0,0,0,0,0,0,0,0,0,0,0,0,0,0,0,0,0,0,0,0,0,0,0,0,0,0,0,0,0,0,0,0,0,0,0,0,0,0,0,0,0,0,0,0,0,0,0,0,0,0,0,0,0,0,0,0,0,0,0,0,0,0,0,0,0,0,0,0,0,0,0,0,0,0,0,0]
["",null,null,null,null,"","",null,null,null,null,null,null,null,null,null,null,null,null,null,null,null,null,null,null,null,null,null,null,null,null,null,null,null,null,null,null,null,null,null,null,null,null,null,null,null,null,null,null,null,null,null,null,null,null,null,null,null,null,null,null,null,null,null,null,null,null,null,null,null,null,null,null,null,null,null,null,null,null,null,null,null,null,null,null,null,null,null,null,null,null,null,null,null,null,null,null,null,null,0,0,0,0,0,0,0,0,0,0,0,0,0,0,0,0,0,0,0,0,0,0,0,0,0,0,0,0,0,0,0,0,0,0,0,0,0,0,0,0,0,0,0,0,0,0,0,0,0,0,0,0,0,0,0,0,0,0,0,0,0,0,0,0,0,0,0,0,0,0,0,0,0,0,0,0,0,0,0,0,0,0,0,0,0,0,0,0,0,0,0]
["",null,null,null,null,"","",null,null,null,null,null,null,null,null,null,null,null,null,null,null,null,null,null,null,null,null,null,null,null,null,null,null,null,null,null,null,null,null,null,null,null,null,null,null,null,null,null,null,null,null,null,null,null,null,null,null,null,null,null,null,null,null,null,null,null,null,null,null,null,null,null,null,null,null,null,null,null,null,null,null,null,null,null,null,null,null,null,null,null,null,null,null,null,null,null,null,null,null,0,0,0,0,0,0,0,0,0,0,0,0,0,0,0,0,0,0,0,0,0,0,0,0,0,0,0,0,0,0,0,0,0,0,0,0,0,0,0,0,0,0,0,0,0,0,0,0,0,0,0,0,0,0,0,0,0,0,0,0,0,0,0,0,0,0,0,0,0,0,0,0,0,0,0,0,0,0,0,0,0,0,0,0,0,0,0,0,0,0,0]
["",null,null,null,null,"","",null,null,null,null,null,null,null,null,null,null,null,null,null,null,null,null,null,null,null,null,null,null,null,null,null,null,null,null,null,null,null,null,null,null,null,null,null,null,null,null,null,null,null,null,null,null,null,null,null,null,null,null,null,null,null,null,null,null,null,null,null,null,null,null,null,null,null,null,null,null,null,null,null,null,null,null,null,null,null,null,null,null,null,null,null,null,null,null,null,null,null,null,0,0,0,0,0,0,0,0,0,0,0,0,0,0,0,0,0,0,0,0,0,0,0,0,0,0,0,0,0,0,0,0,0,0,0,0,0,0,0,0,0,0,0,0,0,0,0,0,0,0,0,0,0,0,0,0,0,0,0,0,0,0,0,0,0,0,0,0,0,0,0,0,0,0,0,0,0,0,0,0,0,0,0,0,0,0,0,0,0,0,0]
["",null,null,null,null,"","",null,null,null,null,null,null,null,null,null,null,null,null,null,null,null,null,null,null,null,null,null,null,null,null,null,null,null,null,null,null,null,null,null,null,null,null,null,null,null,null,null,null,null,null,null,null,null,null,null,null,null,null,null,null,null,null,null,null,null,null,null,null,null,null,null,null,null,null,null,null,null,null,null,null,null,null,null,null,null,null,null,null,null,null,null,null,null,null,null,null,null,null,0,0,0,0,0,0,0,0,0,0,0,0,0,0,0,0,0,0,0,0,0,0,0,0,0,0,0,0,0,0,0,0,0,0,0,0,0,0,0,0,0,0,0,0,0,0,0,0,0,0,0,0,0,0,0,0,0,0,0,0,0,0,0,0,0,0,0,0,0,0,0,0,0,0,0,0,0,0,0,0,0,0,0,0,0,0,0,0,0,0,0]
["",null,null,null,null,"","",null,null,null,null,null,null,null,null,null,null,null,null,null,null,null,null,null,null,null,null,null,null,null,null,null,null,null,null,null,null,null,null,null,null,null,null,null,null,null,null,null,null,null,null,null,null,null,null,null,null,null,null,null,null,null,null,null,null,null,null,null,null,null,null,null,null,null,null,null,null,null,null,null,null,null,null,null,null,null,null,null,null,null,null,null,null,null,null,null,null,null,null,0,0,0,0,0,0,0,0,0,0,0,0,0,0,0,0,0,0,0,0,0,0,0,0,0,0,0,0,0,0,0,0,0,0,0,0,0,0,0,0,0,0,0,0,0,0,0,0,0,0,0,0,0,0,0,0,0,0,0,0,0,0,0,0,0,0,0,0,0,0,0,0,0,0,0,0,0,0,0,0,0,0,0,0,0,0,0,0,0,0,0]
["",null,null,null,null,"","",null,null,null,null,null,null,null,null,null,null,null,null,null,null,null,null,null,null,null,null,null,null,null,null,null,null,null,null,null,null,null,null,null,null,null,null,null,null,null,null,null,null,null,null,null,null,null,null,null,null,null,null,null,null,null,null,null,null,null,null,null,null,null,null,null,null,null,null,null,null,null,null,null,null,null,null,null,null,null,null,null,null,null,null,null,null,null,null,null,null,null,null,0,0,0,0,0,0,0,0,0,0,0,0,0,0,0,0,0,0,0,0,0,0,0,0,0,0,0,0,0,0,0,0,0,0,0,0,0,0,0,0,0,0,0,0,0,0,0,0,0,0,0,0,0,0,0,0,0,0,0,0,0,0,0,0,0,0,0,0,0,0,0,0,0,0,0,0,0,0,0,0,0,0,0,0,0,0,0,0,0,0,0]
["",null,null,null,null,"","",null,null,null,null,null,null,null,null,null,null,null,null,null,null,null,null,null,null,null,null,null,null,null,null,null,null,null,null,null,null,null,null,null,null,null,null,null,null,null,null,null,null,null,null,null,null,null,null,null,null,null,null,null,null,null,null,null,null,null,null,null,null,null,null,null,null,null,null,null,null,null,null,null,null,null,null,null,null,null,null,null,null,null,null,null,null,null,null,null,null,null,null,0,0,0,0,0,0,0,0,0,0,0,0,0,0,0,0,0,0,0,0,0,0,0,0,0,0,0,0,0,0,0,0,0,0,0,0,0,0,0,0,0,0,0,0,0,0,0,0,0,0,0,0,0,0,0,0,0,0,0,0,0,0,0,0,0,0,0,0,0,0,0,0,0,0,0,0,0,0,0,0,0,0,0,0,0,0,0,0,0,0,0]
["",null,null,null,null,"","",null,null,null,null,null,null,null,null,null,null,null,null,null,null,null,null,null,null,null,null,null,null,null,null,null,null,null,null,null,null,null,null,null,null,null,null,null,null,null,null,null,null,null,null,null,null,null,null,null,null,null,null,null,null,null,null,null,null,null,null,null,null,null,null,null,null,null,null,null,null,null,null,null,null,null,null,null,null,null,null,null,null,null,null,null,null,null,null,null,null,null,null,0,0,0,0,0,0,0,0,0,0,0,0,0,0,0,0,0,0,0,0,0,0,0,0,0,0,0,0,0,0,0,0,0,0,0,0,0,0,0,0,0,0,0,0,0,0,0,0,0,0,0,0,0,0,0,0,0,0,0,0,0,0,0,0,0,0,0,0,0,0,0,0,0,0,0,0,0,0,0,0,0,0,0,0,0,0,0,0,0,0,0]
["",null,null,null,null,"","",null,null,null,null,null,null,null,null,null,null,null,null,null,null,null,null,null,null,null,null,null,null,null,null,null,null,null,null,null,null,null,null,null,null,null,null,null,null,null,null,null,null,null,null,null,null,null,null,null,null,null,null,null,null,null,null,null,null,null,null,null,null,null,null,null,null,null,null,null,null,null,null,null,null,null,null,null,null,null,null,null,null,null,null,null,null,null,null,null,null,null,null,0,0,0,0,0,0,0,0,0,0,0,0,0,0,0,0,0,0,0,0,0,0,0,0,0,0,0,0,0,0,0,0,0,0,0,0,0,0,0,0,0,0,0,0,0,0,0,0,0,0,0,0,0,0,0,0,0,0,0,0,0,0,0,0,0,0,0,0,0,0,0,0,0,0,0,0,0,0,0,0,0,0,0,0,0,0,0,0,0,0,0]
["",null,null,null,null,"","",null,null,null,null,null,null,null,null,null,null,null,null,null,null,null,null,null,null,null,null,null,null,null,null,null,null,null,null,null,null,null,null,null,null,null,null,null,null,null,null,null,null,null,null,null,null,null,null,null,null,null,null,null,null,null,null,null,null,null,null,null,null,null,null,null,null,null,null,null,null,null,null,null,null,null,null,null,null,null,null,null,null,null,null,null,null,null,null,null,null,null,null,0,0,0,0,0,0,0,0,0,0,0,0,0,0,0,0,0,0,0,0,0,0,0,0,0,0,0,0,0,0,0,0,0,0,0,0,0,0,0,0,0,0,0,0,0,0,0,0,0,0,0,0,0,0,0,0,0,0,0,0,0,0,0,0,0,0,0,0,0,0,0,0,0,0,0,0,0,0,0,0,0,0,0,0,0,0,0,0,0,0,0]
["",null,null,null,null,"","",null,null,null,null,null,null,null,null,null,null,null,null,null,null,null,null,null,null,null,null,null,null,null,null,null,null,null,null,null,null,null,null,null,null,null,null,null,null,null,null,null,null,null,null,null,null,null,null,null,null,null,null,null,null,null,null,null,null,null,null,null,null,null,null,null,null,null,null,null,null,null,null,null,null,null,null,null,null,null,null,null,null,null,null,null,null,null,null,null,null,null,null,0,0,0,0,0,0,0,0,0,0,0,0,0,0,0,0,0,0,0,0,0,0,0,0,0,0,0,0,0,0,0,0,0,0,0,0,0,0,0,0,0,0,0,0,0,0,0,0,0,0,0,0,0,0,0,0,0,0,0,0,0,0,0,0,0,0,0,0,0,0,0,0,0,0,0,0,0,0,0,0,0,0,0,0,0,0,0,0,0,0,0]
["",null,null,null,null,"","",null,null,null,null,null,null,null,null,null,null,null,null,null,null,null,null,null,null,null,null,null,null,null,null,null,null,null,null,null,null,null,null,null,null,null,null,null,null,null,null,null,null,null,null,null,null,null,null,null,null,null,null,null,null,null,null,null,null,null,null,null,null,null,null,null,null,null,null,null,null,null,null,null,null,null,null,null,null,null,null,null,null,null,null,null,null,null,null,null,null,null,null,0,0,0,0,0,0,0,0,0,0,0,0,0,0,0,0,0,0,0,0,0,0,0,0,0,0,0,0,0,0,0,0,0,0,0,0,0,0,0,0,0,0,0,0,0,0,0,0,0,0,0,0,0,0,0,0,0,0,0,0,0,0,0,0,0,0,0,0,0,0,0,0,0,0,0,0,0,0,0,0,0,0,0,0,0,0,0,0,0,0,0]
["",null,null,null,null,"","",null,null,null,null,null,null,null,null,null,null,null,null,null,null,null,null,null,null,null,null,null,null,null,null,null,null,null,null,null,null,null,null,null,null,null,null,null,null,null,null,null,null,null,null,null,null,null,null,null,null,null,null,null,null,null,null,null,null,null,null,null,null,null,null,null,null,null,null,null,null,null,null,null,null,null,null,null,null,null,null,null,null,null,null,null,null,null,null,null,null,null,null,0,0,0,0,0,0,0,0,0,0,0,0,0,0,0,0,0,0,0,0,0,0,0,0,0,0,0,0,0,0,0,0,0,0,0,0,0,0,0,0,0,0,0,0,0,0,0,0,0,0,0,0,0,0,0,0,0,0,0,0,0,0,0,0,0,0,0,0,0,0,0,0,0,0,0,0,0,0,0,0,0,0,0,0,0,0,0,0,0,0,0]
["",null,null,null,null,"","",null,null,null,null,null,null,null,null,null,null,null,null,null,null,null,null,null,null,null,null,null,null,null,null,null,null,null,null,null,null,null,null,null,null,null,null,null,null,null,null,null,null,null,null,null,null,null,null,null,null,null,null,null,null,null,null,null,null,null,null,null,null,null,null,null,null,null,null,null,null,null,null,null,null,null,null,null,null,null,null,null,null,null,null,null,null,null,null,null,null,null,null,0,0,0,0,0,0,0,0,0,0,0,0,0,0,0,0,0,0,0,0,0,0,0,0,0,0,0,0,0,0,0,0,0,0,0,0,0,0,0,0,0,0,0,0,0,0,0,0,0,0,0,0,0,0,0,0,0,0,0,0,0,0,0,0,0,0,0,0,0,0,0,0,0,0,0,0,0,0,0,0,0,0,0,0,0,0,0,0,0,0,0]
["",null,null,null,null,"","",null,null,null,null,null,null,null,null,null,null,null,null,null,null,null,null,null,null,null,null,null,null,null,null,null,null,null,null,null,null,null,null,null,null,null,null,null,null,null,null,null,null,null,null,null,null,null,null,null,null,null,null,null,null,null,null,null,null,null,null,null,null,null,null,null,null,null,null,null,null,null,null,null,null,null,null,null,null,null,null,null,null,null,null,null,null,null,null,null,null,null,null,0,0,0,0,0,0,0,0,0,0,0,0,0,0,0,0,0,0,0,0,0,0,0,0,0,0,0,0,0,0,0,0,0,0,0,0,0,0,0,0,0,0,0,0,0,0,0,0,0,0,0,0,0,0,0,0,0,0,0,0,0,0,0,0,0,0,0,0,0,0,0,0,0,0,0,0,0,0,0,0,0,0,0,0,0,0,0,0,0,0,0]
["",null,null,null,null,"","",null,null,null,null,null,null,null,null,null,null,null,null,null,null,null,null,null,null,null,null,null,null,null,null,null,null,null,null,null,null,null,null,null,null,null,null,null,null,null,null,null,null,null,null,null,null,null,null,null,null,null,null,null,null,null,null,null,null,null,null,null,null,null,null,null,null,null,null,null,null,null,null,null,null,null,null,null,null,null,null,null,null,null,null,null,null,null,null,null,null,null,null,0,0,0,0,0,0,0,0,0,0,0,0,0,0,0,0,0,0,0,0,0,0,0,0,0,0,0,0,0,0,0,0,0,0,0,0,0,0,0,0,0,0,0,0,0,0,0,0,0,0,0,0,0,0,0,0,0,0,0,0,0,0,0,0,0,0,0,0,0,0,0,0,0,0,0,0,0,0,0,0,0,0,0,0,0,0,0,0,0,0,0]
["",null,null,null,null,"","",null,null,null,null,null,null,null,null,null,null,null,null,null,null,null,null,null,null,null,null,null,null,null,null,null,null,null,null,null,null,null,null,null,null,null,null,null,null,null,null,null,null,null,null,null,null,null,null,null,null,null,null,null,null,null,null,null,null,null,null,null,null,null,null,null,null,null,null,null,null,null,null,null,null,null,null,null,null,null,null,null,null,null,null,null,null,null,null,null,null,null,null,0,0,0,0,0,0,0,0,0,0,0,0,0,0,0,0,0,0,0,0,0,0,0,0,0,0,0,0,0,0,0,0,0,0,0,0,0,0,0,0,0,0,0,0,0,0,0,0,0,0,0,0,0,0,0,0,0,0,0,0,0,0,0,0,0,0,0,0,0,0,0,0,0,0,0,0,0,0,0,0,0,0,0,0,0,0,0,0,0,0,0]
["",null,null,null,null,"","",null,null,null,null,null,null,null,null,null,null,null,null,null,null,null,null,null,null,null,null,null,null,null,null,null,null,null,null,null,null,null,null,null,null,null,null,null,null,null,null,null,null,null,null,null,null,null,null,null,null,null,null,null,null,null,null,null,null,null,null,null,null,null,null,null,null,null,null,null,null,null,null,null,null,null,null,null,null,null,null,null,null,null,null,null,null,null,null,null,null,null,null,0,0,0,0,0,0,0,0,0,0,0,0,0,0,0,0,0,0,0,0,0,0,0,0,0,0,0,0,0,0,0,0,0,0,0,0,0,0,0,0,0,0,0,0,0,0,0,0,0,0,0,0,0,0,0,0,0,0,0,0,0,0,0,0,0,0,0,0,0,0,0,0,0,0,0,0,0,0,0,0,0,0,0,0,0,0,0,0,0,0,0]
["",null,null,null,null,"","",null,null,null,null,null,null,null,null,null,null,null,null,null,null,null,null,null,null,null,null,null,null,null,null,null,null,null,null,null,null,null,null,null,null,null,null,null,null,null,null,null,null,null,null,null,null,null,null,null,null,null,null,null,null,null,null,null,null,null,null,null,null,null,null,null,null,null,null,null,null,null,null,null,null,null,null,null,null,null,null,null,null,null,null,null,null,null,null,null,null,null,null,0,0,0,0,0,0,0,0,0,0,0,0,0,0,0,0,0,0,0,0,0,0,0,0,0,0,0,0,0,0,0,0,0,0,0,0,0,0,0,0,0,0,0,0,0,0,0,0,0,0,0,0,0,0,0,0,0,0,0,0,0,0,0,0,0,0,0,0,0,0,0,0,0,0,0,0,0,0,0,0,0,0,0,0,0,0,0,0,0,0,0]
["",null,null,null,null,"","",null,null,null,null,null,null,null,null,null,null,null,null,null,null,null,null,null,null,null,null,null,null,null,null,null,null,null,null,null,null,null,null,null,null,null,null,null,null,null,null,null,null,null,null,null,null,null,null,null,null,null,null,null,null,null,null,null,null,null,null,null,null,null,null,null,null,null,null,null,null,null,null,null,null,null,null,null,null,null,null,null,null,null,null,null,null,null,null,null,null,null,null,0,0,0,0,0,0,0,0,0,0,0,0,0,0,0,0,0,0,0,0,0,0,0,0,0,0,0,0,0,0,0,0,0,0,0,0,0,0,0,0,0,0,0,0,0,0,0,0,0,0,0,0,0,0,0,0,0,0,0,0,0,0,0,0,0,0,0,0,0,0,0,0,0,0,0,0,0,0,0,0,0,0,0,0,0,0,0,0,0,0,0]
["",null,null,null,null,"","",null,null,null,null,null,null,null,null,null,null,null,null,null,null,null,null,null,null,null,null,null,null,null,null,null,null,null,null,null,null,null,null,null,null,null,null,null,null,null,null,null,null,null,null,null,null,null,null,null,null,null,null,null,null,null,null,null,null,null,null,null,null,null,null,null,null,null,null,null,null,null,null,null,null,null,null,null,null,null,null,null,null,null,null,null,null,null,null,null,null,null,null,0,0,0,0,0,0,0,0,0,0,0,0,0,0,0,0,0,0,0,0,0,0,0,0,0,0,0,0,0,0,0,0,0,0,0,0,0,0,0,0,0,0,0,0,0,0,0,0,0,0,0,0,0,0,0,0,0,0,0,0,0,0,0,0,0,0,0,0,0,0,0,0,0,0,0,0,0,0,0,0,0,0,0,0,0,0,0,0,0,0,0]
["",null,null,null,null,"","",null,null,null,null,null,null,null,null,null,null,null,null,null,null,null,null,null,null,null,null,null,null,null,null,null,null,null,null,null,null,null,null,null,null,null,null,null,null,null,null,null,null,null,null,null,null,null,null,null,null,null,null,null,null,null,null,null,null,null,null,null,null,null,null,null,null,null,null,null,null,null,null,null,null,null,null,null,null,null,null,null,null,null,null,null,null,null,null,null,null,null,null,0,0,0,0,0,0,0,0,0,0,0,0,0,0,0,0,0,0,0,0,0,0,0,0,0,0,0,0,0,0,0,0,0,0,0,0,0,0,0,0,0,0,0,0,0,0,0,0,0,0,0,0,0,0,0,0,0,0,0,0,0,0,0,0,0,0,0,0,0,0,0,0,0,0,0,0,0,0,0,0,0,0,0,0,0,0,0,0,0,0,0]
["",null,null,null,null,"","",null,null,null,null,null,null,null,null,null,null,null,null,null,null,null,null,null,null,null,null,null,null,null,null,null,null,null,null,null,null,null,null,null,null,null,null,null,null,null,null,null,null,null,null,null,null,null,null,null,null,null,null,null,null,null,null,null,null,null,null,null,null,null,null,null,null,null,null,null,null,null,null,null,null,null,null,null,null,null,null,null,null,null,null,null,null,null,null,null,null,null,null,0,0,0,0,0,0,0,0,0,0,0,0,0,0,0,0,0,0,0,0,0,0,0,0,0,0,0,0,0,0,0,0,0,0,0,0,0,0,0,0,0,0,0,0,0,0,0,0,0,0,0,0,0,0,0,0,0,0,0,0,0,0,0,0,0,0,0,0,0,0,0,0,0,0,0,0,0,0,0,0,0,0,0,0,0,0,0,0,0,0,0]
["",null,null,null,null,"","",null,null,null,null,null,null,null,null,null,null,null,null,null,null,null,null,null,null,null,null,null,null,null,null,null,null,null,null,null,null,null,null,null,null,null,null,null,null,null,null,null,null,null,null,null,null,null,null,null,null,null,null,null,null,null,null,null,null,null,null,null,null,null,null,null,null,null,null,null,null,null,null,null,null,null,null,null,null,null,null,null,null,null,null,null,null,null,null,null,null,null,null,0,0,0,0,0,0,0,0,0,0,0,0,0,0,0,0,0,0,0,0,0,0,0,0,0,0,0,0,0,0,0,0,0,0,0,0,0,0,0,0,0,0,0,0,0,0,0,0,0,0,0,0,0,0,0,0,0,0,0,0,0,0,0,0,0,0,0,0,0,0,0,0,0,0,0,0,0,0,0,0,0,0,0,0,0,0,0,0,0,0,0]
["",null,null,null,null,"","",null,null,null,null,null,null,null,null,null,null,null,null,null,null,null,null,null,null,null,null,null,null,null,null,null,null,null,null,null,null,null,null,null,null,null,null,null,null,null,null,null,null,null,null,null,null,null,null,null,null,null,null,null,null,null,null,null,null,null,null,null,null,null,null,null,null,null,null,null,null,null,null,null,null,null,null,null,null,null,null,null,null,null,null,null,null,null,null,null,null,null,null,0,0,0,0,0,0,0,0,0,0,0,0,0,0,0,0,0,0,0,0,0,0,0,0,0,0,0,0,0,0,0,0,0,0,0,0,0,0,0,0,0,0,0,0,0,0,0,0,0,0,0,0,0,0,0,0,0,0,0,0,0,0,0,0,0,0,0,0,0,0,0,0,0,0,0,0,0,0,0,0,0,0,0,0,0,0,0,0,0,0,0]
["",null,null,null,null,"","",null,null,null,null,null,null,null,null,null,null,null,null,null,null,null,null,null,null,null,null,null,null,null,null,null,null,null,null,null,null,null,null,null,null,null,null,null,null,null,null,null,null,null,null,null,null,null,null,null,null,null,null,null,null,null,null,null,null,null,null,null,null,null,null,null,null,null,null,null,null,null,null,null,null,null,null,null,null,null,null,null,null,null,null,null,null,null,null,null,null,null,null,0,0,0,0,0,0,0,0,0,0,0,0,0,0,0,0,0,0,0,0,0,0,0,0,0,0,0,0,0,0,0,0,0,0,0,0,0,0,0,0,0,0,0,0,0,0,0,0,0,0,0,0,0,0,0,0,0,0,0,0,0,0,0,0,0,0,0,0,0,0,0,0,0,0,0,0,0,0,0,0,0,0,0,0,0,0,0,0,0,0,0]
["",null,null,null,null,"","",null,null,null,null,null,null,null,null,null,null,null,null,null,null,null,null,null,null,null,null,null,null,null,null,null,null,null,null,null,null,null,null,null,null,null,null,null,null,null,null,null,null,null,null,null,null,null,null,null,null,null,null,null,null,null,null,null,null,null,null,null,null,null,null,null,null,null,null,null,null,null,null,null,null,null,null,null,null,null,null,null,null,null,null,null,null,null,null,null,null,null,null,0,0,0,0,0,0,0,0,0,0,0,0,0,0,0,0,0,0,0,0,0,0,0,0,0,0,0,0,0,0,0,0,0,0,0,0,0,0,0,0,0,0,0,0,0,0,0,0,0,0,0,0,0,0,0,0,0,0,0,0,0,0,0,0,0,0,0,0,0,0,0,0,0,0,0,0,0,0,0,0,0,0,0,0,0,0,0,0,0,0,0]
["",null,null,null,null,"","",null,null,null,null,null,null,null,null,null,null,null,null,null,null,null,null,null,null,null,null,null,null,null,null,null,null,null,null,null,null,null,null,null,null,null,null,null,null,null,null,null,null,null,null,null,null,null,null,null,null,null,null,null,null,null,null,null,null,null,null,null,null,null,null,null,null,null,null,null,null,null,null,null,null,null,null,null,null,null,null,null,null,null,null,null,null,null,null,null,null,null,null,0,0,0,0,0,0,0,0,0,0,0,0,0,0,0,0,0,0,0,0,0,0,0,0,0,0,0,0,0,0,0,0,0,0,0,0,0,0,0,0,0,0,0,0,0,0,0,0,0,0,0,0,0,0,0,0,0,0,0,0,0,0,0,0,0,0,0,0,0,0,0,0,0,0,0,0,0,0,0,0,0,0,0,0,0,0,0,0,0,0,0]
["",null,null,null,null,"","",null,null,null,null,null,null,null,null,null,null,null,null,null,null,null,null,null,null,null,null,null,null,null,null,null,null,null,null,null,null,null,null,null,null,null,null,null,null,null,null,null,null,null,null,null,null,null,null,null,null,null,null,null,null,null,null,null,null,null,null,null,null,null,null,null,null,null,null,null,null,null,null,null,null,null,null,null,null,null,null,null,null,null,null,null,null,null,null,null,null,null,null,0,0,0,0,0,0,0,0,0,0,0,0,0,0,0,0,0,0,0,0,0,0,0,0,0,0,0,0,0,0,0,0,0,0,0,0,0,0,0,0,0,0,0,0,0,0,0,0,0,0,0,0,0,0,0,0,0,0,0,0,0,0,0,0,0,0,0,0,0,0,0,0,0,0,0,0,0,0,0,0,0,0,0,0,0,0,0,0,0,0,0]
["",null,null,null,null,"","",null,null,null,null,null,null,null,null,null,null,null,null,null,null,null,null,null,null,null,null,null,null,null,null,null,null,null,null,null,null,null,null,null,null,null,null,null,null,null,null,null,null,null,null,null,null,null,null,null,null,null,null,null,null,null,null,null,null,null,null,null,null,null,null,null,null,null,null,null,null,null,null,null,null,null,null,null,null,null,null,null,null,null,null,null,null,null,null,null,null,null,null,0,0,0,0,0,0,0,0,0,0,0,0,0,0,0,0,0,0,0,0,0,0,0,0,0,0,0,0,0,0,0,0,0,0,0,0,0,0,0,0,0,0,0,0,0,0,0,0,0,0,0,0,0,0,0,0,0,0,0,0,0,0,0,0,0,0,0,0,0,0,0,0,0,0,0,0,0,0,0,0,0,0,0,0,0,0,0,0,0,0,0]
["",null,null,null,null,"","",null,null,null,null,null,null,null,null,null,null,null,null,null,null,null,null,null,null,null,null,null,null,null,null,null,null,null,null,null,null,null,null,null,null,null,null,null,null,null,null,null,null,null,null,null,null,null,null,null,null,null,null,null,null,null,null,null,null,null,null,null,null,null,null,null,null,null,null,null,null,null,null,null,null,null,null,null,null,null,null,null,null,null,null,null,null,null,null,null,null,null,null,0,0,0,0,0,0,0,0,0,0,0,0,0,0,0,0,0,0,0,0,0,0,0,0,0,0,0,0,0,0,0,0,0,0,0,0,0,0,0,0,0,0,0,0,0,0,0,0,0,0,0,0,0,0,0,0,0,0,0,0,0,0,0,0,0,0,0,0,0,0,0,0,0,0,0,0,0,0,0,0,0,0,0,0,0,0,0,0,0,0,0]
["",null,null,null,null,"","",null,null,null,null,null,null,null,null,null,null,null,null,null,null,null,null,null,null,null,null,null,null,null,null,null,null,null,null,null,null,null,null,null,null,null,null,null,null,null,null,null,null,null,null,null,null,null,null,null,null,null,null,null,null,null,null,null,null,null,null,null,null,null,null,null,null,null,null,null,null,null,null,null,null,null,null,null,null,null,null,null,null,null,null,null,null,null,null,null,null,null,null,0,0,0,0,0,0,0,0,0,0,0,0,0,0,0,0,0,0,0,0,0,0,0,0,0,0,0,0,0,0,0,0,0,0,0,0,0,0,0,0,0,0,0,0,0,0,0,0,0,0,0,0,0,0,0,0,0,0,0,0,0,0,0,0,0,0,0,0,0,0,0,0,0,0,0,0,0,0,0,0,0,0,0,0,0,0,0,0,0,0,0]
["",null,null,null,null,"","",null,null,null,null,null,null,null,null,null,null,null,null,null,null,null,null,null,null,null,null,null,null,null,null,null,null,null,null,null,null,null,null,null,null,null,null,null,null,null,null,null,null,null,null,null,null,null,null,null,null,null,null,null,null,null,null,null,null,null,null,null,null,null,null,null,null,null,null,null,null,null,null,null,null,null,null,null,null,null,null,null,null,null,null,null,null,null,null,null,null,null,null,0,0,0,0,0,0,0,0,0,0,0,0,0,0,0,0,0,0,0,0,0,0,0,0,0,0,0,0,0,0,0,0,0,0,0,0,0,0,0,0,0,0,0,0,0,0,0,0,0,0,0,0,0,0,0,0,0,0,0,0,0,0,0,0,0,0,0,0,0,0,0,0,0,0,0,0,0,0,0,0,0,0,0,0,0,0,0,0,0,0,0]
["",null,null,null,null,"","",null,null,null,null,null,null,null,null,null,null,null,null,null,null,null,null,null,null,null,null,null,null,null,null,null,null,null,null,null,null,null,null,null,null,null,null,null,null,null,null,null,null,null,null,null,null,null,null,null,null,null,null,null,null,null,null,null,null,null,null,null,null,null,null,null,null,null,null,null,null,null,null,null,null,null,null,null,null,null,null,null,null,null,null,null,null,null,null,null,null,null,null,0,{"$f":"IFERROR($D134*I134,\"\")","v":0},{"$f":"IFERROR($D134*J134,\"\")","v":0},{"$f":"IFERROR($D134*K134,\"\")","v":0},{"$f":"IFERROR($D134*L134,\"\")","v":0},{"$f":"IFERROR($D134*M134,\"\")","v":0},{"$f":"IFERROR($D134*N134,\"\")","v":0},{"$f":"IFERROR($D134*O134,\"\")","v":0},{"$f":"IFERROR($D134*P134,\"\")","v":0},{"$f":"IFERROR($D134*Q134,\"\")","v":0},{"$f":"IFERROR($D134*R134,\"\")","v":0},{"$f":"IFERROR($D134*S134,\"\")","v":0},{"$f":"IFERROR($D134*T134,\"\")","v":0},{"$f":"IFERROR($D134*U134,\"\")","v":0},{"$f":"IFERROR($D134*V134,\"\")","v":0},{"$f":"IFERROR($D134*W134,\"\")","v":0},{"$f":"IFERROR($D134*X134,\"\")","v":0},{"$f":"IFERROR($D134*Y134,\"\")","v":0},{"$f":"IFERROR($D134*Z134,\"\")","v":0},{"$f":"IFERROR($D134*AA134,\"\")","v":0},{"$f":"IFERROR($D134*AB134,\"\")","v":0},{"$f":"IFERROR($D134*AC134,\"\")","v":0},{"$f":"IFERROR($D134*AD134,\"\")","v":0},{"$f":"IFERROR($D134*AE134,\"\")","v":0},{"$f":"IFERROR($D134*AF134,\"\")","v":0},{"$f":"IFERROR($D134*AG134,\"\")","v":0},{"$f":"IFERROR($D134*AH134,\"\")","v":0},{"$f":"IFERROR($D134*AI134,\"\")","v":0},{"$f":"IFERROR($D134*AJ134,\"\")","v":0},{"$f":"IFERROR($D134*AK134,\"\")","v":0},{"$f":"IFERROR($D134*AL134,\"\")","v":0},{"$f":"IFERROR($D134*AM134,\"\")","v":0},{"$f":"IFERROR($D134*AN134,\"\")","v":0},{"$f":"IFERROR($D134*AO134,\"\")","v":0},{"$f":"IFERROR($D134*AP134,\"\")","v":0},{"$f":"IFERROR($D134*AQ134,\"\")","v":0},{"$f":"IFERROR($D134*AR134,\"\")","v":0},{"$f":"IFERROR($D134*AS134,\"\")","v":0},{"$f":"IFERROR($D134*AT134,\"\")","v":0},{"$f":"IFERROR($D134*AU134,\"\")","v":0},{"$f":"IFERROR($D134*AV134,\"\")","v":0},{"$f":"IFERROR($D134*AW134,\"\")","v":0},{"$f":"IFERROR($D134*AX134,\"\")","v":0},{"$f":"IFERROR($D134*AY134,\"\")","v":0},{"$f":"IFERROR($D134*AZ134,\"\")","v":0},{"$f":"IFERROR($D134*BA134,\"\")","v":0},{"$f":"IFERROR($D134*BB134,\"\")","v":0},{"$f":"IFERROR($D134*BC134,\"\")","v":0},{"$f":"IFERROR($D134*BD134,\"\")","v":0},{"$f":"IFERROR($D134*BE134,\"\")","v":0},{"$f":"IFERROR($D134*BF134,\"\")","v":0},{"$f":"IFERROR($D134*BG134,\"\")","v":0},{"$f":"IFERROR($D134*BH134,\"\")","v":0},{"$f":"IFERROR($D134*BI134,\"\")","v":0},{"$f":"IFERROR($D134*BJ134,\"\")","v":0},{"$f":"IFERROR($D134*BK134,\"\")","v":0},{"$f":"IFERROR($D134*BL134,\"\")","v":0},{"$f":"IFERROR($D134*BM134,\"\")","v":0},{"$f":"IFERROR($D134*BN134,\"\")","v":0},{"$f":"IFERROR($D134*BO134,\"\")","v":0},{"$f":"IFERROR($D134*BP134,\"\")","v":0},{"$f":"IFERROR($D134*BQ134,\"\")","v":0},{"$f":"IFERROR($D134*BR134,\"\")","v":0},{"$f":"IFERROR($D134*BS134,\"\")","v":0},{"$f":"IFERROR($D134*BT134,\"\")","v":0},{"$f":"IFERROR($D134*BU134,\"\")","v":0},{"$f":"IFERROR($D134*BV134,\"\")","v":0},{"$f":"IFERROR($D134*BW134,\"\")","v":0},{"$f":"IFERROR($D134*BX134,\"\")","v":0},{"$f":"IFERROR($D134*BY134,\"\")","v":0},{"$f":"IFERROR($D134*BZ134,\"\")","v":0},{"$f":"IFERROR($D134*CA134,\"\")","v":0},{"$f":"IFERROR($D134*CB134,\"\")","v":0},{"$f":"IFERROR($D134*CC134,\"\")","v":0},{"$f":"IFERROR($D134*CD134,\"\")","v":0},{"$f":"IFERROR($D134*CE134,\"\")","v":0},{"$f":"IFERROR($D134*CF134,\"\")","v":0},{"$f":"IFERROR($D134*CG134,\"\")","v":0},{"$f":"IFERROR($D134*CH134,\"\")","v":0},{"$f":"IFERROR($D134*CI134,\"\")","v":0},{"$f":"IFERROR($D134*CJ134,\"\")","v":0},{"$f":"IFERROR($D134*CK134,\"\")","v":0},{"$f":"IFERROR($D134*CL134,\"\")","v":0},{"$f":"IFERROR($D134*CM134,\"\")","v":0},{"$f":"IFERROR($D134*CN134,\"\")","v":0},{"$f":"IFERROR($D134*CO134,\"\")","v":0},{"$f":"IFERROR($D134*CP134,\"\")","v":0},{"$f":"IFERROR($D134*CQ134,\"\")","v":0},{"$f":"IFERROR($D134*CR134,\"\")","v":0},{"$f":"IFERROR($D134*CS134,\"\")","v":0},{"$f":"IFERROR($D134*CT134,\"\")","v":0}]
["",null,null,null,null,"","",null,null,null,null,null,null,null,null,null,null,null,null,null,null,null,null,null,null,null,null,null,null,null,null,null,null,null,null,null,null,null,null,null,null,null,null,null,null,null,null,null,null,null,null,null,null,null,null,null,null,null,null,null,null,null,null,null,null,null,null,null,null,null,null,null,null,null,null,null,null,null,null,null,null,null,null,null,null,null,null,null,null,null,null,null,null,null,null,null,null,null,null,{"$f":"IFERROR($D135*H135,\"\")","v":0},0,0,0,0,0,0,0,0,0,0,0,0,0,0,0,0,0,0,0,0,0,0,0,0,0,0,0,0,0,0,0,0,0,0,0,0,0,0,0,0,0,0,0,0,0,0,0,0,0,0,0,0,0,0,0,0,0,0,0,0,0,0,0,0,0,0,0,0,0,0,0,0,0,0,0,0,0,0,0,0,0,0,0,0,0,0,0,0,0,0]
["",null,null,null,null,"","",null,null,null,null,null,null,null,null,null,null,null,null,null,null,null,null,null,null,null,null,null,null,null,null,null,null,null,null,null,null,null,null,null,null,null,null,null,null,null,null,null,null,null,null,null,null,null,null,null,null,null,null,null,null,null,null,null,null,null,null,null,null,null,null,null,null,null,null,null,null,null,null,null,null,null,null,null,null,null,null,null,null,null,null,null,null,null,null,null,null,null,null,0,0,0,0,0,0,0,0,0,0,0,0,0,0,0,0,0,0,0,0,0,0,0,0,0,0,0,0,0,0,0,0,0,0,0,0,0,0,0,0,0,0,0,0,0,0,0,0,0,0,0,0,0,0,0,0,0,0,0,0,0,0,0,0,0,0,0,0,0,0,0,0,0,0,0,0,0,0,0,0,0,0,0,0,0,0,0,0,0,0,0]
["",null,null,null,null,"","",null,null,null,null,null,null,null,null,null,null,null,null,null,null,null,null,null,null,null,null,null,null,null,null,null,null,null,null,null,null,null,null,null,null,null,null,null,null,null,null,null,null,null,null,null,null,null,null,null,null,null,null,null,null,null,null,null,null,null,null,null,null,null,null,null,null,null,null,null,null,null,null,null,null,null,null,null,null,null,null,null,null,null,null,null,null,null,null,null,null,null,null,0,0,0,0,0,0,0,0,0,0,0,0,0,0,0,0,0,0,0,0,0,0,0,0,0,0,0,0,0,0,0,0,0,0,0,0,0,0,0,0,0,0,0,0,0,0,0,0,0,0,0,0,0,0,0,0,0,0,0,0,0,0,0,0,0,0,0,0,0,0,0,0,0,0,0,0,0,0,0,0,0,0,0,0,0,0,0,0,0,0,0]
["",null,null,null,null,"","",null,null,null,null,null,null,null,null,null,null,null,null,null,null,null,null,null,null,null,null,null,null,null,null,null,null,null,null,null,null,null,null,null,null,null,null,null,null,null,null,null,null,null,null,null,null,null,null,null,null,null,null,null,null,null,null,null,null,null,null,null,null,null,null,null,null,null,null,null,null,null,null,null,null,null,null,null,null,null,null,null,null,null,null,null,null,null,null,null,null,null,null,0,0,0,0,0,0,0,0,0,0,0,0,0,0,0,0,0,0,0,0,0,0,0,0,0,0,0,0,0,0,0,0,0,0,0,0,0,0,0,0,0,0,0,0,0,0,0,0,0,0,0,0,0,0,0,0,0,0,0,0,0,0,0,0,0,0,0,0,0,0,0,0,0,0,0,0,0,0,0,0,0,0,0,0,0,0,0,0,0,0,0]
["",null,null,null,null,"","",null,null,null,null,null,null,null,null,null,null,null,null,null,null,null,null,null,null,null,null,null,null,null,null,null,null,null,null,null,null,null,null,null,null,null,null,null,null,null,null,null,null,null,null,null,null,null,null,null,null,null,null,null,null,null,null,null,null,null,null,null,null,null,null,null,null,null,null,null,null,null,null,null,null,null,null,null,null,null,null,null,null,null,null,null,null,null,null,null,null,null,null,0,0,0,0,0,0,0,0,0,0,0,0,0,0,0,0,0,0,0,0,0,0,0,0,0,0,0,0,0,0,0,0,0,0,0,0,0,0,0,0,0,0,0,0,0,0,0,0,0,0,0,0,0,0,0,0,0,0,0,0,0,0,0,0,0,0,0,0,0,0,0,0,0,0,0,0,0,0,0,0,0,0,0,0,0,0,0,0,0,0,0]
["",null,null,null,null,"","",null,null,null,null,null,null,null,null,null,null,null,null,null,null,null,null,null,null,null,null,null,null,null,null,null,null,null,null,null,null,null,null,null,null,null,null,null,null,null,null,null,null,null,null,null,null,null,null,null,null,null,null,null,null,null,null,null,null,null,null,null,null,null,null,null,null,null,null,null,null,null,null,null,null,null,null,null,null,null,null,null,null,null,null,null,null,null,null,null,null,null,null,0,0,0,0,0,0,0,0,0,0,0,0,0,0,0,0,0,0,0,0,0,0,0,0,0,0,0,0,0,0,0,0,0,0,0,0,0,0,0,0,0,0,0,0,0,0,0,0,0,0,0,0,0,0,0,0,0,0,0,0,0,0,0,0,0,0,0,0,0,0,0,0,0,0,0,0,0,0,0,0,0,0,0,0,0,0,0,0,0,0,0]
["",null,null,null,null,"","",null,null,null,null,null,null,null,null,null,null,null,null,null,null,null,null,null,null,null,null,null,null,null,null,null,null,null,null,null,null,null,null,null,null,null,null,null,null,null,null,null,null,null,null,null,null,null,null,null,null,null,null,null,null,null,null,null,null,null,null,null,null,null,null,null,null,null,null,null,null,null,null,null,null,null,null,null,null,null,null,null,null,null,null,null,null,null,null,null,null,null,null,0,0,0,0,0,0,0,0,0,0,0,0,0,0,0,0,0,0,0,0,0,0,0,0,0,0,0,0,0,0,0,0,0,0,0,0,0,0,0,0,0,0,0,0,0,0,0,0,0,0,0,0,0,0,0,0,0,0,0,0,0,0,0,0,0,0,0,0,0,0,0,0,0,0,0,0,0,0,0,0,0,0,0,0,0,0,0,0,0,0,0]
["",null,null,null,null,"","",null,null,null,null,null,null,null,null,null,null,null,null,null,null,null,null,null,null,null,null,null,null,null,null,null,null,null,null,null,null,null,null,null,null,null,null,null,null,null,null,null,null,null,null,null,null,null,null,null,null,null,null,null,null,null,null,null,null,null,null,null,null,null,null,null,null,null,null,null,null,null,null,null,null,null,null,null,null,null,null,null,null,null,null,null,null,null,null,null,null,null,null,0,0,0,0,0,0,0,0,0,0,0,0,0,0,0,0,0,0,0,0,0,0,0,0,0,0,0,0,0,0,0,0,0,0,0,0,0,0,0,0,0,0,0,0,0,0,0,0,0,0,0,0,0,0,0,0,0,0,0,0,0,0,0,0,0,0,0,0,0,0,0,0,0,0,0,0,0,0,0,0,0,0,0,0,0,0,0,0,0,0,0]
["",null,null,null,null,"","",null,null,null,null,null,null,null,null,null,null,null,null,null,null,null,null,null,null,null,null,null,null,null,null,null,null,null,null,null,null,null,null,null,null,null,null,null,null,null,null,null,null,null,null,null,null,null,null,null,null,null,null,null,null,null,null,null,null,null,null,null,null,null,null,null,null,null,null,null,null,null,null,null,null,null,null,null,null,null,null,null,null,null,null,null,null,null,null,null,null,null,null,0,0,0,0,0,0,0,0,0,0,0,0,0,0,0,0,0,0,0,0,0,0,0,0,0,0,0,0,0,0,0,0,0,0,0,0,0,0,0,0,0,0,0,0,0,0,0,0,0,0,0,0,0,0,0,0,0,0,0,0,0,0,0,0,0,0,0,0,0,0,0,0,0,0,0,0,0,0,0,0,0,0,0,0,0,0,0,0,0,0,0]
["",null,null,null,null,"","",null,null,null,null,null,null,null,null,null,null,null,null,null,null,null,null,null,null,null,null,null,null,null,null,null,null,null,null,null,null,null,null,null,null,null,null,null,null,null,null,null,null,null,null,null,null,null,null,null,null,null,null,null,null,null,null,null,null,null,null,null,null,null,null,null,null,null,null,null,null,null,null,null,null,null,null,null,null,null,null,null,null,null,null,null,null,null,null,null,null,null,null,0,0,0,0,0,0,0,0,0,0,0,0,0,0,0,0,0,0,0,0,0,0,0,0,0,0,0,0,0,0,0,0,0,0,0,0,0,0,0,0,0,0,0,0,0,0,0,0,0,0,0,0,0,0,0,0,0,0,0,0,0,0,0,0,0,0,0,0,0,0,0,0,0,0,0,0,0,0,0,0,0,0,0,0,0,0,0,0,0,0,0]
["",null,null,null,null,"","",null,null,null,null,null,null,null,null,null,null,null,null,null,null,null,null,null,null,null,null,null,null,null,null,null,null,null,null,null,null,null,null,null,null,null,null,null,null,null,null,null,null,null,null,null,null,null,null,null,null,null,null,null,null,null,null,null,null,null,null,null,null,null,null,null,null,null,null,null,null,null,null,null,null,null,null,null,null,null,null,null,null,null,null,null,null,null,null,null,null,null,null,0,0,0,0,0,0,0,0,0,0,0,0,0,0,0,0,0,0,0,0,0,0,0,0,0,0,0,0,0,0,0,0,0,0,0,0,0,0,0,0,0,0,0,0,0,0,0,0,0,0,0,0,0,0,0,0,0,0,0,0,0,0,0,0,0,0,0,0,0,0,0,0,0,0,0,0,0,0,0,0,0,0,0,0,0,0,0,0,0,0,0]
["",null,null,null,null,"","",null,null,null,null,null,null,null,null,null,null,null,null,null,null,null,null,null,null,null,null,null,null,null,null,null,null,null,null,null,null,null,null,null,null,null,null,null,null,null,null,null,null,null,null,null,null,null,null,null,null,null,null,null,null,null,null,null,null,null,null,null,null,null,null,null,null,null,null,null,null,null,null,null,null,null,null,null,null,null,null,null,null,null,null,null,null,null,null,null,null,null,null,0,0,0,0,0,0,0,0,0,0,0,0,0,0,0,0,0,0,0,0,0,0,0,0,0,0,0,0,0,0,0,0,0,0,0,0,0,0,0,0,0,0,0,0,0,0,0,0,0,0,0,0,0,0,0,0,0,0,0,0,0,0,0,0,0,0,0,0,0,0,0,0,0,0,0,0,0,0,0,0,0,0,0,0,0,0,0,0,0,0,0]
["",null,null,null,null,"","",null,null,null,null,null,null,null,null,null,null,null,null,null,null,null,null,null,null,null,null,null,null,null,null,null,null,null,null,null,null,null,null,null,null,null,null,null,null,null,null,null,null,null,null,null,null,null,null,null,null,null,null,null,null,null,null,null,null,null,null,null,null,null,null,null,null,null,null,null,null,null,null,null,null,null,null,null,null,null,null,null,null,null,null,null,null,null,null,null,null,null,null,0,0,0,0,0,0,0,0,0,0,0,0,0,0,0,0,0,0,0,0,0,0,0,0,0,0,0,0,0,0,0,0,0,0,0,0,0,0,0,0,0,0,0,0,0,0,0,0,0,0,0,0,0,0,0,0,0,0,0,0,0,0,0,0,0,0,0,0,0,0,0,0,0,0,0,0,0,0,0,0,0,0,0,0,0,0,0,0,0,0,0]
["",null,null,null,null,"","",null,null,null,null,null,null,null,null,null,null,null,null,null,null,null,null,null,null,null,null,null,null,null,null,null,null,null,null,null,null,null,null,null,null,null,null,null,null,null,null,null,null,null,null,null,null,null,null,null,null,null,null,null,null,null,null,null,null,null,null,null,null,null,null,null,null,null,null,null,null,null,null,null,null,null,null,null,null,null,null,null,null,null,null,null,null,null,null,null,null,null,null,0,0,0,0,0,0,0,0,0,0,0,0,0,0,0,0,0,0,0,0,0,0,0,0,0,0,0,0,0,0,0,0,0,0,0,0,0,0,0,0,0,0,0,0,0,0,0,0,0,0,0,0,0,0,0,0,0,0,0,0,0,0,0,0,0,0,0,0,0,0,0,0,0,0,0,0,0,0,0,0,0,0,0,0,0,0,0,0,0,0,0]
["",null,null,null,null,"","",null,null,null,null,null,null,null,null,null,null,null,null,null,null,null,null,null,null,null,null,null,null,null,null,null,null,null,null,null,null,null,null,null,null,null,null,null,null,null,null,null,null,null,null,null,null,null,null,null,null,null,null,null,null,null,null,null,null,null,null,null,null,null,null,null,null,null,null,null,null,null,null,null,null,null,null,null,null,null,null,null,null,null,null,null,null,null,null,null,null,null,null,0,0,0,0,0,0,0,0,0,0,0,0,0,0,0,0,0,0,0,0,0,0,0,0,0,0,0,0,0,0,0,0,0,0,0,0,0,0,0,0,0,0,0,0,0,0,0,0,0,0,0,0,0,0,0,0,0,0,0,0,0,0,0,0,0,0,0,0,0,0,0,0,0,0,0,0,0,0,0,0,0,0,0,0,0,0,0,0,0,0,0]
["",null,null,null,null,"","",null,null,null,null,null,null,null,null,null,null,null,null,null,null,null,null,null,null,null,null,null,null,null,null,null,null,null,null,null,null,null,null,null,null,null,null,null,null,null,null,null,null,null,null,null,null,null,null,null,null,null,null,null,null,null,null,null,null,null,null,null,null,null,null,null,null,null,null,null,null,null,null,null,null,null,null,null,null,null,null,null,null,null,null,null,null,null,null,null,null,null,null,0,0,0,0,0,0,0,0,0,0,0,0,0,0,0,0,0,0,0,0,0,0,0,0,0,0,0,0,0,0,0,0,0,0,0,0,0,0,0,0,0,0,0,0,0,0,0,0,0,0,0,0,0,0,0,0,0,0,0,0,0,0,0,0,0,0,0,0,0,0,0,0,0,0,0,0,0,0,0,0,0,0,0,0,0,0,0,0,0,0,0]
["",null,null,null,null,"","",null,null,null,null,null,null,null,null,null,null,null,null,null,null,null,null,null,null,null,null,null,null,null,null,null,null,null,null,null,null,null,null,null,null,null,null,null,null,null,null,null,null,null,null,null,null,null,null,null,null,null,null,null,null,null,null,null,null,null,null,null,null,null,null,null,null,null,null,null,null,null,null,null,null,null,null,null,null,null,null,null,null,null,null,null,null,null,null,null,null,null,null,0,0,0,0,0,0,0,0,0,0,0,0,0,0,0,0,0,0,0,0,0,0,0,0,0,0,0,0,0,0,0,0,0,0,0,0,0,0,0,0,0,0,0,0,0,0,0,0,0,0,0,0,0,0,0,0,0,0,0,0,0,0,0,0,0,0,0,0,0,0,0,0,0,0,0,0,0,0,0,0,0,0,0,0,0,0,0,0,0,0,0]
["",null,null,null,null,"","",null,null,null,null,null,null,null,null,null,null,null,null,null,null,null,null,null,null,null,null,null,null,null,null,null,null,null,null,null,null,null,null,null,null,null,null,null,null,null,null,null,null,null,null,null,null,null,null,null,null,null,null,null,null,null,null,null,null,null,null,null,null,null,null,null,null,null,null,null,null,null,null,null,null,null,null,null,null,null,null,null,null,null,null,null,null,null,null,null,null,null,null,0,0,0,0,0,0,0,0,0,0,0,0,0,0,0,0,0,0,0,0,0,0,0,0,0,0,0,0,0,0,0,0,0,0,0,0,0,0,0,0,0,0,0,0,0,0,0,0,0,0,0,0,0,0,0,0,0,0,0,0,0,0,0,0,0,0,0,0,0,0,0,0,0,0,0,0,0,0,0,0,0,0,0,0,0,0,0,0,0,0,0]
["",null,null,null,null,"","",null,null,null,null,null,null,null,null,null,null,null,null,null,null,null,null,null,null,null,null,null,null,null,null,null,null,null,null,null,null,null,null,null,null,null,null,null,null,null,null,null,null,null,null,null,null,null,null,null,null,null,null,null,null,null,null,null,null,null,null,null,null,null,null,null,null,null,null,null,null,null,null,null,null,null,null,null,null,null,null,null,null,null,null,null,null,null,null,null,null,null,null,0,0,0,0,0,0,0,0,0,0,0,0,0,0,0,0,0,0,0,0,0,0,0,0,0,0,0,0,0,0,0,0,0,0,0,0,0,0,0,0,0,0,0,0,0,0,0,0,0,0,0,0,0,0,0,0,0,0,0,0,0,0,0,0,0,0,0,0,0,0,0,0,0,0,0,0,0,0,0,0,0,0,0,0,0,0,0,0,0,0,0]
["",null,null,null,null,"","",null,null,null,null,null,null,null,null,null,null,null,null,null,null,null,null,null,null,null,null,null,null,null,null,null,null,null,null,null,null,null,null,null,null,null,null,null,null,null,null,null,null,null,null,null,null,null,null,null,null,null,null,null,null,null,null,null,null,null,null,null,null,null,null,null,null,null,null,null,null,null,null,null,null,null,null,null,null,null,null,null,null,null,null,null,null,null,null,null,null,null,null,0,0,0,0,0,0,0,0,0,0,0,0,0,0,0,0,0,0,0,0,0,0,0,0,0,0,0,0,0,0,0,0,0,0,0,0,0,0,0,0,0,0,0,0,0,0,0,0,0,0,0,0,0,0,0,0,0,0,0,0,0,0,0,0,0,0,0,0,0,0,0,0,0,0,0,0,0,0,0,0,0,0,0,0,0,0,0,0,0,0,0]
["",null,null,null,null,"","",null,null,null,null,null,null,null,null,null,null,null,null,null,null,null,null,null,null,null,null,null,null,null,null,null,null,null,null,null,null,null,null,null,null,null,null,null,null,null,null,null,null,null,null,null,null,null,null,null,null,null,null,null,null,null,null,null,null,null,null,null,null,null,null,null,null,null,null,null,null,null,null,null,null,null,null,null,null,null,null,null,null,null,null,null,null,null,null,null,null,null,null,0,0,0,0,0,0,0,0,0,0,0,0,0,0,0,0,0,0,0,0,0,0,0,0,0,0,0,0,0,0,0,0,0,0,0,0,0,0,0,0,0,0,0,0,0,0,0,0,0,0,0,0,0,0,0,0,0,0,0,0,0,0,0,0,0,0,0,0,0,0,0,0,0,0,0,0,0,0,0,0,0,0,0,0,0,0,0,0,0,0,0]
["",null,null,null,null,"","",null,null,null,null,null,null,null,null,null,null,null,null,null,null,null,null,null,null,null,null,null,null,null,null,null,null,null,null,null,null,null,null,null,null,null,null,null,null,null,null,null,null,null,null,null,null,null,null,null,null,null,null,null,null,null,null,null,null,null,null,null,null,null,null,null,null,null,null,null,null,null,null,null,null,null,null,null,null,null,null,null,null,null,null,null,null,null,null,null,null,null,null,0,0,0,0,0,0,0,0,0,0,0,0,0,0,0,0,0,0,0,0,0,0,0,0,0,0,0,0,0,0,0,0,0,0,0,0,0,0,0,0,0,0,0,0,0,0,0,0,0,0,0,0,0,0,0,0,0,0,0,0,0,0,0,0,0,0,0,0,0,0,0,0,0,0,0,0,0,0,0,0,0,0,0,0,0,0,0,0,0,0,0]
["",null,null,null,null,"","",null,null,null,null,null,null,null,null,null,null,null,null,null,null,null,null,null,null,null,null,null,null,null,null,null,null,null,null,null,null,null,null,null,null,null,null,null,null,null,null,null,null,null,null,null,null,null,null,null,null,null,null,null,null,null,null,null,null,null,null,null,null,null,null,null,null,null,null,null,null,null,null,null,null,null,null,null,null,null,null,null,null,null,null,null,null,null,null,null,null,null,null,0,0,0,0,0,0,0,0,0,0,0,0,0,0,0,0,0,0,0,0,0,0,0,0,0,0,0,0,0,0,0,0,0,0,0,0,0,0,0,0,0,0,0,0,0,0,0,0,0,0,0,0,0,0,0,0,0,0,0,0,0,0,0,0,0,0,0,0,0,0,0,0,0,0,0,0,0,0,0,0,0,0,0,0,0,0,0,0,0,0,0]
["",null,null,null,null,"","",null,null,null,null,null,null,null,null,null,null,null,null,null,null,null,null,null,null,null,null,null,null,null,null,null,null,null,null,null,null,null,null,null,null,null,null,null,null,null,null,null,null,null,null,null,null,null,null,null,null,null,null,null,null,null,null,null,null,null,null,null,null,null,null,null,null,null,null,null,null,null,null,null,null,null,null,null,null,null,null,null,null,null,null,null,null,null,null,null,null,null,null,0,0,0,0,0,0,0,0,0,0,0,0,0,0,0,0,0,0,0,0,0,0,0,0,0,0,0,0,0,0,0,0,0,0,0,0,0,0,0,0,0,0,0,0,0,0,0,0,0,0,0,0,0,0,0,0,0,0,0,0,0,0,0,0,0,0,0,0,0,0,0,0,0,0,0,0,0,0,0,0,0,0,0,0,0,0,0,0,0,0,0]
["",null,null,null,null,"","",null,null,null,null,null,null,null,null,null,null,null,null,null,null,null,null,null,null,null,null,null,null,null,null,null,null,null,null,null,null,null,null,null,null,null,null,null,null,null,null,null,null,null,null,null,null,null,null,null,null,null,null,null,null,null,null,null,null,null,null,null,null,null,null,null,null,null,null,null,null,null,null,null,null,null,null,null,null,null,null,null,null,null,null,null,null,null,null,null,null,null,null,0,0,0,0,0,0,0,0,0,0,0,0,0,0,0,0,0,0,0,0,0,0,0,0,0,0,0,0,0,0,0,0,0,0,0,0,0,0,0,0,0,0,0,0,0,0,0,0,0,0,0,0,0,0,0,0,0,0,0,0,0,0,0,0,0,0,0,0,0,0,0,0,0,0,0,0,0,0,0,0,0,0,0,0,0,0,0,0,0,0,0]
["",null,null,null,null,"","",null,null,null,null,null,null,null,null,null,null,null,null,null,null,null,null,null,null,null,null,null,null,null,null,null,null,null,null,null,null,null,null,null,null,null,null,null,null,null,null,null,null,null,null,null,null,null,null,null,null,null,null,null,null,null,null,null,null,null,null,null,null,null,null,null,null,null,null,null,null,null,null,null,null,null,null,null,null,null,null,null,null,null,null,null,null,null,null,null,null,null,null,0,0,0,0,0,0,0,0,0,0,0,0,0,0,0,0,0,0,0,0,0,0,0,0,0,0,0,0,0,0,0,0,0,0,0,0,0,0,0,0,0,0,0,0,0,0,0,0,0,0,0,0,0,0,0,0,0,0,0,0,0,0,0,0,0,0,0,0,0,0,0,0,0,0,0,0,0,0,0,0,0,0,0,0,0,0,0,0,0,0,0]
["",null,null,null,null,"","",null,null,null,null,null,null,null,null,null,null,null,null,null,null,null,null,null,null,null,null,null,null,null,null,null,null,null,null,null,null,null,null,null,null,null,null,null,null,null,null,null,null,null,null,null,null,null,null,null,null,null,null,null,null,null,null,null,null,null,null,null,null,null,null,null,null,null,null,null,null,null,null,null,null,null,null,null,null,null,null,null,null,null,null,null,null,null,null,null,null,null,null,0,0,0,0,0,0,0,0,0,0,0,0,0,0,0,0,0,0,0,0,0,0,0,0,0,0,0,0,0,0,0,0,0,0,0,0,0,0,0,0,0,0,0,0,0,0,0,0,0,0,0,0,0,0,0,0,0,0,0,0,0,0,0,0,0,0,0,0,0,0,0,0,0,0,0,0,0,0,0,0,0,0,0,0,0,0,0,0,0,0,0]
["",null,null,null,null,"","",null,null,null,null,null,null,null,null,null,null,null,null,null,null,null,null,null,null,null,null,null,null,null,null,null,null,null,null,null,null,null,null,null,null,null,null,null,null,null,null,null,null,null,null,null,null,null,null,null,null,null,null,null,null,null,null,null,null,null,null,null,null,null,null,null,null,null,null,null,null,null,null,null,null,null,null,null,null,null,null,null,null,null,null,null,null,null,null,null,null,null,null,0,0,0,0,0,0,0,0,0,0,0,0,0,0,0,0,0,0,0,0,0,0,0,0,0,0,0,0,0,0,0,0,0,0,0,0,0,0,0,0,0,0,0,0,0,0,0,0,0,0,0,0,0,0,0,0,0,0,0,0,0,0,0,0,0,0,0,0,0,0,0,0,0,0,0,0,0,0,0,0,0,0,0,0,0,0,0,0,0,0,0]
["",null,null,null,null,"","",null,null,null,null,null,null,null,null,null,null,null,null,null,null,null,null,null,null,null,null,null,null,null,null,null,null,null,null,null,null,null,null,null,null,null,null,null,null,null,null,null,null,null,null,null,null,null,null,null,null,null,null,null,null,null,null,null,null,null,null,null,null,null,null,null,null,null,null,null,null,null,null,null,null,null,null,null,null,null,null,null,null,null,null,null,null,null,null,null,null,null,null,0,0,0,0,0,0,0,0,0,0,0,0,0,0,0,0,0,0,0,0,0,0,0,0,0,0,0,0,0,0,0,0,0,0,0,0,0,0,0,0,0,0,0,0,0,0,0,0,0,0,0,0,0,0,0,0,0,0,0,0,0,0,0,0,0,0,0,0,0,0,0,0,0,0,0,0,0,0,0,0,0,0,0,0,0,0,0,0,0,0,0]
["",null,null,null,null,"","",null,null,null,null,null,null,null,null,null,null,null,null,null,null,null,null,null,null,null,null,null,null,null,null,null,null,null,null,null,null,null,null,null,null,null,null,null,null,null,null,null,null,null,null,null,null,null,null,null,null,null,null,null,null,null,null,null,null,null,null,null,null,null,null,null,null,null,null,null,null,null,null,null,null,null,null,null,null,null,null,null,null,null,null,null,null,null,null,null,null,null,null,0,0,0,0,0,0,0,0,0,0,0,0,0,0,0,0,0,0,0,0,0,0,0,0,0,0,0,0,0,0,0,0,0,0,0,0,0,0,0,0,0,0,0,0,0,0,0,0,0,0,0,0,0,0,0,0,0,0,0,0,0,0,0,0,0,0,0,0,0,0,0,0,0,0,0,0,0,0,0,0,0,0,0,0,0,0,0,0,0,0,0]
["",null,null,null,null,"","",null,null,null,null,null,null,null,null,null,null,null,null,null,null,null,null,null,null,null,null,null,null,null,null,null,null,null,null,null,null,null,null,null,null,null,null,null,null,null,null,null,null,null,null,null,null,null,null,null,null,null,null,null,null,null,null,null,null,null,null,null,null,null,null,null,null,null,null,null,null,null,null,null,null,null,null,null,null,null,null,null,null,null,null,null,null,null,null,null,null,null,null,0,0,0,0,0,0,0,0,0,0,0,0,0,0,0,0,0,0,0,0,0,0,0,0,0,0,0,0,0,0,0,0,0,0,0,0,0,0,0,0,0,0,0,0,0,0,0,0,0,0,0,0,0,0,0,0,0,0,0,0,0,0,0,0,0,0,0,0,0,0,0,0,0,0,0,0,0,0,0,0,0,0,0,0,0,0,0,0,0,0,0]
["",null,null,null,null,"","",null,null,null,null,null,null,null,null,null,null,null,null,null,null,null,null,null,null,null,null,null,null,null,null,null,null,null,null,null,null,null,null,null,null,null,null,null,null,null,null,null,null,null,null,null,null,null,null,null,null,null,null,null,null,null,null,null,null,null,null,null,null,null,null,null,null,null,null,null,null,null,null,null,null,null,null,null,null,null,null,null,null,null,null,null,null,null,null,null,null,null,null,0,0,0,0,0,0,0,0,0,0,0,0,0,0,0,0,0,0,0,0,0,0,0,0,0,0,0,0,0,0,0,0,0,0,0,0,0,0,0,0,0,0,0,0,0,0,0,0,0,0,0,0,0,0,0,0,0,0,0,0,0,0,0,0,0,0,0,0,0,0,0,0,0,0,0,0,0,0,0,0,0,0,0,0,0,0,0,0,0,0,0]
["",null,null,null,null,"","",null,null,null,null,null,null,null,null,null,null,null,null,null,null,null,null,null,null,null,null,null,null,null,null,null,null,null,null,null,null,null,null,null,null,null,null,null,null,null,null,null,null,null,null,null,null,null,null,null,null,null,null,null,null,null,null,null,null,null,null,null,null,null,null,null,null,null,null,null,null,null,null,null,null,null,null,null,null,null,null,null,null,null,null,null,null,null,null,null,null,null,null,0,0,0,0,0,0,0,0,0,0,0,0,0,0,0,0,0,0,0,0,0,0,0,0,0,0,0,0,0,0,0,0,0,0,0,0,0,0,0,0,0,0,0,0,0,0,0,0,0,0,0,0,0,0,0,0,0,0,0,0,0,0,0,0,0,0,0,0,0,0,0,0,0,0,0,0,0,0,0,0,0,0,0,0,0,0,0,0,0,0,0]
["",null,null,null,null,"","",null,null,null,null,null,null,null,null,null,null,null,null,null,null,null,null,null,null,null,null,null,null,null,null,null,null,null,null,null,null,null,null,null,null,null,null,null,null,null,null,null,null,null,null,null,null,null,null,null,null,null,null,null,null,null,null,null,null,null,null,null,null,null,null,null,null,null,null,null,null,null,null,null,null,null,null,null,null,null,null,null,null,null,null,null,null,null,null,null,null,null,null,0,0,0,0,0,0,0,0,0,0,0,0,0,0,0,0,0,0,0,0,0,0,0,0,0,0,0,0,0,0,0,0,0,0,0,0,0,0,0,0,0,0,0,0,0,0,0,0,0,0,0,0,0,0,0,0,0,0,0,0,0,0,0,0,0,0,0,0,0,0,0,0,0,0,0,0,0,0,0,0,0,0,0,0,0,0,0,0,0,0,0]
["",null,null,null,null,"","",null,null,null,null,null,null,null,null,null,null,null,null,null,null,null,null,null,null,null,null,null,null,null,null,null,null,null,null,null,null,null,null,null,null,null,null,null,null,null,null,null,null,null,null,null,null,null,null,null,null,null,null,null,null,null,null,null,null,null,null,null,null,null,null,null,null,null,null,null,null,null,null,null,null,null,null,null,null,null,null,null,null,null,null,null,null,null,null,null,null,null,null,0,0,0,0,0,0,0,0,0,0,0,0,0,0,0,0,0,0,0,0,0,0,0,0,0,0,0,0,0,0,0,0,0,0,0,0,0,0,0,0,0,0,0,0,0,0,0,0,0,0,0,0,0,0,0,0,0,0,0,0,0,0,0,0,0,0,0,0,0,0,0,0,0,0,0,0,0,0,0,0,0,0,0,0,0,0,0,0,0,0,0]
["",null,null,null,null,"","",null,null,null,null,null,null,null,null,null,null,null,null,null,null,null,null,null,null,null,null,null,null,null,null,null,null,null,null,null,null,null,null,null,null,null,null,null,null,null,null,null,null,null,null,null,null,null,null,null,null,null,null,null,null,null,null,null,null,null,null,null,null,null,null,null,null,null,null,null,null,null,null,null,null,null,null,null,null,null,null,null,null,null,null,null,null,null,null,null,null,null,null,0,0,0,0,0,0,0,0,0,0,0,0,0,0,0,0,0,0,0,0,0,0,0,0,0,0,0,0,0,0,0,0,0,0,0,0,0,0,0,0,0,0,0,0,0,0,0,0,0,0,0,0,0,0,0,0,0,0,0,0,0,0,0,0,0,0,0,0,0,0,0,0,0,0,0,0,0,0,0,0,0,0,0,0,0,0,0,0,0,0,0]
["",null,null,null,null,"","",null,null,null,null,null,null,null,null,null,null,null,null,null,null,null,null,null,null,null,null,null,null,null,null,null,null,null,null,null,null,null,null,null,null,null,null,null,null,null,null,null,null,null,null,null,null,null,null,null,null,null,null,null,null,null,null,null,null,null,null,null,null,null,null,null,null,null,null,null,null,null,null,null,null,null,null,null,null,null,null,null,null,null,null,null,null,null,null,null,null,null,null,0,0,0,0,0,0,0,0,0,0,0,0,0,0,0,0,0,0,0,0,0,0,0,0,0,0,0,0,0,0,0,0,0,0,0,0,0,0,0,0,0,0,0,0,0,0,0,0,0,0,0,0,0,0,0,0,0,0,0,0,0,0,0,0,0,0,0,0,0,0,0,0,0,0,0,0,0,0,0,0,0,0,0,0,0,0,0,0,0,0,0]
["",null,null,null,null,"","",null,null,null,null,null,null,null,null,null,null,null,null,null,null,null,null,null,null,null,null,null,null,null,null,null,null,null,null,null,null,null,null,null,null,null,null,null,null,null,null,null,null,null,null,null,null,null,null,null,null,null,null,null,null,null,null,null,null,null,null,null,null,null,null,null,null,null,null,null,null,null,null,null,null,null,null,null,null,null,null,null,null,null,null,null,null,null,null,null,null,null,null,0,0,0,0,0,0,0,0,0,0,0,0,0,0,0,0,0,0,0,0,0,0,0,0,0,0,0,0,0,0,0,0,0,0,0,0,0,0,0,0,0,0,0,0,0,0,0,0,0,0,0,0,0,0,0,0,0,0,0,0,0,0,0,0,0,0,0,0,0,0,0,0,0,0,0,0,0,0,0,0,0,0,0,0,0,0,0,0,0,0,0]
["",null,null,null,null,"","",null,null,null,null,null,null,null,null,null,null,null,null,null,null,null,null,null,null,null,null,null,null,null,null,null,null,null,null,null,null,null,null,null,null,null,null,null,null,null,null,null,null,null,null,null,null,null,null,null,null,null,null,null,null,null,null,null,null,null,null,null,null,null,null,null,null,null,null,null,null,null,null,null,null,null,null,null,null,null,null,null,null,null,null,null,null,null,null,null,null,null,null,0,0,0,0,0,0,0,0,0,0,0,0,0,0,0,0,0,0,0,0,0,0,0,0,0,0,0,0,0,0,0,0,0,0,0,0,0,0,0,0,0,0,0,0,0,0,0,0,0,0,0,0,0,0,0,0,0,0,0,0,0,0,0,0,0,0,0,0,0,0,0,0,0,0,0,0,0,0,0,0,0,0,0,0,0,0,0,0,0,0,0]
["",null,null,null,null,"","",null,null,null,null,null,null,null,null,null,null,null,null,null,null,null,null,null,null,null,null,null,null,null,null,null,null,null,null,null,null,null,null,null,null,null,null,null,null,null,null,null,null,null,null,null,null,null,null,null,null,null,null,null,null,null,null,null,null,null,null,null,null,null,null,null,null,null,null,null,null,null,null,null,null,null,null,null,null,null,null,null,null,null,null,null,null,null,null,null,null,null,null,0,0,0,0,0,0,0,0,0,0,0,0,0,0,0,0,0,0,0,0,0,0,0,0,0,0,0,0,0,0,0,0,0,0,0,0,0,0,0,0,0,0,0,0,0,0,0,0,0,0,0,0,0,0,0,0,0,0,0,0,0,0,0,0,0,0,0,0,0,0,0,0,0,0,0,0,0,0,0,0,0,0,0,0,0,0,0,0,0,0,0]
["",null,null,null,null,"","",null,null,null,null,null,null,null,null,null,null,null,null,null,null,null,null,null,null,null,null,null,null,null,null,null,null,null,null,null,null,null,null,null,null,null,null,null,null,null,null,null,null,null,null,null,null,null,null,null,null,null,null,null,null,null,null,null,null,null,null,null,null,null,null,null,null,null,null,null,null,null,null,null,null,null,null,null,null,null,null,null,null,null,null,null,null,null,null,null,null,null,null,0,0,0,0,0,0,0,0,0,0,0,0,0,0,0,0,0,0,0,0,0,0,0,0,0,0,0,0,0,0,0,0,0,0,0,0,0,0,0,0,0,0,0,0,0,0,0,0,0,0,0,0,0,0,0,0,0,0,0,0,0,0,0,0,0,0,0,0,0,0,0,0,0,0,0,0,0,0,0,0,0,0,0,0,0,0,0,0,0,0,0]
["",null,null,null,null,"","",null,null,null,null,null,null,null,null,null,null,null,null,null,null,null,null,null,null,null,null,null,null,null,null,null,null,null,null,null,null,null,null,null,null,null,null,null,null,null,null,null,null,null,null,null,null,null,null,null,null,null,null,null,null,null,null,null,null,null,null,null,null,null,null,null,null,null,null,null,null,null,null,null,null,null,null,null,null,null,null,null,null,null,null,null,null,null,null,null,null,null,null,0,0,0,0,0,0,0,0,0,0,0,0,0,0,0,0,0,0,0,0,0,0,0,0,0,0,0,0,0,0,0,0,0,0,0,0,0,0,0,0,0,0,0,0,0,0,0,0,0,0,0,0,0,0,0,0,0,0,0,0,0,0,0,0,0,0,0,0,0,0,0,0,0,0,0,0,0,0,0,0,0,0,0,0,0,0,0,0,0,0,0]
["",null,null,null,null,"","",null,null,null,null,null,null,null,null,null,null,null,null,null,null,null,null,null,null,null,null,null,null,null,null,null,null,null,null,null,null,null,null,null,null,null,null,null,null,null,null,null,null,null,null,null,null,null,null,null,null,null,null,null,null,null,null,null,null,null,null,null,null,null,null,null,null,null,null,null,null,null,null,null,null,null,null,null,null,null,null,null,null,null,null,null,null,null,null,null,null,null,null,0,0,0,0,0,0,0,0,0,0,0,0,0,0,0,0,0,0,0,0,0,0,0,0,0,0,0,0,0,0,0,0,0,0,0,0,0,0,0,0,0,0,0,0,0,0,0,0,0,0,0,0,0,0,0,0,0,0,0,0,0,0,0,0,0,0,0,0,0,0,0,0,0,0,0,0,0,0,0,0,0,0,0,0,0,0,0,0,0,0,0]
["",null,null,null,null,"","",null,null,null,null,null,null,null,null,null,null,null,null,null,null,null,null,null,null,null,null,null,null,null,null,null,null,null,null,null,null,null,null,null,null,null,null,null,null,null,null,null,null,null,null,null,null,null,null,null,null,null,null,null,null,null,null,null,null,null,null,null,null,null,null,null,null,null,null,null,null,null,null,null,null,null,null,null,null,null,null,null,null,null,null,null,null,null,null,null,null,null,null,0,0,0,0,0,0,0,0,0,0,0,0,0,0,0,0,0,0,0,0,0,0,0,0,0,0,0,0,0,0,0,0,0,0,0,0,0,0,0,0,0,0,0,0,0,0,0,0,0,0,0,0,0,0,0,0,0,0,0,0,0,0,0,0,0,0,0,0,0,0,0,0,0,0,0,0,0,0,0,0,0,0,0,0,0,0,0,0,0,0,0]
["",null,null,null,null,"","",null,null,null,null,null,null,null,null,null,null,null,null,null,null,null,null,null,null,null,null,null,null,null,null,null,null,null,null,null,null,null,null,null,null,null,null,null,null,null,null,null,null,null,null,null,null,null,null,null,null,null,null,null,null,null,null,null,null,null,null,null,null,null,null,null,null,null,null,null,null,null,null,null,null,null,null,null,null,null,null,null,null,null,null,null,null,null,null,null,null,null,null,0,0,0,0,0,0,0,0,0,0,0,0,0,0,0,0,0,0,0,0,0,0,0,0,0,0,0,0,0,0,0,0,0,0,0,0,0,0,0,0,0,0,0,0,0,0,0,0,0,0,0,0,0,0,0,0,0,0,0,0,0,0,0,0,0,0,0,0,0,0,0,0,0,0,0,0,0,0,0,0,0,0,0,0,0,0,0,0,0,0,0]
["",null,null,null,null,"","",null,null,null,null,null,null,null,null,null,null,null,null,null,null,null,null,null,null,null,null,null,null,null,null,null,null,null,null,null,null,null,null,null,null,null,null,null,null,null,null,null,null,null,null,null,null,null,null,null,null,null,null,null,null,null,null,null,null,null,null,null,null,null,null,null,null,null,null,null,null,null,null,null,null,null,null,null,null,null,null,null,null,null,null,null,null,null,null,null,null,null,null,0,0,0,0,0,0,0,0,0,0,0,0,0,0,0,0,0,0,0,0,0,0,0,0,0,0,0,0,0,0,0,0,0,0,0,0,0,0,0,0,0,0,0,0,0,0,0,0,0,0,0,0,0,0,0,0,0,0,0,0,0,0,0,0,0,0,0,0,0,0,0,0,0,0,0,0,0,0,0,0,0,0,0,0,0,0,0,0,0,0,0]
["",null,null,null,null,"","",null,null,null,null,null,null,null,null,null,null,null,null,null,null,null,null,null,null,null,null,null,null,null,null,null,null,null,null,null,null,null,null,null,null,null,null,null,null,null,null,null,null,null,null,null,null,null,null,null,null,null,null,null,null,null,null,null,null,null,null,null,null,null,null,null,null,null,null,null,null,null,null,null,null,null,null,null,null,null,null,null,null,null,null,null,null,null,null,null,null,null,null,0,0,0,0,0,0,0,0,0,0,0,0,0,0,0,0,0,0,0,0,0,0,0,0,0,0,0,0,0,0,0,0,0,0,0,0,0,0,0,0,0,0,0,0,0,0,0,0,0,0,0,0,0,0,0,0,0,0,0,0,0,0,0,0,0,0,0,0,0,0,0,0,0,0,0,0,0,0,0,0,0,0,0,0,0,0,0,0,0,0,0]
["",null,null,null,null,"","",null,null,null,null,null,null,null,null,null,null,null,null,null,null,null,null,null,null,null,null,null,null,null,null,null,null,null,null,null,null,null,null,null,null,null,null,null,null,null,null,null,null,null,null,null,null,null,null,null,null,null,null,null,null,null,null,null,null,null,null,null,null,null,null,null,null,null,null,null,null,null,null,null,null,null,null,null,null,null,null,null,null,null,null,null,null,null,null,null,null,null,null,0,0,0,0,0,0,0,0,0,0,0,0,0,0,0,0,0,0,0,0,0,0,0,0,0,0,0,0,0,0,0,0,0,0,0,0,0,0,0,0,0,0,0,0,0,0,0,0,0,0,0,0,0,0,0,0,0,0,0,0,0,0,0,0,0,0,0,0,0,0,0,0,0,0,0,0,0,0,0,0,0,0,0,0,0,0,0,0,0,0,0]
["",null,null,null,null,"","",null,null,null,null,null,null,null,null,null,null,null,null,null,null,null,null,null,null,null,null,null,null,null,null,null,null,null,null,null,null,null,null,null,null,null,null,null,null,null,null,null,null,null,null,null,null,null,null,null,null,null,null,null,null,null,null,null,null,null,null,null,null,null,null,null,null,null,null,null,null,null,null,null,null,null,null,null,null,null,null,null,null,null,null,null,null,null,null,null,null,null,null,0,0,0,0,0,0,0,0,0,0,0,0,0,0,0,0,0,0,0,0,0,0,0,0,0,0,0,0,0,0,0,0,0,0,0,0,0,0,0,0,0,0,0,0,0,0,0,0,0,0,0,0,0,0,0,0,0,0,0,0,0,0,0,0,0,0,0,0,0,0,0,0,0,0,0,0,0,0,0,0,0,0,0,0,0,0,0,0,0,0,0]
["",null,null,null,null,"","",null,null,null,null,null,null,null,null,null,null,null,null,null,null,null,null,null,null,null,null,null,null,null,null,null,null,null,null,null,null,null,null,null,null,null,null,null,null,null,null,null,null,null,null,null,null,null,null,null,null,null,null,null,null,null,null,null,null,null,null,null,null,null,null,null,null,null,null,null,null,null,null,null,null,null,null,null,null,null,null,null,null,null,null,null,null,null,null,null,null,null,null,0,0,0,0,0,0,0,0,0,0,0,0,0,0,0,0,0,0,0,0,0,0,0,0,0,0,0,0,0,0,0,0,0,0,0,0,0,0,0,0,0,0,0,0,0,0,0,0,0,0,0,0,0,0,0,0,0,0,0,0,0,0,0,0,0,0,0,0,0,0,0,0,0,0,0,0,0,0,0,0,0,0,0,0,0,0,0,0,0,0,0]
["",null,null,null,null,"","",null,null,null,null,null,null,null,null,null,null,null,null,null,null,null,null,null,null,null,null,null,null,null,null,null,null,null,null,null,null,null,null,null,null,null,null,null,null,null,null,null,null,null,null,null,null,null,null,null,null,null,null,null,null,null,null,null,null,null,null,null,null,null,null,null,null,null,null,null,null,null,null,null,null,null,null,null,null,null,null,null,null,null,null,null,null,null,null,null,null,null,null,0,0,0,0,0,0,0,0,0,0,0,0,0,0,0,0,0,0,0,0,0,0,0,0,0,0,0,0,0,0,0,0,0,0,0,0,0,0,0,0,0,0,0,0,0,0,0,0,0,0,0,0,0,0,0,0,0,0,0,0,0,0,0,0,0,0,0,0,0,0,0,0,0,0,0,0,0,0,0,0,0,0,0,0,0,0,0,0,0,0,0]
["",null,null,null,null,"","",null,null,null,null,null,null,null,null,null,null,null,null,null,null,null,null,null,null,null,null,null,null,null,null,null,null,null,null,null,null,null,null,null,null,null,null,null,null,null,null,null,null,null,null,null,null,null,null,null,null,null,null,null,null,null,null,null,null,null,null,null,null,null,null,null,null,null,null,null,null,null,null,null,null,null,null,null,null,null,null,null,null,null,null,null,null,null,null,null,null,null,null,0,0,0,0,0,0,0,0,0,0,0,0,0,0,0,0,0,0,0,0,0,0,0,0,0,0,0,0,0,0,0,0,0,0,0,0,0,0,0,0,0,0,0,0,0,0,0,0,0,0,0,0,0,0,0,0,0,0,0,0,0,0,0,0,0,0,0,0,0,0,0,0,0,0,0,0,0,0,0,0,0,0,0,0,0,0,0,0,0,0,0]
["",null,null,null,null,"","",null,null,null,null,null,null,null,null,null,null,null,null,null,null,null,null,null,null,null,null,null,null,null,null,null,null,null,null,null,null,null,null,null,null,null,null,null,null,null,null,null,null,null,null,null,null,null,null,null,null,null,null,null,null,null,null,null,null,null,null,null,null,null,null,null,null,null,null,null,null,null,null,null,null,null,null,null,null,null,null,null,null,null,null,null,null,null,null,null,null,null,null,0,0,0,0,0,0,0,0,0,0,0,0,0,0,0,0,0,0,0,0,0,0,0,0,0,0,0,0,0,0,0,0,0,0,0,0,0,0,0,0,0,0,0,0,0,0,0,0,0,0,0,0,0,0,0,0,0,0,0,0,0,0,0,0,0,0,0,0,0,0,0,0,0,0,0,0,0,0,0,0,0,0,0,0,0,0,0,0,0,0,0]
["",null,null,null,null,"","",null,null,null,null,null,null,null,null,null,null,null,null,null,null,null,null,null,null,null,null,null,null,null,null,null,null,null,null,null,null,null,null,null,null,null,null,null,null,null,null,null,null,null,null,null,null,null,null,null,null,null,null,null,null,null,null,null,null,null,null,null,null,null,null,null,null,null,null,null,null,null,null,null,null,null,null,null,null,null,null,null,null,null,null,null,null,null,null,null,null,null,null,0,0,0,0,0,0,0,0,0,0,0,0,0,0,0,0,0,0,0,0,0,0,0,0,0,0,0,0,0,0,0,0,0,0,0,0,0,0,0,0,0,0,0,0,0,0,0,0,0,0,0,0,0,0,0,0,0,0,0,0,0,0,0,0,0,0,0,0,0,0,0,0,0,0,0,0,0,0,0,0,0,0,0,0,0,0,0,0,0,0,0]
["",null,null,null,null,"","",null,null,null,null,null,null,null,null,null,null,null,null,null,null,null,null,null,null,null,null,null,null,null,null,null,null,null,null,null,null,null,null,null,null,null,null,null,null,null,null,null,null,null,null,null,null,null,null,null,null,null,null,null,null,null,null,null,null,null,null,null,null,null,null,null,null,null,null,null,null,null,null,null,null,null,null,null,null,null,null,null,null,null,null,null,null,null,null,null,null,null,null,0,0,0,0,0,0,0,0,0,0,0,0,0,0,0,0,0,0,0,0,0,0,0,0,0,0,0,0,0,0,0,0,0,0,0,0,0,0,0,0,0,0,0,0,0,0,0,0,0,0,0,0,0,0,0,0,0,0,0,0,0,0,0,0,0,0,0,0,0,0,0,0,0,0,0,0,0,0,0,0,0,0,0,0,0,0,0,0,0,0,0]
["",null,null,null,null,"","",null,null,null,null,null,null,null,null,null,null,null,null,null,null,null,null,null,null,null,null,null,null,null,null,null,null,null,null,null,null,null,null,null,null,null,null,null,null,null,null,null,null,null,null,null,null,null,null,null,null,null,null,null,null,null,null,null,null,null,null,null,null,null,null,null,null,null,null,null,null,null,null,null,null,null,null,null,null,null,null,null,null,null,null,null,null,null,null,null,null,null,null,0,0,0,0,0,0,0,0,0,0,0,0,0,0,0,0,0,0,0,0,0,0,0,0,0,0,0,0,0,0,0,0,0,0,0,0,0,0,0,0,0,0,0,0,0,0,0,0,0,0,0,0,0,0,0,0,0,0,0,0,0,0,0,0,0,0,0,0,0,0,0,0,0,0,0,0,0,0,0,0,0,0,0,0,0,0,0,0,0,0,0]

{"sheet":"Historical scenario - output","index":1,"n_rows":175,"n_cols":43,"rows_kept":175,"cut":false,"hidden":false,"merged":[]}
[null,null,null,"Replacement expenditure forecast ($,000)",null,null,null,null,null,null,null,null,null,null,null,null,null,null,null,null,null,null,null,"Replacement quantity forecast (#)"]
[null,null,null,1,2,3,4,5,6,7,8,9,10,11,12,13,14,15,16,17,18,19,20,1,2,3,4,5,6,7,8,9,10,11,12,13,14,15,16,17,18,19,20]
[]
[]
["ID","Asset group",null,2020,2021,2022,2023,2024,2025,2026,2027,2028,2029,2030,2031,2032,2033,2034,2035,2036,2037,2038,2039,2020,2021,2022,2023,2024,2025,2026,2027,2028,2029,2030,2031,2032,2033,2034,2035,2036,2037,2038,2039]
[1,"OVERHEAD CONDUCTORS",null,{"$f":"IFERROR(IF($A6=\"\",\"\",SUMIFS(D$21:D$175,$A$21:$A$175,$A6)),\"\")","v":16470.104032571071},{"$f":"IFERROR(IF($A6=\"\",\"\",SUMIFS(E$21:E$175,$A$21:$A$175,$A6)),\"\")","v":18573.907138255021},20796.70742149575,23129.150452628921,25561.961005702,28086.557596493825,30695.613934563571,33383.522574740731,36146.720902903457,38983.847515917776,41895.707698581646,44885.039552203038,47956.086714076919,51113.998661234189,54364.094257443277,57711.037253538125,61157.982569317741,{"$f":"IFERROR(IF($A6=\"\",\"\",SUMIFS(U$21:U$175,$A$21:$A$175,$A6)),\"\")","v":64705.758088923976},68352.147318764095,72091.332917233754,{"$f":"IFERROR(IF($A6=\"\",\"\",SUMIFS(X$21:X$175,$A$21:$A$175,$A6)),\"\")","v":331.02863858165227},{"$f":"IFERROR(IF($A6=\"\",\"\",SUMIFS(Y$21:Y$175,$A$21:$A$175,$A6)),\"\")","v":378.84110042562531},430.27434804405732,485.14122940593404,543.21338951756286,604.23427150623695,667.93413046779233,734.04598885127223,802.32125910802097,872.54365600580707,944.5400448110405,1018.1870386973817,1093.4124696583017,1170.1912934641302,1248.5360130396484,1328.4822614812804,1410.0707101358969,{"$f":"IFERROR(IF($A6=\"\",\"\",SUMIFS(AO$21:AO$175,$A$21:$A$175,$A6)),\"\")","v":1493.3268903495596},1578.2407784648212,1664.748048319417]
[2,"POLES",null,{"$f":"IFERROR(IF($A7=\"\",\"\",SUMIFS(D$21:D$175,$A$21:$A$175,$A7)),\"\")","v":51682.325484136847},55630.756506543134,59611.778057862772,63643.053589452204,67747.733610713418,71949.986260949052,76270.297994878027,80721.245763908199,85304.331642735546,90008.270612709894,94808.877088990994,99670.453785043414,104548.3911042808,109392.56776003243,114151.11536403776,118774.15853726864,123217.23336083915,127444.17728655392,131429.33926497831,135158.97223728441,7422.8158021381796,7925.4380438334538,8425.2137825675436,8924.7376869680174,9427.3420038783934,9936.493908483395,10455.172810113832,10985.317182685249,11527.415213012519,12080.287296611836,12641.076904231995,13205.435635059765,13767.863740321103,14322.152831705287,14861.874189311582,15380.862362430562,15873.655317803568,16335.86389192412,16764.450655780609,17157.900636532919]
[3,"SERVICE LINES",null,6492.5007531332958,6472.2198168487193,6461.7796748545416,6465.6834828733172,6487.3437406836492,6528.9763449184866,6591.559463798354,6674.8584048763196,6777.5134513924731,6897.1833858900936,7030.7335856414638,7174.4546210616754,7324.295571838401,7476.0959954993814,7625.801654268801,7769.6515587430567,7904.3272948053618,8027.0595298133912,8135.6905690088615,8228.6954031520927,5959.077804733608,5966.1803861312537,5979.1551501024351,6002.478850822612,6039.6924996099578,6093.2534669893148,6164.4563258825374,6253.4257046539433,6359.1789538575995,6479.7511586836308,6612.370510190296,6753.6687490648837,6899.9096278998559,7047.2182229157152,7191.7953853620929,7330.1043969214024,7459.0205828280414,7575.9387599525617,7678.8374593620038,7766.3024213245062]
[4,"SWITCHGEAR",null,25797.148949762563,24668.205879693658,23824.390182118354,23215.181569583416,22799.107760420648,22542.765269329357,22419.763961698016,22409.64147040778,22496.782311693594,22669.37535989859,22918.44737341745,23237.014953727281,23619.399064289457,24060.7427719937,24556.763392408437,25103.755215096095,25698.839886242364,26340.440232513516,27028.931766134927,27767.406034519932,2047.0764665854363,1888.0066254818182,1760.4412442781158,1659.3719774717583,1580.4027088263892,1519.7578392413768,1474.2426795621536,1441.178401647777,1418.3299077441468,1403.8397382420633,1396.175809318366,1394.0961141950254,1396.6299774557438,1403.0731733866903,1412.9931212303495,1426.2401947376575,1442.961571439796,1463.6146112938163,1488.9771504455532,1520.1520871267799]
[5,"TRANSFORMERS",null,41029.468969285001,39739.579759775253,39216.729694933267,39216.202420688467,39603.024868093657,40296.653493326856,41244.745505356499,42409.996943392638,43763.361634281566,45280.664826736145,46941.057369341055,48726.363847309847,50620.736545725878,52610.326004673458,54682.943413895002,56827.885188408967,59036.173989060102,61301.423974097168,63621.375124197482,65999.908972689722,1349.2087975481709,1336.9200684783295,1334.8742330959976,1339.9521198032071,1350.6440811164732,1366.1448877854593,1385.9284007856822,1409.5426133148883,1436.516893130806,1466.3321908310677,1498.427057986516,1532.2213787656372,1567.145246854469,1602.6654698285913,1638.3070410219516,1673.6708476677788,1708.4510330331045,1742.4553456162107,1775.6296289018558,1808.0840713056393]
[6,"UNDERGROUND CABLES",null,5095.495672390969,6251.9119453765934,7942.9194703809499,10310.945435703423,13518.403453572826,17722.402290599592,23044.157214693809,29535.125675454161,37144.663623745379,45695.981238980494,54877.630117763911,64256.14893642984,73311.818340049605,81494.413104888081,88290.698624851851,93291.768953262901,96247.450447872136,97097.386185088355,95973.512277389164,93174.98124103545,17.274981457042458,22.08712349361943,29.380962661903084,39.844614594914795,54.257033875808922,73.366030712411913,97.74044786543304,127.6063802722156,162.69073264201455,202.10498990001494,244.30426198245416,287.14890153525204,328.07821646204951,364.38131401430019,393.52523541730665,413.48284987198014,422.99868555116115,421.74234516321303,410.32369355202184,390.17459177156326]
[null,null,null,"","","","","","","","","","","","","","","","","","","","","","","","","","","","","","","","","","","","","","","",""]
[null,null,null,"","","","","","","","","","","","","","","","","","","","","","","","","","","","","","","","","","","","","","","",""]
[null,null,null,"","","","","","","","","","","","","","","","","","","","","","","","","","","","","","","","","","","","","","","",""]
[null,null,null,"","","","","","","","","","","","","","","","","","","","","","","","","","","","","","","","","","","","","","","",""]
[null,null,null,"","","","","","","","","","","","","","","","","","","","","","","","","","","","","","","","","","","","","","","",""]
[null,null,null,"","","","","","","","","","","","","","","","","","","","","","","","","","","","","","","","","","","","","","","",""]
[null,null,"Total",{"$f":"IFERROR(SUM(D$6:D$17),\"\")","v":146567.04386127976},{"$f":"IFERROR(SUM(E$6:E$17),\"\")","v":151336.58104649239},157854.30450164565,165980.21695092972,175717.5744391862,187127.34125561718,200266.13807498827,215134.39083277981,231633.37356675201,249535.32294013296,268472.45323373651,287949.47569577507,307380.72734026104,326148.14429832122,343671.41670690512,359478.25670631777,373262.00754813687,384916.24529699032,394540.99632047286,402421.29680591536]
[]
["ID","Asset group","Asset category"]
[{"$f":"IFERROR('Historical scenario - input'!A6,\"\")","v":1},{"$f":"IFERROR('Historical scenario - input'!B6,\"\")","v":"OVERHEAD CONDUCTORS"},{"$f":"IFERROR('Historical scenario - input'!C6,\"\")","v":"˂ = 1 kv"},{"$f":"IFERROR(repcalc('Historical scenario - input'!$CV6:$GH6,'Historical scenario - input'!$G6,'Historical scenario - input'!$E6,'Historical scenario - input'!$F6,20,TRUE,TRUE),\"\")","v":9933.311061528253},10821.601048495875,11687.098772886893,12519.203741464078,13309.414635827205,14051.733050358986,14742.879459243417,15382.304019397328,15971.994232693436,16516.100528458745,17020.417280847254,17491.768812137678,17937.356333948926,18364.122084651433,18778.181459833766,19184.363727589352,19585.888508253844,19984.190383103683,20378.889585797067,20767.894293168803,{"$f":"IFERROR(IF(OR(D21=\"\",'Historical scenario - input'!$D6=\"\"),\"\",D21/'Historical scenario - input'!$D6),\"\")","v":135.00619101358072},{"$f":"IFERROR(IF(OR(E21=\"\",'Historical scenario - input'!$D6=\"\"),\"\",E21/'Historical scenario - input'!$D6),\"\")","v":147.07916918905238},{"$f":"IFERROR(IF(OR(F21=\"\",'Historical scenario - input'!$D6=\"\"),\"\",F21/'Historical scenario - input'!$D6),\"\")","v":158.84237184898964},{"$f":"IFERROR(IF(OR(G21=\"\",'Historical scenario - input'!$D6=\"\"),\"\",G21/'Historical scenario - input'!$D6),\"\")","v":170.15172495745833},{"$f":"IFERROR(IF(OR(H21=\"\",'Historical scenario - input'!$D6=\"\"),\"\",H21/'Historical scenario - input'!$D6),\"\")","v":180.89168490481021},{"$f":"IFERROR(IF(OR(I21=\"\",'Historical scenario - input'!$D6=\"\"),\"\",I21/'Historical scenario - input'!$D6),\"\")","v":190.98072581417213},{"$f":"IFERROR(IF(OR(J21=\"\",'Historical scenario - input'!$D6=\"\"),\"\",J21/'Historical scenario - input'!$D6),\"\")","v":200.37427480485945},{"$f":"IFERROR(IF(OR(K21=\"\",'Historical scenario - input'!$D6=\"\"),\"\",K21/'Historical scenario - input'!$D6),\"\")","v":209.0648588178031},{"$f":"IFERROR(IF(OR(L21=\"\",'Historical scenario - input'!$D6=\"\"),\"\",L21/'Historical scenario - input'!$D6),\"\")","v":217.07949050324689},{"$f":"IFERROR(IF(OR(M21=\"\",'Historical scenario - input'!$D6=\"\"),\"\",M21/'Historical scenario - input'!$D6),\"\")","v":224.47457941597457},{"$f":"IFERROR(IF(OR(N21=\"\",'Historical scenario - input'!$D6=\"\"),\"\",N21/'Historical scenario - input'!$D6),\"\")","v":231.32887838865133},{"$f":"IFERROR(IF(OR(O21=\"\",'Historical scenario - input'!$D6=\"\"),\"\",O21/'Historical scenario - input'!$D6),\"\")","v":237.73513854438116},{"$f":"IFERROR(IF(OR(P21=\"\",'Historical scenario - input'!$D6=\"\"),\"\",P21/'Historical scenario - input'!$D6),\"\")","v":243.79123340643639},{"$f":"IFERROR(IF(OR(Q21=\"\",'Historical scenario - input'!$D6=\"\"),\"\",Q21/'Historical scenario - input'!$D6),\"\")","v":249.59151672591722},{"$f":"IFERROR(IF(OR(R21=\"\",'Historical scenario - input'!$D6=\"\"),\"\",R21/'Historical scenario - input'!$D6),\"\")","v":255.21910442055139},{"$f":"IFERROR(IF(OR(S21=\"\",'Historical scenario - input'!$D6=\"\"),\"\",S21/'Historical scenario - input'!$D6),\"\")","v":260.7396323177723},{"$f":"IFERROR(IF(OR(T21=\"\",'Historical scenario - input'!$D6=\"\"),\"\",T21/'Historical scenario - input'!$D6),\"\")","v":266.19685910744022},{"$f":"IFERROR(IF(OR(U21=\"\",'Historical scenario - input'!$D6=\"\"),\"\",U21/'Historical scenario - input'!$D6),\"\")","v":271.61028255345599},{"$f":"IFERROR(IF(OR(V21=\"\",'Historical scenario - input'!$D6=\"\"),\"\",V21/'Historical scenario - input'!$D6),\"\")","v":276.97474115358091},{"$f":"IFERROR(IF(OR(W21=\"\",'Historical scenario - input'!$D6=\"\"),\"\",W21/'Historical scenario - input'!$D6),\"\")","v":282.26180439999558}]
[{"$f":"IFERROR('Historical scenario - input'!A7,\"\")","v":1},{"$f":"IFERROR('Historical scenario - input'!B7,\"\")","v":"OVERHEAD CONDUCTORS"},{"$f":"IFERROR('Historical scenario - input'!C7,\"\")","v":"˃ 11 kv & < = 22 kv ; multiple-phase"},{"$f":"IFERROR(repcalc('Historical scenario - input'!$CV7:$GH7,'Historical scenario - input'!$G7,'Historical scenario - input'!$E7,'Historical scenario - input'!$F7,20,TRUE,TRUE),\"\")","v":684.07684151473336},804.47487308734401,937.09743245031814,1081.5776714169594,1237.3153513448224,1403.5075643318473,1579.1926210397219,1763.3032988530806,1954.7242845738408,2152.3477879187094,2355.1211194191815,2562.0806174573386,2772.3676735681674,2985.2246320928625,3199.970813934473,3415.9615355604619,3632.5354183426921,3848.9571656795706,4064.3640336553258,4277.7242407459344,{"$f":"IFERROR(IF(OR(D22=\"\",'Historical scenario - input'!$D7=\"\"),\"\",D22/'Historical scenario - input'!$D7),\"\")","v":24.355405785538938},{"$f":"IFERROR(IF(OR(E22=\"\",'Historical scenario - input'!$D7=\"\"),\"\",E22/'Historical scenario - input'!$D7),\"\")","v":28.64197527126813},{"$f":"IFERROR(IF(OR(F22=\"\",'Historical scenario - input'!$D7=\"\"),\"\",F22/'Historical scenario - input'!$D7),\"\")","v":33.363778515549413},{"$f":"IFERROR(IF(OR(G22=\"\",'Historical scenario - input'!$D7=\"\"),\"\",G22/'Historical scenario - input'!$D7),\"\")","v":38.507754505487085},{"$f":"IFERROR(IF(OR(H22=\"\",'Historical scenario - input'!$D7=\"\"),\"\",H22/'Historical scenario - input'!$D7),\"\")","v":44.052532753414063},{"$f":"IFERROR(IF(OR(I22=\"\",'Historical scenario - input'!$D7=\"\"),\"\",I22/'Historical scenario - input'!$D7),\"\")","v":49.969527073427933},{"$f":"IFERROR(IF(OR(J22=\"\",'Historical scenario - input'!$D7=\"\"),\"\",J22/'Historical scenario - input'!$D7),\"\")","v":56.224498133551954},{"$f":"IFERROR(IF(OR(K22=\"\",'Historical scenario - input'!$D7=\"\"),\"\",K22/'Historical scenario - input'!$D7),\"\")","v":62.779449266915812},{"$f":"IFERROR(IF(OR(L22=\"\",'Historical scenario - input'!$D7=\"\"),\"\",L22/'Historical scenario - input'!$D7),\"\")","v":69.59467162230753},{"$f":"IFERROR(IF(OR(M22=\"\",'Historical scenario - input'!$D7=\"\"),\"\",M22/'Historical scenario - input'!$D7),\"\")","v":76.630724189247744},{"$f":"IFERROR(IF(OR(N22=\"\",'Historical scenario - input'!$D7=\"\"),\"\",N22/'Historical scenario - input'!$D7),\"\")","v":83.85012772912512},{"$f":"IFERROR(IF(OR(O22=\"\",'Historical scenario - input'!$D7=\"\"),\"\",O22/'Historical scenario - input'!$D7),\"\")","v":91.218572690263599},{"$f":"IFERROR(IF(OR(P22=\"\",'Historical scenario - input'!$D7=\"\"),\"\",P22/'Historical scenario - input'!$D7),\"\")","v":98.705489761867639},{"$f":"IFERROR(IF(OR(Q22=\"\",'Historical scenario - input'!$D7=\"\"),\"\",Q22/'Historical scenario - input'!$D7),\"\")","v":106.2839038880721},{"$f":"IFERROR(IF(OR(R22=\"\",'Historical scenario - input'!$D7=\"\"),\"\",R22/'Historical scenario - input'!$D7),\"\")","v":113.9295806340739},{"$f":"IFERROR(IF(OR(S22=\"\",'Historical scenario - input'!$D7=\"\"),\"\",S22/'Historical scenario - input'!$D7),\"\")","v":121.61956712662065},{"$f":"IFERROR(IF(OR(T22=\"\",'Historical scenario - input'!$D7=\"\"),\"\",T22/'Historical scenario - input'!$D7),\"\")","v":129.33031609165099},{"$f":"IFERROR(IF(OR(U22=\"\",'Historical scenario - input'!$D7=\"\"),\"\",U22/'Historical scenario - input'!$D7),\"\")","v":137.03564852993898},{"$f":"IFERROR(IF(OR(V22=\"\",'Historical scenario - input'!$D7=\"\"),\"\",V22/'Historical scenario - input'!$D7),\"\")","v":144.70484789491783},{"$f":"IFERROR(IF(OR(W22=\"\",'Historical scenario - input'!$D7=\"\"),\"\",W22/'Historical scenario - input'!$D7),\"\")","v":152.30117934018642}]
[{"$f":"IFERROR('Historical scenario - input'!A8,\"\")","v":1},{"$f":"IFERROR('Historical scenario - input'!B8,\"\")","v":"OVERHEAD CONDUCTORS"},{"$f":"IFERROR('Historical scenario - input'!C8,\"\")","v":"˃ 11 kv & < = 22 kv ; single-phase"},{"$f":"IFERROR(repcalc('Historical scenario - input'!$CV8:$GH8,'Historical scenario - input'!$G8,'Historical scenario - input'!$E8,'Historical scenario - input'!$F8,20,TRUE,TRUE),\"\")","v":99.534094395036703},117.95285125215794,138.5281091096673,161.29527000645675,186.26699189665533,213.43785675693195,242.79086042017914,274.30513382458093,307.96406817415175,343.76284544743135,381.71430278396048,421.85210779913285,464.23040183273969,508.91937313267414,555.99662815030058,605.5346965280761,657.58548184001074,712.16289738540047,769.22524733884052,828.65908057154297,{"$f":"IFERROR(IF(OR(D23=\"\",'Historical scenario - input'!$D8=\"\"),\"\",D23/'Historical scenario - input'!$D8),\"\")","v":3.5437440816143231},{"$f":"IFERROR(IF(OR(E23=\"\",'Historical scenario - input'!$D8=\"\"),\"\",E23/'Historical scenario - input'!$D8),\"\")","v":4.1995129515661995},{"$f":"IFERROR(IF(OR(F23=\"\",'Historical scenario - input'!$D8=\"\"),\"\",F23/'Historical scenario - input'!$D8),\"\")","v":4.9320604138543906},{"$f":"IFERROR(IF(OR(G23=\"\",'Historical scenario - input'!$D8=\"\"),\"\",G23/'Historical scenario - input'!$D8),\"\")","v":5.7426468985512544},{"$f":"IFERROR(IF(OR(H23=\"\",'Historical scenario - input'!$D8=\"\"),\"\",H23/'Historical scenario - input'!$D8),\"\")","v":6.6317230708314012},{"$f":"IFERROR(IF(OR(I23=\"\",'Historical scenario - input'!$D8=\"\"),\"\",I23/'Historical scenario - input'!$D8),\"\")","v":7.5990960310835947},{"$f":"IFERROR(IF(OR(J23=\"\",'Historical scenario - input'!$D8=\"\"),\"\",J23/'Historical scenario - input'!$D8),\"\")","v":8.6441603745275302},{"$f":"IFERROR(IF(OR(K23=\"\",'Historical scenario - input'!$D8=\"\"),\"\",K23/'Historical scenario - input'!$D8),\"\")","v":9.7661730933049604},{"$f":"IFERROR(IF(OR(L23=\"\",'Historical scenario - input'!$D8=\"\"),\"\",L23/'Historical scenario - input'!$D8),\"\")","v":10.96454285915963},{"$f":"IFERROR(IF(OR(M23=\"\",'Historical scenario - input'!$D8=\"\"),\"\",M23/'Historical scenario - input'!$D8),\"\")","v":12.239098134538112},{"$f":"IFERROR(IF(OR(N23=\"\",'Historical scenario - input'!$D8=\"\"),\"\",N23/'Historical scenario - input'!$D8),\"\")","v":13.590295964210334},{"$f":"IFERROR(IF(OR(O23=\"\",'Historical scenario - input'!$D8=\"\"),\"\",O23/'Historical scenario - input'!$D8),\"\")","v":15.019335027016128},{"$f":"IFERROR(IF(OR(P23=\"\",'Historical scenario - input'!$D8=\"\"),\"\",P23/'Historical scenario - input'!$D8),\"\")","v":16.528142934329487},{"$f":"IFERROR(IF(OR(Q23=\"\",'Historical scenario - input'!$D8=\"\"),\"\",Q23/'Historical scenario - input'!$D8),\"\")","v":18.119218620707283},{"$f":"IFERROR(IF(OR(R23=\"\",'Historical scenario - input'!$D8=\"\"),\"\",R23/'Historical scenario - input'!$D8),\"\")","v":19.795325133368546},{"$f":"IFERROR(IF(OR(S23=\"\",'Historical scenario - input'!$D8=\"\"),\"\",S23/'Historical scenario - input'!$D8),\"\")","v":21.559044768286945},{"$f":"IFERROR(IF(OR(T23=\"\",'Historical scenario - input'!$D8=\"\"),\"\",T23/'Historical scenario - input'!$D8),\"\")","v":23.41222546494825},{"$f":"IFERROR(IF(OR(U23=\"\",'Historical scenario - input'!$D8=\"\"),\"\",U23/'Historical scenario - input'!$D8),\"\")","v":25.35536258298109},{"$f":"IFERROR(IF(OR(V23=\"\",'Historical scenario - input'!$D8=\"\"),\"\",V23/'Historical scenario - input'!$D8),\"\")","v":27.386971612626233},{"$f":"IFERROR(IF(OR(W23=\"\",'Historical scenario - input'!$D8=\"\"),\"\",W23/'Historical scenario - input'!$D8),\"\")","v":29.503013317191584}]
[{"$f":"IFERROR('Historical scenario - input'!A9,\"\")","v":1},{"$f":"IFERROR('Historical scenario - input'!B9,\"\")","v":"OVERHEAD CONDUCTORS"},{"$f":"IFERROR('Historical scenario - input'!C9,\"\")","v":"˃ 11 kv & < = 22 kv ; swer"},{"$f":"IFERROR(repcalc('Historical scenario - input'!$CV9:$GH9,'Historical scenario - input'!$G9,'Historical scenario - input'!$E9,'Historical scenario - input'!$F9,20,TRUE,TRUE),\"\")","v":1827.9957340303827},2183.1751455236054,2585.2211344512539,3036.5440664586135,3539.3587396824973,4095.7631114391497,4707.843410950135,5377.7944310109724,6108.0397680236347,6901.334079192342,7760.8286263351756,8690.0828658629798,9693.008732864686,10773.740326771542,11936.42936376601,13184.975143162032,14522.705806228987,15952.034213524981,17474.11580942179,19088.536639623751,{"$f":"IFERROR(IF(OR(D24=\"\",'Historical scenario - input'!$D9=\"\"),\"\",D24/'Historical scenario - input'!$D9),\"\")","v":57.010648936486092},{"$f":"IFERROR(IF(OR(E24=\"\",'Historical scenario - input'!$D9=\"\"),\"\",E24/'Historical scenario - input'!$D9),\"\")","v":68.087813046416827},{"$f":"IFERROR(IF(OR(F24=\"\",'Historical scenario - input'!$D9=\"\"),\"\",F24/'Historical scenario - input'!$D9),\"\")","v":80.626629360030606},{"$f":"IFERROR(IF(OR(G24=\"\",'Historical scenario - input'!$D9=\"\"),\"\",G24/'Historical scenario - input'!$D9),\"\")","v":94.702271198059918},{"$f":"IFERROR(IF(OR(H24=\"\",'Historical scenario - input'!$D9=\"\"),\"\",H24/'Historical scenario - input'!$D9),\"\")","v":110.38381261614529},{"$f":"IFERROR(IF(OR(I24=\"\",'Historical scenario - input'!$D9=\"\"),\"\",I24/'Historical scenario - input'!$D9),\"\")","v":127.73668369479157},{"$f":"IFERROR(IF(OR(J24=\"\",'Historical scenario - input'!$D9=\"\"),\"\",J24/'Historical scenario - input'!$D9),\"\")","v":146.8259487443456},{"$f":"IFERROR(IF(OR(K24=\"\",'Historical scenario - input'!$D9=\"\"),\"\",K24/'Historical scenario - input'!$D9),\"\")","v":167.72005790351628},{"$f":"IFERROR(IF(OR(L24=\"\",'Historical scenario - input'!$D9=\"\"),\"\",L24/'Historical scenario - input'!$D9),\"\")","v":190.4945971274918},{"$f":"IFERROR(IF(OR(M24=\"\",'Historical scenario - input'!$D9=\"\"),\"\",M24/'Historical scenario - input'!$D9),\"\")","v":215.23547733602243},{"$f":"IFERROR(IF(OR(N24=\"\",'Historical scenario - input'!$D9=\"\"),\"\",N24/'Historical scenario - input'!$D9),\"\")","v":242.04097856219201},{"$f":"IFERROR(IF(OR(O24=\"\",'Historical scenario - input'!$D9=\"\"),\"\",O24/'Historical scenario - input'!$D9),\"\")","v":271.02211141508764},{"$f":"IFERROR(IF(OR(P24=\"\",'Historical scenario - input'!$D9=\"\"),\"\",P24/'Historical scenario - input'!$D9),\"\")","v":302.30087943873605},{"$f":"IFERROR(IF(OR(Q24=\"\",'Historical scenario - input'!$D9=\"\"),\"\",Q24/'Historical scenario - input'!$D9),\"\")","v":336.00621493147673},{"$f":"IFERROR(IF(OR(R24=\"\",'Historical scenario - input'!$D9=\"\"),\"\",R24/'Historical scenario - input'!$D9),\"\")","v":372.26759961438597},{"$f":"IFERROR(IF(OR(S24=\"\",'Historical scenario - input'!$D9=\"\"),\"\",S24/'Historical scenario - input'!$D9),\"\")","v":411.20664295303681},{"$f":"IFERROR(IF(OR(T24=\"\",'Historical scenario - input'!$D9=\"\"),\"\",T24/'Historical scenario - input'!$D9),\"\")","v":452.92714141149514},{"$f":"IFERROR(IF(OR(U24=\"\",'Historical scenario - input'!$D9=\"\"),\"\",U24/'Historical scenario - input'!$D9),\"\")","v":497.5043461206306},{"$f":"IFERROR(IF(OR(V24=\"\",'Historical scenario - input'!$D9=\"\"),\"\",V24/'Historical scenario - input'!$D9),\"\")","v":544.97429252200288},{"$f":"IFERROR(IF(OR(W24=\"\",'Historical scenario - input'!$D9=\"\"),\"\",W24/'Historical scenario - input'!$D9),\"\")","v":595.32407040877376}]
[{"$f":"IFERROR('Historical scenario - input'!A10,\"\")","v":1},{"$f":"IFERROR('Historical scenario - input'!B10,\"\")","v":"OVERHEAD CONDUCTORS"},{"$f":"IFERROR('Historical scenario - input'!C10,\"\")","v":"> 1 kv & < = 11 kv"},{"$f":"IFERROR(repcalc('Historical scenario - input'!$CV10:$GH10,'Historical scenario - input'!$G10,'Historical scenario - input'!$E10,'Historical scenario - input'!$F10,20,TRUE,TRUE),\"\")","v":3613.3382846381551},4246.0222016651105,4938.2976549629393,5685.6311556205046,6481.5794558680582,7317.9277016248361,8184.940526140751,9071.715550988918,9966.6189337560136,10857.774135186834,11733.56906125466,12583.144024874833,13396.824053751783,14166.46396618057,14885.682872467398,15549.975413450307,16156.698862578342,16704.946773489395,17195.329766559418,17629.691165264932,{"$f":"IFERROR(IF(OR(D25=\"\",'Historical scenario - input'!$D10=\"\"),\"\",D25/'Historical scenario - input'!$D10),\"\")","v":109.07205974661046},{"$f":"IFERROR(IF(OR(E25=\"\",'Historical scenario - input'!$D10=\"\"),\"\",E25/'Historical scenario - input'!$D10),\"\")","v":128.17022674970195},{"$f":"IFERROR(IF(OR(F25=\"\",'Historical scenario - input'!$D10=\"\"),\"\",F25/'Historical scenario - input'!$D10),\"\")","v":149.06722106773441},{"$f":"IFERROR(IF(OR(G25=\"\",'Historical scenario - input'!$D10=\"\"),\"\",G25/'Historical scenario - input'!$D10),\"\")","v":171.62619501736791},{"$f":"IFERROR(IF(OR(H25=\"\",'Historical scenario - input'!$D10=\"\"),\"\",H25/'Historical scenario - input'!$D10),\"\")","v":195.65265302405521},{"$f":"IFERROR(IF(OR(I25=\"\",'Historical scenario - input'!$D10=\"\"),\"\",I25/'Historical scenario - input'!$D10),\"\")","v":220.89862188835468},{"$f":"IFERROR(IF(OR(J25=\"\",'Historical scenario - input'!$D10=\"\"),\"\",J25/'Historical scenario - input'!$D10),\"\")","v":247.07023028680482},{"$f":"IFERROR(IF(OR(K25=\"\",'Historical scenario - input'!$D10=\"\"),\"\",K25/'Historical scenario - input'!$D10),\"\")","v":273.83837953628125},{"$f":"IFERROR(IF(OR(L25=\"\",'Historical scenario - input'!$D10=\"\"),\"\",L25/'Historical scenario - input'!$D10),\"\")","v":300.85189101612076},{"$f":"IFERROR(IF(OR(M25=\"\",'Historical scenario - input'!$D10=\"\"),\"\",M25/'Historical scenario - input'!$D10),\"\")","v":327.75226007019035},{"$f":"IFERROR(IF(OR(N25=\"\",'Historical scenario - input'!$D10=\"\"),\"\",N25/'Historical scenario - input'!$D10),\"\")","v":354.18896457360341},{"$f":"IFERROR(IF(OR(O25=\"\",'Historical scenario - input'!$D10=\"\"),\"\",O25/'Historical scenario - input'!$D10),\"\")","v":379.83419452208676},{"$f":"IFERROR(IF(OR(P25=\"\",'Historical scenario - input'!$D10=\"\"),\"\",P25/'Historical scenario - input'!$D10),\"\")","v":404.39590165634638},{"$f":"IFERROR(IF(OR(Q25=\"\",'Historical scenario - input'!$D10=\"\"),\"\",Q25/'Historical scenario - input'!$D10),\"\")","v":427.62821590400483},{"$f":"IFERROR(IF(OR(R25=\"\",'Historical scenario - input'!$D10=\"\"),\"\",R25/'Historical scenario - input'!$D10),\"\")","v":449.33852402846662},{"$f":"IFERROR(IF(OR(S25=\"\",'Historical scenario - input'!$D10=\"\"),\"\",S25/'Historical scenario - input'!$D10),\"\")","v":469.39082746967944},{"$f":"IFERROR(IF(OR(T25=\"\",'Historical scenario - input'!$D10=\"\"),\"\",T25/'Historical scenario - input'!$D10),\"\")","v":487.70535300810116},{"$f":"IFERROR(IF(OR(U25=\"\",'Historical scenario - input'!$D10=\"\"),\"\",U25/'Historical scenario - input'!$D10),\"\")","v":504.25473869641991},{"$f":"IFERROR(IF(OR(V25=\"\",'Historical scenario - input'!$D10=\"\"),\"\",V25/'Historical scenario - input'!$D10),\"\")","v":519.05741669262409},{"$f":"IFERROR(IF(OR(W25=\"\",'Historical scenario - input'!$D10=\"\"),\"\",W25/'Historical scenario - input'!$D10),\"\")","v":532.16902947259757}]
[{"$f":"IFERROR('Historical scenario - input'!A11,\"\")","v":1},{"$f":"IFERROR('Historical scenario - input'!B11,\"\")","v":"OVERHEAD CONDUCTORS"},{"$f":"IFERROR('Historical scenario - input'!C11,\"\")","v":"> 22 kv & < = 66 kv"},{"$f":"IFERROR(repcalc('Historical scenario - input'!$CV11:$GH11,'Historical scenario - input'!$G11,'Historical scenario - input'!$E11,'Historical scenario - input'!$F11,20,TRUE,TRUE),\"\")","v":116.50299350607443},153.36194918570976,199.94837631797435,258.20481008634329,330.28275613187895,418.51810239426084,525.39262699290668,653.48088277126612,805.3826355083354,983.64209631442384,1190.6563475003038,1428.5765177488058,1699.2063005984824,2003.9032063572283,2343.4883746278774,2718.1707585384293,3127.4909671275814,3570.2890155996474,4044.6987406579105,4548.169806870128,{"$f":"IFERROR(IF(OR(D26=\"\",'Historical scenario - input'!$D11=\"\"),\"\",D26/'Historical scenario - input'!$D11),\"\")","v":1.5679108635175327},{"$f":"IFERROR(IF(OR(E26=\"\",'Historical scenario - input'!$D11=\"\"),\"\",E26/'Historical scenario - input'!$D11),\"\")","v":2.0639629844872678},{"$f":"IFERROR(IF(OR(F26=\"\",'Historical scenario - input'!$D11=\"\"),\"\",F26/'Historical scenario - input'!$D11),\"\")","v":2.6909285498771145},{"$f":"IFERROR(IF(OR(G26=\"\",'Historical scenario - input'!$D11=\"\"),\"\",G26/'Historical scenario - input'!$D11),\"\")","v":3.4749504245635601},{"$f":"IFERROR(IF(OR(H26=\"\",'Historical scenario - input'!$D11=\"\"),\"\",H26/'Historical scenario - input'!$D11),\"\")","v":4.4449838221940992},{"$f":"IFERROR(IF(OR(I26=\"\",'Historical scenario - input'!$D11=\"\"),\"\",I26/'Historical scenario - input'!$D11),\"\")","v":5.6324653948783787},{"$f":"IFERROR(IF(OR(J26=\"\",'Historical scenario - input'!$D11=\"\"),\"\",J26/'Historical scenario - input'!$D11),\"\")","v":7.0707952017665727},{"$f":"IFERROR(IF(OR(K26=\"\",'Historical scenario - input'!$D11=\"\"),\"\",K26/'Historical scenario - input'!$D11),\"\")","v":8.794621875056567},{"$f":"IFERROR(IF(OR(L26=\"\",'Historical scenario - input'!$D11=\"\"),\"\",L26/'Historical scenario - input'!$D11),\"\")","v":10.838933365571075},{"$f":"IFERROR(IF(OR(M26=\"\",'Historical scenario - input'!$D11=\"\"),\"\",M26/'Historical scenario - input'!$D11),\"\")","v":13.237969962927444},{"$f":"IFERROR(IF(OR(N26=\"\",'Historical scenario - input'!$D11=\"\"),\"\",N26/'Historical scenario - input'!$D11),\"\")","v":16.0239918802129},{"$f":"IFERROR(IF(OR(O26=\"\",'Historical scenario - input'!$D11=\"\"),\"\",O26/'Historical scenario - input'!$D11),\"\")","v":19.225949257927123},{"$f":"IFERROR(IF(OR(P26=\"\",'Historical scenario - input'!$D11=\"\"),\"\",P26/'Historical scenario - input'!$D11),\"\")","v":22.868116413909039},{"$f":"IFERROR(IF(OR(Q26=\"\",'Historical scenario - input'!$D11=\"\"),\"\",Q26/'Historical scenario - input'!$D11),\"\")","v":26.968762880082515},{"$f":"IFERROR(IF(OR(R26=\"\",'Historical scenario - input'!$D11=\"\"),\"\",R26/'Historical scenario - input'!$D11),\"\")","v":31.538939648915658},{"$f":"IFERROR(IF(OR(S26=\"\",'Historical scenario - input'!$D11=\"\"),\"\",S26/'Historical scenario - input'!$D11),\"\")","v":36.581458835955864},{"$f":"IFERROR(IF(OR(T26=\"\",'Historical scenario - input'!$D11=\"\"),\"\",T26/'Historical scenario - input'!$D11),\"\")","v":42.090137904109874},{"$f":"IFERROR(IF(OR(U26=\"\",'Historical scenario - input'!$D11=\"\"),\"\",U26/'Historical scenario - input'!$D11),\"\")","v":48.049365642816142},{"$f":"IFERROR(IF(OR(V26=\"\",'Historical scenario - input'!$D11=\"\"),\"\",V26/'Historical scenario - input'!$D11),\"\")","v":54.434027008950338},{"$f":"IFERROR(IF(OR(W26=\"\",'Historical scenario - input'!$D11=\"\"),\"\",W26/'Historical scenario - input'!$D11),\"\")","v":61.209799291056825}]
[{"$f":"IFERROR('Historical scenario - input'!A12,\"\")","v":1},{"$f":"IFERROR('Historical scenario - input'!B12,\"\")","v":"OVERHEAD CONDUCTORS"},{"$f":"IFERROR('Historical scenario - input'!C12,\"\")","v":"> 66 kv & < = 132 kv"},{"$f":"IFERROR(repcalc('Historical scenario - input'!$CV12:$GH12,'Historical scenario - input'!$G12,'Historical scenario - input'!$E12,'Historical scenario - input'!$F12,20,TRUE,TRUE),\"\")","v":195.34502295843686},247.31906904522032,310.51594131670294,386.69373757596452,477.74307495088499,585.67020958781904,712.57442977645678,860.61925789458019,1031.9969801740458,1228.8860433992861,1453.4009604411049,1707.534606322278,1993.0932175121329,2311.6250720478756,2664.3447446634559,3052.0559787094653,3475.0775249462799,3933.1776401412899,4425.5241353337515,4950.6576909886626,{"$f":"IFERROR(IF(OR(D27=\"\",'Historical scenario - input'!$D12=\"\"),\"\",D27/'Historical scenario - input'!$D12),\"\")","v":0.47267815430421595},{"$f":"IFERROR(IF(OR(E27=\"\",'Historical scenario - input'!$D12=\"\"),\"\",E27/'Historical scenario - input'!$D12),\"\")","v":0.59844023313255712},{"$f":"IFERROR(IF(OR(F27=\"\",'Historical scenario - input'!$D12=\"\"),\"\",F27/'Historical scenario - input'!$D12),\"\")","v":0.75135828802172344},{"$f":"IFERROR(IF(OR(G27=\"\",'Historical scenario - input'!$D12=\"\"),\"\",G27/'Historical scenario - input'!$D12),\"\")","v":0.93568640444602369},{"$f":"IFERROR(IF(OR(H27=\"\",'Historical scenario - input'!$D12=\"\"),\"\",H27/'Historical scenario - input'!$D12),\"\")","v":1.1559993261126082},{"$f":"IFERROR(IF(OR(I27=\"\",'Historical scenario - input'!$D12=\"\"),\"\",I27/'Historical scenario - input'!$D12),\"\")","v":1.4171516095285155},{"$f":"IFERROR(IF(OR(J27=\"\",'Historical scenario - input'!$D12=\"\"),\"\",J27/'Historical scenario - input'!$D12),\"\")","v":1.7242229219363263},{"$f":"IFERROR(IF(OR(K27=\"\",'Historical scenario - input'!$D12=\"\"),\"\",K27/'Historical scenario - input'!$D12),\"\")","v":2.0824483583942004},{"$f":"IFERROR(IF(OR(L27=\"\",'Historical scenario - input'!$D12=\"\"),\"\",L27/'Historical scenario - input'!$D12),\"\")","v":2.4971326141233767},{"$f":"IFERROR(IF(OR(M27=\"\",'Historical scenario - input'!$D12=\"\"),\"\",M27/'Historical scenario - input'!$D12),\"\")","v":2.9735468969064809},{"$f":"IFERROR(IF(OR(N27=\"\",'Historical scenario - input'!$D12=\"\"),\"\",N27/'Historical scenario - input'!$D12),\"\")","v":3.5168077130454756},{"$f":"IFERROR(IF(OR(O27=\"\",'Historical scenario - input'!$D12=\"\"),\"\",O27/'Historical scenario - input'!$D12),\"\")","v":4.1317372406192217},{"$f":"IFERROR(IF(OR(P27=\"\",'Historical scenario - input'!$D12=\"\"),\"\",P27/'Historical scenario - input'!$D12),\"\")","v":4.8227060466768741},{"$f":"IFERROR(IF(OR(Q27=\"\",'Historical scenario - input'!$D12=\"\"),\"\",Q27/'Historical scenario - input'!$D12),\"\")","v":5.593460513869462},{"$f":"IFERROR(IF(OR(R27=\"\",'Historical scenario - input'!$D12=\"\"),\"\",R27/'Historical scenario - input'!$D12),\"\")","v":6.4469395598863803},{"$f":"IFERROR(IF(OR(S27=\"\",'Historical scenario - input'!$D12=\"\"),\"\",S27/'Historical scenario - input'!$D12),\"\")","v":7.3850880099283867},{"$f":"IFERROR(IF(OR(T27=\"\",'Historical scenario - input'!$D12=\"\"),\"\",T27/'Historical scenario - input'!$D12),\"\")","v":8.4086771481511544},{"$f":"IFERROR(IF(OR(U27=\"\",'Historical scenario - input'!$D12=\"\"),\"\",U27/'Historical scenario - input'!$D12),\"\")","v":9.5171462233166757},{"$f":"IFERROR(IF(OR(V27=\"\",'Historical scenario - input'!$D12=\"\"),\"\",V27/'Historical scenario - input'!$D12),\"\")","v":10.708481580118869},{"$f":"IFERROR(IF(OR(W27=\"\",'Historical scenario - input'!$D12=\"\"),\"\",W27/'Historical scenario - input'!$D12),\"\")","v":11.979152089615223}]
[{"$f":"IFERROR('Historical scenario - input'!A13,\"\")","v":2},{"$f":"IFERROR('Historical scenario - input'!B13,\"\")","v":"POLES"},{"$f":"IFERROR('Historical scenario - input'!C13,\"\")","v":"˂ = 1 kv ; concrete"},{"$f":"IFERROR(repcalc('Historical scenario - input'!$CV13:$GH13,'Historical scenario - input'!$G13,'Historical scenario - input'!$E13,'Historical scenario - input'!$F13,20,TRUE,TRUE),\"\")","v":38.768229344820519},49.191488595456555,61.706075095301365,76.550343748777621,93.958218911858026,114.15957093441055,137.38524722642259,163.87812744055461,193.91126232463523,227.81360389094516,266.00304321001107,309.02547696110048,357.59749632925696,412.64913737220473,475.36208300667658,547.19791080588891,629.91058470884923,725.53752058568864,836.36430621651584,964.85956259681529,{"$f":"IFERROR(IF(OR(D28=\"\",'Historical scenario - input'!$D13=\"\"),\"\",D28/'Historical scenario - input'!$D13),\"\")","v":0.48307372755620448},{"$f":"IFERROR(IF(OR(E28=\"\",'Historical scenario - input'!$D13=\"\"),\"\",E28/'Historical scenario - input'!$D13),\"\")","v":0.61295334250338929},{"$f":"IFERROR(IF(OR(F28=\"\",'Historical scenario - input'!$D13=\"\"),\"\",F28/'Historical scenario - input'!$D13),\"\")","v":0.76889205963007867},{"$f":"IFERROR(IF(OR(G28=\"\",'Historical scenario - input'!$D13=\"\"),\"\",G28/'Historical scenario - input'!$D13),\"\")","v":0.95385991378456647},{"$f":"IFERROR(IF(OR(H28=\"\",'Historical scenario - input'!$D13=\"\"),\"\",H28/'Historical scenario - input'!$D13),\"\")","v":1.1707717327140996},{"$f":"IFERROR(IF(OR(I28=\"\",'Historical scenario - input'!$D13=\"\"),\"\",I28/'Historical scenario - input'!$D13),\"\")","v":1.4224918289921955},{"$f":"IFERROR(IF(OR(J28=\"\",'Historical scenario - input'!$D13=\"\"),\"\",J28/'Historical scenario - input'!$D13),\"\")","v":1.7118966899055812},{"$f":"IFERROR(IF(OR(K28=\"\",'Historical scenario - input'!$D13=\"\"),\"\",K28/'Historical scenario - input'!$D13),\"\")","v":2.0420127311854133},{"$f":"IFERROR(IF(OR(L28=\"\",'Historical scenario - input'!$D13=\"\"),\"\",L28/'Historical scenario - input'!$D13),\"\")","v":2.4162423172108429},{"$f":"IFERROR(IF(OR(M28=\"\",'Historical scenario - input'!$D13=\"\"),\"\",M28/'Historical scenario - input'!$D13),\"\")","v":2.8386843732473541},{"$f":"IFERROR(IF(OR(N28=\"\",'Historical scenario - input'!$D13=\"\"),\"\",N28/'Historical scenario - input'!$D13),\"\")","v":3.3145460547560912},{"$f":"IFERROR(IF(OR(O28=\"\",'Historical scenario - input'!$D13=\"\"),\"\",O28/'Historical scenario - input'!$D13),\"\")","v":3.8506295383690783},{"$f":"IFERROR(IF(OR(P28=\"\",'Historical scenario - input'!$D13=\"\"),\"\",P28/'Historical scenario - input'!$D13),\"\")","v":4.4558639493196086},{"$f":"IFERROR(IF(OR(Q28=\"\",'Historical scenario - input'!$D13=\"\"),\"\",Q28/'Historical scenario - input'!$D13),\"\")","v":5.1418380548214353},{"$f":"IFERROR(IF(OR(R28=\"\",'Historical scenario - input'!$D13=\"\"),\"\",R28/'Historical scenario - input'!$D13),\"\")","v":5.9232762820929974},{"$f":"IFERROR(IF(OR(S28=\"\",'Historical scenario - input'!$D13=\"\"),\"\",S28/'Historical scenario - input'!$D13),\"\")","v":6.8183907016450824},{"$f":"IFERROR(IF(OR(T28=\"\",'Historical scenario - input'!$D13=\"\"),\"\",T28/'Historical scenario - input'!$D13),\"\")","v":7.8490366809353915},{"$f":"IFERROR(IF(OR(U28=\"\",'Historical scenario - input'!$D13=\"\"),\"\",U28/'Historical scenario - input'!$D13),\"\")","v":9.0406015563370232},{"$f":"IFERROR(IF(OR(V28=\"\",'Historical scenario - input'!$D13=\"\"),\"\",V28/'Historical scenario - input'!$D13),\"\")","v":10.421565024427649},{"$f":"IFERROR(IF(OR(W28=\"\",'Historical scenario - input'!$D13=\"\"),\"\",W28/'Historical scenario - input'!$D13),\"\")","v":12.022687477579211}]
[{"$f":"IFERROR('Historical scenario - input'!A14,\"\")","v":2},{"$f":"IFERROR('Historical scenario - input'!B14,\"\")","v":"POLES"},{"$f":"IFERROR('Historical scenario - input'!C14,\"\")","v":"˂ = 1 kv ; steel"},{"$f":"IFERROR(repcalc('Historical scenario - input'!$CV14:$GH14,'Historical scenario - input'!$G14,'Historical scenario - input'!$E14,'Historical scenario - input'!$F14,20,TRUE,TRUE),\"\")","v":31.01670623804268},37.236968520975289,44.222742766924185,51.974929091406558,60.485163323320258,69.742558580271194,79.7443217170661,90.510805724455125,102.10541698913532,114.65958687208823,128.40272980074204,143.69673471430497,161.074066635989,181.27799282026507,205.30281161427303,234.43129278318611,270.26590393210438,314.74989506320929,370.17406021771524,439.16511708842421,{"$f":"IFERROR(IF(OR(D29=\"\",'Historical scenario - input'!$D14=\"\"),\"\",D29/'Historical scenario - input'!$D14),\"\")","v":6.1846599480760185},{"$f":"IFERROR(IF(OR(E29=\"\",'Historical scenario - input'!$D14=\"\"),\"\",E29/'Historical scenario - input'!$D14),\"\")","v":7.4249659532506307},{"$f":"IFERROR(IF(OR(F29=\"\",'Historical scenario - input'!$D14=\"\"),\"\",F29/'Historical scenario - input'!$D14),\"\")","v":8.8179132847190385},{"$f":"IFERROR(IF(OR(G29=\"\",'Historical scenario - input'!$D14=\"\"),\"\",G29/'Historical scenario - input'!$D14),\"\")","v":10.363681423446923},{"$f":"IFERROR(IF(OR(H29=\"\",'Historical scenario - input'!$D14=\"\"),\"\",H29/'Historical scenario - input'!$D14),\"\")","v":12.060602572937215},{"$f":"IFERROR(IF(OR(I29=\"\",'Historical scenario - input'!$D14=\"\"),\"\",I29/'Historical scenario - input'!$D14),\"\")","v":13.906505913858382},{"$f":"IFERROR(IF(OR(J29=\"\",'Historical scenario - input'!$D14=\"\"),\"\",J29/'Historical scenario - input'!$D14),\"\")","v":15.900834499477478},{"$f":"IFERROR(IF(OR(K29=\"\",'Historical scenario - input'!$D14=\"\"),\"\",K29/'Historical scenario - input'!$D14),\"\")","v":18.047646669379301},{"$f":"IFERROR(IF(OR(L29=\"\",'Historical scenario - input'!$D14=\"\"),\"\",L29/'Historical scenario - input'!$D14),\"\")","v":20.359585511364603},{"$f":"IFERROR(IF(OR(M29=\"\",'Historical scenario - input'!$D14=\"\"),\"\",M29/'Historical scenario - input'!$D14),\"\")","v":22.862858136786379},{"$f":"IFERROR(IF(OR(N29=\"\",'Historical scenario - input'!$D14=\"\"),\"\",N29/'Historical scenario - input'!$D14),\"\")","v":25.6032092552839},{"$f":"IFERROR(IF(OR(O29=\"\",'Historical scenario - input'!$D14=\"\"),\"\",O29/'Historical scenario - input'!$D14),\"\")","v":28.652798689721525},{"$f":"IFERROR(IF(OR(P29=\"\",'Historical scenario - input'!$D14=\"\"),\"\",P29/'Historical scenario - input'!$D14),\"\")","v":32.117798742133417},{"$f":"IFERROR(IF(OR(Q29=\"\",'Historical scenario - input'!$D14=\"\"),\"\",Q29/'Historical scenario - input'!$D14),\"\")","v":36.146415195047332},{"$f":"IFERROR(IF(OR(R29=\"\",'Historical scenario - input'!$D14=\"\"),\"\",R29/'Historical scenario - input'!$D14),\"\")","v":40.936908854004642},{"$f":"IFERROR(IF(OR(S29=\"\",'Historical scenario - input'!$D14=\"\"),\"\",S29/'Historical scenario - input'!$D14),\"\")","v":46.745061062400822},{"$f":"IFERROR(IF(OR(T29=\"\",'Historical scenario - input'!$D14=\"\"),\"\",T29/'Historical scenario - input'!$D14),\"\")","v":53.890400178253344},{"$f":"IFERROR(IF(OR(U29=\"\",'Historical scenario - input'!$D14=\"\"),\"\",U29/'Historical scenario - input'!$D14),\"\")","v":62.760405786446341},{"$f":"IFERROR(IF(OR(V29=\"\",'Historical scenario - input'!$D14=\"\"),\"\",V29/'Historical scenario - input'!$D14),\"\")","v":73.811856954597673},{"$f":"IFERROR(IF(OR(W29=\"\",'Historical scenario - input'!$D14=\"\"),\"\",W29/'Historical scenario - input'!$D14),\"\")","v":87.568515154505704}]
[{"$f":"IFERROR('Historical scenario - input'!A15,\"\")","v":2},{"$f":"IFERROR('Historical scenario - input'!B15,\"\")","v":"POLES"},{"$f":"IFERROR('Historical scenario - input'!C15,\"\")","v":"˂ = 1 kv ; wood"},{"$f":"IFERROR(repcalc('Historical scenario - input'!$CV15:$GH15,'Historical scenario - input'!$G15,'Historical scenario - input'!$E15,'Historical scenario - input'!$F15,20,TRUE,TRUE),\"\")","v":12436.795857071917},12766.41048981156,13052.160141806464,13304.220341782144,13533.75010306757,13752.108857103847,13970.122526673227,14197.45205684643,14442.103019296123,14710.098015968424,15005.316706231495,15329.493255606852,15682.349240095711,16061.832309352811,16464.427362434977,16885.507226351179,17319.693056416712,17761.199884813701,18204.148878620279,18642.83400167392,{"$f":"IFERROR(IF(OR(D30=\"\",'Historical scenario - input'!$D15=\"\"),\"\",D30/'Historical scenario - input'!$D15),\"\")","v":2479.8685143843413},{"$f":"IFERROR(IF(OR(E30=\"\",'Historical scenario - input'!$D15=\"\"),\"\",E30/'Historical scenario - input'!$D15),\"\")","v":2545.5929147045899},{"$f":"IFERROR(IF(OR(F30=\"\",'Historical scenario - input'!$D15=\"\"),\"\",F30/'Historical scenario - input'!$D15),\"\")","v":2602.5707386652125},{"$f":"IFERROR(IF(OR(G30=\"\",'Historical scenario - input'!$D15=\"\"),\"\",G30/'Historical scenario - input'!$D15),\"\")","v":2652.8309633109093},{"$f":"IFERROR(IF(OR(H30=\"\",'Historical scenario - input'!$D15=\"\"),\"\",H30/'Historical scenario - input'!$D15),\"\")","v":2698.5986702562814},{"$f":"IFERROR(IF(OR(I30=\"\",'Historical scenario - input'!$D15=\"\"),\"\",I30/'Historical scenario - input'!$D15),\"\")","v":2742.138904026931},{"$f":"IFERROR(IF(OR(J30=\"\",'Historical scenario - input'!$D15=\"\"),\"\",J30/'Historical scenario - input'!$D15),\"\")","v":2785.6103287478786},{"$f":"IFERROR(IF(OR(K30=\"\",'Historical scenario - input'!$D15=\"\"),\"\",K30/'Historical scenario - input'!$D15),\"\")","v":2830.9393146655621},{"$f":"IFERROR(IF(OR(L30=\"\",'Historical scenario - input'!$D15=\"\"),\"\",L30/'Historical scenario - input'!$D15),\"\")","v":2879.722154374861},{"$f":"IFERROR(IF(OR(M30=\"\",'Historical scenario - input'!$D15=\"\"),\"\",M30/'Historical scenario - input'!$D15),\"\")","v":2933.1597408640109},{"$f":"IFERROR(IF(OR(N30=\"\",'Historical scenario - input'!$D15=\"\"),\"\",N30/'Historical scenario - input'!$D15),\"\")","v":2992.0256692956395},{"$f":"IFERROR(IF(OR(O30=\"\",'Historical scenario - input'!$D15=\"\"),\"\",O30/'Historical scenario - input'!$D15),\"\")","v":3056.6657282896595},{"$f":"IFERROR(IF(OR(P30=\"\",'Historical scenario - input'!$D15=\"\"),\"\",P30/'Historical scenario - input'!$D15),\"\")","v":3127.0244007405254},{"$f":"IFERROR(IF(OR(Q30=\"\",'Historical scenario - input'!$D15=\"\"),\"\",Q30/'Historical scenario - input'!$D15),\"\")","v":3202.692452705654},{"$f":"IFERROR(IF(OR(R30=\"\",'Historical scenario - input'!$D15=\"\"),\"\",R30/'Historical scenario - input'!$D15),\"\")","v":3282.9689811346097},{"$f":"IFERROR(IF(OR(S30=\"\",'Historical scenario - input'!$D15=\"\"),\"\",S30/'Historical scenario - input'!$D15),\"\")","v":3366.9313383661356},{"$f":"IFERROR(IF(OR(T30=\"\",'Historical scenario - input'!$D15=\"\"),\"\",T30/'Historical scenario - input'!$D15),\"\")","v":3453.5069951305823},{"$f":"IFERROR(IF(OR(U30=\"\",'Historical scenario - input'!$D15=\"\"),\"\",U30/'Historical scenario - input'!$D15),\"\")","v":3541.5424421388084},{"$f":"IFERROR(IF(OR(V30=\"\",'Historical scenario - input'!$D15=\"\"),\"\",V30/'Historical scenario - input'!$D15),\"\")","v":3629.8654536156387},{"$f":"IFERROR(IF(OR(W30=\"\",'Historical scenario - input'!$D15=\"\"),\"\",W30/'Historical scenario - input'!$D15),\"\")","v":3717.3382590626256}]
[{"$f":"IFERROR('Historical scenario - input'!A16,\"\")","v":2},{"$f":"IFERROR('Historical scenario - input'!B16,\"\")","v":"POLES"},{"$f":"IFERROR('Historical scenario - input'!C16,\"\")","v":"˃ 11 kv & < = 22 kv ; concrete"},{"$f":"IFERROR(repcalc('Historical scenario - input'!$CV16:$GH16,'Historical scenario - input'!$G16,'Historical scenario - input'!$E16,'Historical scenario - input'!$F16,20,TRUE,TRUE),\"\")","v":323.77447968161323},404.39757220740648,498.98396476130495,607.97949697230297,731.5544314070936,869.6470002941503,1022.0026893644924,1188.1750764274789,1367.4540547748875,1558.698712718566,1760.0753334930905,1968.7325482564743,2180.4785518667968,2389.5499988798811,2588.5692826671993,2768.7699467012567,2920.5282667504034,3034.1788821177302,3101.0263606112076,3114.4088540437501,{"$f":"IFERROR(IF(OR(D31=\"\",'Historical scenario - input'!$D16=\"\"),\"\",D31/'Historical scenario - input'!$D16),\"\")","v":44.602803249108455},{"$f":"IFERROR(IF(OR(E31=\"\",'Historical scenario - input'!$D16=\"\"),\"\",E31/'Historical scenario - input'!$D16),\"\")","v":55.709348572874553},{"$f":"IFERROR(IF(OR(F31=\"\",'Historical scenario - input'!$D16=\"\"),\"\",F31/'Historical scenario - input'!$D16),\"\")","v":68.739462191690606},{"$f":"IFERROR(IF(OR(G31=\"\",'Historical scenario - input'!$D16=\"\"),\"\",G31/'Historical scenario - input'!$D16),\"\")","v":83.754562464632485},{"$f":"IFERROR(IF(OR(H31=\"\",'Historical scenario - input'!$D16=\"\"),\"\",H31/'Historical scenario - input'!$D16),\"\")","v":100.77810456880486},{"$f":"IFERROR(IF(OR(I31=\"\",'Historical scenario - input'!$D16=\"\"),\"\",I31/'Historical scenario - input'!$D16),\"\")","v":119.80157944641155},{"$f":"IFERROR(IF(OR(J31=\"\",'Historical scenario - input'!$D16=\"\"),\"\",J31/'Historical scenario - input'!$D16),\"\")","v":140.78992550187962},{"$f":"IFERROR(IF(OR(K31=\"\",'Historical scenario - input'!$D16=\"\"),\"\",K31/'Historical scenario - input'!$D16),\"\")","v":163.6816441231048},{"$f":"IFERROR(IF(OR(L31=\"\",'Historical scenario - input'!$D16=\"\"),\"\",L31/'Historical scenario - input'!$D16),\"\")","v":188.37891181941589},{"$f":"IFERROR(IF(OR(M31=\"\",'Historical scenario - input'!$D16=\"\"),\"\",M31/'Historical scenario - input'!$D16),\"\")","v":214.72455789718288},{"$f":"IFERROR(IF(OR(N31=\"\",'Historical scenario - input'!$D16=\"\"),\"\",N31/'Historical scenario - input'!$D16),\"\")","v":242.46597162506205},{"$f":"IFERROR(IF(OR(O31=\"\",'Historical scenario - input'!$D16=\"\"),\"\",O31/'Historical scenario - input'!$D16),\"\")","v":271.21035168166816},{"$f":"IFERROR(IF(OR(P31=\"\",'Historical scenario - input'!$D16=\"\"),\"\",P31/'Historical scenario - input'!$D16),\"\")","v":300.38023976890565},{"$f":"IFERROR(IF(OR(Q31=\"\",'Historical scenario - input'!$D16=\"\"),\"\",Q31/'Historical scenario - input'!$D16),\"\")","v":329.18168398804551},{"$f":"IFERROR(IF(OR(R31=\"\",'Historical scenario - input'!$D16=\"\"),\"\",R31/'Historical scenario - input'!$D16),\"\")","v":356.59835365970503},{"$f":"IFERROR(IF(OR(S31=\"\",'Historical scenario - input'!$D16=\"\"),\"\",S31/'Historical scenario - input'!$D16),\"\")","v":381.42259172557567},{"$f":"IFERROR(IF(OR(T31=\"\",'Historical scenario - input'!$D16=\"\"),\"\",T31/'Historical scenario - input'!$D16),\"\")","v":402.32864490562719},{"$f":"IFERROR(IF(OR(U31=\"\",'Historical scenario - input'!$D16=\"\"),\"\",U31/'Historical scenario - input'!$D16),\"\")","v":417.98502412783694},{"$f":"IFERROR(IF(OR(V31=\"\",'Historical scenario - input'!$D16=\"\"),\"\",V31/'Historical scenario - input'!$D16),\"\")","v":427.19385656538901},{"$f":"IFERROR(IF(OR(W31=\"\",'Historical scenario - input'!$D16=\"\"),\"\",W31/'Historical scenario - input'!$D16),\"\")","v":429.037413605898}]
[{"$f":"IFERROR('Historical scenario - input'!A17,\"\")","v":2},{"$f":"IFERROR('Historical scenario - input'!B17,\"\")","v":"POLES"},{"$f":"IFERROR('Historical scenario - input'!C17,\"\")","v":"˃ 11 kv & < = 22 kv ; steel"},{"$f":"IFERROR(repcalc('Historical scenario - input'!$CV17:$GH17,'Historical scenario - input'!$G17,'Historical scenario - input'!$E17,'Historical scenario - input'!$F17,20,TRUE,TRUE),\"\")","v":16.188358069215166},14.527072400562364,13.084792223006785,11.870934669047001,10.888916544091494,10.137400540198952,9.6128315189284024,9.3132198003649567,9.2428555869069573,9.4174300299768419,9.8689035262015903,10.649387265698588,11.833269799682066,13.5168175396644,15.814521724679093,18.851595880838612,22.752303823943155,27.624267542440236,33.539577703312979,40.514352889712242,{"$f":"IFERROR(IF(OR(D32=\"\",'Historical scenario - input'!$D17=\"\"),\"\",D32/'Historical scenario - input'!$D17),\"\")","v":2.2300897544406597},{"$f":"IFERROR(IF(OR(E32=\"\",'Historical scenario - input'!$D17=\"\"),\"\",E32/'Historical scenario - input'!$D17),\"\")","v":2.00123293443326},{"$f":"IFERROR(IF(OR(F32=\"\",'Historical scenario - input'!$D17=\"\"),\"\",F32/'Historical scenario - input'!$D17),\"\")","v":1.8025460612341742},{"$f":"IFERROR(IF(OR(G32=\"\",'Historical scenario - input'!$D17=\"\"),\"\",G32/'Historical scenario - input'!$D17),\"\")","v":1.6353264282817783},{"$f":"IFERROR(IF(OR(H32=\"\",'Historical scenario - input'!$D17=\"\"),\"\",H32/'Historical scenario - input'!$D17),\"\")","v":1.5000447307943148},{"$f":"IFERROR(IF(OR(I32=\"\",'Historical scenario - input'!$D17=\"\"),\"\",I32/'Historical scenario - input'!$D17),\"\")","v":1.3965167427541914},{"$f":"IFERROR(IF(OR(J32=\"\",'Historical scenario - input'!$D17=\"\"),\"\",J32/'Historical scenario - input'!$D17),\"\")","v":1.324252712342296},{"$f":"IFERROR(IF(OR(K32=\"\",'Historical scenario - input'!$D17=\"\"),\"\",K32/'Historical scenario - input'!$D17),\"\")","v":1.2829785435215977},{"$f":"IFERROR(IF(OR(L32=\"\",'Historical scenario - input'!$D17=\"\"),\"\",L32/'Historical scenario - input'!$D17),\"\")","v":1.2732852496840734},{"$f":"IFERROR(IF(OR(M32=\"\",'Historical scenario - input'!$D17=\"\"),\"\",M32/'Historical scenario - input'!$D17),\"\")","v":1.2973344259632715},{"$f":"IFERROR(IF(OR(N32=\"\",'Historical scenario - input'!$D17=\"\"),\"\",N32/'Historical scenario - input'!$D17),\"\")","v":1.3595289001667401},{"$f":"IFERROR(IF(OR(O32=\"\",'Historical scenario - input'!$D17=\"\"),\"\",O32/'Historical scenario - input'!$D17),\"\")","v":1.4670474504432951},{"$f":"IFERROR(IF(OR(P32=\"\",'Historical scenario - input'!$D17=\"\"),\"\",P32/'Historical scenario - input'!$D17),\"\")","v":1.6301377588124009},{"$f":"IFERROR(IF(OR(Q32=\"\",'Historical scenario - input'!$D17=\"\"),\"\",Q32/'Historical scenario - input'!$D17),\"\")","v":1.8620613763895324},{"$f":"IFERROR(IF(OR(R32=\"\",'Historical scenario - input'!$D17=\"\"),\"\",R32/'Historical scenario - input'!$D17),\"\")","v":2.1785904857549219},{"$f":"IFERROR(IF(OR(S32=\"\",'Historical scenario - input'!$D17=\"\"),\"\",S32/'Historical scenario - input'!$D17),\"\")","v":2.5969743595344212},{"$f":"IFERROR(IF(OR(T32=\"\",'Historical scenario - input'!$D17=\"\"),\"\",T32/'Historical scenario - input'!$D17),\"\")","v":3.1343314393438426},{"$f":"IFERROR(IF(OR(U32=\"\",'Historical scenario - input'!$D17=\"\"),\"\",U32/'Historical scenario - input'!$D17),\"\")","v":3.805487607632978},{"$f":"IFERROR(IF(OR(V32=\"\",'Historical scenario - input'!$D17=\"\"),\"\",V32/'Historical scenario - input'!$D17),\"\")","v":4.6203739925089824},{"$f":"IFERROR(IF(OR(W32=\"\",'Historical scenario - input'!$D17=\"\"),\"\",W32/'Historical scenario - input'!$D17),\"\")","v":5.5812110716130796}]
[{"$f":"IFERROR('Historical scenario - input'!A18,\"\")","v":2},{"$f":"IFERROR('Historical scenario - input'!B18,\"\")","v":"POLES"},{"$f":"IFERROR('Historical scenario - input'!C18,\"\")","v":"˃ 11 kv & < = 22 kv ; wood"},{"$f":"IFERROR(repcalc('Historical scenario - input'!$CV18:$GH18,'Historical scenario - input'!$G18,'Historical scenario - input'!$E18,'Historical scenario - input'!$F18,20,TRUE,TRUE),\"\")","v":12732.517108890414},13798.824894757017,14917.031142005695,16091.396873576234,17325.492082539469,18621.770400445766,19981.249561735571,21403.326456870811,22885.734515363994,24424.628688808338,26014.76289337366,27649.709731740375,29322.065286163823,31023.584309372076,32745.203426477165,34476.930727294857,36207.606743552831,37924.570571385106,39613.291506921574,41257.046662783076,{"$f":"IFERROR(IF(OR(D33=\"\",'Historical scenario - input'!$D18=\"\"),\"\",D33/'Historical scenario - input'!$D18),\"\")","v":1810.3748202009099},{"$f":"IFERROR(IF(OR(E33=\"\",'Historical scenario - input'!$D18=\"\"),\"\",E33/'Historical scenario - input'!$D18),\"\")","v":1961.9879497657766},{"$f":"IFERROR(IF(OR(F33=\"\",'Historical scenario - input'!$D18=\"\"),\"\",F33/'Historical scenario - input'!$D18),\"\")","v":2120.9802697051587},{"$f":"IFERROR(IF(OR(G33=\"\",'Historical scenario - input'!$D18=\"\"),\"\",G33/'Historical scenario - input'!$D18),\"\")","v":2287.9576341932552},{"$f":"IFERROR(IF(OR(H33=\"\",'Historical scenario - input'!$D18=\"\"),\"\",H33/'Historical scenario - input'!$D18),\"\")","v":2463.4276432205843},{"$f":"IFERROR(IF(OR(I33=\"\",'Historical scenario - input'!$D18=\"\"),\"\",I33/'Historical scenario - input'!$D18),\"\")","v":2647.7391667504721},{"$f":"IFERROR(IF(OR(J33=\"\",'Historical scenario - input'!$D18=\"\"),\"\",J33/'Historical scenario - input'!$D18),\"\")","v":2841.0369115042108},{"$f":"IFERROR(IF(OR(K33=\"\",'Historical scenario - input'!$D18=\"\"),\"\",K33/'Historical scenario - input'!$D18),\"\")","v":3043.2351242633126},{"$f":"IFERROR(IF(OR(L33=\"\",'Historical scenario - input'!$D18=\"\"),\"\",L33/'Historical scenario - input'!$D18),\"\")","v":3254.0115323692235},{"$f":"IFERROR(IF(OR(M33=\"\",'Historical scenario - input'!$D18=\"\"),\"\",M33/'Historical scenario - input'!$D18),\"\")","v":3472.819427047978},{"$f":"IFERROR(IF(OR(N33=\"\",'Historical scenario - input'!$D18=\"\"),\"\",N33/'Historical scenario - input'!$D18),\"\")","v":3698.912893097609},{"$f":"IFERROR(IF(OR(O33=\"\",'Historical scenario - input'!$D18=\"\"),\"\",O33/'Historical scenario - input'!$D18),\"\")","v":3931.3780500836911},{"$f":"IFERROR(IF(OR(P33=\"\",'Historical scenario - input'!$D18=\"\"),\"\",P33/'Historical scenario - input'!$D18),\"\")","v":4169.162170871351},{"$f":"IFERROR(IF(OR(Q33=\"\",'Historical scenario - input'!$D18=\"\"),\"\",Q33/'Historical scenario - input'!$D18),\"\")","v":4411.0929037629803},{"$f":"IFERROR(IF(OR(R33=\"\",'Historical scenario - input'!$D18=\"\"),\"\",R33/'Historical scenario - input'!$D18),\"\")","v":4655.881571465402},{"$f":"IFERROR(IF(OR(S33=\"\",'Historical scenario - input'!$D18=\"\"),\"\",S33/'Historical scenario - input'!$D18),\"\")","v":4902.107472757597},{"$f":"IFERROR(IF(OR(T33=\"\",'Historical scenario - input'!$D18=\"\"),\"\",T33/'Historical scenario - input'!$D18),\"\")","v":5148.1838969998498},{"$f":"IFERROR(IF(OR(U33=\"\",'Historical scenario - input'!$D18=\"\"),\"\",U33/'Historical scenario - input'!$D18),\"\")","v":5392.3106517114484},{"$f":"IFERROR(IF(OR(V33=\"\",'Historical scenario - input'!$D18=\"\"),\"\",V33/'Historical scenario - input'!$D18),\"\")","v":5632.4216866227353},{"$f":"IFERROR(IF(OR(W33=\"\",'Historical scenario - input'!$D18=\"\"),\"\",W33/'Historical scenario - input'!$D18),\"\")","v":5866.139255528984}]
[{"$f":"IFERROR('Historical scenario - input'!A19,\"\")","v":2},{"$f":"IFERROR('Historical scenario - input'!B19,\"\")","v":"POLES"},{"$f":"IFERROR('Historical scenario - input'!C19,\"\")","v":"> 1 kv & < = 11 kv ; concrete"},{"$f":"IFERROR(repcalc('Historical scenario - input'!$CV19:$GH19,'Historical scenario - input'!$G19,'Historical scenario - input'!$E19,'Historical scenario - input'!$F19,20,TRUE,TRUE),\"\")","v":0.82764347928352489},1.0137980224445242,1.2336508811729068,1.492680031836993,1.7977793205891697,2.1578470357113204,2.5845559142342212,3.0933173583744646,3.7044355727763314,4.4444229578337531,5.3474166547152322,6.4565991074338118,7.8254858586321561,9.5189061068985268,11.61347185795149,14.197316806074518,17.368893517191665,21.234653130282293,25.905499288398602,31.492007162066464,{"$f":"IFERROR(IF(OR(D34=\"\",'Historical scenario - input'!$D19=\"\"),\"\",D34/'Historical scenario - input'!$D19),\"\")","v":0.11767860998609266},{"$f":"IFERROR(IF(OR(E34=\"\",'Historical scenario - input'!$D19=\"\"),\"\",E34/'Historical scenario - input'!$D19),\"\")","v":0.14414702111976876},{"$f":"IFERROR(IF(OR(F34=\"\",'Historical scenario - input'!$D19=\"\"),\"\",F34/'Historical scenario - input'!$D19),\"\")","v":0.17540683221502651},{"$f":"IFERROR(IF(OR(G34=\"\",'Historical scenario - input'!$D19=\"\"),\"\",G34/'Historical scenario - input'!$D19),\"\")","v":0.21223693014851799},{"$f":"IFERROR(IF(OR(H34=\"\",'Historical scenario - input'!$D19=\"\"),\"\",H34/'Historical scenario - input'!$D19),\"\")","v":0.25561751745065292},{"$f":"IFERROR(IF(OR(I34=\"\",'Historical scenario - input'!$D19=\"\"),\"\",I34/'Historical scenario - input'!$D19),\"\")","v":0.30681379855121077},{"$f":"IFERROR(IF(OR(J34=\"\",'Historical scenario - input'!$D19=\"\"),\"\",J34/'Historical scenario - input'!$D19),\"\")","v":0.36748546328391568},{"$f":"IFERROR(IF(OR(K34=\"\",'Historical scenario - input'!$D19=\"\"),\"\",K34/'Historical scenario - input'!$D19),\"\")","v":0.43982378414251727},{"$f":"IFERROR(IF(OR(L34=\"\",'Historical scenario - input'!$D19=\"\"),\"\",L34/'Historical scenario - input'!$D19),\"\")","v":0.52671571745449175},{"$f":"IFERROR(IF(OR(M34=\"\",'Historical scenario - input'!$D19=\"\"),\"\",M34/'Historical scenario - input'!$D19),\"\")","v":0.63193093277423906},{"$f":"IFERROR(IF(OR(N34=\"\",'Historical scenario - input'!$D19=\"\"),\"\",N34/'Historical scenario - input'!$D19),\"\")","v":0.76032322454606027},{"$f":"IFERROR(IF(OR(O34=\"\",'Historical scenario - input'!$D19=\"\"),\"\",O34/'Historical scenario - input'!$D19),\"\")","v":0.91803249493127748},{"$f":"IFERROR(IF(OR(P34=\"\",'Historical scenario - input'!$D19=\"\"),\"\",P34/'Historical scenario - input'!$D19),\"\")","v":1.1126678592415851},{"$f":"IFERROR(IF(OR(Q34=\"\",'Historical scenario - input'!$D19=\"\"),\"\",Q34/'Historical scenario - input'!$D19),\"\")","v":1.3534470666254248},{"$f":"IFERROR(IF(OR(R34=\"\",'Historical scenario - input'!$D19=\"\"),\"\",R34/'Historical scenario - input'!$D19),\"\")","v":1.6512632063982733},{"$f":"IFERROR(IF(OR(S34=\"\",'Historical scenario - input'!$D19=\"\"),\"\",S34/'Historical scenario - input'!$D19),\"\")","v":2.0186475808609674},{"$f":"IFERROR(IF(OR(T34=\"\",'Historical scenario - input'!$D19=\"\"),\"\",T34/'Historical scenario - input'!$D19),\"\")","v":2.4695986825981846},{"$f":"IFERROR(IF(OR(U34=\"\",'Historical scenario - input'!$D19=\"\"),\"\",U34/'Historical scenario - input'!$D19),\"\")","v":3.0192522824823929},{"$f":"IFERROR(IF(OR(V34=\"\",'Historical scenario - input'!$D19=\"\"),\"\",V34/'Historical scenario - input'!$D19),\"\")","v":3.683377231333361},{"$f":"IFERROR(IF(OR(W34=\"\",'Historical scenario - input'!$D19=\"\"),\"\",W34/'Historical scenario - input'!$D19),\"\")","v":4.4776956760563298}]
[{"$f":"IFERROR('Historical scenario - input'!A20,\"\")","v":2},{"$f":"IFERROR('Historical scenario - input'!B20,\"\")","v":"POLES"},{"$f":"IFERROR('Historical scenario - input'!C20,\"\")","v":"> 1 kv & < = 11 kv ; steel"},{"$f":"IFERROR(repcalc('Historical scenario - input'!$CV20:$GH20,'Historical scenario - input'!$G20,'Historical scenario - input'!$E20,'Historical scenario - input'!$F20,20,TRUE,TRUE),\"\")","v":3.980570663096906},5.0352915773961229,6.2933162553649131,7.7725089503901819,9.4869432420537265,11.445588044680475,13.651111410345653,16.09892759268763,18.776614380120026,21.663815891546786,24.732719833205408,27.949158331665455,31.274330469051055,34.667086942996733,38.086658669677185,41.495658224016481,44.863142262602949,48.167499991322082,51.398930964185865,54.561296220701131,{"$f":"IFERROR(IF(OR(D35=\"\",'Historical scenario - input'!$D20=\"\"),\"\",D35/'Historical scenario - input'!$D20),\"\")","v":0.56597802593717306},{"$f":"IFERROR(IF(OR(E35=\"\",'Historical scenario - input'!$D20=\"\"),\"\",E35/'Historical scenario - input'!$D20),\"\")","v":0.71594367446187268},{"$f":"IFERROR(IF(OR(F35=\"\",'Historical scenario - input'!$D20=\"\"),\"\",F35/'Historical scenario - input'!$D20),\"\")","v":0.89481609856376576},{"$f":"IFERROR(IF(OR(G35=\"\",'Historical scenario - input'!$D20=\"\"),\"\",G35/'Historical scenario - input'!$D20),\"\")","v":1.1051353297414759},{"$f":"IFERROR(IF(OR(H35=\"\",'Historical scenario - input'!$D20=\"\"),\"\",H35/'Historical scenario - input'!$D20),\"\")","v":1.3489024219804073},{"$f":"IFERROR(IF(OR(I35=\"\",'Historical scenario - input'!$D20=\"\"),\"\",I35/'Historical scenario - input'!$D20),\"\")","v":1.6273926216846712},{"$f":"IFERROR(IF(OR(J35=\"\",'Historical scenario - input'!$D20=\"\"),\"\",J35/'Historical scenario - input'!$D20),\"\")","v":1.9409852862314978},{"$f":"IFERROR(IF(OR(K35=\"\",'Historical scenario - input'!$D20=\"\"),\"\",K35/'Historical scenario - input'!$D20),\"\")","v":2.2890283905991322},{"$f":"IFERROR(IF(OR(L35=\"\",'Historical scenario - input'!$D20=\"\"),\"\",L35/'Historical scenario - input'!$D20),\"\")","v":2.6697556808037888},{"$f":"IFERROR(IF(OR(M35=\"\",'Historical scenario - input'!$D20=\"\"),\"\",M35/'Historical scenario - input'!$D20),\"\")","v":3.0802728528940855},{"$f":"IFERROR(IF(OR(N35=\"\",'Historical scenario - input'!$D20=\"\"),\"\",N35/'Historical scenario - input'!$D20),\"\")","v":3.516625411785582},{"$f":"IFERROR(IF(OR(O35=\"\",'Historical scenario - input'!$D20=\"\"),\"\",O35/'Historical scenario - input'!$D20),\"\")","v":3.9739551933627881},{"$f":"IFERROR(IF(OR(P35=\"\",'Historical scenario - input'!$D20=\"\"),\"\",P35/'Historical scenario - input'!$D20),\"\")","v":4.4467452834034473},{"$f":"IFERROR(IF(OR(Q35=\"\",'Historical scenario - input'!$D20=\"\"),\"\",Q35/'Historical scenario - input'!$D20),\"\")","v":4.9291448622908103},{"$f":"IFERROR(IF(OR(R35=\"\",'Historical scenario - input'!$D20=\"\"),\"\",R35/'Historical scenario - input'!$D20),\"\")","v":5.4153571718372557},{"$f":"IFERROR(IF(OR(S35=\"\",'Historical scenario - input'!$D20=\"\"),\"\",S35/'Historical scenario - input'!$D20),\"\")","v":5.9000662755024473},{"$f":"IFERROR(IF(OR(T35=\"\",'Historical scenario - input'!$D20=\"\"),\"\",T35/'Historical scenario - input'!$D20),\"\")","v":6.3788724894464774},{"$f":"IFERROR(IF(OR(U35=\"\",'Historical scenario - input'!$D20=\"\"),\"\",U35/'Historical scenario - input'!$D20),\"\")","v":6.8487030797256301},{"$f":"IFERROR(IF(OR(V35=\"\",'Historical scenario - input'!$D20=\"\"),\"\",V35/'Historical scenario - input'!$D20),\"\")","v":7.3081645684838206},{"$f":"IFERROR(IF(OR(W35=\"\",'Historical scenario - input'!$D20=\"\"),\"\",W35/'Historical scenario - input'!$D20),\"\")","v":7.7578059381919307}]
[{"$f":"IFERROR('Historical scenario - input'!A21,\"\")","v":2},{"$f":"IFERROR('Historical scenario - input'!B21,\"\")","v":"POLES"},{"$f":"IFERROR('Historical scenario - input'!C21,\"\")","v":"> 1 kv & < = 11 kv ; wood"},{"$f":"IFERROR(repcalc('Historical scenario - input'!$CV21:$GH21,'Historical scenario - input'!$G21,'Historical scenario - input'!$E21,'Historical scenario - input'!$F21,20,TRUE,TRUE),\"\")","v":12563.169213288569},13499.015812252052,14398.492500295821,15254.74154013121,16063.356905468811,16822.439122983251,17532.494706895035,18196.202203456163,18818.076312653578,19404.066206395848,19961.123893949683,20496.773955491892,21018.708459933663,21534.422059812969,22050.893827338703,22574.31582312446,23109.864632331286,23661.511470775506,24231.868590361544,24822.073659789476,{"$f":"IFERROR(IF(OR(D36=\"\",'Historical scenario - input'!$D21=\"\"),\"\",D36/'Historical scenario - input'!$D21),\"\")","v":1786.2960647254886},{"$f":"IFERROR(IF(OR(E36=\"\",'Historical scenario - input'!$D21=\"\"),\"\",E36/'Historical scenario - input'!$D21),\"\")","v":1919.3595512179716},{"$f":"IFERROR(IF(OR(F36=\"\",'Historical scenario - input'!$D21=\"\"),\"\",F36/'Historical scenario - input'!$D21),\"\")","v":2047.2517765702653},{"$f":"IFERROR(IF(OR(G36=\"\",'Historical scenario - input'!$D21=\"\"),\"\",G36/'Historical scenario - input'!$D21),\"\")","v":2168.9976723960658},{"$f":"IFERROR(IF(OR(H36=\"\",'Historical scenario - input'!$D21=\"\"),\"\",H36/'Historical scenario - input'!$D21),\"\")","v":2283.9707671985534},{"$f":"IFERROR(IF(OR(I36=\"\",'Historical scenario - input'!$D21=\"\"),\"\",I36/'Historical scenario - input'!$D21),\"\")","v":2391.9009840832309},{"$f":"IFERROR(IF(OR(J36=\"\",'Historical scenario - input'!$D21=\"\"),\"\",J36/'Historical scenario - input'!$D21),\"\")","v":2492.8603418491339},{"$f":"IFERROR(IF(OR(K36=\"\",'Historical scenario - input'!$D21=\"\"),\"\",K36/'Historical scenario - input'!$D21),\"\")","v":2587.2296899895632},{"$f":"IFERROR(IF(OR(L36=\"\",'Historical scenario - input'!$D21=\"\"),\"\",L36/'Historical scenario - input'!$D21),\"\")","v":2675.6509517870259},{"$f":"IFERROR(IF(OR(M36=\"\",'Historical scenario - input'!$D21=\"\"),\"\",M36/'Historical scenario - input'!$D21),\"\")","v":2758.9700111254556},{"$f":"IFERROR(IF(OR(N36=\"\",'Historical scenario - input'!$D21=\"\"),\"\",N36/'Historical scenario - input'!$D21),\"\")","v":2838.1753404662377},{"$f":"IFERROR(IF(OR(O36=\"\",'Historical scenario - input'!$D21=\"\"),\"\",O36/'Historical scenario - input'!$D21),\"\")","v":2914.3368233499305},{"$f":"IFERROR(IF(OR(P36=\"\",'Historical scenario - input'!$D21=\"\"),\"\",P36/'Historical scenario - input'!$D21),\"\")","v":2988.5481577274554},{"$f":"IFERROR(IF(OR(Q36=\"\",'Historical scenario - input'!$D21=\"\"),\"\",Q36/'Historical scenario - input'!$D21),\"\")","v":3061.8749718736349},{"$f":"IFERROR(IF(OR(R36=\"\",'Historical scenario - input'!$D21=\"\"),\"\",R36/'Historical scenario - input'!$D21),\"\")","v":3135.3095861982752},{"$f":"IFERROR(IF(OR(S36=\"\",'Historical scenario - input'!$D21=\"\"),\"\",S36/'Historical scenario - input'!$D21),\"\")","v":3209.7324197516023},{"$f":"IFERROR(IF(OR(T36=\"\",'Historical scenario - input'!$D21=\"\"),\"\",T36/'Historical scenario - input'!$D21),\"\")","v":3285.8795060570774},{"$f":"IFERROR(IF(OR(U36=\"\",'Historical scenario - input'!$D21=\"\"),\"\",U36/'Historical scenario - input'!$D21),\"\")","v":3364.3154930203723},{"$f":"IFERROR(IF(OR(V36=\"\",'Historical scenario - input'!$D21=\"\"),\"\",V36/'Historical scenario - input'!$D21),\"\")","v":3445.4118040632143},{"$f":"IFERROR(IF(OR(W36=\"\",'Historical scenario - input'!$D21=\"\"),\"\",W36/'Historical scenario - input'!$D21),\"\")","v":3529.3301987772638}]
[{"$f":"IFERROR('Historical scenario - input'!A22,\"\")","v":2},{"$f":"IFERROR('Historical scenario - input'!B22,\"\")","v":"POLES"},{"$f":"IFERROR('Historical scenario - input'!C22,\"\")","v":"> 22 kv & < = 66 kv ; concrete"},{"$f":"IFERROR(repcalc('Historical scenario - input'!$CV22:$GH22,'Historical scenario - input'!$G22,'Historical scenario - input'!$E22,'Historical scenario - input'!$F22,20,TRUE,TRUE),\"\")","v":3.542234014237863},4.5866013807091432,5.9393329759640237,7.7041329659933666,10.025032223661769,13.101593669227798,17.20846848182352,22.71978910933607,30.138587894050559,40.130953371959933,53.563957221721729,71.545501629217156,95.463179182060173,127.01807631301796,168.24830567564373,221.53608998059053,289.59164709489727,375.40717159440209,482.17508913611931,613.16664357934576,{"$f":"IFERROR(IF(OR(D37=\"\",'Historical scenario - input'!$D22=\"\"),\"\",D37/'Historical scenario - input'!$D22),\"\")","v":0.2325115966423586},{"$f":"IFERROR(IF(OR(E37=\"\",'Historical scenario - input'!$D22=\"\"),\"\",E37/'Historical scenario - input'!$D22),\"\")","v":0.30106368068970762},{"$f":"IFERROR(IF(OR(F37=\"\",'Historical scenario - input'!$D22=\"\"),\"\",F37/'Historical scenario - input'!$D22),\"\")","v":0.38985673664734727},{"$f":"IFERROR(IF(OR(G37=\"\",'Historical scenario - input'!$D22=\"\"),\"\",G37/'Historical scenario - input'!$D22),\"\")","v":0.50569788711533181},{"$f":"IFERROR(IF(OR(H37=\"\",'Historical scenario - input'!$D22=\"\"),\"\",H37/'Historical scenario - input'!$D22),\"\")","v":0.65804129240066889},{"$f":"IFERROR(IF(OR(I37=\"\",'Historical scenario - input'!$D22=\"\"),\"\",I37/'Historical scenario - input'!$D22),\"\")","v":0.85998622630441879},{"$f":"IFERROR(IF(OR(J37=\"\",'Historical scenario - input'!$D22=\"\"),\"\",J37/'Historical scenario - input'!$D22),\"\")","v":1.1295607422874829},{"$f":"IFERROR(IF(OR(K37=\"\",'Historical scenario - input'!$D22=\"\"),\"\",K37/'Historical scenario - input'!$D22),\"\")","v":1.4913228262040705},{"$f":"IFERROR(IF(OR(L37=\"\",'Historical scenario - input'!$D22=\"\"),\"\",L37/'Historical scenario - input'!$D22),\"\")","v":1.9782914295399776},{"$f":"IFERROR(IF(OR(M37=\"\",'Historical scenario - input'!$D22=\"\"),\"\",M37/'Historical scenario - input'!$D22),\"\")","v":2.6341884826889568},{"$f":"IFERROR(IF(OR(N37=\"\",'Historical scenario - input'!$D22=\"\"),\"\",N37/'Historical scenario - input'!$D22),\"\")","v":3.5159284129863262},{"$f":"IFERROR(IF(OR(O37=\"\",'Historical scenario - input'!$D22=\"\"),\"\",O37/'Historical scenario - input'!$D22),\"\")","v":4.6962337184735441},{"$f":"IFERROR(IF(OR(P37=\"\",'Historical scenario - input'!$D22=\"\"),\"\",P37/'Historical scenario - input'!$D22),\"\")","v":6.2661857243082428},{"$f":"IFERROR(IF(OR(Q37=\"\",'Historical scenario - input'!$D22=\"\"),\"\",Q37/'Historical scenario - input'!$D22),\"\")","v":8.3374434346441753},{"$f":"IFERROR(IF(OR(R37=\"\",'Historical scenario - input'!$D22=\"\"),\"\",R37/'Historical scenario - input'!$D22),\"\")","v":11.043788193489076},{"$f":"IFERROR(IF(OR(S37=\"\",'Historical scenario - input'!$D22=\"\"),\"\",S37/'Historical scenario - input'!$D22),\"\")","v":14.541588666432308},{"$f":"IFERROR(IF(OR(T37=\"\",'Historical scenario - input'!$D22=\"\"),\"\",T37/'Historical scenario - input'!$D22),\"\")","v":19.008743061492023},{"$f":"IFERROR(IF(OR(U37=\"\",'Historical scenario - input'!$D22=\"\"),\"\",U37/'Historical scenario - input'!$D22),\"\")","v":24.641658486582692},{"$f":"IFERROR(IF(OR(V37=\"\",'Historical scenario - input'!$D22=\"\"),\"\",V37/'Historical scenario - input'!$D22),\"\")","v":31.649885181381002},{"$f":"IFERROR(IF(OR(W37=\"\",'Historical scenario - input'!$D22=\"\"),\"\",W37/'Historical scenario - input'!$D22),\"\")","v":40.248146998030649}]
[{"$f":"IFERROR('Historical scenario - input'!A23,\"\")","v":2},{"$f":"IFERROR('Historical scenario - input'!B23,\"\")","v":"POLES"},{"$f":"IFERROR('Historical scenario - input'!C23,\"\")","v":"> 22 kv & < = 66 kv ; steel"},{"$f":"IFERROR(repcalc('Historical scenario - input'!$CV23:$GH23,'Historical scenario - input'!$G23,'Historical scenario - input'!$E23,'Historical scenario - input'!$F23,20,TRUE,TRUE),\"\")","v":593.96187234363754},656.78364271307987,716.8680890146145,772.33663336638995,821.3511845449658,862.2205180332777,893.50363563284418,914.10108211191312,923.3258776663198,920.9474005494144,907.2040565880684,882.78360839523373,848.773229336746,806.5842903132982,757.85921041117729,704.36912623711498,647.91151272668674,590.21622469151316,532.86687114622237,477.24224435243167,{"$f":"IFERROR(IF(OR(D38=\"\",'Historical scenario - input'!$D23=\"\"),\"\",D38/'Historical scenario - input'!$D23),\"\")","v":38.987549305947759},{"$f":"IFERROR(IF(OR(E38=\"\",'Historical scenario - input'!$D23=\"\"),\"\",E38/'Historical scenario - input'!$D23),\"\")","v":43.111158890686447},{"$f":"IFERROR(IF(OR(F38=\"\",'Historical scenario - input'!$D23=\"\"),\"\",F38/'Historical scenario - input'!$D23),\"\")","v":47.055091021310432},{"$f":"IFERROR(IF(OR(G38=\"\",'Historical scenario - input'!$D23=\"\"),\"\",G38/'Historical scenario - input'!$D23),\"\")","v":50.696036187219711},{"$f":"IFERROR(IF(OR(H38=\"\",'Historical scenario - input'!$D23=\"\"),\"\",H38/'Historical scenario - input'!$D23),\"\")","v":53.913342414711096},{"$f":"IFERROR(IF(OR(I38=\"\",'Historical scenario - input'!$D23=\"\"),\"\",I38/'Historical scenario - input'!$D23),\"\")","v":56.595998033984451},{"$f":"IFERROR(IF(OR(J38=\"\",'Historical scenario - input'!$D23=\"\"),\"\",J38/'Historical scenario - input'!$D23),\"\")","v":58.64941618529506},{"$f":"IFERROR(IF(OR(K38=\"\",'Historical scenario - input'!$D23=\"\"),\"\",K38/'Historical scenario - input'!$D23),\"\")","v":60.001428827134667},{"$f":"IFERROR(IF(OR(L38=\"\",'Historical scenario - input'!$D23=\"\"),\"\",L38/'Historical scenario - input'!$D23),\"\")","v":60.606942730065192},{"$f":"IFERROR(IF(OR(M38=\"\",'Historical scenario - input'!$D23=\"\"),\"\",M38/'Historical scenario - input'!$D23),\"\")","v":60.450819924568393},{"$f":"IFERROR(IF(OR(N38=\"\",'Historical scenario - input'!$D23=\"\"),\"\",N38/'Historical scenario - input'!$D23),\"\")","v":59.548709325772961},{"$f":"IFERROR(IF(OR(O38=\"\",'Historical scenario - input'!$D23=\"\"),\"\",O38/'Historical scenario - input'!$D23),\"\")","v":57.945755546543424},{"$f":"IFERROR(IF(OR(P38=\"\",'Historical scenario - input'!$D23=\"\"),\"\",P38/'Historical scenario - input'!$D23),\"\")","v":55.71332044894239},{"$f":"IFERROR(IF(OR(Q38=\"\",'Historical scenario - input'!$D23=\"\"),\"\",Q38/'Historical scenario - input'!$D23),\"\")","v":52.944046162274596},{"$f":"IFERROR(IF(OR(R38=\"\",'Historical scenario - input'!$D23=\"\"),\"\",R38/'Historical scenario - input'!$D23),\"\")","v":49.745740776737783},{"$f":"IFERROR(IF(OR(S38=\"\",'Historical scenario - input'!$D23=\"\"),\"\",S38/'Historical scenario - input'!$D23),\"\")","v":46.234661377168159},{"$f":"IFERROR(IF(OR(T38=\"\",'Historical scenario - input'!$D23=\"\"),\"\",T38/'Historical scenario - input'!$D23),\"\")","v":42.528793891518355},{"$f":"IFERROR(IF(OR(U38=\"\",'Historical scenario - input'!$D23=\"\"),\"\",U38/'Historical scenario - input'!$D23),\"\")","v":38.741685675099383},{"$f":"IFERROR(IF(OR(V38=\"\",'Historical scenario - input'!$D23=\"\"),\"\",V38/'Historical scenario - input'!$D23),\"\")","v":34.977284535698189},{"$f":"IFERROR(IF(OR(W38=\"\",'Historical scenario - input'!$D23=\"\"),\"\",W38/'Historical scenario - input'!$D23),\"\")","v":31.326094146674073}]
[{"$f":"IFERROR('Historical scenario - input'!A24,\"\")","v":2},{"$f":"IFERROR('Historical scenario - input'!B24,\"\")","v":"POLES"},{"$f":"IFERROR('Historical scenario - input'!C24,\"\")","v":"> 22 kv & < = 66 kv ; wood"},{"$f":"IFERROR(repcalc('Historical scenario - input'!$CV24:$GH24,'Historical scenario - input'!$G24,'Historical scenario - input'!$E24,'Historical scenario - input'!$F24,20,TRUE,TRUE),\"\")","v":5074.7727533654088},5622.0585588212462,6191.431707381882,6780.5857301415554,7386.9303099056106,8007.4638795577039,8638.6309348885425,9276.1875419269527,9915.1014576089092,10549.512612688324,11172.775131854531,11777.59387111316,12356.257500376239,12900.957800981419,13404.172742820963,13859.080782318875,14259.967216368286,14602.581439524462,14884.407066496557,15104.81487569419,{"$f":"IFERROR(IF(OR(D39=\"\",'Historical scenario - input'!$D24=\"\"),\"\",D39/'Historical scenario - input'!$D24),\"\")","v":333.10716083110134},{"$f":"IFERROR(IF(OR(E39=\"\",'Historical scenario - input'!$D24=\"\"),\"\",E39/'Historical scenario - input'!$D24),\"\")","v":369.03090159321886},{"$f":"IFERROR(IF(OR(F39=\"\",'Historical scenario - input'!$D24=\"\"),\"\",F39/'Historical scenario - input'!$D24),\"\")","v":406.40445154079453},{"$f":"IFERROR(IF(OR(G39=\"\",'Historical scenario - input'!$D24=\"\"),\"\",G39/'Historical scenario - input'!$D24),\"\")","v":445.0764144742185},{"$f":"IFERROR(IF(OR(H39=\"\",'Historical scenario - input'!$D24=\"\"),\"\",H39/'Historical scenario - input'!$D24),\"\")","v":484.87676244380731},{"$f":"IFERROR(IF(OR(I39=\"\",'Historical scenario - input'!$D24=\"\"),\"\",I39/'Historical scenario - input'!$D24),\"\")","v":525.60847312979195},{"$f":"IFERROR(IF(OR(J39=\"\",'Historical scenario - input'!$D24=\"\"),\"\",J39/'Historical scenario - input'!$D24),\"\")","v":567.03816388233929},{"$f":"IFERROR(IF(OR(K39=\"\",'Historical scenario - input'!$D24=\"\"),\"\",K39/'Historical scenario - input'!$D24),\"\")","v":608.88726364721754},{"$f":"IFERROR(IF(OR(L39=\"\",'Historical scenario - input'!$D24=\"\"),\"\",L39/'Historical scenario - input'!$D24),\"\")","v":650.82545690467111},{"$f":"IFERROR(IF(OR(M39=\"\",'Historical scenario - input'!$D24=\"\"),\"\",M39/'Historical scenario - input'!$D24),\"\")","v":692.4680897748699},{"$f":"IFERROR(IF(OR(N39=\"\",'Historical scenario - input'!$D24=\"\"),\"\",N39/'Historical scenario - input'!$D24),\"\")","v":733.37892821078071},{"$f":"IFERROR(IF(OR(O39=\"\",'Historical scenario - input'!$D24=\"\"),\"\",O39/'Historical scenario - input'!$D24),\"\")","v":773.07912028702322},{"$f":"IFERROR(IF(OR(P39=\"\",'Historical scenario - input'!$D24=\"\"),\"\",P39/'Historical scenario - input'!$D24),\"\")","v":811.06249569870363},{"$f":"IFERROR(IF(OR(Q39=\"\",'Historical scenario - input'!$D24=\"\"),\"\",Q39/'Historical scenario - input'!$D24),\"\")","v":846.81652439252287},{"$f":"IFERROR(IF(OR(R39=\"\",'Historical scenario - input'!$D24=\"\"),\"\",R39/'Historical scenario - input'!$D24),\"\")","v":879.84746167987146},{"$f":"IFERROR(IF(OR(S39=\"\",'Historical scenario - input'!$D24=\"\"),\"\",S39/'Historical scenario - input'!$D24),\"\")","v":909.70754268072028},{"$f":"IFERROR(IF(OR(T39=\"\",'Historical scenario - input'!$D24=\"\"),\"\",T39/'Historical scenario - input'!$D24),\"\")","v":936.02165532218703},{"$f":"IFERROR(IF(OR(U39=\"\",'Historical scenario - input'!$D24=\"\"),\"\",U39/'Historical scenario - input'!$D24),\"\")","v":958.51079063572831},{"$f":"IFERROR(IF(OR(V39=\"\",'Historical scenario - input'!$D24=\"\"),\"\",V39/'Historical scenario - input'!$D24),\"\")","v":977.00977354838449},{"$f":"IFERROR(IF(OR(W39=\"\",'Historical scenario - input'!$D24=\"\"),\"\",W39/'Historical scenario - input'!$D24),\"\")","v":991.47730206936853}]
[{"$f":"IFERROR('Historical scenario - input'!A25,\"\")","v":2},{"$f":"IFERROR('Historical scenario - input'!B25,\"\")","v":"POLES"},{"$f":"IFERROR('Historical scenario - input'!C25,\"\")","v":"> 66 kv & < = 132 kv ; concrete"},{"$f":"IFERROR(repcalc('Historical scenario - input'!$CV25:$GH25,'Historical scenario - input'!$G25,'Historical scenario - input'!$E25,'Historical scenario - input'!$F25,20,TRUE,TRUE),\"\")","v":5.8884566943390351E-2},9.988977234448855E-2,0.16764354888581767,0.27832477998233252,0.457057984748033,0.74233982867907,1.1923574234419259,1.8938484176865324,2.9742980784642521,4.6184087426126741,7.0898899957365034,10.759672112247243,16.141599232993485,23.936462327203667,35.084829658019871,50.828469465843455,72.779191147814629,102.99263493786165,144.04293047892656,199.09228828383741,{"$f":"IFERROR(IF(OR(D40=\"\",'Historical scenario - input'!$D25=\"\"),\"\",D40/'Historical scenario - input'!$D25),\"\")","v":5.2111972316367619E-4},{"$f":"IFERROR(IF(OR(E40=\"\",'Historical scenario - input'!$D25=\"\"),\"\",E40/'Historical scenario - input'!$D25),\"\")","v":8.8400973655942809E-4},{"$f":"IFERROR(IF(OR(F40=\"\",'Historical scenario - input'!$D25=\"\"),\"\",F40/'Historical scenario - input'!$D25),\"\")","v":1.4836206551292253E-3},{"$f":"IFERROR(IF(OR(G40=\"\",'Historical scenario - input'!$D25=\"\"),\"\",G40/'Historical scenario - input'!$D25),\"\")","v":2.4631332082890463E-3},{"$f":"IFERROR(IF(OR(H40=\"\",'Historical scenario - input'!$D25=\"\"),\"\",H40/'Historical scenario - input'!$D25),\"\")","v":4.0448956805714956E-3},{"$f":"IFERROR(IF(OR(I40=\"\",'Historical scenario - input'!$D25=\"\"),\"\",I40/'Historical scenario - input'!$D25),\"\")","v":6.5695978775985632E-3},{"$f":"IFERROR(IF(OR(J40=\"\",'Historical scenario - input'!$D25=\"\"),\"\",J40/'Historical scenario - input'!$D25),\"\")","v":1.0552187146312314E-2},{"$f":"IFERROR(IF(OR(K40=\"\",'Historical scenario - input'!$D25=\"\"),\"\",K40/'Historical scenario - input'!$D25),\"\")","v":1.6760278870481725E-2},{"$f":"IFERROR(IF(OR(L40=\"\",'Historical scenario - input'!$D25=\"\"),\"\",L40/'Historical scenario - input'!$D25),\"\")","v":2.6322098840357099E-2},{"$f":"IFERROR(IF(OR(M40=\"\",'Historical scenario - input'!$D25=\"\"),\"\",M40/'Historical scenario - input'!$D25),\"\")","v":4.0872235465716875E-2},{"$f":"IFERROR(IF(OR(N40=\"\",'Historical scenario - input'!$D25=\"\"),\"\",N40/'Historical scenario - input'!$D25),\"\")","v":6.2744479642536335E-2},{"$f":"IFERROR(IF(OR(O40=\"\",'Historical scenario - input'!$D25=\"\"),\"\",O40/'Historical scenario - input'!$D25),\"\")","v":9.5221509531634441E-2},{"$f":"IFERROR(IF(OR(P40=\"\",'Historical scenario - input'!$D25=\"\"),\"\",P40/'Historical scenario - input'!$D25),\"\")","v":0.1428507699106169},{"$f":"IFERROR(IF(OR(Q40=\"\",'Historical scenario - input'!$D25=\"\"),\"\",Q40/'Historical scenario - input'!$D25),\"\")","v":0.2118341573856185},{"$f":"IFERROR(IF(OR(R40=\"\",'Historical scenario - input'!$D25=\"\"),\"\",R40/'Historical scenario - input'!$D25),\"\")","v":0.31049556221087771},{"$f":"IFERROR(IF(OR(S40=\"\",'Historical scenario - input'!$D25=\"\"),\"\",S40/'Historical scenario - input'!$D25),\"\")","v":0.4498244499673083},{"$f":"IFERROR(IF(OR(T40=\"\",'Historical scenario - input'!$D25=\"\"),\"\",T40/'Historical scenario - input'!$D25),\"\")","v":0.64408509583651796},{"$f":"IFERROR(IF(OR(U40=\"\",'Historical scenario - input'!$D25=\"\"),\"\",U40/'Historical scenario - input'!$D25),\"\")","v":0.91146961237422364},{"$f":"IFERROR(IF(OR(V40=\"\",'Historical scenario - input'!$D25=\"\"),\"\",V40/'Historical scenario - input'!$D25),\"\")","v":1.2747586668511379},{"$f":"IFERROR(IF(OR(W40=\"\",'Historical scenario - input'!$D25=\"\"),\"\",W40/'Historical scenario - input'!$D25),\"\")","v":1.7619373554065332}]
[{"$f":"IFERROR('Historical scenario - input'!A26,\"\")","v":2},{"$f":"IFERROR('Historical scenario - input'!B26,\"\")","v":"POLES"},{"$f":"IFERROR('Historical scenario - input'!C26,\"\")","v":"> 66 kv & < = 132 kv ; steel"},{"$f":"IFERROR(repcalc('Historical scenario - input'!$CV26:$GH26,'Historical scenario - input'!$G26,'Historical scenario - input'!$E26,'Historical scenario - input'!$F26,20,TRUE,TRUE),\"\")","v":5.5706352756152757},7.5674422970642485,10.156716790402138,13.46952591894568,17.651754464415589,22.861794357989385,29.267124458561188,37.039898300392359,46.351830774301618,57.368869436025747,70.246331579533035,85.125356241808461,102.13162737905616,121.37733506320417,142.96722301995223,167.00929910450219,193.63035101564736,222.99582348940322,255.33291027121058,290.95495460082361,{"$f":"IFERROR(IF(OR(D41=\"\",'Historical scenario - input'!$D26=\"\"),\"\",D41/'Historical scenario - input'!$D26),\"\")","v":4.9299299686881584E-2},{"$f":"IFERROR(IF(OR(E41=\"\",'Historical scenario - input'!$D26=\"\"),\"\",E41/'Historical scenario - input'!$D26),\"\")","v":6.6970746998859743E-2},{"$f":"IFERROR(IF(OR(F41=\"\",'Historical scenario - input'!$D26=\"\"),\"\",F41/'Historical scenario - input'!$D26),\"\")","v":8.9885443959443687E-2},{"$f":"IFERROR(IF(OR(G41=\"\",'Historical scenario - input'!$D26=\"\"),\"\",G41/'Historical scenario - input'!$D26),\"\")","v":0.11920331561196656},{"$f":"IFERROR(IF(OR(H41=\"\",'Historical scenario - input'!$D26=\"\"),\"\",H41/'Historical scenario - input'!$D26),\"\")","v":0.15621542073482067},{"$f":"IFERROR(IF(OR(I41=\"\",'Historical scenario - input'!$D26=\"\"),\"\",I41/'Historical scenario - input'!$D26),\"\")","v":0.20232350453241485},{"$f":"IFERROR(IF(OR(J41=\"\",'Historical scenario - input'!$D26=\"\"),\"\",J41/'Historical scenario - input'!$D26),\"\")","v":0.25900973017776818},{"$f":"IFERROR(IF(OR(K41=\"\",'Historical scenario - input'!$D26=\"\"),\"\",K41/'Historical scenario - input'!$D26),\"\")","v":0.32779763103068577},{"$f":"IFERROR(IF(OR(L41=\"\",'Historical scenario - input'!$D26=\"\"),\"\",L41/'Historical scenario - input'!$D26),\"\")","v":0.41020685852127081},{"$f":"IFERROR(IF(OR(M41=\"\",'Historical scenario - input'!$D26=\"\"),\"\",M41/'Historical scenario - input'!$D26),\"\")","v":0.50770602401569642},{"$f":"IFERROR(IF(OR(N41=\"\",'Historical scenario - input'!$D26=\"\"),\"\",N41/'Historical scenario - input'!$D26),\"\")","v":0.62166966263303869},{"$f":"IFERROR(IF(OR(O41=\"\",'Historical scenario - input'!$D26=\"\"),\"\",O41/'Historical scenario - input'!$D26),\"\")","v":0.75334683401148628},{"$f":"IFERROR(IF(OR(P41=\"\",'Historical scenario - input'!$D26=\"\"),\"\",P41/'Historical scenario - input'!$D26),\"\")","v":0.90384982260625435},{"$f":"IFERROR(IF(OR(Q41=\"\",'Historical scenario - input'!$D26=\"\"),\"\",Q41/'Historical scenario - input'!$D26),\"\")","v":1.0741714939890821},{"$f":"IFERROR(IF(OR(R41=\"\",'Historical scenario - input'!$D26=\"\"),\"\",R41/'Historical scenario - input'!$D26),\"\")","v":1.2652388146670381},{"$f":"IFERROR(IF(OR(S41=\"\",'Historical scenario - input'!$D26=\"\"),\"\",S41/'Historical scenario - input'!$D26),\"\")","v":1.4780076382113376},{"$f":"IFERROR(IF(OR(T41=\"\",'Historical scenario - input'!$D26=\"\"),\"\",T41/'Historical scenario - input'!$D26),\"\")","v":1.713600017036143},{"$f":"IFERROR(IF(OR(U41=\"\",'Historical scenario - input'!$D26=\"\"),\"\",U41/'Historical scenario - input'!$D26),\"\")","v":1.9734801126273345},{"$f":"IFERROR(IF(OR(V41=\"\",'Historical scenario - input'!$D26=\"\"),\"\",V41/'Historical scenario - input'!$D26),\"\")","v":2.259658556086988},{"$f":"IFERROR(IF(OR(W41=\"\",'Historical scenario - input'!$D26=\"\"),\"\",W41/'Historical scenario - input'!$D26),\"\")","v":2.5749083888219104}]
[{"$f":"IFERROR('Historical scenario - input'!A27,\"\")","v":2},{"$f":"IFERROR('Historical scenario - input'!B27,\"\")","v":"POLES"},{"$f":"IFERROR('Historical scenario - input'!C27,\"\")","v":"> 66 kv & < = 132 kv ; wood"},{"$f":"IFERROR(repcalc('Historical scenario - input'!$CV27:$GH27,'Historical scenario - input'!$G27,'Historical scenario - input'!$E27,'Historical scenario - input'!$F27,20,TRUE,TRUE),\"\")","v":325.13436505639675},419.87069577303697,537.77376501162689,683.15543870654881,860.74082192901881,1075.5928632548714,1332.9954001353053,1638.2894084175098,1996.6594366402007,2412.8704812620458,2890.9598610516773,3433.8937933939615,4043.2040039300568,4718.6252827021517,5457.7597625292574,6255.7970893206593,7105.3208466638189,7996.2299855495494,8915.7992389178544,9848.8945619776568,{"$f":"IFERROR(IF(OR(D42=\"\",'Historical scenario - input'!$D27=\"\"),\"\",D42/'Historical scenario - input'!$D27),\"\")","v":2.8773911247759574},{"$f":"IFERROR(IF(OR(E42=\"\",'Historical scenario - input'!$D27=\"\"),\"\",E42/'Historical scenario - input'!$D27),\"\")","v":3.7157936638327476},{"$f":"IFERROR(IF(OR(F42=\"\",'Historical scenario - input'!$D27=\"\"),\"\",F42/'Historical scenario - input'!$D27),\"\")","v":4.7592184182481043},{"$f":"IFERROR(IF(OR(G42=\"\",'Historical scenario - input'!$D27=\"\"),\"\",G42/'Historical scenario - input'!$D27),\"\")","v":6.0458247648958423},{"$f":"IFERROR(IF(OR(H42=\"\",'Historical scenario - input'!$D27=\"\"),\"\",H42/'Historical scenario - input'!$D27),\"\")","v":7.6174291859961434},{"$f":"IFERROR(IF(OR(I42=\"\",'Historical scenario - input'!$D27=\"\"),\"\",I42/'Historical scenario - input'!$D27),\"\")","v":9.5188380289025893},{"$f":"IFERROR(IF(OR(J42=\"\",'Historical scenario - input'!$D27=\"\"),\"\",J42/'Historical scenario - input'!$D27),\"\")","v":11.796812474901573},{"$f":"IFERROR(IF(OR(K42=\"\",'Historical scenario - input'!$D27=\"\"),\"\",K42/'Historical scenario - input'!$D27),\"\")","v":14.498619371647537},{"$f":"IFERROR(IF(OR(L42=\"\",'Historical scenario - input'!$D27=\"\"),\"\",L42/'Historical scenario - input'!$D27),\"\")","v":17.670141208211373},{"$f":"IFERROR(IF(OR(M42=\"\",'Historical scenario - input'!$D27=\"\"),\"\",M42/'Historical scenario - input'!$D27),\"\")","v":21.353547499702263},{"$f":"IFERROR(IF(OR(N42=\"\",'Historical scenario - input'!$D27=\"\"),\"\",N42/'Historical scenario - input'!$D27),\"\")","v":25.584567921113919},{"$f":"IFERROR(IF(OR(O42=\"\",'Historical scenario - input'!$D27=\"\"),\"\",O42/'Historical scenario - input'!$D27),\"\")","v":30.389453058341473},{"$f":"IFERROR(IF(OR(P42=\"\",'Historical scenario - input'!$D27=\"\"),\"\",P42/'Historical scenario - input'!$D27),\"\")","v":35.781758457150431},{"$f":"IFERROR(IF(OR(Q42=\"\",'Historical scenario - input'!$D27=\"\"),\"\",Q42/'Historical scenario - input'!$D27),\"\")","v":41.759137048572313},{"$f":"IFERROR(IF(OR(R42=\"\",'Historical scenario - input'!$D27=\"\"),\"\",R42/'Historical scenario - input'!$D27),\"\")","v":48.300368062099608},{"$f":"IFERROR(IF(OR(S42=\"\",'Historical scenario - input'!$D27=\"\"),\"\",S42/'Historical scenario - input'!$D27),\"\")","v":55.362880574276559},{"$f":"IFERROR(IF(OR(T42=\"\",'Historical scenario - input'!$D27=\"\"),\"\",T42/'Historical scenario - input'!$D27),\"\")","v":62.881040394883442},{"$f":"IFERROR(IF(OR(U42=\"\",'Historical scenario - input'!$D27=\"\"),\"\",U42/'Historical scenario - input'!$D27),\"\")","v":70.765454731605232},{"$f":"IFERROR(IF(OR(V42=\"\",'Historical scenario - input'!$D27=\"\"),\"\",V42/'Historical scenario - input'!$D27),\"\")","v":78.903506849842117},{"$f":"IFERROR(IF(OR(W42=\"\",'Historical scenario - input'!$D27=\"\"),\"\",W42/'Historical scenario - input'!$D27),\"\")","v":87.161262687729391}]
[{"$f":"IFERROR('Historical scenario - input'!A28,\"\")","v":2},{"$f":"IFERROR('Historical scenario - input'!B28,\"\")","v":"POLES"},{"$f":"IFERROR('Historical scenario - input'!C28,\"\")","v":"staking of a wooden pole"},{"$f":"IFERROR(repcalc('Historical scenario - input'!$CV28:$GH28,'Historical scenario - input'!$G28,'Historical scenario - input'!$E28,'Historical scenario - input'!$F28,20,TRUE,TRUE),\"\")","v":7532.2465727876424},8344.1362876407748,9156.2324770483538,9977.5241546194466,10819.806905836142,11694.39492628502,12608.652521402197,13562.964004107089,14548.671667131126,15547.331403125952,16531.4042206269,17466.265134681988,18313.213777691031,19033.049894132353,19589.749844131442,19953.840182869251,20105.179068526078,20034.979361361748,19746.997447626669,19257.851154548189,{"$f":"IFERROR(IF(OR(D43=\"\",'Historical scenario - input'!$D28=\"\"),\"\",D43/'Historical scenario - input'!$D28),\"\")","v":916.83768623445758},{"$f":"IFERROR(IF(OR(E43=\"\",'Historical scenario - input'!$D28=\"\"),\"\",E43/'Historical scenario - input'!$D28),\"\")","v":1015.6622640613106},{"$f":"IFERROR(IF(OR(F43=\"\",'Historical scenario - input'!$D28=\"\"),\"\",F43/'Historical scenario - input'!$D28),\"\")","v":1114.5119743172386},{"$f":"IFERROR(IF(OR(G43=\"\",'Historical scenario - input'!$D28=\"\"),\"\",G43/'Historical scenario - input'!$D28),\"\")","v":1214.4809748154814},{"$f":"IFERROR(IF(OR(H43=\"\",'Historical scenario - input'!$D28=\"\"),\"\",H43/'Historical scenario - input'!$D28),\"\")","v":1317.005044004962},{"$f":"IFERROR(IF(OR(I43=\"\",'Historical scenario - input'!$D28=\"\"),\"\",I43/'Historical scenario - input'!$D28),\"\")","v":1423.4613647491144},{"$f":"IFERROR(IF(OR(J43=\"\",'Historical scenario - input'!$D28=\"\"),\"\",J43/'Historical scenario - input'!$D28),\"\")","v":1534.7463326573395},{"$f":"IFERROR(IF(OR(K43=\"\",'Historical scenario - input'!$D28=\"\"),\"\",K43/'Historical scenario - input'!$D28),\"\")","v":1650.9067269427744},{"$f":"IFERROR(IF(OR(L43=\"\",'Historical scenario - input'!$D28=\"\"),\"\",L43/'Historical scenario - input'!$D28),\"\")","v":1770.8887169556247},{"$f":"IFERROR(IF(OR(M43=\"\",'Historical scenario - input'!$D28=\"\"),\"\",M43/'Historical scenario - input'!$D28),\"\")","v":1892.4472550142307},{"$f":"IFERROR(IF(OR(N43=\"\",'Historical scenario - input'!$D28=\"\"),\"\",N43/'Historical scenario - input'!$D28),\"\")","v":2012.2302488879802},{"$f":"IFERROR(IF(OR(O43=\"\",'Historical scenario - input'!$D28=\"\"),\"\",O43/'Historical scenario - input'!$D28),\"\")","v":2126.0230873340643},{"$f":"IFERROR(IF(OR(P43=\"\",'Historical scenario - input'!$D28=\"\"),\"\",P43/'Historical scenario - input'!$D28),\"\")","v":2229.1150966983359},{"$f":"IFERROR(IF(OR(Q43=\"\",'Historical scenario - input'!$D28=\"\"),\"\",Q43/'Historical scenario - input'!$D28),\"\")","v":2316.73475613041},{"$f":"IFERROR(IF(OR(R43=\"\",'Historical scenario - input'!$D28=\"\"),\"\",R43/'Historical scenario - input'!$D28),\"\")","v":2384.4972077644256},{"$f":"IFERROR(IF(OR(S43=\"\",'Historical scenario - input'!$D28=\"\"),\"\",S43/'Historical scenario - input'!$D28),\"\")","v":2428.8148944629306},{"$f":"IFERROR(IF(OR(T43=\"\",'Historical scenario - input'!$D28=\"\"),\"\",T43/'Historical scenario - input'!$D28),\"\")","v":2447.2361174569032},{"$f":"IFERROR(IF(OR(U43=\"\",'Historical scenario - input'!$D28=\"\"),\"\",U43/'Historical scenario - input'!$D28),\"\")","v":2438.6912913590154},{"$f":"IFERROR(IF(OR(V43=\"\",'Historical scenario - input'!$D28=\"\"),\"\",V43/'Historical scenario - input'!$D28),\"\")","v":2403.6376498040336},{"$f":"IFERROR(IF(OR(W43=\"\",'Historical scenario - input'!$D28=\"\"),\"\",W43/'Historical scenario - input'!$D28),\"\")","v":2344.097942594175}]
[{"$f":"IFERROR('Historical scenario - input'!A29,\"\")","v":3},{"$f":"IFERROR('Historical scenario - input'!B29,\"\")","v":"SERVICE LINES"},{"$f":"IFERROR('Historical scenario - input'!C29,\"\")","v":"˂ = 11 kv ; commercial and industrial ; simple type"},{"$f":"IFERROR(repcalc('Historical scenario - input'!$CV29:$GH29,'Historical scenario - input'!$G29,'Historical scenario - input'!$E29,'Historical scenario - input'!$F29,20,TRUE,TRUE),\"\")","v":1676.6862513620372},1573.1490858877678,1484.2322035372492,1409.7852798574784,1349.1267121735932,1301.2098798874667,1264.7708078160651,1238.4491493277367,1220.8794921776139,1210.754106738543,1206.8610877869833,1208.1033282028343,1213.5040548150637,1222.2040417501617,1233.4544498191551,1246.6078750929723,1261.1089236998546,1276.4846694065282,1292.3347949076851,1308.321062896576,{"$f":"IFERROR(IF(OR(D44=\"\",'Historical scenario - input'!$D29=\"\"),\"\",D44/'Historical scenario - input'!$D29),\"\")","v":1213.5565468545235},{"$f":"IFERROR(IF(OR(E44=\"\",'Historical scenario - input'!$D29=\"\"),\"\",E44/'Historical scenario - input'!$D29),\"\")","v":1138.6181349113285},{"$f":"IFERROR(IF(OR(F44=\"\",'Historical scenario - input'!$D29=\"\"),\"\",F44/'Historical scenario - input'!$D29),\"\")","v":1074.261631352771},{"$f":"IFERROR(IF(OR(G44=\"\",'Historical scenario - input'!$D29=\"\"),\"\",G44/'Historical scenario - input'!$D29),\"\")","v":1020.3782339363648},{"$f":"IFERROR(IF(OR(H44=\"\",'Historical scenario - input'!$D29=\"\"),\"\",H44/'Historical scenario - input'!$D29),\"\")","v":976.47461041956274},{"$f":"IFERROR(IF(OR(I44=\"\",'Historical scenario - input'!$D29=\"\"),\"\",I44/'Historical scenario - input'!$D29),\"\")","v":941.79323489201749},{"$f":"IFERROR(IF(OR(J44=\"\",'Historical scenario - input'!$D29=\"\"),\"\",J44/'Historical scenario - input'!$D29),\"\")","v":915.41926394925417},{"$f":"IFERROR(IF(OR(K44=\"\",'Historical scenario - input'!$D29=\"\"),\"\",K44/'Historical scenario - input'!$D29),\"\")","v":896.36810219693973},{"$f":"IFERROR(IF(OR(L44=\"\",'Historical scenario - input'!$D29=\"\"),\"\",L44/'Historical scenario - input'!$D29),\"\")","v":883.65148783739539},{"$f":"IFERROR(IF(OR(M44=\"\",'Historical scenario - input'!$D29=\"\"),\"\",M44/'Historical scenario - input'!$D29),\"\")","v":876.32290875527542},{"$f":"IFERROR(IF(OR(N44=\"\",'Historical scenario - input'!$D29=\"\"),\"\",N44/'Historical scenario - input'!$D29),\"\")","v":873.50520888336666},{"$f":"IFERROR(IF(OR(O44=\"\",'Historical scenario - input'!$D29=\"\"),\"\",O44/'Historical scenario - input'!$D29),\"\")","v":874.4043210387855},{"$f":"IFERROR(IF(OR(P44=\"\",'Historical scenario - input'!$D29=\"\"),\"\",P44/'Historical scenario - input'!$D29),\"\")","v":878.31327367242125},{"$f":"IFERROR(IF(OR(Q44=\"\",'Historical scenario - input'!$D29=\"\"),\"\",Q44/'Historical scenario - input'!$D29),\"\")","v":884.61017393868178},{"$f":"IFERROR(IF(OR(R44=\"\",'Historical scenario - input'!$D29=\"\"),\"\",R44/'Historical scenario - input'!$D29),\"\")","v":892.75302496750191},{"$f":"IFERROR(IF(OR(S44=\"\",'Historical scenario - input'!$D29=\"\"),\"\",S44/'Historical scenario - input'!$D29),\"\")","v":902.27324697781285},{"$f":"IFERROR(IF(OR(T44=\"\",'Historical scenario - input'!$D29=\"\"),\"\",T44/'Historical scenario - input'!$D29),\"\")","v":912.76885547871291},{"$f":"IFERROR(IF(OR(U44=\"\",'Historical scenario - input'!$D29=\"\"),\"\",U44/'Historical scenario - input'!$D29),\"\")","v":923.8975546315487},{"$f":"IFERROR(IF(OR(V44=\"\",'Historical scenario - input'!$D29=\"\"),\"\",V44/'Historical scenario - input'!$D29),\"\")","v":935.36960168553367},{"$f":"IFERROR(IF(OR(W44=\"\",'Historical scenario - input'!$D29=\"\"),\"\",W44/'Historical scenario - input'!$D29),\"\")","v":946.94018632051223}]
[{"$f":"IFERROR('Historical scenario - input'!A30,\"\")","v":3},{"$f":"IFERROR('Historical scenario - input'!B30,\"\")","v":"SERVICE LINES"},{"$f":"IFERROR('Historical scenario - input'!C30,\"\")","v":"˂ = 11 kv ; residential ; simple type"},{"$f":"IFERROR(repcalc('Historical scenario - input'!$CV30:$GH30,'Historical scenario - input'!$G30,'Historical scenario - input'!$E30,'Historical scenario - input'!$F30,20,TRUE,TRUE),\"\")","v":4815.8145017712586},4899.0707309609516,4977.5474713172925,5055.8982030158386,5138.2170285100556,5227.7664650310198,5326.7886559822891,5436.4092555485831,5556.6339592148588,5686.4292791515509,5823.8724978544806,5966.3512928588416,6110.7915170233373,6253.8919537492202,6392.3472044496457,6523.0436836500849,6643.2183711055077,6750.5748604068631,6843.3557741011764,6920.3743402555174,{"$f":"IFERROR(IF(OR(D45=\"\",'Historical scenario - input'!$D30=\"\"),\"\",D45/'Historical scenario - input'!$D30),\"\")","v":4745.5212578790843},{"$f":"IFERROR(IF(OR(E45=\"\",'Historical scenario - input'!$D30=\"\"),\"\",E45/'Historical scenario - input'!$D30),\"\")","v":4827.5622512199252},{"$f":"IFERROR(IF(OR(F45=\"\",'Historical scenario - input'!$D30=\"\"),\"\",F45/'Historical scenario - input'!$D30),\"\")","v":4904.8935187496645},{"$f":"IFERROR(IF(OR(G45=\"\",'Historical scenario - input'!$D30=\"\"),\"\",G45/'Historical scenario - input'!$D30),\"\")","v":4982.1006168862468},{"$f":"IFERROR(IF(OR(H45=\"\",'Historical scenario - input'!$D30=\"\"),\"\",H45/'Historical scenario - input'!$D30),\"\")","v":5063.217889190395},{"$f":"IFERROR(IF(OR(I45=\"\",'Historical scenario - input'!$D30=\"\"),\"\",I45/'Historical scenario - input'!$D30),\"\")","v":5151.4602320972972},{"$f":"IFERROR(IF(OR(J45=\"\",'Historical scenario - input'!$D30=\"\"),\"\",J45/'Historical scenario - input'!$D30),\"\")","v":5249.0370619332834},{"$f":"IFERROR(IF(OR(K45=\"\",'Historical scenario - input'!$D30=\"\"),\"\",K45/'Historical scenario - input'!$D30),\"\")","v":5357.0576024570037},{"$f":"IFERROR(IF(OR(L45=\"\",'Historical scenario - input'!$D30=\"\"),\"\",L45/'Historical scenario - input'!$D30),\"\")","v":5475.527466020204},{"$f":"IFERROR(IF(OR(M45=\"\",'Historical scenario - input'!$D30=\"\"),\"\",M45/'Historical scenario - input'!$D30),\"\")","v":5603.4282499283554},{"$f":"IFERROR(IF(OR(N45=\"\",'Historical scenario - input'!$D30=\"\"),\"\",N45/'Historical scenario - input'!$D30),\"\")","v":5738.8653013069297},{"$f":"IFERROR(IF(OR(O45=\"\",'Historical scenario - input'!$D30=\"\"),\"\",O45/'Historical scenario - input'!$D30),\"\")","v":5879.2644280260984},{"$f":"IFERROR(IF(OR(P45=\"\",'Historical scenario - input'!$D30=\"\"),\"\",P45/'Historical scenario - input'!$D30),\"\")","v":6021.5963542274349},{"$f":"IFERROR(IF(OR(Q45=\"\",'Historical scenario - input'!$D30=\"\"),\"\",Q45/'Historical scenario - input'!$D30),\"\")","v":6162.6080489770338},{"$f":"IFERROR(IF(OR(R45=\"\",'Historical scenario - input'!$D30=\"\"),\"\",R45/'Historical scenario - input'!$D30),\"\")","v":6299.042360394591},{"$f":"IFERROR(IF(OR(S45=\"\",'Historical scenario - input'!$D30=\"\"),\"\",S45/'Historical scenario - input'!$D30),\"\")","v":6427.8311499435895},{"$f":"IFERROR(IF(OR(T45=\"\",'Historical scenario - input'!$D30=\"\"),\"\",T45/'Historical scenario - input'!$D30),\"\")","v":6546.2517273493286},{"$f":"IFERROR(IF(OR(U45=\"\",'Historical scenario - input'!$D30=\"\"),\"\",U45/'Historical scenario - input'!$D30),\"\")","v":6652.041205321013},{"$f":"IFERROR(IF(OR(V45=\"\",'Historical scenario - input'!$D30=\"\"),\"\",V45/'Historical scenario - input'!$D30),\"\")","v":6743.46785767647},{"$f":"IFERROR(IF(OR(W45=\"\",'Historical scenario - input'!$D30=\"\"),\"\",W45/'Historical scenario - input'!$D30),\"\")","v":6819.3622350039941}]
[{"$f":"IFERROR('Historical scenario - input'!A31,\"\")","v":4},{"$f":"IFERROR('Historical scenario - input'!B31,\"\")","v":"SWITCHGEAR"},{"$f":"IFERROR('Historical scenario - input'!C31,\"\")","v":"˂ = 11 kv ; circuit breaker"},{"$f":"IFERROR(repcalc('Historical scenario - input'!$CV31:$GH31,'Historical scenario - input'!$G31,'Historical scenario - input'!$E31,'Historical scenario - input'!$F31,20,TRUE,TRUE),\"\")","v":3134.5515120490286},3330.2504562919721,3522.9142655493106,3711.0255424225693,3893.7859640816969,4071.2213004610558,4244.1740376075868,4414.1754650421281,4583.2068612307503,4753.3772416058355,4926.5602787544822,5104.0429569308208,5286.2414254931291,5472.534494687382,5661.25257046159,5849.8410233590212,6035.1944792203294,6214.1353724534683,6383.9895290169352,6543.1964094772484,{"$f":"IFERROR(IF(OR(D46=\"\",'Historical scenario - input'!$D31=\"\"),\"\",D46/'Historical scenario - input'!$D31),\"\")","v":11.737459937492261},{"$f":"IFERROR(IF(OR(E46=\"\",'Historical scenario - input'!$D31=\"\"),\"\",E46/'Historical scenario - input'!$D31),\"\")","v":12.470262862896906},{"$f":"IFERROR(IF(OR(F46=\"\",'Historical scenario - input'!$D31=\"\"),\"\",F46/'Historical scenario - input'!$D31),\"\")","v":13.191700597727563},{"$f":"IFERROR(IF(OR(G46=\"\",'Historical scenario - input'!$D31=\"\"),\"\",G46/'Historical scenario - input'!$D31),\"\")","v":13.896091183622598},{"$f":"IFERROR(IF(OR(H46=\"\",'Historical scenario - input'!$D31=\"\"),\"\",H46/'Historical scenario - input'!$D31),\"\")","v":14.580445267177264},{"$f":"IFERROR(IF(OR(I46=\"\",'Historical scenario - input'!$D31=\"\"),\"\",I46/'Historical scenario - input'!$D31),\"\")","v":15.244859344994344},{"$f":"IFERROR(IF(OR(J46=\"\",'Historical scenario - input'!$D31=\"\"),\"\",J46/'Historical scenario - input'!$D31),\"\")","v":15.892488141501193},{"$f":"IFERROR(IF(OR(K46=\"\",'Historical scenario - input'!$D31=\"\"),\"\",K46/'Historical scenario - input'!$D31),\"\")","v":16.529065634695765},{"$f":"IFERROR(IF(OR(L46=\"\",'Historical scenario - input'!$D31=\"\"),\"\",L46/'Historical scenario - input'!$D31),\"\")","v":17.16201080510243},{"$f":"IFERROR(IF(OR(M46=\"\",'Historical scenario - input'!$D31=\"\"),\"\",M46/'Historical scenario - input'!$D31),\"\")","v":17.799220949686948},{"$f":"IFERROR(IF(OR(N46=\"\",'Historical scenario - input'!$D31=\"\"),\"\",N46/'Historical scenario - input'!$D31),\"\")","v":18.447712114235298},{"$f":"IFERROR(IF(OR(O46=\"\",'Historical scenario - input'!$D31=\"\"),\"\",O46/'Historical scenario - input'!$D31),\"\")","v":19.112303465401784},{"$f":"IFERROR(IF(OR(P46=\"\",'Historical scenario - input'!$D31=\"\"),\"\",P46/'Historical scenario - input'!$D31),\"\")","v":19.794553291956582},{"$f":"IFERROR(IF(OR(Q46=\"\",'Historical scenario - input'!$D31=\"\"),\"\",Q46/'Historical scenario - input'!$D31),\"\")","v":20.492135522746164},{"$f":"IFERROR(IF(OR(R46=\"\",'Historical scenario - input'!$D31=\"\"),\"\",R46/'Historical scenario - input'!$D31),\"\")","v":21.198798292640294},{"$f":"IFERROR(IF(OR(S46=\"\",'Historical scenario - input'!$D31=\"\"),\"\",S46/'Historical scenario - input'!$D31),\"\")","v":21.904975684221988},{"$f":"IFERROR(IF(OR(T46=\"\",'Historical scenario - input'!$D31=\"\"),\"\",T46/'Historical scenario - input'!$D31),\"\")","v":22.599039493377795},{"$f":"IFERROR(IF(OR(U46=\"\",'Historical scenario - input'!$D31=\"\"),\"\",U46/'Historical scenario - input'!$D31),\"\")","v":23.26909119213903},{"$f":"IFERROR(IF(OR(V46=\"\",'Historical scenario - input'!$D31=\"\"),\"\",V46/'Historical scenario - input'!$D31),\"\")","v":23.905117223364467},{"$f":"IFERROR(IF(OR(W46=\"\",'Historical scenario - input'!$D31=\"\"),\"\",W46/'Historical scenario - input'!$D31),\"\")","v":24.501274081528365}]
[{"$f":"IFERROR('Historical scenario - input'!A32,\"\")","v":4},{"$f":"IFERROR('Historical scenario - input'!B32,\"\")","v":"SWITCHGEAR"},{"$f":"IFERROR('Historical scenario - input'!C32,\"\")","v":"˂ = 11 kv ; fuse"},{"$f":"IFERROR(repcalc('Historical scenario - input'!$CV32:$GH32,'Historical scenario - input'!$G32,'Historical scenario - input'!$E32,'Historical scenario - input'!$F32,20,TRUE,TRUE),\"\")","v":8919.9862226922651},8156.622609955235,7542.0857660255579,7053.9667342438352,6671.6442412715596,6376.7995315446597,6153.5801944484674,5988.5221414326033,5870.334178643654,5789.6320158056988,5738.6846752805804,5711.2115742355463,5702.2469055057772,5708.0715100784855,5726.2018564043638,5755.4204348338963,5795.8304229964733,5848.918062073536,5917.6070176111225,6006.2887189928442,{"$f":"IFERROR(IF(OR(D47=\"\",'Historical scenario - input'!$D32=\"\"),\"\",D47/'Historical scenario - input'!$D32),\"\")","v":1273.712271241455},{"$f":"IFERROR(IF(OR(E47=\"\",'Historical scenario - input'!$D32=\"\"),\"\",E47/'Historical scenario - input'!$D32),\"\")","v":1164.709232818723},{"$f":"IFERROR(IF(OR(F47=\"\",'Historical scenario - input'!$D32=\"\"),\"\",F47/'Historical scenario - input'!$D32),\"\")","v":1076.9576265155717},{"$f":"IFERROR(IF(OR(G47=\"\",'Historical scenario - input'!$D32=\"\"),\"\",G47/'Historical scenario - input'!$D32),\"\")","v":1007.2576084790835},{"$f":"IFERROR(IF(OR(H47=\"\",'Historical scenario - input'!$D32=\"\"),\"\",H47/'Historical scenario - input'!$D32),\"\")","v":952.6646036567696},{"$f":"IFERROR(IF(OR(I47=\"\",'Historical scenario - input'!$D32=\"\"),\"\",I47/'Historical scenario - input'!$D32),\"\")","v":910.56282059185946},{"$f":"IFERROR(IF(OR(J47=\"\",'Historical scenario - input'!$D32=\"\"),\"\",J47/'Historical scenario - input'!$D32),\"\")","v":878.68864480955767},{"$f":"IFERROR(IF(OR(K47=\"\",'Historical scenario - input'!$D32=\"\"),\"\",K47/'Historical scenario - input'!$D32),\"\")","v":855.11949768927502},{"$f":"IFERROR(IF(OR(L47=\"\",'Historical scenario - input'!$D32=\"\"),\"\",L47/'Historical scenario - input'!$D32),\"\")","v":838.24307492817832},{"$f":"IFERROR(IF(OR(M47=\"\",'Historical scenario - input'!$D32=\"\"),\"\",M47/'Historical scenario - input'!$D32),\"\")","v":826.71936485103367},{"$f":"IFERROR(IF(OR(N47=\"\",'Historical scenario - input'!$D32=\"\"),\"\",N47/'Historical scenario - input'!$D32),\"\")","v":819.44443737985932},{"$f":"IFERROR(IF(OR(O47=\"\",'Historical scenario - input'!$D32=\"\"),\"\",O47/'Historical scenario - input'!$D32),\"\")","v":815.52146877245332},{"$f":"IFERROR(IF(OR(P47=\"\",'Historical scenario - input'!$D32=\"\"),\"\",P47/'Historical scenario - input'!$D32),\"\")","v":814.24137614857977},{"$f":"IFERROR(IF(OR(Q47=\"\",'Historical scenario - input'!$D32=\"\"),\"\",Q47/'Historical scenario - input'!$D32),\"\")","v":815.07308935240906},{"$f":"IFERROR(IF(OR(R47=\"\",'Historical scenario - input'!$D32=\"\"),\"\",R47/'Historical scenario - input'!$D32),\"\")","v":817.66197727449799},{"$f":"IFERROR(IF(OR(S47=\"\",'Historical scenario - input'!$D32=\"\"),\"\",S47/'Historical scenario - input'!$D32),\"\")","v":821.83418796684748},{"$f":"IFERROR(IF(OR(T47=\"\",'Historical scenario - input'!$D32=\"\"),\"\",T47/'Historical scenario - input'!$D32),\"\")","v":827.60445448053963},{"$f":"IFERROR(IF(OR(U47=\"\",'Historical scenario - input'!$D32=\"\"),\"\",U47/'Historical scenario - input'!$D32),\"\")","v":835.18500176565453},{"$f":"IFERROR(IF(OR(V47=\"\",'Historical scenario - input'!$D32=\"\"),\"\",V47/'Historical scenario - input'!$D32),\"\")","v":844.99330901891119},{"$f":"IFERROR(IF(OR(W47=\"\",'Historical scenario - input'!$D32=\"\"),\"\",W47/'Historical scenario - input'!$D32),\"\")","v":857.65644195034042}]
[{"$f":"IFERROR('Historical scenario - input'!A33,\"\")","v":4},{"$f":"IFERROR('Historical scenario - input'!B33,\"\")","v":"SWITCHGEAR"},{"$f":"IFERROR('Historical scenario - input'!C33,\"\")","v":"˂ = 11 kv ; switch"},{"$f":"IFERROR(repcalc('Historical scenario - input'!$CV33:$GH33,'Historical scenario - input'!$G33,'Historical scenario - input'!$E33,'Historical scenario - input'!$F33,20,TRUE,TRUE),\"\")","v":5393.0454257384154},5368.1454569091575,5339.1899445790796,5311.2163863734768,5288.3427240086939,5273.6662066005074,5269.2623610012624,5276.2699034012621,5295.0406437112088,5325.3299983170737,5366.5036745458328,5417.7390360628851,5478.2048938948928,5547.2100883578833,5624.3182679474276,5709.4328332307605,5802.8613662729758,5905.3725132666386,6018.2599918953738,6143.4281532297045,{"$f":"IFERROR(IF(OR(D48=\"\",'Historical scenario - input'!$D33=\"\"),\"\",D48/'Historical scenario - input'!$D33),\"\")","v":218.43575147597596},{"$f":"IFERROR(IF(OR(E48=\"\",'Historical scenario - input'!$D33=\"\"),\"\",E48/'Historical scenario - input'!$D33),\"\")","v":217.42722234751926},{"$f":"IFERROR(IF(OR(F48=\"\",'Historical scenario - input'!$D33=\"\"),\"\",F48/'Historical scenario - input'!$D33),\"\")","v":216.25443061374179},{"$f":"IFERROR(IF(OR(G48=\"\",'Historical scenario - input'!$D33=\"\"),\"\",G48/'Historical scenario - input'!$D33),\"\")","v":215.12141119229659},{"$f":"IFERROR(IF(OR(H48=\"\",'Historical scenario - input'!$D33=\"\"),\"\",H48/'Historical scenario - input'!$D33),\"\")","v":214.19495401768918},{"$f":"IFERROR(IF(OR(I48=\"\",'Historical scenario - input'!$D33=\"\"),\"\",I48/'Historical scenario - input'!$D33),\"\")","v":213.60050767874174},{"$f":"IFERROR(IF(OR(J48=\"\",'Historical scenario - input'!$D33=\"\"),\"\",J48/'Historical scenario - input'!$D33),\"\")","v":213.42213771392292},{"$f":"IFERROR(IF(OR(K48=\"\",'Historical scenario - input'!$D33=\"\"),\"\",K48/'Historical scenario - input'!$D33),\"\")","v":213.7059658053457},{"$f":"IFERROR(IF(OR(L48=\"\",'Historical scenario - input'!$D33=\"\"),\"\",L48/'Historical scenario - input'!$D33),\"\")","v":214.46624139023049},{"$f":"IFERROR(IF(OR(M48=\"\",'Historical scenario - input'!$D33=\"\"),\"\",M48/'Historical scenario - input'!$D33),\"\")","v":215.69305804255796},{"$f":"IFERROR(IF(OR(N48=\"\",'Historical scenario - input'!$D33=\"\"),\"\",N48/'Historical scenario - input'!$D33),\"\")","v":217.36072486122308},{"$f":"IFERROR(IF(OR(O48=\"\",'Historical scenario - input'!$D33=\"\"),\"\",O48/'Historical scenario - input'!$D33),\"\")","v":219.43592241874936},{"$f":"IFERROR(IF(OR(P48=\"\",'Historical scenario - input'!$D33=\"\"),\"\",P48/'Historical scenario - input'!$D33),\"\")","v":221.8849848781789},{"$f":"IFERROR(IF(OR(Q48=\"\",'Historical scenario - input'!$D33=\"\"),\"\",Q48/'Historical scenario - input'!$D33),\"\")","v":224.67991804086503},{"$f":"IFERROR(IF(OR(R48=\"\",'Historical scenario - input'!$D33=\"\"),\"\",R48/'Historical scenario - input'!$D33),\"\")","v":227.80304826209445},{"$f":"IFERROR(IF(OR(S48=\"\",'Historical scenario - input'!$D33=\"\"),\"\",S48/'Historical scenario - input'!$D33),\"\")","v":231.25046295296369},{"$f":"IFERROR(IF(OR(T48=\"\",'Historical scenario - input'!$D33=\"\"),\"\",T48/'Historical scenario - input'!$D33),\"\")","v":235.03462018015412},{"$f":"IFERROR(IF(OR(U48=\"\",'Historical scenario - input'!$D33=\"\"),\"\",U48/'Historical scenario - input'!$D33),\"\")","v":239.18665259607968},{"$f":"IFERROR(IF(OR(V48=\"\",'Historical scenario - input'!$D33=\"\"),\"\",V48/'Historical scenario - input'!$D33),\"\")","v":243.75895994376344},{"$f":"IFERROR(IF(OR(W48=\"\",'Historical scenario - input'!$D33=\"\"),\"\",W48/'Historical scenario - input'!$D33),\"\")","v":248.8286745898601}]
[{"$f":"IFERROR('Historical scenario - input'!A34,\"\")","v":4},{"$f":"IFERROR('Historical scenario - input'!B34,\"\")","v":"SWITCHGEAR"},{"$f":"IFERROR('Historical scenario - input'!C34,\"\")","v":"> 11 kv & < = 22 kv ; circuit breaker"},{"$f":"IFERROR(repcalc('Historical scenario - input'!$CV34:$GH34,'Historical scenario - input'!$G34,'Historical scenario - input'!$E34,'Historical scenario - input'!$F34,20,TRUE,TRUE),\"\")","v":649.22574312548261},591.8077044632206,552.30534982109657,526.45072395322268,510.86375171100445,502.89113524526641,500.51569327460157,502.30218940073871,507.35216586298003,515.24894995433192,525.983039115422,539.8562402795319,557.36942289998171,579.10308726090659,605.60199875728699,637.27500606304125,674.31917822646085,716.67406369586024,764.0078015572102,815.73264936784142,{"$f":"IFERROR(IF(OR(D49=\"\",'Historical scenario - input'!$D34=\"\"),\"\",D49/'Historical scenario - input'!$D34),\"\")","v":29.279683184925233},{"$f":"IFERROR(IF(OR(E49=\"\",'Historical scenario - input'!$D34=\"\"),\"\",E49/'Historical scenario - input'!$D34),\"\")","v":26.690164825660357},{"$f":"IFERROR(IF(OR(F49=\"\",'Historical scenario - input'!$D34=\"\"),\"\",F49/'Historical scenario - input'!$D34),\"\")","v":24.908632837400301},{"$f":"IFERROR(IF(OR(G49=\"\",'Historical scenario - input'!$D34=\"\"),\"\",G49/'Historical scenario - input'!$D34),\"\")","v":23.742605053856597},{"$f":"IFERROR(IF(OR(H49=\"\",'Historical scenario - input'!$D34=\"\"),\"\",H49/'Historical scenario - input'!$D34),\"\")","v":23.039642157056981},{"$f":"IFERROR(IF(OR(I49=\"\",'Historical scenario - input'!$D34=\"\"),\"\",I49/'Historical scenario - input'!$D34),\"\")","v":22.680082039881206},{"$f":"IFERROR(IF(OR(J49=\"\",'Historical scenario - input'!$D34=\"\"),\"\",J49/'Historical scenario - input'!$D34),\"\")","v":22.572951062618344},{"$f":"IFERROR(IF(OR(K49=\"\",'Historical scenario - input'!$D34=\"\"),\"\",K49/'Historical scenario - input'!$D34),\"\")","v":22.653520943184958},{"$f":"IFERROR(IF(OR(L49=\"\",'Historical scenario - input'!$D34=\"\"),\"\",L49/'Historical scenario - input'!$D34),\"\")","v":22.881271787127041},{"$f":"IFERROR(IF(OR(M49=\"\",'Historical scenario - input'!$D34=\"\"),\"\",M49/'Historical scenario - input'!$D34),\"\")","v":23.237411910686269},{"$f":"IFERROR(IF(OR(N49=\"\",'Historical scenario - input'!$D34=\"\"),\"\",N49/'Historical scenario - input'!$D34),\"\")","v":23.721512754257891},{"$f":"IFERROR(IF(OR(O49=\"\",'Historical scenario - input'!$D34=\"\"),\"\",O49/'Historical scenario - input'!$D34),\"\")","v":24.347185625592818},{"$f":"IFERROR(IF(OR(P49=\"\",'Historical scenario - input'!$D34=\"\"),\"\",P49/'Historical scenario - input'!$D34),\"\")","v":25.13701943011495},{"$f":"IFERROR(IF(OR(Q49=\"\",'Historical scenario - input'!$D34=\"\"),\"\",Q49/'Historical scenario - input'!$D34),\"\")","v":26.117194374922072},{"$f":"IFERROR(IF(OR(R49=\"\",'Historical scenario - input'!$D34=\"\"),\"\",R49/'Historical scenario - input'!$D34),\"\")","v":27.312279045508568},{"$f":"IFERROR(IF(OR(S49=\"\",'Historical scenario - input'!$D34=\"\"),\"\",S49/'Historical scenario - input'!$D34),\"\")","v":28.740712266535454},{"$f":"IFERROR(IF(OR(T49=\"\",'Historical scenario - input'!$D34=\"\"),\"\",T49/'Historical scenario - input'!$D34),\"\")","v":30.41138173132147},{"$f":"IFERROR(IF(OR(U49=\"\",'Historical scenario - input'!$D34=\"\"),\"\",U49/'Historical scenario - input'!$D34),\"\")","v":32.321561111928858},{"$f":"IFERROR(IF(OR(V49=\"\",'Historical scenario - input'!$D34=\"\"),\"\",V49/'Historical scenario - input'!$D34),\"\")","v":34.456283684491353},{"$f":"IFERROR(IF(OR(W49=\"\",'Historical scenario - input'!$D34=\"\"),\"\",W49/'Historical scenario - input'!$D34),\"\")","v":36.789042624999098}]
[{"$f":"IFERROR('Historical scenario - input'!A35,\"\")","v":4},{"$f":"IFERROR('Historical scenario - input'!B35,\"\")","v":"SWITCHGEAR"},{"$f":"IFERROR('Historical scenario - input'!C35,\"\")","v":"> 11 kv & < = 22 kv ; switch"},{"$f":"IFERROR(repcalc('Historical scenario - input'!$CV35:$GH35,'Historical scenario - input'!$G35,'Historical scenario - input'!$E35,'Historical scenario - input'!$F35,20,TRUE,TRUE),\"\")","v":2714.2974359068389},2438.3149681145137,2217.8910812798213,2042.7564441124264,1904.5071459888488,1796.3349603749327,1712.7239438816503,1649.168441079277,1601.946140985365,1567.960867699692,1544.6548590799143,1529.9799925879856,1522.4116299910072,1520.9868561021517,1525.3499705594438,1535.7911060724819,1553.2677295318194,1579.4025703178938,1616.4544501512694,1667.260090228885,{"$f":"IFERROR(IF(OR(D50=\"\",'Historical scenario - input'!$D35=\"\"),\"\",D50/'Historical scenario - input'!$D35),\"\")","v":449.67746240878114},{"$f":"IFERROR(IF(OR(E50=\"\",'Historical scenario - input'!$D35=\"\"),\"\",E50/'Historical scenario - input'!$D35),\"\")","v":403.95546667447667},{"$f":"IFERROR(IF(OR(F50=\"\",'Historical scenario - input'!$D35=\"\"),\"\",F50/'Historical scenario - input'!$D35),\"\")","v":367.43785708060062},{"$f":"IFERROR(IF(OR(G50=\"\",'Historical scenario - input'!$D35=\"\"),\"\",G50/'Historical scenario - input'!$D35),\"\")","v":338.42331424550218},{"$f":"IFERROR(IF(OR(H50=\"\",'Historical scenario - input'!$D35=\"\"),\"\",H50/'Historical scenario - input'!$D35),\"\")","v":315.51956289621967},{"$f":"IFERROR(IF(OR(I50=\"\",'Historical scenario - input'!$D35=\"\"),\"\",I50/'Historical scenario - input'!$D35),\"\")","v":297.5986846289394},{"$f":"IFERROR(IF(OR(J50=\"\",'Historical scenario - input'!$D35=\"\"),\"\",J50/'Historical scenario - input'!$D35),\"\")","v":283.74685349623354},{"$f":"IFERROR(IF(OR(K50=\"\",'Historical scenario - input'!$D35=\"\"),\"\",K50/'Historical scenario - input'!$D35),\"\")","v":273.21761788475862},{"$f":"IFERROR(IF(OR(L50=\"\",'Historical scenario - input'!$D35=\"\"),\"\",L50/'Historical scenario - input'!$D35),\"\")","v":265.39430279982139},{"$f":"IFERROR(IF(OR(M50=\"\",'Historical scenario - input'!$D35=\"\"),\"\",M50/'Historical scenario - input'!$D35),\"\")","v":259.76396500109576},{"$f":"IFERROR(IF(OR(N50=\"\",'Historical scenario - input'!$D35=\"\"),\"\",N50/'Historical scenario - input'!$D35),\"\")","v":255.90286021708104},{"$f":"IFERROR(IF(OR(O50=\"\",'Historical scenario - input'!$D35=\"\"),\"\",O50/'Historical scenario - input'!$D35),\"\")","v":253.47167613313283},{"$f":"IFERROR(IF(OR(P50=\"\",'Historical scenario - input'!$D35=\"\"),\"\",P50/'Historical scenario - input'!$D35),\"\")","v":252.21782604206433},{"$f":"IFERROR(IF(OR(Q50=\"\",'Historical scenario - input'!$D35=\"\"),\"\",Q50/'Historical scenario - input'!$D35),\"\")","v":251.98178385362496},{"$f":"IFERROR(IF(OR(R50=\"\",'Historical scenario - input'!$D35=\"\"),\"\",R50/'Historical scenario - input'!$D35),\"\")","v":252.70462071424288},{"$f":"IFERROR(IF(OR(S50=\"\",'Historical scenario - input'!$D35=\"\"),\"\",S50/'Historical scenario - input'!$D35),\"\")","v":254.43440288920209},{"$f":"IFERROR(IF(OR(T50=\"\",'Historical scenario - input'!$D35=\"\"),\"\",T50/'Historical scenario - input'!$D35),\"\")","v":257.32975384989851},{"$f":"IFERROR(IF(OR(U50=\"\",'Historical scenario - input'!$D35=\"\"),\"\",U50/'Historical scenario - input'!$D35),\"\")","v":261.65951105692807},{"$f":"IFERROR(IF(OR(V50=\"\",'Historical scenario - input'!$D35=\"\"),\"\",V50/'Historical scenario - input'!$D35),\"\")","v":267.79789334345918},{"$f":"IFERROR(IF(OR(W50=\"\",'Historical scenario - input'!$D35=\"\"),\"\",W50/'Historical scenario - input'!$D35),\"\")","v":276.21486010764994}]
[{"$f":"IFERROR('Historical scenario - input'!A36,\"\")","v":4},{"$f":"IFERROR('Historical scenario - input'!B36,\"\")","v":"SWITCHGEAR"},{"$f":"IFERROR('Historical scenario - input'!C36,\"\")","v":"> 132 kv ; circuit breaker"},{"$f":"IFERROR(repcalc('Historical scenario - input'!$CV36:$GH36,'Historical scenario - input'!$G36,'Historical scenario - input'!$E36,'Historical scenario - input'!$F36,20,TRUE,TRUE),\"\")","v":2.8008623608442454E-3},5.0639910554799101E-3,9.0049410136339055E-3,1.5749128317824119E-2,2.7090737365848647E-2,4.5832627662214964E-2,7.626395216021252E-2,0.12481175655787036,0.20090204669114661,0.31805847414363914,0.49524992424342207,0.75846897676245451,1.1424792853510073,1.6926109316854856,2.4664111056248306,3.5348792460850338,4.9829417914526752,6.9087671799533732,9.4215053438018721,12.637077243534399,{"$f":"IFERROR(IF(OR(D51=\"\",'Historical scenario - input'!$D36=\"\"),\"\",D51/'Historical scenario - input'!$D36),\"\")","v":1.5240177458217153E-5},{"$f":"IFERROR(IF(OR(E51=\"\",'Historical scenario - input'!$D36=\"\"),\"\",E51/'Historical scenario - input'!$D36),\"\")","v":2.7554414458651058E-5},{"$f":"IFERROR(IF(OR(F51=\"\",'Historical scenario - input'!$D36=\"\"),\"\",F51/'Historical scenario - input'!$D36),\"\")","v":4.8998087505875207E-5},{"$f":"IFERROR(IF(OR(G51=\"\",'Historical scenario - input'!$D36=\"\"),\"\",G51/'Historical scenario - input'!$D36),\"\")","v":8.5694860886889509E-5},{"$f":"IFERROR(IF(OR(H51=\"\",'Historical scenario - input'!$D36=\"\"),\"\",H51/'Historical scenario - input'!$D36),\"\")","v":1.4740733093540509E-4},{"$f":"IFERROR(IF(OR(I51=\"\",'Historical scenario - input'!$D36=\"\"),\"\",I51/'Historical scenario - input'!$D36),\"\")","v":2.4938654205699883E-4},{"$f":"IFERROR(IF(OR(J51=\"\",'Historical scenario - input'!$D36=\"\"),\"\",J51/'Historical scenario - input'!$D36),\"\")","v":4.1497082499844257E-4},{"$f":"IFERROR(IF(OR(K51=\"\",'Historical scenario - input'!$D36=\"\"),\"\",K51/'Historical scenario - input'!$D36),\"\")","v":6.7913130805913259E-4},{"$f":"IFERROR(IF(OR(L51=\"\",'Historical scenario - input'!$D36=\"\"),\"\",L51/'Historical scenario - input'!$D36),\"\")","v":1.0931571954750428E-3},{"$f":"IFERROR(IF(OR(M51=\"\",'Historical scenario - input'!$D36=\"\"),\"\",M51/'Historical scenario - input'!$D36),\"\")","v":1.7306339846624068E-3},{"$f":"IFERROR(IF(OR(N51=\"\",'Historical scenario - input'!$D36=\"\"),\"\",N51/'Historical scenario - input'!$D36),\"\")","v":2.6947760222545535E-3},{"$f":"IFERROR(IF(OR(O51=\"\",'Historical scenario - input'!$D36=\"\"),\"\",O51/'Historical scenario - input'!$D36),\"\")","v":4.1270152950064901E-3},{"$f":"IFERROR(IF(OR(P51=\"\",'Historical scenario - input'!$D36=\"\"),\"\",P51/'Historical scenario - input'!$D36),\"\")","v":6.2165093488700399E-3},{"$f":"IFERROR(IF(OR(Q51=\"\",'Historical scenario - input'!$D36=\"\"),\"\",Q51/'Historical scenario - input'!$D36),\"\")","v":9.2099102502236647E-3},{"$f":"IFERROR(IF(OR(R51=\"\",'Historical scenario - input'!$D36=\"\"),\"\",R51/'Historical scenario - input'!$D36),\"\")","v":1.3420346340514184E-2},{"$f":"IFERROR(IF(OR(S51=\"\",'Historical scenario - input'!$D36=\"\"),\"\",S51/'Historical scenario - input'!$D36),\"\")","v":1.9234142939985967E-2},{"$f":"IFERROR(IF(OR(T51=\"\",'Historical scenario - input'!$D36=\"\"),\"\",T51/'Historical scenario - input'!$D36),\"\")","v":2.7113405580849351E-2},{"$f":"IFERROR(IF(OR(U51=\"\",'Historical scenario - input'!$D36=\"\"),\"\",U51/'Historical scenario - input'!$D36),\"\")","v":3.7592292756670399E-2},{"$f":"IFERROR(IF(OR(V51=\"\",'Historical scenario - input'!$D36=\"\"),\"\",V51/'Historical scenario - input'!$D36),\"\")","v":5.1264715956910401E-2},{"$f":"IFERROR(IF(OR(W51=\"\",'Historical scenario - input'!$D36=\"\"),\"\",W51/'Historical scenario - input'!$D36),\"\")","v":6.8761429492954579E-2}]
[{"$f":"IFERROR('Historical scenario - input'!A37,\"\")","v":4},{"$f":"IFERROR('Historical scenario - input'!B37,\"\")","v":"SWITCHGEAR"},{"$f":"IFERROR('Historical scenario - input'!C37,\"\")","v":"> 132 kv ; switch"},{"$f":"IFERROR(repcalc('Historical scenario - input'!$CV37:$GH37,'Historical scenario - input'!$G37,'Historical scenario - input'!$E37,'Historical scenario - input'!$F37,20,TRUE,TRUE),\"\")","v":23.882819883906965},21.816013912052714,19.78168866594903,17.935780590177934,16.437564010460239,15.447008930386001,15.123410704543305,15.624759608760975,17.107058637926251,19.722676616425431,23.616868512590315,28.921809558218627,35.747854213979252,44.172203376328909,54.225684586772637,65.878850674668698,79.0290093592711,93.490042278343878,108.98690309427612,125.15646909294122,{"$f":"IFERROR(IF(OR(D52=\"\",'Historical scenario - input'!$D37=\"\"),\"\",D52/'Historical scenario - input'!$D37),\"\")","v":0.24774017629290634},{"$f":"IFERROR(IF(OR(E52=\"\",'Historical scenario - input'!$D37=\"\"),\"\",E52/'Historical scenario - input'!$D37),\"\")","v":0.22630087899387061},{"$f":"IFERROR(IF(OR(F52=\"\",'Historical scenario - input'!$D37=\"\"),\"\",F52/'Historical scenario - input'!$D37),\"\")","v":0.20519850927552599},{"$f":"IFERROR(IF(OR(G52=\"\",'Historical scenario - input'!$D37=\"\"),\"\",G52/'Historical scenario - input'!$D37),\"\")","v":0.18605061994189759},{"$f":"IFERROR(IF(OR(H52=\"\",'Historical scenario - input'!$D37=\"\"),\"\",H52/'Historical scenario - input'!$D37),\"\")","v":0.17050938815317054},{"$f":"IFERROR(IF(OR(I52=\"\",'Historical scenario - input'!$D37=\"\"),\"\",I52/'Historical scenario - input'!$D37),\"\")","v":0.16023420744342595},{"$f":"IFERROR(IF(OR(J52=\"\",'Historical scenario - input'!$D37=\"\"),\"\",J52/'Historical scenario - input'!$D37),\"\")","v":0.15687747310853439},{"$f":"IFERROR(IF(OR(K52=\"\",'Historical scenario - input'!$D37=\"\"),\"\",K52/'Historical scenario - input'!$D37),\"\")","v":0.16207804266099474},{"$f":"IFERROR(IF(OR(L52=\"\",'Historical scenario - input'!$D37=\"\"),\"\",L52/'Historical scenario - input'!$D37),\"\")","v":0.17745415924141822},{"$f":"IFERROR(IF(OR(M52=\"\",'Historical scenario - input'!$D37=\"\"),\"\",M52/'Historical scenario - input'!$D37),\"\")","v":0.20458636817897846},{"$f":"IFERROR(IF(OR(N52=\"\",'Historical scenario - input'!$D37=\"\"),\"\",N52/'Historical scenario - input'!$D37),\"\")","v":0.24498142167617351},{"$f":"IFERROR(IF(OR(O52=\"\",'Historical scenario - input'!$D37=\"\"),\"\",O52/'Historical scenario - input'!$D37),\"\")","v":0.30001039380994637},{"$f":"IFERROR(IF(OR(P52=\"\",'Historical scenario - input'!$D37=\"\"),\"\",P52/'Historical scenario - input'!$D37),\"\")","v":0.37081800843090235},{"$f":"IFERROR(IF(OR(Q52=\"\",'Historical scenario - input'!$D37=\"\"),\"\",Q52/'Historical scenario - input'!$D37),\"\")","v":0.45820508235175977},{"$f":"IFERROR(IF(OR(R52=\"\",'Historical scenario - input'!$D37=\"\"),\"\",R52/'Historical scenario - input'!$D37),\"\")","v":0.56249139441790885},{"$f":"IFERROR(IF(OR(S52=\"\",'Historical scenario - input'!$D37=\"\"),\"\",S52/'Historical scenario - input'!$D37),\"\")","v":0.68337148458394548},{"$f":"IFERROR(IF(OR(T52=\"\",'Historical scenario - input'!$D37=\"\"),\"\",T52/'Historical scenario - input'!$D37),\"\")","v":0.81978010997404538},{"$f":"IFERROR(IF(OR(U52=\"\",'Historical scenario - input'!$D37=\"\"),\"\",U52/'Historical scenario - input'!$D37),\"\")","v":0.96978663609463434},{"$f":"IFERROR(IF(OR(V52=\"\",'Historical scenario - input'!$D37=\"\"),\"\",V52/'Historical scenario - input'!$D37),\"\")","v":1.1305379648400586},{"$f":"IFERROR(IF(OR(W52=\"\",'Historical scenario - input'!$D37=\"\"),\"\",W52/'Historical scenario - input'!$D37),\"\")","v":1.298267368258972}]
[{"$f":"IFERROR('Historical scenario - input'!A38,\"\")","v":4},{"$f":"IFERROR('Historical scenario - input'!B38,\"\")","v":"SWITCHGEAR"},{"$f":"IFERROR('Historical scenario - input'!C38,\"\")","v":"> 22 kv & < = 33 kv ; circuit breaker"},{"$f":"IFERROR(repcalc('Historical scenario - input'!$CV38:$GH38,'Historical scenario - input'!$G38,'Historical scenario - input'!$E38,'Historical scenario - input'!$F38,20,TRUE,TRUE),\"\")","v":555.27683993979667},528.95211830173241,502.51234982429082,476.56475587058833,451.48650513658595,427.44908834105388,404.46249297761534,382.43103452186455,361.21216723811466,340.67033490346245,320.71968658721647,301.35189985888456,282.64798978445771,264.77541998970804,247.97373548549962,232.53309239382719,218.77039399704756,207.0073154598299,197.55347679227393,190.6966369885655,{"$f":"IFERROR(IF(OR(D53=\"\",'Historical scenario - input'!$D38=\"\"),\"\",D53/'Historical scenario - input'!$D38),\"\")","v":4.7896624950395896},{"$f":"IFERROR(IF(OR(E53=\"\",'Historical scenario - input'!$D38=\"\"),\"\",E53/'Historical scenario - input'!$D38),\"\")","v":4.5625928194236138},{"$f":"IFERROR(IF(OR(F53=\"\",'Historical scenario - input'!$D38=\"\"),\"\",F53/'Historical scenario - input'!$D38),\"\")","v":4.3345307819943883},{"$f":"IFERROR(IF(OR(G53=\"\",'Historical scenario - input'!$D38=\"\"),\"\",G53/'Historical scenario - input'!$D38),\"\")","v":4.1107141041548454},{"$f":"IFERROR(IF(OR(H53=\"\",'Historical scenario - input'!$D38=\"\"),\"\",H53/'Historical scenario - input'!$D38),\"\")","v":3.8943961374359866},{"$f":"IFERROR(IF(OR(I53=\"\",'Historical scenario - input'!$D38=\"\"),\"\",I53/'Historical scenario - input'!$D38),\"\")","v":3.6870561127454606},{"$f":"IFERROR(IF(OR(J53=\"\",'Historical scenario - input'!$D38=\"\"),\"\",J53/'Historical scenario - input'!$D38),\"\")","v":3.4887801794058864},{"$f":"IFERROR(IF(OR(K53=\"\",'Historical scenario - input'!$D38=\"\"),\"\",K53/'Historical scenario - input'!$D38),\"\")","v":3.2987429895098099},{"$f":"IFERROR(IF(OR(L53=\"\",'Historical scenario - input'!$D38=\"\"),\"\",L53/'Historical scenario - input'!$D38),\"\")","v":3.1157149834665212},{"$f":"IFERROR(IF(OR(M53=\"\",'Historical scenario - input'!$D38=\"\"),\"\",M53/'Historical scenario - input'!$D38),\"\")","v":2.9385268912649041},{"$f":"IFERROR(IF(OR(N53=\"\",'Historical scenario - input'!$D38=\"\"),\"\",N53/'Historical scenario - input'!$D38),\"\")","v":2.7664381868226147},{"$f":"IFERROR(IF(OR(O53=\"\",'Historical scenario - input'!$D38=\"\"),\"\",O53/'Historical scenario - input'!$D38),\"\")","v":2.5993770831852392},{"$f":"IFERROR(IF(OR(P53=\"\",'Historical scenario - input'!$D38=\"\"),\"\",P53/'Historical scenario - input'!$D38),\"\")","v":2.4380423936206821},{"$f":"IFERROR(IF(OR(Q53=\"\",'Historical scenario - input'!$D38=\"\"),\"\",Q53/'Historical scenario - input'!$D38),\"\")","v":2.2838786124603314},{"$f":"IFERROR(IF(OR(R53=\"\",'Historical scenario - input'!$D38=\"\"),\"\",R53/'Historical scenario - input'!$D38),\"\")","v":2.1389519878742598},{"$f":"IFERROR(IF(OR(S53=\"\",'Historical scenario - input'!$D38=\"\"),\"\",S53/'Historical scenario - input'!$D38),\"\")","v":2.0057653253015983},{"$f":"IFERROR(IF(OR(T53=\"\",'Historical scenario - input'!$D38=\"\"),\"\",T53/'Historical scenario - input'!$D38),\"\")","v":1.8870521436952057},{"$f":"IFERROR(IF(OR(U53=\"\",'Historical scenario - input'!$D38=\"\"),\"\",U53/'Historical scenario - input'!$D38),\"\")","v":1.7855871229282219},{"$f":"IFERROR(IF(OR(V53=\"\",'Historical scenario - input'!$D38=\"\"),\"\",V53/'Historical scenario - input'!$D38),\"\")","v":1.7040409584869727},{"$f":"IFERROR(IF(OR(W53=\"\",'Historical scenario - input'!$D38=\"\"),\"\",W53/'Historical scenario - input'!$D38),\"\")","v":1.6448957788575149}]
[{"$f":"IFERROR('Historical scenario - input'!A39,\"\")","v":4},{"$f":"IFERROR('Historical scenario - input'!B39,\"\")","v":"SWITCHGEAR"},{"$f":"IFERROR('Historical scenario - input'!C39,\"\")","v":"> 22 kv & < = 33 kv ; switch"},{"$f":"IFERROR(repcalc('Historical scenario - input'!$CV39:$GH39,'Historical scenario - input'!$G39,'Historical scenario - input'!$E39,'Historical scenario - input'!$F39,20,TRUE,TRUE),\"\")","v":297.42897693009041},288.53610817854604,279.93258281447271,271.40591526328706,262.91098900725564,254.52940336305872,246.42648067547162,238.80843039171521,231.88254790396476,225.82339047149867,220.74753233340519,216.69876490072707,213.64456973077077,211.4835064230447,210.06200661157683,209.19812313697076,208.70918567549251,208.44013468669792,208.28954675244125,208.23095901635457,{"$f":"IFERROR(IF(OR(D54=\"\",'Historical scenario - input'!$D39=\"\"),\"\",D54/'Historical scenario - input'!$D39),\"\")","v":30.046010746808946},{"$f":"IFERROR(IF(OR(E54=\"\",'Historical scenario - input'!$D39=\"\"),\"\",E54/'Historical scenario - input'!$D39),\"\")","v":29.147661053928594},{"$f":"IFERROR(IF(OR(F54=\"\",'Historical scenario - input'!$D39=\"\"),\"\",F54/'Historical scenario - input'!$D39),\"\")","v":28.27854057273839},{"$f":"IFERROR(IF(OR(G54=\"\",'Historical scenario - input'!$D39=\"\"),\"\",G54/'Historical scenario - input'!$D39),\"\")","v":27.417184199456681},{"$f":"IFERROR(IF(OR(H54=\"\",'Historical scenario - input'!$D39=\"\"),\"\",H54/'Historical scenario - input'!$D39),\"\")","v":26.559034303584021},{"$f":"IFERROR(IF(OR(I54=\"\",'Historical scenario - input'!$D39=\"\"),\"\",I54/'Historical scenario - input'!$D39),\"\")","v":25.712333975525425},{"$f":"IFERROR(IF(OR(J54=\"\",'Historical scenario - input'!$D39=\"\"),\"\",J54/'Historical scenario - input'!$D39),\"\")","v":24.893783931529448},{"$f":"IFERROR(IF(OR(K54=\"\",'Historical scenario - input'!$D39=\"\"),\"\",K54/'Historical scenario - input'!$D39),\"\")","v":24.124215266572918},{"$f":"IFERROR(IF(OR(L54=\"\",'Historical scenario - input'!$D39=\"\"),\"\",L54/'Historical scenario - input'!$D39),\"\")","v":23.424568776826231},{"$f":"IFERROR(IF(OR(M54=\"\",'Historical scenario - input'!$D39=\"\"),\"\",M54/'Historical scenario - input'!$D39),\"\")","v":22.812478081388459},{"$f":"IFERROR(IF(OR(N54=\"\",'Historical scenario - input'!$D39=\"\"),\"\",N54/'Historical scenario - input'!$D39),\"\")","v":22.299719406223193},{"$f":"IFERROR(IF(OR(O54=\"\",'Historical scenario - input'!$D39=\"\"),\"\",O54/'Historical scenario - input'!$D39),\"\")","v":21.890716520730397},{"$f":"IFERROR(IF(OR(P54=\"\",'Historical scenario - input'!$D39=\"\"),\"\",P54/'Historical scenario - input'!$D39),\"\")","v":21.582184440747724},{"$f":"IFERROR(IF(OR(Q54=\"\",'Historical scenario - input'!$D39=\"\"),\"\",Q54/'Historical scenario - input'!$D39),\"\")","v":21.36387574722815},{"$f":"IFERROR(IF(OR(R54=\"\",'Historical scenario - input'!$D39=\"\"),\"\",R54/'Historical scenario - input'!$D39),\"\")","v":21.220277100409049},{"$f":"IFERROR(IF(OR(S54=\"\",'Historical scenario - input'!$D39=\"\"),\"\",S54/'Historical scenario - input'!$D39),\"\")","v":21.133008360053246},{"$f":"IFERROR(IF(OR(T54=\"\",'Historical scenario - input'!$D39=\"\"),\"\",T54/'Historical scenario - input'!$D39),\"\")","v":21.083616332505283},{"$f":"IFERROR(IF(OR(U54=\"\",'Historical scenario - input'!$D39=\"\"),\"\",U54/'Historical scenario - input'!$D39),\"\")","v":21.056437040883466},{"$f":"IFERROR(IF(OR(V54=\"\",'Historical scenario - input'!$D39=\"\"),\"\",V54/'Historical scenario - input'!$D39),\"\")","v":21.041224781682242},{"$f":"IFERROR(IF(OR(W54=\"\",'Historical scenario - input'!$D39=\"\"),\"\",W54/'Historical scenario - input'!$D39),\"\")","v":21.035306300684656}]
[{"$f":"IFERROR('Historical scenario - input'!A40,\"\")","v":4},{"$f":"IFERROR('Historical scenario - input'!B40,\"\")","v":"SWITCHGEAR"},{"$f":"IFERROR('Historical scenario - input'!C40,\"\")","v":"> 33 kv & < = 66 kv ; circuit breaker"},{"$f":"IFERROR(repcalc('Historical scenario - input'!$CV40:$GH40,'Historical scenario - input'!$G40,'Historical scenario - input'!$E40,'Historical scenario - input'!$F40,20,TRUE,TRUE),\"\")","v":2672.1144528155437},2385.5289697977314,2167.2995081544632,2000.354935760615,1872.0357569470609,1773.0246810148751,1696.5559166085632,1637.8474417537211,1593.6926738885213,1562.1545301939982,1542.3181873602505,1534.0732800789251,1537.9084513751291,1554.7097880934812,1585.5600096022288,1631.5385042821752,1693.5248377291671,1772.0112586427153,1866.9333560619559,1977.5318973108165,{"$f":"IFERROR(IF(OR(D55=\"\",'Historical scenario - input'!$D40=\"\"),\"\",D55/'Historical scenario - input'!$D40),\"\")","v":14.539628586854477},{"$f":"IFERROR(IF(OR(E55=\"\",'Historical scenario - input'!$D40=\"\"),\"\",E55/'Historical scenario - input'!$D40),\"\")","v":12.980246848144604},{"$f":"IFERROR(IF(OR(F55=\"\",'Historical scenario - input'!$D40=\"\"),\"\",F55/'Historical scenario - input'!$D40),\"\")","v":11.792806948008952},{"$f":"IFERROR(IF(OR(G55=\"\",'Historical scenario - input'!$D40=\"\"),\"\",G55/'Historical scenario - input'!$D40),\"\")","v":10.884420679359346},{"$f":"IFERROR(IF(OR(H55=\"\",'Historical scenario - input'!$D40=\"\"),\"\",H55/'Historical scenario - input'!$D40),\"\")","v":10.18620462856355},{"$f":"IFERROR(IF(OR(I55=\"\",'Historical scenario - input'!$D40=\"\"),\"\",I55/'Historical scenario - input'!$D40),\"\")","v":9.647461137048067},{"$f":"IFERROR(IF(OR(J55=\"\",'Historical scenario - input'!$D40=\"\"),\"\",J55/'Historical scenario - input'!$D40),\"\")","v":9.2313758785023676},{"$f":"IFERROR(IF(OR(K55=\"\",'Historical scenario - input'!$D40=\"\"),\"\",K55/'Historical scenario - input'!$D40),\"\")","v":8.9119287012339434},{"$f":"IFERROR(IF(OR(L55=\"\",'Historical scenario - input'!$D40=\"\"),\"\",L55/'Historical scenario - input'!$D40),\"\")","v":8.6716718048939185},{"$f":"IFERROR(IF(OR(M55=\"\",'Historical scenario - input'!$D40=\"\"),\"\",M55/'Historical scenario - input'!$D40),\"\")","v":8.5000650478726971},{"$f":"IFERROR(IF(OR(N55=\"\",'Historical scenario - input'!$D40=\"\"),\"\",N55/'Historical scenario - input'!$D40),\"\")","v":8.3921306526897705},{"$f":"IFERROR(IF(OR(O55=\"\",'Historical scenario - input'!$D40=\"\"),\"\",O55/'Historical scenario - input'!$D40),\"\")","v":8.3472680946967124},{"$f":"IFERROR(IF(OR(P55=\"\",'Historical scenario - input'!$D40=\"\"),\"\",P55/'Historical scenario - input'!$D40),\"\")","v":8.3681362001609134},{"$f":"IFERROR(IF(OR(Q55=\"\",'Historical scenario - input'!$D40=\"\"),\"\",Q55/'Historical scenario - input'!$D40),\"\")","v":8.4595563844236512},{"$f":"IFERROR(IF(OR(R55=\"\",'Historical scenario - input'!$D40=\"\"),\"\",R55/'Historical scenario - input'!$D40),\"\")","v":8.6274199885019698},{"$f":"IFERROR(IF(OR(S55=\"\",'Historical scenario - input'!$D40=\"\"),\"\",S55/'Historical scenario - input'!$D40),\"\")","v":8.8776002286951581},{"$f":"IFERROR(IF(OR(T55=\"\",'Historical scenario - input'!$D40=\"\"),\"\",T55/'Historical scenario - input'!$D40),\"\")","v":9.2148830366342214},{"$f":"IFERROR(IF(OR(U55=\"\",'Historical scenario - input'!$D40=\"\"),\"\",U55/'Historical scenario - input'!$D40),\"\")","v":9.6419468579432603},{"$f":"IFERROR(IF(OR(V55=\"\",'Historical scenario - input'!$D40=\"\"),\"\",V55/'Historical scenario - input'!$D40),\"\")","v":10.158441216823272},{"$f":"IFERROR(IF(OR(W55=\"\",'Historical scenario - input'!$D40=\"\"),\"\",W55/'Historical scenario - input'!$D40),\"\")","v":10.760234942504431}]
[{"$f":"IFERROR('Historical scenario - input'!A41,\"\")","v":4},{"$f":"IFERROR('Historical scenario - input'!B41,\"\")","v":"SWITCHGEAR"},{"$f":"IFERROR('Historical scenario - input'!C41,\"\")","v":"> 33 kv & < = 66 kv ; switch"},{"$f":"IFERROR(repcalc('Historical scenario - input'!$CV41:$GH41,'Historical scenario - input'!$G41,'Historical scenario - input'!$E41,'Historical scenario - input'!$F41,20,TRUE,TRUE),\"\")","v":1127.3880941691148},1231.8365397373582,1339.5069211749671,1449.619890017733,1561.5849901073138,1675.054013383246,1789.9422697350292,1906.4123873342501,2024.8194217918333,2145.620703517402,2269.258452814227,2396.027168828251,2525.9406194446483,2658.6145054979556,2793.1802988512131,2928.2433285535435,3061.8941082947872,3191.7765689834823,3315.2108570394912,3429.3623567974441,{"$f":"IFERROR(IF(OR(D56=\"\",'Historical scenario - input'!$D41=\"\"),\"\",D56/'Historical scenario - input'!$D41),\"\")","v":11.694570681252817},{"$f":"IFERROR(IF(OR(E56=\"\",'Historical scenario - input'!$D41=\"\"),\"\",E56/'Historical scenario - input'!$D41),\"\")","v":12.7780305257929},{"$f":"IFERROR(IF(OR(F56=\"\",'Historical scenario - input'!$D41=\"\"),\"\",F56/'Historical scenario - input'!$D41),\"\")","v":13.894912008320503},{"$f":"IFERROR(IF(OR(G56=\"\",'Historical scenario - input'!$D41=\"\"),\"\",G56/'Historical scenario - input'!$D41),\"\")","v":15.037130826946017},{"$f":"IFERROR(IF(OR(H56=\"\",'Historical scenario - input'!$D41=\"\"),\"\",H56/'Historical scenario - input'!$D41),\"\")","v":16.198562088818765},{"$f":"IFERROR(IF(OR(I56=\"\",'Historical scenario - input'!$D41=\"\"),\"\",I56/'Historical scenario - input'!$D41),\"\")","v":17.375593777991504},{"$f":"IFERROR(IF(OR(J56=\"\",'Historical scenario - input'!$D41=\"\"),\"\",J56/'Historical scenario - input'!$D41),\"\")","v":18.567347390878496},{"$f":"IFERROR(IF(OR(K56=\"\",'Historical scenario - input'!$D41=\"\"),\"\",K56/'Historical scenario - input'!$D41),\"\")","v":19.77550989460066},{"$f":"IFERROR(IF(OR(L56=\"\",'Historical scenario - input'!$D41=\"\"),\"\",L56/'Historical scenario - input'!$D41),\"\")","v":21.003764335802902},{"$f":"IFERROR(IF(OR(M56=\"\",'Historical scenario - input'!$D41=\"\"),\"\",M56/'Historical scenario - input'!$D41),\"\")","v":22.256854673400241},{"$f":"IFERROR(IF(OR(N56=\"\",'Historical scenario - input'!$D41=\"\"),\"\",N56/'Historical scenario - input'!$D41),\"\")","v":23.539368126842692},{"$f":"IFERROR(IF(OR(O56=\"\",'Historical scenario - input'!$D41=\"\"),\"\",O56/'Historical scenario - input'!$D41),\"\")","v":24.854359581218727},{"$f":"IFERROR(IF(OR(P56=\"\",'Historical scenario - input'!$D41=\"\"),\"\",P56/'Historical scenario - input'!$D41),\"\")","v":26.20197185292594},{"$f":"IFERROR(IF(OR(Q56=\"\",'Historical scenario - input'!$D41=\"\"),\"\",Q56/'Historical scenario - input'!$D41),\"\")","v":27.578218547415283},{"$f":"IFERROR(IF(OR(R56=\"\",'Historical scenario - input'!$D41=\"\"),\"\",R56/'Historical scenario - input'!$D41),\"\")","v":28.974090288289343},{"$f":"IFERROR(IF(OR(S56=\"\",'Historical scenario - input'!$D41=\"\"),\"\",S56/'Historical scenario - input'!$D41),\"\")","v":30.375119938546689},{"$f":"IFERROR(IF(OR(T56=\"\",'Historical scenario - input'!$D41=\"\"),\"\",T56/'Historical scenario - input'!$D41),\"\")","v":31.761500102016882},{"$f":"IFERROR(IF(OR(U56=\"\",'Historical scenario - input'!$D41=\"\"),\"\",U56/'Historical scenario - input'!$D41),\"\")","v":33.108790910421618},{"$f":"IFERROR(IF(OR(V56=\"\",'Historical scenario - input'!$D41=\"\"),\"\",V56/'Historical scenario - input'!$D41),\"\")","v":34.389193829014602},{"$f":"IFERROR(IF(OR(W56=\"\",'Historical scenario - input'!$D41=\"\"),\"\",W56/'Historical scenario - input'!$D41),\"\")","v":35.573304952056269}]
[{"$f":"IFERROR('Historical scenario - input'!A42,\"\")","v":4},{"$f":"IFERROR('Historical scenario - input'!B42,\"\")","v":"SWITCHGEAR"},{"$f":"IFERROR('Historical scenario - input'!C42,\"\")","v":"> 66 kv & < = 132 kv ; circuit breaker"},{"$f":"IFERROR(repcalc('Historical scenario - input'!$CV42:$GH42,'Historical scenario - input'!$G42,'Historical scenario - input'!$E42,'Historical scenario - input'!$F42,20,TRUE,TRUE),\"\")","v":60.612326221906038},66.156163378363786,71.349587451479806,76.111200981322867,80.403810094052076,84.243934649911566,87.7075396058287,90.930987054168071,94.10661230357691,97.472828064554719,101.2992037658849,105.86749174044702,111.45002077705354,118.28720340528751,126.56607568141311,136.40179518087095,147.82386967158095,160.76859395674822,175.07876148457078,190.51121831777874,{"$f":"IFERROR(IF(OR(D57=\"\",'Historical scenario - input'!$D42=\"\"),\"\",D57/'Historical scenario - input'!$D42),\"\")","v":0.32980649841670878},{"$f":"IFERROR(IF(OR(E57=\"\",'Historical scenario - input'!$D42=\"\"),\"\",E57/'Historical scenario - input'!$D42),\"\")","v":0.35997187292601063},{"$f":"IFERROR(IF(OR(F57=\"\",'Historical scenario - input'!$D42=\"\"),\"\",F57/'Historical scenario - input'!$D42),\"\")","v":0.38823056410504014},{"$f":"IFERROR(IF(OR(G57=\"\",'Historical scenario - input'!$D42=\"\"),\"\",G57/'Historical scenario - input'!$D42),\"\")","v":0.41413966845688072},{"$f":"IFERROR(IF(OR(H57=\"\",'Historical scenario - input'!$D42=\"\"),\"\",H57/'Historical scenario - input'!$D42),\"\")","v":0.43749680501286414},{"$f":"IFERROR(IF(OR(I57=\"\",'Historical scenario - input'!$D42=\"\"),\"\",I57/'Historical scenario - input'!$D42),\"\")","v":0.45839186237488155},{"$f":"IFERROR(IF(OR(J57=\"\",'Historical scenario - input'!$D42=\"\"),\"\",J57/'Historical scenario - input'!$D42),\"\")","v":0.47723818446170718},{"$f":"IFERROR(IF(OR(K57=\"\",'Historical scenario - input'!$D42=\"\"),\"\",K57/'Historical scenario - input'!$D42),\"\")","v":0.49477775078481689},{"$f":"IFERROR(IF(OR(L57=\"\",'Historical scenario - input'!$D42=\"\"),\"\",L57/'Historical scenario - input'!$D42),\"\")","v":0.51205710482176348},{"$f":"IFERROR(IF(OR(M57=\"\",'Historical scenario - input'!$D42=\"\"),\"\",M57/'Historical scenario - input'!$D42),\"\")","v":0.53037350846841957},{"$f":"IFERROR(IF(OR(N57=\"\",'Historical scenario - input'!$D42=\"\"),\"\",N57/'Historical scenario - input'!$D42),\"\")","v":0.55119375494868739},{"$f":"IFERROR(IF(OR(O57=\"\",'Historical scenario - input'!$D42=\"\"),\"\",O57/'Historical scenario - input'!$D42),\"\")","v":0.57605092764873422},{"$f":"IFERROR(IF(OR(P57=\"\",'Historical scenario - input'!$D42=\"\"),\"\",P57/'Historical scenario - input'!$D42),\"\")","v":0.60642683414557774},{"$f":"IFERROR(IF(OR(Q57=\"\",'Historical scenario - input'!$D42=\"\"),\"\",Q57/'Historical scenario - input'!$D42),\"\")","v":0.64362961784006711},{"$f":"IFERROR(IF(OR(R57=\"\",'Historical scenario - input'!$D42=\"\"),\"\",R57/'Historical scenario - input'!$D42),\"\")","v":0.68867698768084618},{"$f":"IFERROR(IF(OR(S57=\"\",'Historical scenario - input'!$D42=\"\"),\"\",S57/'Historical scenario - input'!$D42),\"\")","v":0.74219554421419953},{"$f":"IFERROR(IF(OR(T57=\"\",'Historical scenario - input'!$D42=\"\"),\"\",T57/'Historical scenario - input'!$D42),\"\")","v":0.80434584642573903},{"$f":"IFERROR(IF(OR(U57=\"\",'Historical scenario - input'!$D42=\"\"),\"\",U57/'Historical scenario - input'!$D42),\"\")","v":0.87478125875145485},{"$f":"IFERROR(IF(OR(V57=\"\",'Historical scenario - input'!$D42=\"\"),\"\",V57/'Historical scenario - input'!$D42),\"\")","v":0.95264638187556838},{"$f":"IFERROR(IF(OR(W57=\"\",'Historical scenario - input'!$D42=\"\"),\"\",W57/'Historical scenario - input'!$D42),\"\")","v":1.0366181557272018}]
[{"$f":"IFERROR('Historical scenario - input'!A43,\"\")","v":4},{"$f":"IFERROR('Historical scenario - input'!B43,\"\")","v":"SWITCHGEAR"},{"$f":"IFERROR('Historical scenario - input'!C43,\"\")","v":"> 66 kv & < = 132 kv ; switch"},{"$f":"IFERROR(repcalc('Historical scenario - input'!$CV43:$GH43,'Historical scenario - input'!$G43,'Historical scenario - input'!$E43,'Historical scenario - input'!$F43,20,TRUE,TRUE),\"\")","v":249.33629942781403},260.23370666271836,269.61213183684532,277.75751086584461,285.07722731875549,292.05817279273572,299.21335722524123,307.02347763072453,315.88093744900743,326.04376427447954,337.60566534340393,350.48626968829569,364.44280189327714,379.10149778939609,394.00450635399221,408.66623806875003,422.63236347550327,435.53496951834944,447.13856933420533,457.37339845598348,{"$f":"IFERROR(IF(OR(D58=\"\",'Historical scenario - input'!$D43=\"\"),\"\",D58/'Historical scenario - input'!$D43),\"\")","v":2.5864039119639561},{"$f":"IFERROR(IF(OR(E58=\"\",'Historical scenario - input'!$D43=\"\"),\"\",E58/'Historical scenario - input'!$D43),\"\")","v":2.699444398917926},{"$f":"IFERROR(IF(OR(F58=\"\",'Historical scenario - input'!$D43=\"\"),\"\",F58/'Historical scenario - input'!$D43),\"\")","v":2.7967282505435724},{"$f":"IFERROR(IF(OR(G58=\"\",'Historical scenario - input'!$D43=\"\"),\"\",G58/'Historical scenario - input'!$D43),\"\")","v":2.8812215242200439},{"$f":"IFERROR(IF(OR(H58=\"\",'Historical scenario - input'!$D43=\"\"),\"\",H58/'Historical scenario - input'!$D43),\"\")","v":2.9571500725771056},{"$f":"IFERROR(IF(OR(I58=\"\",'Historical scenario - input'!$D43=\"\"),\"\",I58/'Historical scenario - input'!$D43),\"\")","v":3.0295644972900098},{"$f":"IFERROR(IF(OR(J58=\"\",'Historical scenario - input'!$D43=\"\"),\"\",J58/'Historical scenario - input'!$D43),\"\")","v":3.1037863296085471},{"$f":"IFERROR(IF(OR(K58=\"\",'Historical scenario - input'!$D43=\"\"),\"\",K58/'Historical scenario - input'!$D43),\"\")","v":3.1848019138456096},{"$f":"IFERROR(IF(OR(L58=\"\",'Historical scenario - input'!$D43=\"\"),\"\",L58/'Historical scenario - input'!$D43),\"\")","v":3.2766817114388314},{"$f":"IFERROR(IF(OR(M58=\"\",'Historical scenario - input'!$D43=\"\"),\"\",M58/'Historical scenario - input'!$D43),\"\")","v":3.3821022824440701},{"$f":"IFERROR(IF(OR(N58=\"\",'Historical scenario - input'!$D43=\"\"),\"\",N58/'Historical scenario - input'!$D43),\"\")","v":3.5020356664841414},{"$f":"IFERROR(IF(OR(O58=\"\",'Historical scenario - input'!$D43=\"\"),\"\",O58/'Historical scenario - input'!$D43),\"\")","v":3.6356481631103414},{"$f":"IFERROR(IF(OR(P58=\"\",'Historical scenario - input'!$D43=\"\"),\"\",P58/'Historical scenario - input'!$D43),\"\")","v":3.780421425468258},{"$f":"IFERROR(IF(OR(Q58=\"\",'Historical scenario - input'!$D43=\"\"),\"\",Q58/'Historical scenario - input'!$D43),\"\")","v":3.9324783401534318},{"$f":"IFERROR(IF(OR(R58=\"\",'Historical scenario - input'!$D43=\"\"),\"\",R58/'Historical scenario - input'!$D43),\"\")","v":4.0870695478514634},{"$f":"IFERROR(IF(OR(S58=\"\",'Historical scenario - input'!$D43=\"\"),\"\",S58/'Historical scenario - input'!$D43),\"\")","v":4.2391579535518709},{"$f":"IFERROR(IF(OR(T58=\"\",'Historical scenario - input'!$D43=\"\"),\"\",T58/'Historical scenario - input'!$D43),\"\")","v":4.3840307276722053},{"$f":"IFERROR(IF(OR(U58=\"\",'Historical scenario - input'!$D43=\"\"),\"\",U58/'Historical scenario - input'!$D43),\"\")","v":4.5178714513066254},{"$f":"IFERROR(IF(OR(V58=\"\",'Historical scenario - input'!$D43=\"\"),\"\",V58/'Historical scenario - input'!$D43),\"\")","v":4.6382373828836378},{"$f":"IFERROR(IF(OR(W58=\"\",'Historical scenario - input'!$D43=\"\"),\"\",W58/'Historical scenario - input'!$D43),\"\")","v":4.7444048448199752}]
[{"$f":"IFERROR('Historical scenario - input'!A44,\"\")","v":5},{"$f":"IFERROR('Historical scenario - input'!B44,\"\")","v":"TRANSFORMERS"},{"$f":"IFERROR('Historical scenario - input'!C44,\"\")","v":"ground outdoor / indoor chamber mounted ; ˂ 22 kv ; < = 60 kva ; single phase"},{"$f":"IFERROR(repcalc('Historical scenario - input'!$CV44:$GH44,'Historical scenario - input'!$G44,'Historical scenario - input'!$E44,'Historical scenario - input'!$F44,20,TRUE,TRUE),\"\")","v":1.9076953079038794E-2},2.9883830866419249E-2,4.6027470348546283E-2,6.9703009626727264E-2,0.10378618480055399,0.15194316377466668,0.21871390252019932,0.30954602251094687,0.4307523799260834,0.5893642227814041,0.79285447589879565,1.0487134352620231,1.3638726556888308,1.7439918783520334,2.1926471240630616,2.7104829699674258,3.2944147949814484,3.9369829797528384,4.6259662389122873,5.3443519096332954,{"$f":"IFERROR(IF(OR(D59=\"\",'Historical scenario - input'!$D44=\"\"),\"\",D59/'Historical scenario - input'!$D44),\"\")","v":2.1463146302199391E-4},{"$f":"IFERROR(IF(OR(E59=\"\",'Historical scenario - input'!$D44=\"\"),\"\",E59/'Historical scenario - input'!$D44),\"\")","v":3.3621775516179847E-4},{"$f":"IFERROR(IF(OR(F59=\"\",'Historical scenario - input'!$D44=\"\"),\"\",F59/'Historical scenario - input'!$D44),\"\")","v":5.1784701986632396E-4},{"$f":"IFERROR(IF(OR(G59=\"\",'Historical scenario - input'!$D44=\"\"),\"\",G59/'Historical scenario - input'!$D44),\"\")","v":7.8421637203997317E-4},{"$f":"IFERROR(IF(OR(H59=\"\",'Historical scenario - input'!$D44=\"\"),\"\",H59/'Historical scenario - input'!$D44),\"\")","v":1.1676802156466964E-3},{"$f":"IFERROR(IF(OR(I59=\"\",'Historical scenario - input'!$D44=\"\"),\"\",I59/'Historical scenario - input'!$D44),\"\")","v":1.7094859646627754E-3},{"$f":"IFERROR(IF(OR(J59=\"\",'Historical scenario - input'!$D44=\"\"),\"\",J59/'Historical scenario - input'!$D44),\"\")","v":2.4607118697974693E-3},{"$f":"IFERROR(IF(OR(K59=\"\",'Historical scenario - input'!$D44=\"\"),\"\",K59/'Historical scenario - input'!$D44),\"\")","v":3.4826481676030379E-3},{"$f":"IFERROR(IF(OR(L59=\"\",'Historical scenario - input'!$D44=\"\"),\"\",L59/'Historical scenario - input'!$D44),\"\")","v":4.8463196989945809E-3},{"$f":"IFERROR(IF(OR(M59=\"\",'Historical scenario - input'!$D44=\"\"),\"\",M59/'Historical scenario - input'!$D44),\"\")","v":6.6308338058127005E-3},{"$f":"IFERROR(IF(OR(N59=\"\",'Historical scenario - input'!$D44=\"\"),\"\",N59/'Historical scenario - input'!$D44),\"\")","v":8.9202670584053734E-3},{"$f":"IFERROR(IF(OR(O59=\"\",'Historical scenario - input'!$D44=\"\"),\"\",O59/'Historical scenario - input'!$D44),\"\")","v":1.1798891467025103E-2},{"$f":"IFERROR(IF(OR(P59=\"\",'Historical scenario - input'!$D44=\"\"),\"\",P59/'Historical scenario - input'!$D44),\"\")","v":1.5344692742775006E-2},{"$f":"IFERROR(IF(OR(Q59=\"\",'Historical scenario - input'!$D44=\"\"),\"\",Q59/'Historical scenario - input'!$D44),\"\")","v":1.9621347643846713E-2},{"$f":"IFERROR(IF(OR(R59=\"\",'Historical scenario - input'!$D44=\"\"),\"\",R59/'Historical scenario - input'!$D44),\"\")","v":2.4669089355035222E-2},{"$f":"IFERROR(IF(OR(S59=\"\",'Historical scenario - input'!$D44=\"\"),\"\",S59/'Historical scenario - input'!$D44),\"\")","v":3.049516990108464E-2},{"$f":"IFERROR(IF(OR(T59=\"\",'Historical scenario - input'!$D44=\"\"),\"\",T59/'Historical scenario - input'!$D44),\"\")","v":3.7064884749603705E-2},{"$f":"IFERROR(IF(OR(U59=\"\",'Historical scenario - input'!$D44=\"\"),\"\",U59/'Historical scenario - input'!$D44),\"\")","v":4.4294307027756066E-2},{"$f":"IFERROR(IF(OR(V59=\"\",'Historical scenario - input'!$D44=\"\"),\"\",V59/'Historical scenario - input'!$D44),\"\")","v":5.2045937191041287E-2},{"$f":"IFERROR(IF(OR(W59=\"\",'Historical scenario - input'!$D44=\"\"),\"\",W59/'Historical scenario - input'!$D44),\"\")","v":6.0128368745077238E-2}]
[{"$f":"IFERROR('Historical scenario - input'!A45,\"\")","v":5},{"$f":"IFERROR('Historical scenario - input'!B45,\"\")","v":"TRANSFORMERS"},{"$f":"IFERROR('Historical scenario - input'!C45,\"\")","v":"ground outdoor / indoor chamber mounted ; ˂ 22 kv ; > 60 kva and < = 600 kva ; multiple phase"},{"$f":"IFERROR(repcalc('Historical scenario - input'!$CV45:$GH45,'Historical scenario - input'!$G45,'Historical scenario - input'!$E45,'Historical scenario - input'!$F45,20,TRUE,TRUE),\"\")","v":0.11560512370970967},0.1646826112524736,0.23083740157074314,0.31841203262273543,0.43225327702108768,0.57756003985666715,0.75965179956054851,0.98365661004767302,1.2541270521848746,1.574603414821437,1.9471545744251613,2.3719369709008435,2.8468190711411245,3.3671212538671882,3.9255180609998566,4.5121408303244825,5.114904223166004,5.7200612185855491,6.3129694854176446,6.8790297218433443,{"$f":"IFERROR(IF(OR(D60=\"\",'Historical scenario - input'!$D45=\"\"),\"\",D60/'Historical scenario - input'!$D45),\"\")","v":1.3006530304840367E-3},{"$f":"IFERROR(IF(OR(E60=\"\",'Historical scenario - input'!$D45=\"\"),\"\",E60/'Historical scenario - input'!$D45),\"\")","v":1.8528152604326488E-3},{"$f":"IFERROR(IF(OR(F60=\"\",'Historical scenario - input'!$D45=\"\"),\"\",F60/'Historical scenario - input'!$D45),\"\")","v":2.5971112375258029E-3},{"$f":"IFERROR(IF(OR(G60=\"\",'Historical scenario - input'!$D45=\"\"),\"\",G60/'Historical scenario - input'!$D45),\"\")","v":3.5823980969327822E-3},{"$f":"IFERROR(IF(OR(H60=\"\",'Historical scenario - input'!$D45=\"\"),\"\",H60/'Historical scenario - input'!$D45),\"\")","v":4.863206029742031E-3},{"$f":"IFERROR(IF(OR(I60=\"\",'Historical scenario - input'!$D45=\"\"),\"\",I60/'Historical scenario - input'!$D45),\"\")","v":6.4980270079756115E-3},{"$f":"IFERROR(IF(OR(J60=\"\",'Historical scenario - input'!$D45=\"\"),\"\",J60/'Historical scenario - input'!$D45),\"\")","v":8.5467095532210709E-3},{"$f":"IFERROR(IF(OR(K60=\"\",'Historical scenario - input'!$D45=\"\"),\"\",K60/'Historical scenario - input'!$D45),\"\")","v":1.1066948503310185E-2},{"$f":"IFERROR(IF(OR(L60=\"\",'Historical scenario - input'!$D45=\"\"),\"\",L60/'Historical scenario - input'!$D45),\"\")","v":1.4109964149445962E-2},{"$f":"IFERROR(IF(OR(M60=\"\",'Historical scenario - input'!$D45=\"\"),\"\",M60/'Historical scenario - input'!$D45),\"\")","v":1.7715587662365886E-2},{"$f":"IFERROR(IF(OR(N60=\"\",'Historical scenario - input'!$D45=\"\"),\"\",N60/'Historical scenario - input'!$D45),\"\")","v":2.190709560941571E-2},{"$f":"IFERROR(IF(OR(O60=\"\",'Historical scenario - input'!$D45=\"\"),\"\",O60/'Historical scenario - input'!$D45),\"\")","v":2.668624806860696E-2},{"$f":"IFERROR(IF(OR(P60=\"\",'Historical scenario - input'!$D45=\"\"),\"\",P60/'Historical scenario - input'!$D45),\"\")","v":3.2029063533699262E-2},{"$f":"IFERROR(IF(OR(Q60=\"\",'Historical scenario - input'!$D45=\"\"),\"\",Q60/'Historical scenario - input'!$D45),\"\")","v":3.7882892404030512E-2},{"$f":"IFERROR(IF(OR(R60=\"\",'Historical scenario - input'!$D45=\"\"),\"\",R60/'Historical scenario - input'!$D45),\"\")","v":4.416531723178678E-2},{"$f":"IFERROR(IF(OR(S60=\"\",'Historical scenario - input'!$D45=\"\"),\"\",S60/'Historical scenario - input'!$D45),\"\")","v":5.0765307424167232E-2},{"$f":"IFERROR(IF(OR(T60=\"\",'Historical scenario - input'!$D45=\"\"),\"\",T60/'Historical scenario - input'!$D45),\"\")","v":5.7546892949154806E-2},{"$f":"IFERROR(IF(OR(U60=\"\",'Historical scenario - input'!$D45=\"\"),\"\",U60/'Historical scenario - input'!$D45),\"\")","v":6.4355408478167966E-2},{"$f":"IFERROR(IF(OR(V60=\"\",'Historical scenario - input'!$D45=\"\"),\"\",V60/'Historical scenario - input'!$D45),\"\")","v":7.1026115703832507E-2},{"$f":"IFERROR(IF(OR(W60=\"\",'Historical scenario - input'!$D45=\"\"),\"\",W60/'Historical scenario - input'!$D45),\"\")","v":7.7394760434427251E-2}]
[{"$f":"IFERROR('Historical scenario - input'!A46,\"\")","v":5},{"$f":"IFERROR('Historical scenario - input'!B46,\"\")","v":"TRANSFORMERS"},{"$f":"IFERROR('Historical scenario - input'!C46,\"\")","v":"ground outdoor / indoor chamber mounted ; ˂ 22 kv ; > 600 kva ; multiple phase"},{"$f":"IFERROR(repcalc('Historical scenario - input'!$CV46:$GH46,'Historical scenario - input'!$G46,'Historical scenario - input'!$E46,'Historical scenario - input'!$F46,20,TRUE,TRUE),\"\")","v":237.35925103959465},215.77963615129161,199.76315595598351,188.57799559133639,181.46721521626162,177.70308222434298,176.62248643534548,177.64449262898833,180.27296065832405,184.08831910364211,188.73301243815393,193.89493825018843,199.29249228190886,204.66381649205783,209.76167502964921,214.35422546543293,218.2309392489054,221.21215076722859,223.16023426802317,223.99024100184118,{"$f":"IFERROR(IF(OR(D61=\"\",'Historical scenario - input'!$D46=\"\"),\"\",D61/'Historical scenario - input'!$D46),\"\")","v":0.92125114253753992},{"$f":"IFERROR(IF(OR(E61=\"\",'Historical scenario - input'!$D46=\"\"),\"\",E61/'Historical scenario - input'!$D46),\"\")","v":0.83749521229973767},{"$f":"IFERROR(IF(OR(F61=\"\",'Historical scenario - input'!$D46=\"\"),\"\",F61/'Historical scenario - input'!$D46),\"\")","v":0.77533121146668771},{"$f":"IFERROR(IF(OR(G61=\"\",'Historical scenario - input'!$D46=\"\"),\"\",G61/'Historical scenario - input'!$D46),\"\")","v":0.73191878190994852},{"$f":"IFERROR(IF(OR(H61=\"\",'Historical scenario - input'!$D46=\"\"),\"\",H61/'Historical scenario - input'!$D46),\"\")","v":0.70432004911912771},{"$f":"IFERROR(IF(OR(I61=\"\",'Historical scenario - input'!$D46=\"\"),\"\",I61/'Historical scenario - input'!$D46),\"\")","v":0.6897104992310138},{"$f":"IFERROR(IF(OR(J61=\"\",'Historical scenario - input'!$D46=\"\"),\"\",J61/'Historical scenario - input'!$D46),\"\")","v":0.68551643432359999},{"$f":"IFERROR(IF(OR(K61=\"\",'Historical scenario - input'!$D46=\"\"),\"\",K61/'Historical scenario - input'!$D46),\"\")","v":0.68948309822842013},{"$f":"IFERROR(IF(OR(L61=\"\",'Historical scenario - input'!$D46=\"\"),\"\",L61/'Historical scenario - input'!$D46),\"\")","v":0.69968484585166746},{"$f":"IFERROR(IF(OR(M61=\"\",'Historical scenario - input'!$D46=\"\"),\"\",M61/'Historical scenario - input'!$D46),\"\")","v":0.71449321464936466},{"$f":"IFERROR(IF(OR(N61=\"\",'Historical scenario - input'!$D46=\"\"),\"\",N61/'Historical scenario - input'!$D46),\"\")","v":0.73252044140549277},{"$f":"IFERROR(IF(OR(O61=\"\",'Historical scenario - input'!$D46=\"\"),\"\",O61/'Historical scenario - input'!$D46),\"\")","v":0.75255517791229753},{"$f":"IFERROR(IF(OR(P61=\"\",'Historical scenario - input'!$D46=\"\"),\"\",P61/'Historical scenario - input'!$D46),\"\")","v":0.77350444699219134},{"$f":"IFERROR(IF(OR(Q61=\"\",'Historical scenario - input'!$D46=\"\"),\"\",Q61/'Historical scenario - input'!$D46),\"\")","v":0.79435191151639417},{"$f":"IFERROR(IF(OR(R61=\"\",'Historical scenario - input'!$D46=\"\"),\"\",R61/'Historical scenario - input'!$D46),\"\")","v":0.81413798676596338},{"$f":"IFERROR(IF(OR(S61=\"\",'Historical scenario - input'!$D46=\"\"),\"\",S61/'Historical scenario - input'!$D46),\"\")","v":0.83196283377570246},{"$f":"IFERROR(IF(OR(T61=\"\",'Historical scenario - input'!$D46=\"\"),\"\",T61/'Historical scenario - input'!$D46),\"\")","v":0.84700933812163703},{"$f":"IFERROR(IF(OR(U61=\"\",'Historical scenario - input'!$D46=\"\"),\"\",U61/'Historical scenario - input'!$D46),\"\")","v":0.85858017222804894},{"$f":"IFERROR(IF(OR(V61=\"\",'Historical scenario - input'!$D46=\"\"),\"\",V61/'Historical scenario - input'!$D46),\"\")","v":0.8661411758249391},{"$f":"IFERROR(IF(OR(W61=\"\",'Historical scenario - input'!$D46=\"\"),\"\",W61/'Historical scenario - input'!$D46),\"\")","v":0.86936264138187302}]
[{"$f":"IFERROR('Historical scenario - input'!A47,\"\")","v":5},{"$f":"IFERROR('Historical scenario - input'!B47,\"\")","v":"TRANSFORMERS"},{"$f":"IFERROR('Historical scenario - input'!C47,\"\")","v":"ground outdoor / indoor chamber mounted ; > = 22 kv & < = 33 kv ; < = 15 mva"},{"$f":"IFERROR(repcalc('Historical scenario - input'!$CV47:$GH47,'Historical scenario - input'!$G47,'Historical scenario - input'!$E47,'Historical scenario - input'!$F47,20,TRUE,TRUE),\"\")","v":375.70888121945393},365.85486282230204,357.05234508219428,349.60962369116555,343.8343619375546,340.03463234913727,338.51479401948893,339.5659848500336,343.45177321550295,350.39020102931465,360.53398529552391,373.95097544279128,390.60706160193888,410.35359226290257,432.92100912740028,457.91988225458942,484.84988385148625,513.11653731377135,542.05488581497889,570.95860617023209,{"$f":"IFERROR(IF(OR(D62=\"\",'Historical scenario - input'!$D47=\"\"),\"\",D62/'Historical scenario - input'!$D47),\"\")","v":1.149139034420249},{"$f":"IFERROR(IF(OR(E62=\"\",'Historical scenario - input'!$D47=\"\"),\"\",E62/'Historical scenario - input'!$D47),\"\")","v":1.1189996425876447},{"$f":"IFERROR(IF(OR(F62=\"\",'Historical scenario - input'!$D47=\"\"),\"\",F62/'Historical scenario - input'!$D47),\"\")","v":1.0920763590509266},{"$f":"IFERROR(IF(OR(G62=\"\",'Historical scenario - input'!$D47=\"\"),\"\",G62/'Historical scenario - input'!$D47),\"\")","v":1.0693121336086486},{"$f":"IFERROR(IF(OR(H62=\"\",'Historical scenario - input'!$D47=\"\"),\"\",H62/'Historical scenario - input'!$D47),\"\")","v":1.0516479817964048},{"$f":"IFERROR(IF(OR(I62=\"\",'Historical scenario - input'!$D47=\"\"),\"\",I62/'Historical scenario - input'!$D47),\"\")","v":1.0400261708450116},{"$f":"IFERROR(IF(OR(J62=\"\",'Historical scenario - input'!$D47=\"\"),\"\",J62/'Historical scenario - input'!$D47),\"\")","v":1.0353776101164542},{"$f":"IFERROR(IF(OR(K62=\"\",'Historical scenario - input'!$D47=\"\"),\"\",K62/'Historical scenario - input'!$D47),\"\")","v":1.038592770780431},{"$f":"IFERROR(IF(OR(L62=\"\",'Historical scenario - input'!$D47=\"\"),\"\",L62/'Historical scenario - input'!$D47),\"\")","v":1.0504778001568027},{"$f":"IFERROR(IF(OR(M62=\"\",'Historical scenario - input'!$D47=\"\"),\"\",M62/'Historical scenario - input'!$D47),\"\")","v":1.0716995988336908},{"$f":"IFERROR(IF(OR(N62=\"\",'Historical scenario - input'!$D47=\"\"),\"\",N62/'Historical scenario - input'!$D47),\"\")","v":1.1027252653529509},{"$f":"IFERROR(IF(OR(O62=\"\",'Historical scenario - input'!$D47=\"\"),\"\",O62/'Historical scenario - input'!$D47),\"\")","v":1.1437623232276914},{"$f":"IFERROR(IF(OR(P62=\"\",'Historical scenario - input'!$D47=\"\"),\"\",P62/'Historical scenario - input'!$D47),\"\")","v":1.1947064443887867},{"$f":"IFERROR(IF(OR(Q62=\"\",'Historical scenario - input'!$D47=\"\"),\"\",Q62/'Historical scenario - input'!$D47),\"\")","v":1.2551029649693992},{"$f":"IFERROR(IF(OR(R62=\"\",'Historical scenario - input'!$D47=\"\"),\"\",R62/'Historical scenario - input'!$D47),\"\")","v":1.3241274169356556},{"$f":"IFERROR(IF(OR(S62=\"\",'Historical scenario - input'!$D47=\"\"),\"\",S62/'Historical scenario - input'!$D47),\"\")","v":1.4005886941717205},{"$f":"IFERROR(IF(OR(T62=\"\",'Historical scenario - input'!$D47=\"\"),\"\",T62/'Historical scenario - input'!$D47),\"\")","v":1.4829564996160582},{"$f":"IFERROR(IF(OR(U62=\"\",'Historical scenario - input'!$D47=\"\"),\"\",U62/'Historical scenario - input'!$D47),\"\")","v":1.569412573692649},{"$f":"IFERROR(IF(OR(V62=\"\",'Historical scenario - input'!$D47=\"\"),\"\",V62/'Historical scenario - input'!$D47),\"\")","v":1.6579230867964643},{"$f":"IFERROR(IF(OR(W62=\"\",'Historical scenario - input'!$D47=\"\"),\"\",W62/'Historical scenario - input'!$D47),\"\")","v":1.7463276866355291}]
[{"$f":"IFERROR('Historical scenario - input'!A48,\"\")","v":5},{"$f":"IFERROR('Historical scenario - input'!B48,\"\")","v":"TRANSFORMERS"},{"$f":"IFERROR('Historical scenario - input'!C48,\"\")","v":"ground outdoor / indoor chamber mounted ; > = 22 kv & < = 33 kv ; > 15 mva and < = 40 mva"},{"$f":"IFERROR(repcalc('Historical scenario - input'!$CV48:$GH48,'Historical scenario - input'!$G48,'Historical scenario - input'!$E48,'Historical scenario - input'!$F48,20,TRUE,TRUE),\"\")","v":833.9367477707508},774.70206715816857,714.12992184721475,654.2490396314488,596.84191643239296,543.3912002238535,495.04776709908674,452.61792010977359,416.56678331080855,387.03518763804618,363.867857098412,346.65122050119106,334.7594889689322,327.40765544455093,323.70980152179567,322.74063444961581,323.59766088919065,325.46097279413596,327.64738305303501,329.65566633500868,{"$f":"IFERROR(IF(OR(D63=\"\",'Historical scenario - input'!$D48=\"\"),\"\",D63/'Historical scenario - input'!$D48),\"\")","v":0.53461487483949388},{"$f":"IFERROR(IF(OR(E63=\"\",'Historical scenario - input'!$D48=\"\"),\"\",E63/'Historical scenario - input'!$D48),\"\")","v":0.49664108192713435},{"$f":"IFERROR(IF(OR(F63=\"\",'Historical scenario - input'!$D48=\"\"),\"\",F63/'Historical scenario - input'!$D48),\"\")","v":0.45780987563872022},{"$f":"IFERROR(IF(OR(G63=\"\",'Historical scenario - input'!$D48=\"\"),\"\",G63/'Historical scenario - input'!$D48),\"\")","v":0.41942181990591226},{"$f":"IFERROR(IF(OR(H63=\"\",'Historical scenario - input'!$D48=\"\"),\"\",H63/'Historical scenario - input'!$D48),\"\")","v":0.38261962589539544},{"$f":"IFERROR(IF(OR(I63=\"\",'Historical scenario - input'!$D48=\"\"),\"\",I63/'Historical scenario - input'!$D48),\"\")","v":0.34835378015553958},{"$f":"IFERROR(IF(OR(J63=\"\",'Historical scenario - input'!$D48=\"\"),\"\",J63/'Historical scenario - input'!$D48),\"\")","v":0.31736207902425251},{"$f":"IFERROR(IF(OR(K63=\"\",'Historical scenario - input'!$D48=\"\"),\"\",K63/'Historical scenario - input'!$D48),\"\")","v":0.29016142214195589},{"$f":"IFERROR(IF(OR(L63=\"\",'Historical scenario - input'!$D48=\"\"),\"\",L63/'Historical scenario - input'!$D48),\"\")","v":0.26704998828426668},{"$f":"IFERROR(IF(OR(M63=\"\",'Historical scenario - input'!$D48=\"\"),\"\",M63/'Historical scenario - input'!$D48),\"\")","v":0.24811806045327905},{"$f":"IFERROR(IF(OR(N63=\"\",'Historical scenario - input'!$D48=\"\"),\"\",N63/'Historical scenario - input'!$D48),\"\")","v":0.23326609530134104},{"$f":"IFERROR(IF(OR(O63=\"\",'Historical scenario - input'!$D48=\"\"),\"\",O63/'Historical scenario - input'!$D48),\"\")","v":0.222228963235648},{"$f":"IFERROR(IF(OR(P63=\"\",'Historical scenario - input'!$D48=\"\"),\"\",P63/'Historical scenario - input'!$D48),\"\")","v":0.21460548749634517},{"$f":"IFERROR(IF(OR(Q63=\"\",'Historical scenario - input'!$D48=\"\"),\"\",Q63/'Historical scenario - input'!$D48),\"\")","v":0.20989242074399914},{"$f":"IFERROR(IF(OR(R63=\"\",'Historical scenario - input'!$D48=\"\"),\"\",R63/'Historical scenario - input'!$D48),\"\")","v":0.20752182403223032},{"$f":"IFERROR(IF(OR(S63=\"\",'Historical scenario - input'!$D48=\"\"),\"\",S63/'Historical scenario - input'!$D48),\"\")","v":0.20690051655971869},{"$f":"IFERROR(IF(OR(T63=\"\",'Historical scenario - input'!$D48=\"\"),\"\",T63/'Historical scenario - input'!$D48),\"\")","v":0.20744993362756256},{"$f":"IFERROR(IF(OR(U63=\"\",'Historical scenario - input'!$D48=\"\"),\"\",U63/'Historical scenario - input'!$D48),\"\")","v":0.20864445379172628},{"$f":"IFERROR(IF(OR(V63=\"\",'Historical scenario - input'!$D48=\"\"),\"\",V63/'Historical scenario - input'!$D48),\"\")","v":0.21004610379699792},{"$f":"IFERROR(IF(OR(W63=\"\",'Historical scenario - input'!$D48=\"\"),\"\",W63/'Historical scenario - input'!$D48),\"\")","v":0.21133356129099212}]
[{"$f":"IFERROR('Historical scenario - input'!A49,\"\")","v":5},{"$f":"IFERROR('Historical scenario - input'!B49,\"\")","v":"TRANSFORMERS"},{"$f":"IFERROR('Historical scenario - input'!C49,\"\")","v":"ground outdoor / indoor chamber mounted ; > = 22 kv & < = 33 kv ; > 40 mva"},{"$f":"IFERROR(repcalc('Historical scenario - input'!$CV49:$GH49,'Historical scenario - input'!$G49,'Historical scenario - input'!$E49,'Historical scenario - input'!$F49,20,TRUE,TRUE),\"\")","v":12.492262796531891},16.615222114999234,21.731075971438422,27.949005074406287,35.347729510037162,43.960917256346228,53.762817931787403,64.655780890626147,76.461490778069773,88.917701226419879,101.68192499168846,114.34294210965157,126.44016038205501,137.48989722861688,147.01668031097071,154.5868377292278,159.84111189403853,162.52289468678714,162.49899701814448,159.77061251896487,{"$f":"IFERROR(IF(OR(D64=\"\",'Historical scenario - input'!$D49=\"\"),\"\",D64/'Historical scenario - input'!$D49),\"\")","v":8.0084605088848963E-3},{"$f":"IFERROR(IF(OR(E64=\"\",'Historical scenario - input'!$D49=\"\"),\"\",E64/'Historical scenario - input'!$D49),\"\")","v":1.0651581088356801E-2},{"$f":"IFERROR(IF(OR(F64=\"\",'Historical scenario - input'!$D49=\"\"),\"\",F64/'Historical scenario - input'!$D49),\"\")","v":1.3931220193443021E-2},{"$f":"IFERROR(IF(OR(G64=\"\",'Historical scenario - input'!$D49=\"\"),\"\",G64/'Historical scenario - input'!$D49),\"\")","v":1.791737069949775E-2},{"$f":"IFERROR(IF(OR(H64=\"\",'Historical scenario - input'!$D49=\"\"),\"\",H64/'Historical scenario - input'!$D49),\"\")","v":2.2660497979474697E-2},{"$f":"IFERROR(IF(OR(I64=\"\",'Historical scenario - input'!$D49=\"\"),\"\",I64/'Historical scenario - input'!$D49),\"\")","v":2.8182185686931292E-2},{"$f":"IFERROR(IF(OR(J64=\"\",'Historical scenario - input'!$D49=\"\"),\"\",J64/'Historical scenario - input'!$D49),\"\")","v":3.4465925930778511E-2},{"$f":"IFERROR(IF(OR(K64=\"\",'Historical scenario - input'!$D49=\"\"),\"\",K64/'Historical scenario - input'!$D49),\"\")","v":4.1449117455121441E-2},{"$f":"IFERROR(IF(OR(L64=\"\",'Historical scenario - input'!$D49=\"\"),\"\",L64/'Historical scenario - input'!$D49),\"\")","v":4.901744698459564E-2},{"$f":"IFERROR(IF(OR(M64=\"\",'Historical scenario - input'!$D49=\"\"),\"\",M64/'Historical scenario - input'!$D49),\"\")","v":5.7002795283037241E-2},{"$f":"IFERROR(IF(OR(N64=\"\",'Historical scenario - input'!$D49=\"\"),\"\",N64/'Historical scenario - input'!$D49),\"\")","v":6.5185602802832809E-2},{"$f":"IFERROR(IF(OR(O64=\"\",'Historical scenario - input'!$D49=\"\"),\"\",O64/'Historical scenario - input'!$D49),\"\")","v":7.3302247260526462E-2},{"$f":"IFERROR(IF(OR(P64=\"\",'Historical scenario - input'!$D49=\"\"),\"\",P64/'Historical scenario - input'!$D49),\"\")","v":8.1057455134379355E-2},{"$f":"IFERROR(IF(OR(Q64=\"\",'Historical scenario - input'!$D49=\"\"),\"\",Q64/'Historical scenario - input'!$D49),\"\")","v":8.8141150267164112E-2},{"$f":"IFERROR(IF(OR(R64=\"\",'Historical scenario - input'!$D49=\"\"),\"\",R64/'Historical scenario - input'!$D49),\"\")","v":9.4248519871406228E-2},{"$f":"IFERROR(IF(OR(S64=\"\",'Historical scenario - input'!$D49=\"\"),\"\",S64/'Historical scenario - input'!$D49),\"\")","v":9.9101548319301569E-2},{"$f":"IFERROR(IF(OR(T64=\"\",'Historical scenario - input'!$D49=\"\"),\"\",T64/'Historical scenario - input'!$D49),\"\")","v":0.10246992503672243},{"$f":"IFERROR(IF(OR(U64=\"\",'Historical scenario - input'!$D49=\"\"),\"\",U64/'Historical scenario - input'!$D49),\"\")","v":0.10418914532042449},{"$f":"IFERROR(IF(OR(V64=\"\",'Historical scenario - input'!$D49=\"\"),\"\",V64/'Historical scenario - input'!$D49),\"\")","v":0.10417382515475905},{"$f":"IFERROR(IF(OR(W64=\"\",'Historical scenario - input'!$D49=\"\"),\"\",W64/'Historical scenario - input'!$D49),\"\")","v":0.10242472974501474}]
[{"$f":"IFERROR('Historical scenario - input'!A50,\"\")","v":5},{"$f":"IFERROR('Historical scenario - input'!B50,\"\")","v":"TRANSFORMERS"},{"$f":"IFERROR('Historical scenario - input'!C50,\"\")","v":"ground outdoor / indoor chamber mounted ; > 132 kv ; < = 100 mva"},{"$f":"IFERROR(repcalc('Historical scenario - input'!$CV50:$GH50,'Historical scenario - input'!$G50,'Historical scenario - input'!$E50,'Historical scenario - input'!$F50,20,TRUE,TRUE),\"\")","v":1.8754711602124655E-7},3.8862786054921206E-7,7.9589579831901217E-7,1.6109332366789344E-6,3.2225393226263429E-6,6.3711606949639667E-6,1.244912511673079E-5,2.4041376206726642E-5,4.588601158525931E-5,8.6556971849131352E-5,1.6137074832384162E-4,2.9733691675072144E-4,5.4146994496700562E-4,9.745443508114033E-4,1.7335278082007636E-3,3.0476295785337544E-3,5.295365133119569E-3,9.0935236239419008E-3,1.5433741622674503E-2,2.5888873980965087E-2,{"$f":"IFERROR(IF(OR(D65=\"\",'Historical scenario - input'!$D50=\"\"),\"\",D65/'Historical scenario - input'!$D50),\"\")","v":3.1743662341973415E-11},{"$f":"IFERROR(IF(OR(E65=\"\",'Historical scenario - input'!$D50=\"\"),\"\",E65/'Historical scenario - input'!$D50),\"\")","v":6.5777986053169495E-11},{"$f":"IFERROR(IF(OR(F65=\"\",'Historical scenario - input'!$D50=\"\"),\"\",F65/'Historical scenario - input'!$D50),\"\")","v":1.3471093566894385E-10},{"$f":"IFERROR(IF(OR(G65=\"\",'Historical scenario - input'!$D50=\"\"),\"\",G65/'Historical scenario - input'!$D50),\"\")","v":2.7266172791910761E-10},{"$f":"IFERROR(IF(OR(H65=\"\",'Historical scenario - input'!$D50=\"\"),\"\",H65/'Historical scenario - input'!$D50),\"\")","v":5.4543734028729975E-10},{"$f":"IFERROR(IF(OR(I65=\"\",'Historical scenario - input'!$D50=\"\"),\"\",I65/'Historical scenario - input'!$D50),\"\")","v":1.0783635500130927E-9},{"$f":"IFERROR(IF(OR(J65=\"\",'Historical scenario - input'!$D50=\"\"),\"\",J65/'Historical scenario - input'!$D50),\"\")","v":2.1071015782173578E-9},{"$f":"IFERROR(IF(OR(K65=\"\",'Historical scenario - input'!$D50=\"\"),\"\",K65/'Historical scenario - input'!$D50),\"\")","v":4.0691712287179522E-9},{"$f":"IFERROR(IF(OR(L65=\"\",'Historical scenario - input'!$D50=\"\"),\"\",L65/'Historical scenario - input'!$D50),\"\")","v":7.7665286936075297E-9},{"$f":"IFERROR(IF(OR(M65=\"\",'Historical scenario - input'!$D50=\"\"),\"\",M65/'Historical scenario - input'!$D50),\"\")","v":1.4650373442219468E-8},{"$f":"IFERROR(IF(OR(N65=\"\",'Historical scenario - input'!$D50=\"\"),\"\",N65/'Historical scenario - input'!$D50),\"\")","v":2.7313128857088319E-8},{"$f":"IFERROR(IF(OR(O65=\"\",'Historical scenario - input'!$D50=\"\"),\"\",O65/'Historical scenario - input'!$D50),\"\")","v":5.0326354717547871E-8},{"$f":"IFERROR(IF(OR(P65=\"\",'Historical scenario - input'!$D50=\"\"),\"\",P65/'Historical scenario - input'!$D50),\"\")","v":9.1647578837801789E-8},{"$f":"IFERROR(IF(OR(Q65=\"\",'Historical scenario - input'!$D50=\"\"),\"\",Q65/'Historical scenario - input'!$D50),\"\")","v":1.6494845383775606E-7},{"$f":"IFERROR(IF(OR(R65=\"\",'Historical scenario - input'!$D50=\"\"),\"\",R65/'Historical scenario - input'!$D50),\"\")","v":2.9341171739325655E-7},{"$f":"IFERROR(IF(OR(S65=\"\",'Historical scenario - input'!$D50=\"\"),\"\",S65/'Historical scenario - input'!$D50),\"\")","v":5.1583264161431618E-7},{"$f":"IFERROR(IF(OR(T65=\"\",'Historical scenario - input'!$D50=\"\"),\"\",T65/'Historical scenario - input'!$D50),\"\")","v":8.9627761988173612E-7},{"$f":"IFERROR(IF(OR(U65=\"\",'Historical scenario - input'!$D50=\"\"),\"\",U65/'Historical scenario - input'!$D50),\"\")","v":1.5391425341057691E-6},{"$f":"IFERROR(IF(OR(V65=\"\",'Historical scenario - input'!$D50=\"\"),\"\",V65/'Historical scenario - input'!$D50),\"\")","v":2.6122688161621131E-6},{"$f":"IFERROR(IF(OR(W65=\"\",'Historical scenario - input'!$D50=\"\"),\"\",W65/'Historical scenario - input'!$D50),\"\")","v":4.3818731607291526E-6}]
[{"$f":"IFERROR('Historical scenario - input'!A51,\"\")","v":5},{"$f":"IFERROR('Historical scenario - input'!B51,\"\")","v":"TRANSFORMERS"},{"$f":"IFERROR('Historical scenario - input'!C51,\"\")","v":"ground outdoor / indoor chamber mounted ; > 33 kv & < = 66 kv ; < = 15 mva"},{"$f":"IFERROR(repcalc('Historical scenario - input'!$CV51:$GH51,'Historical scenario - input'!$G51,'Historical scenario - input'!$E51,'Historical scenario - input'!$F51,20,TRUE,TRUE),\"\")","v":1728.8415834852547},1832.1017732397984,1951.9028705267056,2090.2389626557419,2248.70882004436,2428.4781360338352,2630.2762149350706,2854.4265865821026,3100.9081044427039,3369.4405088624926,3659.5864463596176,3970.860711498859,4302.8371268298879,4655.2440209276056,5028.0406387450112,5421.468872110865,5836.0772086657253,6272.7164891811062,6732.5096337952955,7216.7996504047842,{"$f":"IFERROR(IF(OR(D66=\"\",'Historical scenario - input'!$D51=\"\"),\"\",D66/'Historical scenario - input'!$D51),\"\")","v":0.29261854105344615},{"$f":"IFERROR(IF(OR(E66=\"\",'Historical scenario - input'!$D51=\"\"),\"\",E66/'Historical scenario - input'!$D51),\"\")","v":0.31009605105986504},{"$f":"IFERROR(IF(OR(F66=\"\",'Historical scenario - input'!$D51=\"\"),\"\",F66/'Historical scenario - input'!$D51),\"\")","v":0.33037322546356351},{"$f":"IFERROR(IF(OR(G66=\"\",'Historical scenario - input'!$D51=\"\"),\"\",G66/'Historical scenario - input'!$D51),\"\")","v":0.35378757750166567},{"$f":"IFERROR(IF(OR(H66=\"\",'Historical scenario - input'!$D51=\"\"),\"\",H66/'Historical scenario - input'!$D51),\"\")","v":0.38060971025978863},{"$f":"IFERROR(IF(OR(I66=\"\",'Historical scenario - input'!$D51=\"\"),\"\",I66/'Historical scenario - input'!$D51),\"\")","v":0.41103692549657722},{"$f":"IFERROR(IF(OR(J66=\"\",'Historical scenario - input'!$D51=\"\"),\"\",J66/'Historical scenario - input'!$D51),\"\")","v":0.44519266307227007},{"$f":"IFERROR(IF(OR(K66=\"\",'Historical scenario - input'!$D51=\"\"),\"\",K66/'Historical scenario - input'!$D51),\"\")","v":0.48313168267620343},{"$f":"IFERROR(IF(OR(L66=\"\",'Historical scenario - input'!$D51=\"\"),\"\",L66/'Historical scenario - input'!$D51),\"\")","v":0.52485040510975789},{"$f":"IFERROR(IF(OR(M66=\"\",'Historical scenario - input'!$D51=\"\"),\"\",M66/'Historical scenario - input'!$D51),\"\")","v":0.57030139446442407},{"$f":"IFERROR(IF(OR(N66=\"\",'Historical scenario - input'!$D51=\"\"),\"\",N66/'Historical scenario - input'!$D51),\"\")","v":0.61941062560163151},{"$f":"IFERROR(IF(OR(O66=\"\",'Historical scenario - input'!$D51=\"\"),\"\",O66/'Historical scenario - input'!$D51),\"\")","v":0.67209597410470634},{"$f":"IFERROR(IF(OR(P66=\"\",'Historical scenario - input'!$D51=\"\"),\"\",P66/'Historical scenario - input'!$D51),\"\")","v":0.7282853064566529},{"$f":"IFERROR(IF(OR(Q66=\"\",'Historical scenario - input'!$D51=\"\"),\"\",Q66/'Historical scenario - input'!$D51),\"\")","v":0.78793264036689137},{"$f":"IFERROR(IF(OR(R66=\"\",'Historical scenario - input'!$D51=\"\"),\"\",R66/'Historical scenario - input'!$D51),\"\")","v":0.85103107775840436},{"$f":"IFERROR(IF(OR(S66=\"\",'Historical scenario - input'!$D51=\"\"),\"\",S66/'Historical scenario - input'!$D51),\"\")","v":0.91762156051661403},{"$f":"IFERROR(IF(OR(T66=\"\",'Historical scenario - input'!$D51=\"\"),\"\",T66/'Historical scenario - input'!$D51),\"\")","v":0.98779692401446584},{"$f":"IFERROR(IF(OR(U66=\"\",'Historical scenario - input'!$D51=\"\"),\"\",U66/'Historical scenario - input'!$D51),\"\")","v":1.0617011790089934},{"$f":"IFERROR(IF(OR(V66=\"\",'Historical scenario - input'!$D51=\"\"),\"\",V66/'Historical scenario - input'!$D51),\"\")","v":1.1395243875947949},{"$f":"IFERROR(IF(OR(W66=\"\",'Historical scenario - input'!$D51=\"\"),\"\",W66/'Historical scenario - input'!$D51),\"\")","v":1.2214938632603058}]
[{"$f":"IFERROR('Historical scenario - input'!A52,\"\")","v":5},{"$f":"IFERROR('Historical scenario - input'!B52,\"\")","v":"TRANSFORMERS"},{"$f":"IFERROR('Historical scenario - input'!C52,\"\")","v":"ground outdoor / indoor chamber mounted ; > 33 kv & < = 66 kv ; > 15 mva and < = 40 mva"},{"$f":"IFERROR(repcalc('Historical scenario - input'!$CV52:$GH52,'Historical scenario - input'!$G52,'Historical scenario - input'!$E52,'Historical scenario - input'!$F52,20,TRUE,TRUE),\"\")","v":216.41626663869545},240.60141388362203,266.968541819385,295.54249659931554,326.23607428895184,358.8272552950225,392.94472623493846,428.06467481176907,463.52109310217315,498.53068773244848,532.23205069545349,563.73713353275991,592.19148338762,616.83836233084412,637.08099382027626,652.53692739531562,663.07896735397946,668.85825026380019,670.3067470048162,668.11848240108509,{"$f":"IFERROR(IF(OR(D67=\"\",'Historical scenario - input'!$D52=\"\"),\"\",D67/'Historical scenario - input'!$D52),\"\")","v":0.676357432117492},{"$f":"IFERROR(IF(OR(E67=\"\",'Historical scenario - input'!$D52=\"\"),\"\",E67/'Historical scenario - input'!$D52),\"\")","v":0.75194234234640345},{"$f":"IFERROR(IF(OR(F67=\"\",'Historical scenario - input'!$D52=\"\"),\"\",F67/'Historical scenario - input'!$D52),\"\")","v":0.83434651288280326},{"$f":"IFERROR(IF(OR(G67=\"\",'Historical scenario - input'!$D52=\"\"),\"\",G67/'Historical scenario - input'!$D52),\"\")","v":0.92364759445381128},{"$f":"IFERROR(IF(OR(H67=\"\",'Historical scenario - input'!$D52=\"\"),\"\",H67/'Historical scenario - input'!$D52),\"\")","v":1.0195730519579806},{"$f":"IFERROR(IF(OR(I67=\"\",'Historical scenario - input'!$D52=\"\"),\"\",I67/'Historical scenario - input'!$D52),\"\")","v":1.1214290161020406},{"$f":"IFERROR(IF(OR(J67=\"\",'Historical scenario - input'!$D52=\"\"),\"\",J67/'Historical scenario - input'!$D52),\"\")","v":1.2280550354566264},{"$f":"IFERROR(IF(OR(K67=\"\",'Historical scenario - input'!$D52=\"\"),\"\",K67/'Historical scenario - input'!$D52),\"\")","v":1.337814059602348},{"$f":"IFERROR(IF(OR(L67=\"\",'Historical scenario - input'!$D52=\"\"),\"\",L67/'Historical scenario - input'!$D52),\"\")","v":1.4486246395991731},{"$f":"IFERROR(IF(OR(M67=\"\",'Historical scenario - input'!$D52=\"\"),\"\",M67/'Historical scenario - input'!$D52),\"\")","v":1.5580387788012839},{"$f":"IFERROR(IF(OR(N67=\"\",'Historical scenario - input'!$D52=\"\"),\"\",N67/'Historical scenario - input'!$D52),\"\")","v":1.6633643519042163},{"$f":"IFERROR(IF(OR(O67=\"\",'Historical scenario - input'!$D52=\"\"),\"\",O67/'Historical scenario - input'!$D52),\"\")","v":1.7618259752260161},{"$f":"IFERROR(IF(OR(P67=\"\",'Historical scenario - input'!$D52=\"\"),\"\",P67/'Historical scenario - input'!$D52),\"\")","v":1.8507532601261651},{"$f":"IFERROR(IF(OR(Q67=\"\",'Historical scenario - input'!$D52=\"\"),\"\",Q67/'Historical scenario - input'!$D52),\"\")","v":1.9277812026679351},{"$f":"IFERROR(IF(OR(R67=\"\",'Historical scenario - input'!$D52=\"\"),\"\",R67/'Historical scenario - input'!$D52),\"\")","v":1.9910447200834276},{"$f":"IFERROR(IF(OR(S67=\"\",'Historical scenario - input'!$D52=\"\"),\"\",S67/'Historical scenario - input'!$D52),\"\")","v":2.0393485546618355},{"$f":"IFERROR(IF(OR(T67=\"\",'Historical scenario - input'!$D52=\"\"),\"\",T67/'Historical scenario - input'!$D52),\"\")","v":2.0722951865692494},{"$f":"IFERROR(IF(OR(U67=\"\",'Historical scenario - input'!$D52=\"\"),\"\",U67/'Historical scenario - input'!$D52),\"\")","v":2.0903569571056235},{"$f":"IFERROR(IF(OR(V67=\"\",'Historical scenario - input'!$D52=\"\"),\"\",V67/'Historical scenario - input'!$D52),\"\")","v":2.0948838882434742},{"$f":"IFERROR(IF(OR(W67=\"\",'Historical scenario - input'!$D52=\"\"),\"\",W67/'Historical scenario - input'!$D52),\"\")","v":2.0880449890647723}]
[{"$f":"IFERROR('Historical scenario - input'!A53,\"\")","v":5},{"$f":"IFERROR('Historical scenario - input'!B53,\"\")","v":"TRANSFORMERS"},{"$f":"IFERROR('Historical scenario - input'!C53,\"\")","v":"ground outdoor / indoor chamber mounted ; > 33 kv & < = 66 kv ; > 40 mva"},{"$f":"IFERROR(repcalc('Historical scenario - input'!$CV53:$GH53,'Historical scenario - input'!$G53,'Historical scenario - input'!$E53,'Historical scenario - input'!$F53,20,TRUE,TRUE),\"\")","v":6.8782372862310058E-6},1.4546719735834124E-5,3.0202421187248232E-5,6.1561955951467686E-5,1.2319207224213585E-4,2.4202440164929328E-4,4.6681908421008535E-4,8.8401339448277133E-4,1.643608716738666E-3,3.0003838089528341E-3,5.3777968554154631E-3,9.4643906925483395E-3,1.6355140138323117E-2,2.7752566844049181E-2,4.6243921092385412E-2,7.5670324504796438E-2,0.12160025329857664,0.19191174916473117,0.29747400658066475,0.45289870514252195,{"$f":"IFERROR(IF(OR(D68=\"\",'Historical scenario - input'!$D53=\"\"),\"\",D68/'Historical scenario - input'!$D53),\"\")","v":2.1496290369783975E-8},{"$f":"IFERROR(IF(OR(E68=\"\",'Historical scenario - input'!$D53=\"\"),\"\",E68/'Historical scenario - input'!$D53),\"\")","v":4.5462303546190205E-8},{"$f":"IFERROR(IF(OR(F68=\"\",'Historical scenario - input'!$D53=\"\"),\"\",F68/'Historical scenario - input'!$D53),\"\")","v":9.4390464983123708E-8},{"$f":"IFERROR(IF(OR(G68=\"\",'Historical scenario - input'!$D53=\"\"),\"\",G68/'Historical scenario - input'!$D53),\"\")","v":1.9239721251165848E-7},{"$f":"IFERROR(IF(OR(H68=\"\",'Historical scenario - input'!$D53=\"\"),\"\",H68/'Historical scenario - input'!$D53),\"\")","v":3.8500744390914251E-7},{"$f":"IFERROR(IF(OR(I68=\"\",'Historical scenario - input'!$D53=\"\"),\"\",I68/'Historical scenario - input'!$D53),\"\")","v":7.5638955126499561E-7},{"$f":"IFERROR(IF(OR(J68=\"\",'Historical scenario - input'!$D53=\"\"),\"\",J68/'Historical scenario - input'!$D53),\"\")","v":1.4589317243277799E-6},{"$f":"IFERROR(IF(OR(K68=\"\",'Historical scenario - input'!$D53=\"\"),\"\",K68/'Historical scenario - input'!$D53),\"\")","v":2.7627730518428963E-6},{"$f":"IFERROR(IF(OR(L68=\"\",'Historical scenario - input'!$D53=\"\"),\"\",L68/'Historical scenario - input'!$D53),\"\")","v":5.1367070891912483E-6},{"$f":"IFERROR(IF(OR(M68=\"\",'Historical scenario - input'!$D53=\"\"),\"\",M68/'Historical scenario - input'!$D53),\"\")","v":9.3769840867747034E-6},{"$f":"IFERROR(IF(OR(N68=\"\",'Historical scenario - input'!$D53=\"\"),\"\",N68/'Historical scenario - input'!$D53),\"\")","v":1.6807021616590306E-5},{"$f":"IFERROR(IF(OR(O68=\"\",'Historical scenario - input'!$D53=\"\"),\"\",O68/'Historical scenario - input'!$D53),\"\")","v":2.9578696115554028E-5},{"$f":"IFERROR(IF(OR(P68=\"\",'Historical scenario - input'!$D53=\"\"),\"\",P68/'Historical scenario - input'!$D53),\"\")","v":5.1114090256189938E-5},{"$f":"IFERROR(IF(OR(Q68=\"\",'Historical scenario - input'!$D53=\"\"),\"\",Q68/'Historical scenario - input'!$D53),\"\")","v":8.6734029455593333E-5},{"$f":"IFERROR(IF(OR(R68=\"\",'Historical scenario - input'!$D53=\"\"),\"\",R68/'Historical scenario - input'!$D53),\"\")","v":1.445243474849653E-4},{"$f":"IFERROR(IF(OR(S68=\"\",'Historical scenario - input'!$D53=\"\"),\"\",S68/'Historical scenario - input'!$D53),\"\")","v":2.3648955397149603E-4},{"$f":"IFERROR(IF(OR(T68=\"\",'Historical scenario - input'!$D53=\"\"),\"\",T68/'Historical scenario - input'!$D53),\"\")","v":3.8003259340560285E-4},{"$f":"IFERROR(IF(OR(U68=\"\",'Historical scenario - input'!$D53=\"\"),\"\",U68/'Historical scenario - input'!$D53),\"\")","v":5.9977440639864203E-4},{"$f":"IFERROR(IF(OR(V68=\"\",'Historical scenario - input'!$D53=\"\"),\"\",V68/'Historical scenario - input'!$D53),\"\")","v":9.2968406828909677E-4},{"$f":"IFERROR(IF(OR(W68=\"\",'Historical scenario - input'!$D53=\"\"),\"\",W68/'Historical scenario - input'!$D53),\"\")","v":1.415426899175437E-3}]
[{"$f":"IFERROR('Historical scenario - input'!A54,\"\")","v":5},{"$f":"IFERROR('Historical scenario - input'!B54,\"\")","v":"TRANSFORMERS"},{"$f":"IFERROR('Historical scenario - input'!C54,\"\")","v":"ground outdoor / indoor chamber mounted ; > 66 kv & < = 132 kv ; < = 100 mva"},{"$f":"IFERROR(repcalc('Historical scenario - input'!$CV54:$GH54,'Historical scenario - input'!$G54,'Historical scenario - input'!$E54,'Historical scenario - input'!$F54,20,TRUE,TRUE),\"\")","v":180.91534237796142},224.93328219663897,276.80121438839728,337.20045899884195,406.71568477332505,485.80278742132066,574.75966344925007,673.70193179851412,782.54535445010038,900.99618333690012,1028.5499598264475,1164.498494136318,1307.9439612923654,1457.8183867579871,1612.906372937859,1771.8688267470636,1933.2657338695335,2095.5766748741767,2257.2187158982874,2416.56239671512,{"$f":"IFERROR(IF(OR(D69=\"\",'Historical scenario - input'!$D54=\"\"),\"\",D69/'Historical scenario - input'!$D54),\"\")","v":3.062118822599184E-2},{"$f":"IFERROR(IF(OR(E69=\"\",'Historical scenario - input'!$D54=\"\"),\"\",E69/'Historical scenario - input'!$D54),\"\")","v":3.8071532695352343E-2},{"$f":"IFERROR(IF(OR(F69=\"\",'Historical scenario - input'!$D54=\"\"),\"\",F69/'Historical scenario - input'!$D54),\"\")","v":4.6850543329059045E-2},{"$f":"IFERROR(IF(OR(G69=\"\",'Historical scenario - input'!$D54=\"\"),\"\",G69/'Historical scenario - input'!$D54),\"\")","v":5.7073538314527175E-2},{"$f":"IFERROR(IF(OR(H69=\"\",'Historical scenario - input'!$D54=\"\"),\"\",H69/'Historical scenario - input'!$D54),\"\")","v":6.8839476929980228E-2},{"$f":"IFERROR(IF(OR(I69=\"\",'Historical scenario - input'!$D54=\"\"),\"\",I69/'Historical scenario - input'!$D54),\"\")","v":8.2225522715821883E-2},{"$f":"IFERROR(IF(OR(J69=\"\",'Historical scenario - input'!$D54=\"\"),\"\",J69/'Historical scenario - input'!$D54),\"\")","v":9.7282096741238944E-2},{"$f":"IFERROR(IF(OR(K69=\"\",'Historical scenario - input'!$D54=\"\"),\"\",K69/'Historical scenario - input'!$D54),\"\")","v":0.11402876832147349},{"$f":"IFERROR(IF(OR(L69=\"\",'Historical scenario - input'!$D54=\"\"),\"\",L69/'Historical scenario - input'!$D54),\"\")","v":0.13245127958208514},{"$f":"IFERROR(IF(OR(M69=\"\",'Historical scenario - input'!$D54=\"\"),\"\",M69/'Historical scenario - input'!$D54),\"\")","v":0.15249991160628262},{"$f":"IFERROR(IF(OR(N69=\"\",'Historical scenario - input'!$D54=\"\"),\"\",N69/'Historical scenario - input'!$D54),\"\")","v":0.17408928123897288},{"$f":"IFERROR(IF(OR(O69=\"\",'Historical scenario - input'!$D54=\"\"),\"\",O69/'Historical scenario - input'!$D54),\"\")","v":0.19709952240167797},{"$f":"IFERROR(IF(OR(P69=\"\",'Historical scenario - input'!$D54=\"\"),\"\",P69/'Historical scenario - input'!$D54),\"\")","v":0.22137867193214775},{"$f":"IFERROR(IF(OR(Q69=\"\",'Historical scenario - input'!$D54=\"\"),\"\",Q69/'Historical scenario - input'!$D54),\"\")","v":0.24674596766352538},{"$f":"IFERROR(IF(OR(R69=\"\",'Historical scenario - input'!$D54=\"\"),\"\",R69/'Historical scenario - input'!$D54),\"\")","v":0.27299569504420546},{"$f":"IFERROR(IF(OR(S69=\"\",'Historical scenario - input'!$D54=\"\"),\"\",S69/'Historical scenario - input'!$D54),\"\")","v":0.29990120319501745},{"$f":"IFERROR(IF(OR(T69=\"\",'Historical scenario - input'!$D54=\"\"),\"\",T69/'Historical scenario - input'!$D54),\"\")","v":0.32721875961190272},{"$f":"IFERROR(IF(OR(U69=\"\",'Historical scenario - input'!$D54=\"\"),\"\",U69/'Historical scenario - input'!$D54),\"\")","v":0.35469102266219493},{"$f":"IFERROR(IF(OR(V69=\"\",'Historical scenario - input'!$D54=\"\"),\"\",V69/'Historical scenario - input'!$D54),\"\")","v":0.38205006970803435},{"$f":"IFERROR(IF(OR(W69=\"\",'Historical scenario - input'!$D54=\"\"),\"\",W69/'Historical scenario - input'!$D54),\"\")","v":0.40902010319873167}]
[{"$f":"IFERROR('Historical scenario - input'!A55,\"\")","v":5},{"$f":"IFERROR('Historical scenario - input'!B55,\"\")","v":"TRANSFORMERS"},{"$f":"IFERROR('Historical scenario - input'!C55,\"\")","v":"ground outdoor / indoor chamber mounted ; > 66 kv & < = 132 kv ; > 100 mva"},{"$f":"IFERROR(repcalc('Historical scenario - input'!$CV55:$GH55,'Historical scenario - input'!$G55,'Historical scenario - input'!$E55,'Historical scenario - input'!$F55,20,TRUE,TRUE),\"\")","v":2.3092261040539288E-7},4.6358059920255843E-7,9.1969207955481709E-7,1.8030954905217722E-6,3.4934526329461339E-6,6.6888536043120193E-6,1.2656399232458528E-5,2.3666352659075956E-5,4.3733713300265211E-5,7.9866844310892425E-5,1.4413959035435408E-4,2.5707996128334541E-4,4.531303231247115E-4,7.8931426774411144E-4,1.3587854746250037E-3,2.3116835451060993E-3,3.8867365757021054E-3,6.4583869869897876E-3,1.0605925518399444E-2,1.7213227751062404E-2,{"$f":"IFERROR(IF(OR(D70=\"\",'Historical scenario - input'!$D55=\"\"),\"\",D70/'Historical scenario - input'!$D55),\"\")","v":3.9085268423991333E-11},{"$f":"IFERROR(IF(OR(E70=\"\",'Historical scenario - input'!$D55=\"\"),\"\",E70/'Historical scenario - input'!$D55),\"\")","v":7.8464261789600793E-11},{"$f":"IFERROR(IF(OR(F70=\"\",'Historical scenario - input'!$D55=\"\"),\"\",F70/'Historical scenario - input'!$D55),\"\")","v":1.5566432292495572E-10},{"$f":"IFERROR(IF(OR(G70=\"\",'Historical scenario - input'!$D55=\"\"),\"\",G70/'Historical scenario - input'!$D55),\"\")","v":3.0518653464643998E-10},{"$f":"IFERROR(IF(OR(H70=\"\",'Historical scenario - input'!$D55=\"\"),\"\",H70/'Historical scenario - input'!$D55),\"\")","v":5.9129131463347668E-10},{"$f":"IFERROR(IF(OR(I70=\"\",'Historical scenario - input'!$D55=\"\"),\"\",I70/'Historical scenario - input'!$D55),\"\")","v":1.1321352989833158E-9},{"$f":"IFERROR(IF(OR(J70=\"\",'Historical scenario - input'!$D55=\"\"),\"\",J70/'Historical scenario - input'!$D55),\"\")","v":2.1421841733618604E-9},{"$f":"IFERROR(IF(OR(K70=\"\",'Historical scenario - input'!$D55=\"\"),\"\",K70/'Historical scenario - input'!$D55),\"\")","v":4.0056958678621566E-9},{"$f":"IFERROR(IF(OR(L70=\"\",'Historical scenario - input'!$D55=\"\"),\"\",L70/'Historical scenario - input'!$D55),\"\")","v":7.4022371413432904E-9},{"$f":"IFERROR(IF(OR(M70=\"\",'Historical scenario - input'!$D55=\"\"),\"\",M70/'Historical scenario - input'!$D55),\"\")","v":1.3518022521000631E-8},{"$f":"IFERROR(IF(OR(N70=\"\",'Historical scenario - input'!$D55=\"\"),\"\",N70/'Historical scenario - input'!$D55),\"\")","v":2.4396634741110279E-8},{"$f":"IFERROR(IF(OR(O70=\"\",'Historical scenario - input'!$D55=\"\"),\"\",O70/'Historical scenario - input'!$D55),\"\")","v":4.3512583179053643E-8},{"$f":"IFERROR(IF(OR(P70=\"\",'Historical scenario - input'!$D55=\"\"),\"\",P70/'Historical scenario - input'!$D55),\"\")","v":7.6695479404496061E-8},{"$f":"IFERROR(IF(OR(Q70=\"\",'Historical scenario - input'!$D55=\"\"),\"\",Q70/'Historical scenario - input'!$D55),\"\")","v":1.3359696554402145E-7},{"$f":"IFERROR(IF(OR(R70=\"\",'Historical scenario - input'!$D55=\"\"),\"\",R70/'Historical scenario - input'!$D55),\"\")","v":2.2998395398832918E-7},{"$f":"IFERROR(IF(OR(S70=\"\",'Historical scenario - input'!$D55=\"\"),\"\",S70/'Historical scenario - input'!$D55),\"\")","v":3.9126862334172588E-7},{"$f":"IFERROR(IF(OR(T70=\"\",'Historical scenario - input'!$D55=\"\"),\"\",T70/'Historical scenario - input'!$D55),\"\")","v":6.5785737519583301E-7},{"$f":"IFERROR(IF(OR(U70=\"\",'Historical scenario - input'!$D55=\"\"),\"\",U70/'Historical scenario - input'!$D55),\"\")","v":1.0931272105809064E-6},{"$f":"IFERROR(IF(OR(V70=\"\",'Historical scenario - input'!$D55=\"\"),\"\",V70/'Historical scenario - input'!$D55),\"\")","v":1.7951271425685427E-6},{"$f":"IFERROR(IF(OR(W70=\"\",'Historical scenario - input'!$D55=\"\"),\"\",W70/'Historical scenario - input'!$D55),\"\")","v":2.9134593009860538E-6}]
[{"$f":"IFERROR('Historical scenario - input'!A56,\"\")","v":5},{"$f":"IFERROR('Historical scenario - input'!B56,\"\")","v":"TRANSFORMERS"},{"$f":"IFERROR('Historical scenario - input'!C56,\"\")","v":"kiosk mounted ; < = 22 kv ; < = 60 kva ; multiple phase"},{"$f":"IFERROR(repcalc('Historical scenario - input'!$CV56:$GH56,'Historical scenario - input'!$G56,'Historical scenario - input'!$E56,'Historical scenario - input'!$F56,20,TRUE,TRUE),\"\")","v":1511.8730052986998},1421.7543593306,1339.7283832116866,1266.127916218526,1201.1901682628961,1145.1081707942851,1098.0528011767326,1060.168057991202,1031.5449135686611,1012.180745265625,1001.9322025952707,1000.4695662358494,1007.2403080276856,1021.4487077391614,1042.0570101942872,1067.8116967714909,1097.2960267792655,1129.0071940811449,1161.4534653644309,1193.263832630812,{"$f":"IFERROR(IF(OR(D71=\"\",'Historical scenario - input'!$D56=\"\"),\"\",D71/'Historical scenario - input'!$D56),\"\")","v":6.2024389797049855},{"$f":"IFERROR(IF(OR(E71=\"\",'Historical scenario - input'!$D56=\"\"),\"\",E71/'Historical scenario - input'!$D56),\"\")","v":5.8327284282289087},{"$f":"IFERROR(IF(OR(F71=\"\",'Historical scenario - input'!$D56=\"\"),\"\",F71/'Historical scenario - input'!$D56),\"\")","v":5.4962179476229114},{"$f":"IFERROR(IF(OR(G71=\"\",'Historical scenario - input'!$D56=\"\"),\"\",G71/'Historical scenario - input'!$D56),\"\")","v":5.1942730066107012},{"$f":"IFERROR(IF(OR(H71=\"\",'Historical scenario - input'!$D56=\"\"),\"\",H71/'Historical scenario - input'!$D56),\"\")","v":4.9278667557135361},{"$f":"IFERROR(IF(OR(I71=\"\",'Historical scenario - input'!$D56=\"\"),\"\",I71/'Historical scenario - input'!$D56),\"\")","v":4.6977911038962681},{"$f":"IFERROR(IF(OR(J71=\"\",'Historical scenario - input'!$D56=\"\"),\"\",J71/'Historical scenario - input'!$D56),\"\")","v":4.5047470732816262},{"$f":"IFERROR(IF(OR(K71=\"\",'Historical scenario - input'!$D56=\"\"),\"\",K71/'Historical scenario - input'!$D56),\"\")","v":4.3493254161407719},{"$f":"IFERROR(IF(OR(L71=\"\",'Historical scenario - input'!$D56=\"\"),\"\",L71/'Historical scenario - input'!$D56),\"\")","v":4.2318993452565854},{"$f":"IFERROR(IF(OR(M71=\"\",'Historical scenario - input'!$D56=\"\"),\"\",M71/'Historical scenario - input'!$D56),\"\")","v":4.1524581012689064},{"$f":"IFERROR(IF(OR(N71=\"\",'Historical scenario - input'!$D56=\"\"),\"\",N71/'Historical scenario - input'!$D56),\"\")","v":4.1104135907042005},{"$f":"IFERROR(IF(OR(O71=\"\",'Historical scenario - input'!$D56=\"\"),\"\",O71/'Historical scenario - input'!$D56),\"\")","v":4.1044131444120753},{"$f":"IFERROR(IF(OR(P71=\"\",'Historical scenario - input'!$D56=\"\"),\"\",P71/'Historical scenario - input'!$D56),\"\")","v":4.1321900229356165},{"$f":"IFERROR(IF(OR(Q71=\"\",'Historical scenario - input'!$D56=\"\"),\"\",Q71/'Historical scenario - input'!$D56),\"\")","v":4.1904797945638057},{"$f":"IFERROR(IF(OR(R71=\"\",'Historical scenario - input'!$D56=\"\"),\"\",R71/'Historical scenario - input'!$D56),\"\")","v":4.2750250824320606},{"$f":"IFERROR(IF(OR(S71=\"\",'Historical scenario - input'!$D56=\"\"),\"\",S71/'Historical scenario - input'!$D56),\"\")","v":4.380683342998049},{"$f":"IFERROR(IF(OR(T71=\"\",'Historical scenario - input'!$D56=\"\"),\"\",T71/'Historical scenario - input'!$D56),\"\")","v":4.501642416339382},{"$f":"IFERROR(IF(OR(U71=\"\",'Historical scenario - input'!$D56=\"\"),\"\",U71/'Historical scenario - input'!$D56),\"\")","v":4.6317370601856505},{"$f":"IFERROR(IF(OR(V71=\"\",'Historical scenario - input'!$D56=\"\"),\"\",V71/'Historical scenario - input'!$D56),\"\")","v":4.7648474583792977},{"$f":"IFERROR(IF(OR(W71=\"\",'Historical scenario - input'!$D56=\"\"),\"\",W71/'Historical scenario - input'!$D56),\"\")","v":4.8953490687660466}]
[{"$f":"IFERROR('Historical scenario - input'!A57,\"\")","v":5},{"$f":"IFERROR('Historical scenario - input'!B57,\"\")","v":"TRANSFORMERS"},{"$f":"IFERROR('Historical scenario - input'!C57,\"\")","v":"kiosk mounted ; < = 22 kv ; < = 60 kva ; single phase"},{"$f":"IFERROR(repcalc('Historical scenario - input'!$CV57:$GH57,'Historical scenario - input'!$G57,'Historical scenario - input'!$E57,'Historical scenario - input'!$F57,20,TRUE,TRUE),\"\")","v":84.24269040447841},93.267390339607346,102.59777222742373,112.23457932160004,122.19443376361049,132.50887155836776,143.22229808115708,154.38914084470298,166.07046784217368,178.33027590119727,191.23156150780326,204.83220142210155,219.18062539836112,234.3112809085838,250.23997484750009,266.95931463739964,284.43462844086713,302.60087867071337,321.36115192917202,340.5872794618839,{"$f":"IFERROR(IF(OR(D72=\"\",'Historical scenario - input'!$D57=\"\"),\"\",D72/'Historical scenario - input'!$D57),\"\")","v":0.34560452160247679},{"$f":"IFERROR(IF(OR(E72=\"\",'Historical scenario - input'!$D57=\"\"),\"\",E72/'Historical scenario - input'!$D57),\"\")","v":0.38262823355553582},{"$f":"IFERROR(IF(OR(F72=\"\",'Historical scenario - input'!$D57=\"\"),\"\",F72/'Historical scenario - input'!$D57),\"\")","v":0.42090600167078318},{"$f":"IFERROR(IF(OR(G72=\"\",'Historical scenario - input'!$D57=\"\"),\"\",G72/'Historical scenario - input'!$D57),\"\")","v":0.46044087513656584},{"$f":"IFERROR(IF(OR(H72=\"\",'Historical scenario - input'!$D57=\"\"),\"\",H72/'Historical scenario - input'!$D57),\"\")","v":0.50130104606812409},{"$f":"IFERROR(IF(OR(I72=\"\",'Historical scenario - input'!$D57=\"\"),\"\",I72/'Historical scenario - input'!$D57),\"\")","v":0.54361589050792236},{"$f":"IFERROR(IF(OR(J72=\"\",'Historical scenario - input'!$D57=\"\"),\"\",J72/'Historical scenario - input'!$D57),\"\")","v":0.58756758091992578},{"$f":"IFERROR(IF(OR(K72=\"\",'Historical scenario - input'!$D57=\"\"),\"\",K72/'Historical scenario - input'!$D57),\"\")","v":0.63337940545420246},{"$f":"IFERROR(IF(OR(L72=\"\",'Historical scenario - input'!$D57=\"\"),\"\",L72/'Historical scenario - input'!$D57),\"\")","v":0.68130189474388858},{"$f":"IFERROR(IF(OR(M72=\"\",'Historical scenario - input'!$D57=\"\"),\"\",M72/'Historical scenario - input'!$D57),\"\")","v":0.73159759492669985},{"$f":"IFERROR(IF(OR(N72=\"\",'Historical scenario - input'!$D57=\"\"),\"\",N72/'Historical scenario - input'!$D57),\"\")","v":0.78452494825219332},{"$f":"IFERROR(IF(OR(O72=\"\",'Historical scenario - input'!$D57=\"\"),\"\",O72/'Historical scenario - input'!$D57),\"\")","v":0.84032139336215061},{"$f":"IFERROR(IF(OR(P72=\"\",'Historical scenario - input'!$D57=\"\"),\"\",P72/'Historical scenario - input'!$D57),\"\")","v":0.89918561268201558},{"$f":"IFERROR(IF(OR(Q72=\"\",'Historical scenario - input'!$D57=\"\"),\"\",Q72/'Historical scenario - input'!$D57),\"\")","v":0.96125892650942391},{"$f":"IFERROR(IF(OR(R72=\"\",'Historical scenario - input'!$D57=\"\"),\"\",R72/'Historical scenario - input'!$D57),\"\")","v":1.0266061824206476},{"$f":"IFERROR(IF(OR(S72=\"\",'Historical scenario - input'!$D57=\"\"),\"\",S72/'Historical scenario - input'!$D57),\"\")","v":1.0951970524635435},{"$f":"IFERROR(IF(OR(T72=\"\",'Historical scenario - input'!$D57=\"\"),\"\",T72/'Historical scenario - input'!$D57),\"\")","v":1.1668892958843384},{"$f":"IFERROR(IF(OR(U72=\"\",'Historical scenario - input'!$D57=\"\"),\"\",U72/'Historical scenario - input'!$D57),\"\")","v":1.2414160968430021},{"$f":"IFERROR(IF(OR(V72=\"\",'Historical scenario - input'!$D57=\"\"),\"\",V72/'Historical scenario - input'!$D57),\"\")","v":1.3183798694088018},{"$f":"IFERROR(IF(OR(W72=\"\",'Historical scenario - input'!$D57=\"\"),\"\",W72/'Historical scenario - input'!$D57),\"\")","v":1.3972548029645546}]
[{"$f":"IFERROR('Historical scenario - input'!A58,\"\")","v":5},{"$f":"IFERROR('Historical scenario - input'!B58,\"\")","v":"TRANSFORMERS"},{"$f":"IFERROR('Historical scenario - input'!C58,\"\")","v":"kiosk mounted ; < = 22 kv ; > 60 kva and < = 600 kva ; multiple phase"},{"$f":"IFERROR(repcalc('Historical scenario - input'!$CV58:$GH58,'Historical scenario - input'!$G58,'Historical scenario - input'!$E58,'Historical scenario - input'!$F58,20,TRUE,TRUE),\"\")","v":2855.4477709231792},2559.2352585030958,2424.3258023431813,2399.1748313215758,2449.888336748741,2555.0873677525078,2702.0778228018744,2884.0607326904942,3098.143139781806,3343.9491816429663,3622.6732328455905,3936.4551297570474,4287.9886453037316,4680.2981407861107,5116.6358064557153,5600.4647465772669,6135.5028440939304,6725.8097412772731,7375.9045267248639,8090.9042942981487,{"$f":"IFERROR(IF(OR(D73=\"\",'Historical scenario - input'!$D58=\"\"),\"\",D73/'Historical scenario - input'!$D58),\"\")","v":11.714436660231616},{"$f":"IFERROR(IF(OR(E73=\"\",'Historical scenario - input'!$D58=\"\"),\"\",E73/'Historical scenario - input'!$D58),\"\")","v":10.499228751318864},{"$f":"IFERROR(IF(OR(F73=\"\",'Historical scenario - input'!$D58=\"\"),\"\",F73/'Historical scenario - input'!$D58),\"\")","v":9.9457644942784817},{"$f":"IFERROR(IF(OR(G73=\"\",'Historical scenario - input'!$D58=\"\"),\"\",G73/'Historical scenario - input'!$D58),\"\")","v":9.842582968783212},{"$f":"IFERROR(IF(OR(H73=\"\",'Historical scenario - input'!$D58=\"\"),\"\",H73/'Historical scenario - input'!$D58),\"\")","v":10.050634453105326},{"$f":"IFERROR(IF(OR(I73=\"\",'Historical scenario - input'!$D58=\"\"),\"\",I73/'Historical scenario - input'!$D58),\"\")","v":10.482212084452772},{"$f":"IFERROR(IF(OR(J73=\"\",'Historical scenario - input'!$D58=\"\"),\"\",J73/'Historical scenario - input'!$D58),\"\")","v":11.085238479426099},{"$f":"IFERROR(IF(OR(K73=\"\",'Historical scenario - input'!$D58=\"\"),\"\",K73/'Historical scenario - input'!$D58),\"\")","v":11.831820956907606},{"$f":"IFERROR(IF(OR(L73=\"\",'Historical scenario - input'!$D58=\"\"),\"\",L73/'Historical scenario - input'!$D58),\"\")","v":12.710091196510094},{"$f":"IFERROR(IF(OR(M73=\"\",'Historical scenario - input'!$D58=\"\"),\"\",M73/'Historical scenario - input'!$D58),\"\")","v":13.718507227581066},{"$f":"IFERROR(IF(OR(N73=\"\",'Historical scenario - input'!$D58=\"\"),\"\",N73/'Historical scenario - input'!$D58),\"\")","v":14.861968955981258},{"$f":"IFERROR(IF(OR(O73=\"\",'Historical scenario - input'!$D58=\"\"),\"\",O73/'Historical scenario - input'!$D58),\"\")","v":16.149255032065987},{"$f":"IFERROR(IF(OR(P73=\"\",'Historical scenario - input'!$D58=\"\"),\"\",P73/'Historical scenario - input'!$D58),\"\")","v":17.591416623587168},{"$f":"IFERROR(IF(OR(Q73=\"\",'Historical scenario - input'!$D58=\"\"),\"\",Q73/'Historical scenario - input'!$D58),\"\")","v":19.20086113272275},{"$f":"IFERROR(IF(OR(R73=\"\",'Historical scenario - input'!$D58=\"\"),\"\",R73/'Historical scenario - input'!$D58),\"\")","v":20.990930626904866},{"$f":"IFERROR(IF(OR(S73=\"\",'Historical scenario - input'!$D58=\"\"),\"\",S73/'Historical scenario - input'!$D58),\"\")","v":22.97583244551123},{"$f":"IFERROR(IF(OR(T73=\"\",'Historical scenario - input'!$D58=\"\"),\"\",T73/'Historical scenario - input'!$D58),\"\")","v":25.170819154073378},{"$f":"IFERROR(IF(OR(U73=\"\",'Historical scenario - input'!$D58=\"\"),\"\",U73/'Historical scenario - input'!$D58),\"\")","v":27.592545381241049},{"$f":"IFERROR(IF(OR(V73=\"\",'Historical scenario - input'!$D58=\"\"),\"\",V73/'Historical scenario - input'!$D58),\"\")","v":30.259550628131112},{"$f":"IFERROR(IF(OR(W73=\"\",'Historical scenario - input'!$D58=\"\"),\"\",W73/'Historical scenario - input'!$D58),\"\")","v":33.192827704535013}]
[{"$f":"IFERROR('Historical scenario - input'!A59,\"\")","v":5},{"$f":"IFERROR('Historical scenario - input'!B59,\"\")","v":"TRANSFORMERS"},{"$f":"IFERROR('Historical scenario - input'!C59,\"\")","v":"kiosk mounted ; < = 22 kv ; > 600 kva ; multiple phase"},{"$f":"IFERROR(repcalc('Historical scenario - input'!$CV59:$GH59,'Historical scenario - input'!$G59,'Historical scenario - input'!$E59,'Historical scenario - input'!$F59,20,TRUE,TRUE),\"\")","v":1117.3847195148198},1081.6886859458773,1066.9543549405701,1069.7578052744086,1087.4761512158345,1118.1837162346931,1160.5309747023525,1213.6205469957108,1276.8925040287991,1350.0289169823034,1432.884972492491,1525.4511200755157,1627.8477446933941,1740.350918331914,1863.4450431118771,1997.8957994764,2144.8348674612766,2305.8464693878827,2483.04492387855,2679.132106014873,{"$f":"IFERROR(IF(OR(D74=\"\",'Historical scenario - input'!$D59=\"\"),\"\",D74/'Historical scenario - input'!$D59),\"\")","v":5.9119459671791477},{"$f":"IFERROR(IF(OR(E74=\"\",'Historical scenario - input'!$D59=\"\"),\"\",E74/'Historical scenario - input'!$D59),\"\")","v":5.7230826168786049},{"$f":"IFERROR(IF(OR(F74=\"\",'Historical scenario - input'!$D59=\"\"),\"\",F74/'Historical scenario - input'!$D59),\"\")","v":5.6451250725838049},{"$f":"IFERROR(IF(OR(G74=\"\",'Historical scenario - input'!$D59=\"\"),\"\",G74/'Historical scenario - input'!$D59),\"\")","v":5.6599577856197598},{"$f":"IFERROR(IF(OR(H74=\"\",'Historical scenario - input'!$D59=\"\"),\"\",H74/'Historical scenario - input'!$D59),\"\")","v":5.7537033881898232},{"$f":"IFERROR(IF(OR(I74=\"\",'Historical scenario - input'!$D59=\"\"),\"\",I74/'Historical scenario - input'!$D59),\"\")","v":5.9161733611584522},{"$f":"IFERROR(IF(OR(J74=\"\",'Historical scenario - input'!$D59=\"\"),\"\",J74/'Historical scenario - input'!$D59),\"\")","v":6.1402275293841271},{"$f":"IFERROR(IF(OR(K74=\"\",'Historical scenario - input'!$D59=\"\"),\"\",K74/'Historical scenario - input'!$D59),\"\")","v":6.4211179669724165},{"$f":"IFERROR(IF(OR(L74=\"\",'Historical scenario - input'!$D59=\"\"),\"\",L74/'Historical scenario - input'!$D59),\"\")","v":6.7558821575725165},{"$f":"IFERROR(IF(OR(M74=\"\",'Historical scenario - input'!$D59=\"\"),\"\",M74/'Historical scenario - input'!$D59),\"\")","v":7.1428379786635388},{"$f":"IFERROR(IF(OR(N74=\"\",'Historical scenario - input'!$D59=\"\"),\"\",N74/'Historical scenario - input'!$D59),\"\")","v":7.5812192404392666},{"$f":"IFERROR(IF(OR(O74=\"\",'Historical scenario - input'!$D59=\"\"),\"\",O74/'Historical scenario - input'!$D59),\"\")","v":8.0709754124570772},{"$f":"IFERROR(IF(OR(P74=\"\",'Historical scenario - input'!$D59=\"\"),\"\",P74/'Historical scenario - input'!$D59),\"\")","v":8.6127434368357161},{"$f":"IFERROR(IF(OR(Q74=\"\",'Historical scenario - input'!$D59=\"\"),\"\",Q74/'Historical scenario - input'!$D59),\"\")","v":9.2079839767062648},{"$f":"IFERROR(IF(OR(R74=\"\",'Historical scenario - input'!$D59=\"\"),\"\",R74/'Historical scenario - input'!$D59),\"\")","v":9.8592599444788824},{"$f":"IFERROR(IF(OR(S74=\"\",'Historical scenario - input'!$D59=\"\"),\"\",S74/'Historical scenario - input'!$D59),\"\")","v":10.570622461784978},{"$f":"IFERROR(IF(OR(T74=\"\",'Historical scenario - input'!$D59=\"\"),\"\",T74/'Historical scenario - input'!$D59),\"\")","v":11.348059109362771},{"$f":"IFERROR(IF(OR(U74=\"\",'Historical scenario - input'!$D59=\"\"),\"\",U74/'Historical scenario - input'!$D59),\"\")","v":12.199951813866887},{"$f":"IFERROR(IF(OR(V74=\"\",'Historical scenario - input'!$D59=\"\"),\"\",V74/'Historical scenario - input'!$D59),\"\")","v":13.137487176683869},{"$f":"IFERROR(IF(OR(W74=\"\",'Historical scenario - input'!$D59=\"\"),\"\",W74/'Historical scenario - input'!$D59),\"\")","v":14.174960488606121}]
[{"$f":"IFERROR('Historical scenario - input'!A60,\"\")","v":5},{"$f":"IFERROR('Historical scenario - input'!B60,\"\")","v":"TRANSFORMERS"},{"$f":"IFERROR('Historical scenario - input'!C60,\"\")","v":"kiosk mounted ; < = 22 kv ; > 600 kva ; single phase"},{"$f":"IFERROR(repcalc('Historical scenario - input'!$CV60:$GH60,'Historical scenario - input'!$G60,'Historical scenario - input'!$E60,'Historical scenario - input'!$F60,20,TRUE,TRUE),\"\")","v":2.5458213232899074},3.1623718616996901,3.8582854364146089,4.6235145350980567,5.4418510904528414,6.2909726053222359,7.1430867079890934,7.9662054810734002,8.7260026520089653,9.3881236279951175,9.9207437397059053,10.297117471616437,10.49784193277932,10.512577387679448,10.341025707706825,9.9930565257432136,9.4879772357237933,8.853049893031459,8.1214484052799349,7.3299090335089065,{"$f":"IFERROR(IF(OR(D75=\"\",'Historical scenario - input'!$D60=\"\"),\"\",D75/'Historical scenario - input'!$D60),\"\")","v":1.3469629432481988E-2},{"$f":"IFERROR(IF(OR(E75=\"\",'Historical scenario - input'!$D60=\"\"),\"\",E75/'Historical scenario - input'!$D60),\"\")","v":1.673172296701372E-2},{"$f":"IFERROR(IF(OR(F75=\"\",'Historical scenario - input'!$D60=\"\"),\"\",F75/'Historical scenario - input'!$D60),\"\")","v":2.0413716625677245E-2},{"$f":"IFERROR(IF(OR(G75=\"\",'Historical scenario - input'!$D60=\"\"),\"\",G75/'Historical scenario - input'!$D60),\"\")","v":2.4462450248859516E-2},{"$f":"IFERROR(IF(OR(H75=\"\",'Historical scenario - input'!$D60=\"\"),\"\",H75/'Historical scenario - input'!$D60),\"\")","v":2.8792168933687863E-2},{"$f":"IFERROR(IF(OR(I75=\"\",'Historical scenario - input'!$D60=\"\"),\"\",I75/'Historical scenario - input'!$D60),\"\")","v":3.328476707630152E-2},{"$f":"IFERROR(IF(OR(J75=\"\",'Historical scenario - input'!$D60=\"\"),\"\",J75/'Historical scenario - input'!$D60),\"\")","v":3.7793198635151917E-2},{"$f":"IFERROR(IF(OR(K75=\"\",'Historical scenario - input'!$D60=\"\"),\"\",K75/'Historical scenario - input'!$D60),\"\")","v":4.2148219449431694E-2},{"$f":"IFERROR(IF(OR(L75=\"\",'Historical scenario - input'!$D60=\"\"),\"\",L75/'Historical scenario - input'!$D60),\"\")","v":4.6168213406872834E-2},{"$f":"IFERROR(IF(OR(M75=\"\",'Historical scenario - input'!$D60=\"\"),\"\",M75/'Historical scenario - input'!$D60),\"\")","v":4.9671414556308399E-2},{"$f":"IFERROR(IF(OR(N75=\"\",'Historical scenario - input'!$D60=\"\"),\"\",N75/'Historical scenario - input'!$D60),\"\")","v":5.2489442462430431E-2},{"$f":"IFERROR(IF(OR(O75=\"\",'Historical scenario - input'!$D60=\"\"),\"\",O75/'Historical scenario - input'!$D60),\"\")","v":5.4480789871840858E-2},{"$f":"IFERROR(IF(OR(P75=\"\",'Historical scenario - input'!$D60=\"\"),\"\",P75/'Historical scenario - input'!$D60),\"\")","v":5.5542798460253791E-2},{"$f":"IFERROR(IF(OR(Q75=\"\",'Historical scenario - input'!$D60=\"\"),\"\",Q75/'Historical scenario - input'!$D60),\"\")","v":5.5620761950938707E-2},{"$f":"IFERROR(IF(OR(R75=\"\",'Historical scenario - input'!$D60=\"\"),\"\",R75/'Historical scenario - input'!$D60),\"\")","v":5.4713102981861939E-2},{"$f":"IFERROR(IF(OR(S75=\"\",'Historical scenario - input'!$D60=\"\"),\"\",S75/'Historical scenario - input'!$D60),\"\")","v":5.2872040574184084E-2},{"$f":"IFERROR(IF(OR(T75=\"\",'Historical scenario - input'!$D60=\"\"),\"\",T75/'Historical scenario - input'!$D60),\"\")","v":5.0199727789172512E-2},{"$f":"IFERROR(IF(OR(U75=\"\",'Historical scenario - input'!$D60=\"\"),\"\",U75/'Historical scenario - input'!$D60),\"\")","v":4.6840404829474623E-2},{"$f":"IFERROR(IF(OR(V75=\"\",'Historical scenario - input'!$D60=\"\"),\"\",V75/'Historical scenario - input'!$D60),\"\")","v":4.2969590785254537E-2},{"$f":"IFERROR(IF(OR(W75=\"\",'Historical scenario - input'!$D60=\"\"),\"\",W75/'Historical scenario - input'!$D60),\"\")","v":3.8781652723208056E-2}]
[{"$f":"IFERROR('Historical scenario - input'!A61,\"\")","v":5},{"$f":"IFERROR('Historical scenario - input'!B61,\"\")","v":"TRANSFORMERS"},{"$f":"IFERROR('Historical scenario - input'!C61,\"\")","v":"pole mounted ; < = 22 kv ; < = 60 kva ; multiple phase"},{"$f":"IFERROR(repcalc('Historical scenario - input'!$CV61:$GH61,'Historical scenario - input'!$G61,'Historical scenario - input'!$E61,'Historical scenario - input'!$F61,20,TRUE,TRUE),\"\")","v":4516.481644775623},4851.3027048708036,5182.2601399569212,5506.7448421261061,5823.4306727350513,6132.2361142794862,6434.1770852018199,6731.1222120989505,7025.474968017551,7319.8167231612024,7616.5493532835062,7917.5749292388473,8224.0434777693772,8536.1890931985035,8853.2617207895964,9173.5489918109342,9494.4717566873351,9812.7301466662648,10124.475017886463,10425.48246535784,{"$f":"IFERROR(IF(OR(D76=\"\",'Historical scenario - input'!$D61=\"\"),\"\",D76/'Historical scenario - input'!$D61),\"\")","v":228.95771893644311},{"$f":"IFERROR(IF(OR(E76=\"\",'Historical scenario - input'!$D61=\"\"),\"\",E76/'Historical scenario - input'!$D61),\"\")","v":245.93107833444921},{"$f":"IFERROR(IF(OR(F76=\"\",'Historical scenario - input'!$D61=\"\"),\"\",F76/'Historical scenario - input'!$D61),\"\")","v":262.70857581194377},{"$f":"IFERROR(IF(OR(G76=\"\",'Historical scenario - input'!$D61=\"\"),\"\",G76/'Historical scenario - input'!$D61),\"\")","v":279.15794571569734},{"$f":"IFERROR(IF(OR(H76=\"\",'Historical scenario - input'!$D61=\"\"),\"\",H76/'Historical scenario - input'!$D61),\"\")","v":295.21196100868303},{"$f":"IFERROR(IF(OR(I76=\"\",'Historical scenario - input'!$D61=\"\"),\"\",I76/'Historical scenario - input'!$D61),\"\")","v":310.86648925700661},{"$f":"IFERROR(IF(OR(J76=\"\",'Historical scenario - input'!$D61=\"\"),\"\",J76/'Historical scenario - input'!$D61),\"\")","v":326.17303124988717},{"$f":"IFERROR(IF(OR(K76=\"\",'Historical scenario - input'!$D61=\"\"),\"\",K76/'Historical scenario - input'!$D61),\"\")","v":341.2263148123929},{"$f":"IFERROR(IF(OR(L76=\"\",'Historical scenario - input'!$D61=\"\"),\"\",L76/'Historical scenario - input'!$D61),\"\")","v":356.14818118059475},{"$f":"IFERROR(IF(OR(M76=\"\",'Historical scenario - input'!$D61=\"\"),\"\",M76/'Historical scenario - input'!$D61),\"\")","v":371.0694898774637},{"$f":"IFERROR(IF(OR(N76=\"\",'Historical scenario - input'!$D61=\"\"),\"\",N76/'Historical scenario - input'!$D61),\"\")","v":386.11200116617931},{"$f":"IFERROR(IF(OR(O76=\"\",'Historical scenario - input'!$D61=\"\"),\"\",O76/'Historical scenario - input'!$D61),\"\")","v":401.37213828906312},{"$f":"IFERROR(IF(OR(P76=\"\",'Historical scenario - input'!$D61=\"\"),\"\",P76/'Historical scenario - input'!$D61),\"\")","v":416.90820049768053},{"$f":"IFERROR(IF(OR(Q76=\"\",'Historical scenario - input'!$D61=\"\"),\"\",Q76/'Historical scenario - input'!$D61),\"\")","v":432.73205492811638},{"$f":"IFERROR(IF(OR(R76=\"\",'Historical scenario - input'!$D61=\"\"),\"\",R76/'Historical scenario - input'!$D61),\"\")","v":448.80567843866817},{"$f":"IFERROR(IF(OR(S76=\"\",'Historical scenario - input'!$D61=\"\"),\"\",S76/'Historical scenario - input'!$D61),\"\")","v":465.04226451275304},{"$f":"IFERROR(IF(OR(T76=\"\",'Historical scenario - input'!$D61=\"\"),\"\",T76/'Historical scenario - input'!$D61),\"\")","v":481.31106619954204},{"$f":"IFERROR(IF(OR(U76=\"\",'Historical scenario - input'!$D61=\"\"),\"\",U76/'Historical scenario - input'!$D61),\"\")","v":497.4448005381393},{"$f":"IFERROR(IF(OR(V76=\"\",'Historical scenario - input'!$D61=\"\"),\"\",V76/'Historical scenario - input'!$D61),\"\")","v":513.24833971276996},{"$f":"IFERROR(IF(OR(W76=\"\",'Historical scenario - input'!$D61=\"\"),\"\",W76/'Historical scenario - input'!$D61),\"\")","v":528.50755783350507}]
[{"$f":"IFERROR('Historical scenario - input'!A62,\"\")","v":5},{"$f":"IFERROR('Historical scenario - input'!B62,\"\")","v":"TRANSFORMERS"},{"$f":"IFERROR('Historical scenario - input'!C62,\"\")","v":"pole mounted ; < = 22 kv ; < = 60 kva ; single phase"},{"$f":"IFERROR(repcalc('Historical scenario - input'!$CV62:$GH62,'Historical scenario - input'!$G62,'Historical scenario - input'!$E62,'Historical scenario - input'!$F62,20,TRUE,TRUE),\"\")","v":8707.1043142020881},8707.8788751292759,8696.8600706752059,8684.7543102611398,8680.7894775768291,8691.9959303885153,8722.7666138973509,8774.7183079704628,8846.8407847286635,8935.890967102112,9036.9680341541971,9144.194268977928,9251.4252515560456,9352.9204453859566,9443.9190501310295,9521.0833901420865,9582.7901774892398,9629.2661575291731,9662.5770497145841,9686.4864327923751,{"$f":"IFERROR(IF(OR(D77=\"\",'Historical scenario - input'!$D62=\"\"),\"\",D77/'Historical scenario - input'!$D62),\"\")","v":651.69407617151182},{"$f":"IFERROR(IF(OR(E77=\"\",'Historical scenario - input'!$D62=\"\"),\"\",E77/'Historical scenario - input'!$D62),\"\")","v":651.75204914963024},{"$f":"IFERROR(IF(OR(F77=\"\",'Historical scenario - input'!$D62=\"\"),\"\",F77/'Historical scenario - input'!$D62),\"\")","v":650.92733299485803},{"$f":"IFERROR(IF(OR(G77=\"\",'Historical scenario - input'!$D62=\"\"),\"\",G77/'Historical scenario - input'!$D62),\"\")","v":650.02126226632311},{"$f":"IFERROR(IF(OR(H77=\"\",'Historical scenario - input'!$D62=\"\"),\"\",H77/'Historical scenario - input'!$D62),\"\")","v":649.72450942173361},{"$f":"IFERROR(IF(OR(I77=\"\",'Historical scenario - input'!$D62=\"\"),\"\",I77/'Historical scenario - input'!$D62),\"\")","v":650.56327035174331},{"$f":"IFERROR(IF(OR(J77=\"\",'Historical scenario - input'!$D62=\"\"),\"\",J77/'Historical scenario - input'!$D62),\"\")","v":652.866340515925},{"$f":"IFERROR(IF(OR(K77=\"\",'Historical scenario - input'!$D62=\"\"),\"\",K77/'Historical scenario - input'!$D62),\"\")","v":656.75472981881865},{"$f":"IFERROR(IF(OR(L77=\"\",'Historical scenario - input'!$D62=\"\"),\"\",L77/'Historical scenario - input'!$D62),\"\")","v":662.15282649551432},{"$f":"IFERROR(IF(OR(M77=\"\",'Historical scenario - input'!$D62=\"\"),\"\",M77/'Historical scenario - input'!$D62),\"\")","v":668.81789840008662},{"$f":"IFERROR(IF(OR(N77=\"\",'Historical scenario - input'!$D62=\"\"),\"\",N77/'Historical scenario - input'!$D62),\"\")","v":676.3831374804538},{"$f":"IFERROR(IF(OR(O77=\"\",'Historical scenario - input'!$D62=\"\"),\"\",O77/'Historical scenario - input'!$D62),\"\")","v":684.40861868788829},{"$f":"IFERROR(IF(OR(P77=\"\",'Historical scenario - input'!$D62=\"\"),\"\",P77/'Historical scenario - input'!$D62),\"\")","v":692.43445524691811},{"$f":"IFERROR(IF(OR(Q77=\"\",'Historical scenario - input'!$D62=\"\"),\"\",Q77/'Historical scenario - input'!$D62),\"\")","v":700.03098954718439},{"$f":"IFERROR(IF(OR(R77=\"\",'Historical scenario - input'!$D62=\"\"),\"\",R77/'Historical scenario - input'!$D62),\"\")","v":706.84189355295211},{"$f":"IFERROR(IF(OR(S77=\"\",'Historical scenario - input'!$D62=\"\"),\"\",S77/'Historical scenario - input'!$D62),\"\")","v":712.61735476970443},{"$f":"IFERROR(IF(OR(T77=\"\",'Historical scenario - input'!$D62=\"\"),\"\",T77/'Historical scenario - input'!$D62),\"\")","v":717.2358761888313},{"$f":"IFERROR(IF(OR(U77=\"\",'Historical scenario - input'!$D62=\"\"),\"\",U77/'Historical scenario - input'!$D62),\"\")","v":720.71442884920168},{"$f":"IFERROR(IF(OR(V77=\"\",'Historical scenario - input'!$D62=\"\"),\"\",V77/'Historical scenario - input'!$D62),\"\")","v":723.20762409825966},{"$f":"IFERROR(IF(OR(W77=\"\",'Historical scenario - input'!$D62=\"\"),\"\",W77/'Historical scenario - input'!$D62),\"\")","v":724.99715167877764}]
[{"$f":"IFERROR('Historical scenario - input'!A63,\"\")","v":5},{"$f":"IFERROR('Historical scenario - input'!B63,\"\")","v":"TRANSFORMERS"},{"$f":"IFERROR('Historical scenario - input'!C63,\"\")","v":"pole mounted ; < = 22 kv ; > 60 kva and < = 600 kva ; multiple phase"},{"$f":"IFERROR(repcalc('Historical scenario - input'!$CV63:$GH63,'Historical scenario - input'!$G63,'Historical scenario - input'!$E63,'Historical scenario - input'!$F63,20,TRUE,TRUE),\"\")","v":14063.127536698836},13406.252523306219,12889.828421536797,12487.705235574384,12180.661556444024,11954.11366061948,11796.634570588099,11699.053736620735,11653.966533567635,11655.513279657867,11699.308151464231,11782.419908483631,11903.333016680226,12061.848892681799,12258.918764506509,12496.426886310053,12776.960615891299,13103.608774108581,13479.820758886985,13909.337906881352,{"$f":"IFERROR(IF(OR(D78=\"\",'Historical scenario - input'!$D63=\"\"),\"\",D78/'Historical scenario - input'!$D63),\"\")","v":368.80680067598189},{"$f":"IFERROR(IF(OR(E78=\"\",'Historical scenario - input'!$D63=\"\"),\"\",E78/'Historical scenario - input'!$D63),\"\")","v":351.58019361427904},{"$f":"IFERROR(IF(OR(F78=\"\",'Historical scenario - input'!$D63=\"\"),\"\",F78/'Historical scenario - input'!$D63),\"\")","v":338.03692450372552},{"$f":"IFERROR(IF(OR(G78=\"\",'Historical scenario - input'!$D63=\"\"),\"\",G78/'Historical scenario - input'!$D63),\"\")","v":327.49120732200936},{"$f":"IFERROR(IF(OR(H78=\"\",'Historical scenario - input'!$D63=\"\"),\"\",H78/'Historical scenario - input'!$D63),\"\")","v":319.43895886786265},{"$f":"IFERROR(IF(OR(I78=\"\",'Historical scenario - input'!$D63=\"\"),\"\",I78/'Historical scenario - input'!$D63),\"\")","v":313.4977196633622},{"$f":"IFERROR(IF(OR(J78=\"\",'Historical scenario - input'!$D63=\"\"),\"\",J78/'Historical scenario - input'!$D63),\"\")","v":309.36781618234238},{"$f":"IFERROR(IF(OR(K78=\"\",'Historical scenario - input'!$D63=\"\"),\"\",K78/'Historical scenario - input'!$D63),\"\")","v":306.80874992280064},{"$f":"IFERROR(IF(OR(L78=\"\",'Historical scenario - input'!$D63=\"\"),\"\",L78/'Historical scenario - input'!$D63),\"\")","v":305.6263339156892},{"$f":"IFERROR(IF(OR(M78=\"\",'Historical scenario - input'!$D63=\"\"),\"\",M78/'Historical scenario - input'!$D63),\"\")","v":305.66689747280043},{"$f":"IFERROR(IF(OR(N78=\"\",'Historical scenario - input'!$D63=\"\"),\"\",N78/'Historical scenario - input'!$D63),\"\")","v":306.81542197524624},{"$f":"IFERROR(IF(OR(O78=\"\",'Historical scenario - input'!$D63=\"\"),\"\",O78/'Historical scenario - input'!$D63),\"\")","v":308.99503537382316},{"$f":"IFERROR(IF(OR(P78=\"\",'Historical scenario - input'!$D63=\"\"),\"\",P78/'Historical scenario - input'!$D63),\"\")","v":312.16599265038946},{"$f":"IFERROR(IF(OR(Q78=\"\",'Historical scenario - input'!$D63=\"\"),\"\",Q78/'Historical scenario - input'!$D63),\"\")","v":316.32308593791959},{"$f":"IFERROR(IF(OR(R78=\"\",'Historical scenario - input'!$D63=\"\"),\"\",R78/'Historical scenario - input'!$D63),\"\")","v":321.49126127783819},{"$f":"IFERROR(IF(OR(S78=\"\",'Historical scenario - input'!$D63=\"\"),\"\",S78/'Historical scenario - input'!$D63),\"\")","v":327.71993340701727},{"$f":"IFERROR(IF(OR(T78=\"\",'Historical scenario - input'!$D63=\"\"),\"\",T78/'Historical scenario - input'!$D63),\"\")","v":335.07695601941737},{"$f":"IFERROR(IF(OR(U78=\"\",'Historical scenario - input'!$D63=\"\"),\"\",U78/'Historical scenario - input'!$D63),\"\")","v":343.64333372341258},{"$f":"IFERROR(IF(OR(V78=\"\",'Historical scenario - input'!$D63=\"\"),\"\",V78/'Historical scenario - input'!$D63),\"\")","v":353.5095272937977},{"$f":"IFERROR(IF(OR(W78=\"\",'Historical scenario - input'!$D63=\"\"),\"\",W78/'Historical scenario - input'!$D63),\"\")","v":364.7736536251486}]
[{"$f":"IFERROR('Historical scenario - input'!A64,\"\")","v":5},{"$f":"IFERROR('Historical scenario - input'!B64,\"\")","v":"TRANSFORMERS"},{"$f":"IFERROR('Historical scenario - input'!C64,\"\")","v":"pole mounted ; < = 22 kv ; > 60 kva and < = 600 kva ; single phase"},{"$f":"IFERROR(repcalc('Historical scenario - input'!$CV64:$GH64,'Historical scenario - input'!$G64,'Historical scenario - input'!$E64,'Historical scenario - input'!$F64,20,TRUE,TRUE),\"\")","v":1048.1492501043551},989.09575957146319,946.924362048543,918.18575568664016,899.63471256317621,888.27601260040103,881.43562112049131,876.84533347357626,872.72702470113052,867.86289014942815,861.64026417941773,854.06315404050417,845.72676592454786,837.7552581242436,831.70611491576142,829.44657252724369,833.00848442022982,844.42825212058654,865.57852899587169,897.99888223117659,{"$f":"IFERROR(IF(OR(D79=\"\",'Historical scenario - input'!$D64=\"\"),\"\",D79/'Historical scenario - input'!$D64),\"\")","v":14.125703718858325},{"$f":"IFERROR(IF(OR(E79=\"\",'Historical scenario - input'!$D64=\"\"),\"\",E79/'Historical scenario - input'!$D64),\"\")","v":13.329851304949729},{"$f":"IFERROR(IF(OR(F79=\"\",'Historical scenario - input'!$D64=\"\"),\"\",F79/'Historical scenario - input'!$D64),\"\")","v":12.761515577228073},{"$f":"IFERROR(IF(OR(G79=\"\",'Historical scenario - input'!$D64=\"\"),\"\",G79/'Historical scenario - input'!$D64),\"\")","v":12.37421096510273},{"$f":"IFERROR(IF(OR(H79=\"\",'Historical scenario - input'!$D64=\"\"),\"\",H79/'Historical scenario - input'!$D64),\"\")","v":12.124202162623764},{"$f":"IFERROR(IF(OR(I79=\"\",'Historical scenario - input'!$D64=\"\"),\"\",I79/'Historical scenario - input'!$D64),\"\")","v":11.971123170972914},{"$f":"IFERROR(IF(OR(J79=\"\",'Historical scenario - input'!$D64=\"\"),\"\",J79/'Historical scenario - input'!$D64),\"\")","v":11.878936544539142},{"$f":"IFERROR(IF(OR(K79=\"\",'Historical scenario - input'!$D64=\"\"),\"\",K79/'Historical scenario - input'!$D64),\"\")","v":11.817074130118485},{"$f":"IFERROR(IF(OR(L79=\"\",'Historical scenario - input'!$D64=\"\"),\"\",L79/'Historical scenario - input'!$D64),\"\")","v":11.761572483252305},{"$f":"IFERROR(IF(OR(M79=\"\",'Historical scenario - input'!$D64=\"\"),\"\",M79/'Historical scenario - input'!$D64),\"\")","v":11.696019487322413},{"$f":"IFERROR(IF(OR(N79=\"\",'Historical scenario - input'!$D64=\"\"),\"\",N79/'Historical scenario - input'!$D64),\"\")","v":11.612158366592814},{"$f":"IFERROR(IF(OR(O79=\"\",'Historical scenario - input'!$D64=\"\"),\"\",O79/'Historical scenario - input'!$D64),\"\")","v":11.510043125984863},{"$f":"IFERROR(IF(OR(P79=\"\",'Historical scenario - input'!$D64=\"\"),\"\",P79/'Historical scenario - input'!$D64),\"\")","v":11.397695243658289},{"$f":"IFERROR(IF(OR(Q79=\"\",'Historical scenario - input'!$D64=\"\"),\"\",Q79/'Historical scenario - input'!$D64),\"\")","v":11.290264782425353},{"$f":"IFERROR(IF(OR(R79=\"\",'Historical scenario - input'!$D64=\"\"),\"\",R79/'Historical scenario - input'!$D64),\"\")","v":11.208741655153682},{"$f":"IFERROR(IF(OR(S79=\"\",'Historical scenario - input'!$D64=\"\"),\"\",S79/'Historical scenario - input'!$D64),\"\")","v":11.178290241562321},{"$f":"IFERROR(IF(OR(T79=\"\",'Historical scenario - input'!$D64=\"\"),\"\",T79/'Historical scenario - input'!$D64),\"\")","v":11.226293435828778},{"$f":"IFERROR(IF(OR(U79=\"\",'Historical scenario - input'!$D64=\"\"),\"\",U79/'Historical scenario - input'!$D64),\"\")","v":11.380195425509509},{"$f":"IFERROR(IF(OR(V79=\"\",'Historical scenario - input'!$D64=\"\"),\"\",V79/'Historical scenario - input'!$D64),\"\")","v":11.665233596058554},{"$f":"IFERROR(IF(OR(W79=\"\",'Historical scenario - input'!$D64=\"\"),\"\",W79/'Historical scenario - input'!$D64),\"\")","v":12.102156395189548}]
[{"$f":"IFERROR('Historical scenario - input'!A65,\"\")","v":5},{"$f":"IFERROR('Historical scenario - input'!B65,\"\")","v":"TRANSFORMERS"},{"$f":"IFERROR('Historical scenario - input'!C65,\"\")","v":"pole mounted ; < = 22 kv ; > 600 kva ; multiple phase"},{"$f":"IFERROR(repcalc('Historical scenario - input'!$CV65:$GH65,'Historical scenario - input'!$G65,'Historical scenario - input'!$E65,'Historical scenario - input'!$F65,20,TRUE,TRUE),\"\")","v":1967.3059795971978},1746.6082107958969,1734.3361095931978,1839.1952701020643,2015.2261245867983,2236.7146045155455,2486.9105124867469,2752.8987042711224,3023.4530603083822,3288.4414936247449,3538.9849643014745,3767.8298909033024,3969.564632503228,4140.4907542715246,4278.1498074475248,4380.6699257546825,4446.1917062530965,4472.632492712065,4457.9518074898788,4400.9162870309019,{"$f":"IFERROR(IF(OR(D80=\"\",'Historical scenario - input'!$D65=\"\"),\"\",D80/'Historical scenario - input'!$D65),\"\")","v":32.158502850231955},{"$f":"IFERROR(IF(OR(E80=\"\",'Historical scenario - input'!$D65=\"\"),\"\",E80/'Historical scenario - input'!$D65),\"\")","v":28.550873990948137},{"$f":"IFERROR(IF(OR(F80=\"\",'Historical scenario - input'!$D65=\"\"),\"\",F80/'Historical scenario - input'!$D65),\"\")","v":28.350268490025428},{"$f":"IFERROR(IF(OR(G80=\"\",'Historical scenario - input'!$D65=\"\"),\"\",G80/'Historical scenario - input'!$D65),\"\")","v":30.064345327624302},{"$f":"IFERROR(IF(OR(H80=\"\",'Historical scenario - input'!$D65=\"\"),\"\",H80/'Historical scenario - input'!$D65),\"\")","v":32.94182793296622},{"$f":"IFERROR(IF(OR(I80=\"\",'Historical scenario - input'!$D65=\"\"),\"\",I80/'Historical scenario - input'!$D65),\"\")","v":36.562382125832819},{"$f":"IFERROR(IF(OR(J80=\"\",'Historical scenario - input'!$D65=\"\"),\"\",J80/'Historical scenario - input'!$D65),\"\")","v":40.652201352253122},{"$f":"IFERROR(IF(OR(K80=\"\",'Historical scenario - input'!$D65=\"\"),\"\",K80/'Historical scenario - input'!$D65),\"\")","v":45.000168629502618},{"$f":"IFERROR(IF(OR(L80=\"\",'Historical scenario - input'!$D65=\"\"),\"\",L80/'Historical scenario - input'!$D65),\"\")","v":49.422776561365019},{"$f":"IFERROR(IF(OR(M80=\"\",'Historical scenario - input'!$D65=\"\"),\"\",M80/'Historical scenario - input'!$D65),\"\")","v":53.754401319516532},{"$f":"IFERROR(IF(OR(N80=\"\",'Historical scenario - input'!$D65=\"\"),\"\",N80/'Historical scenario - input'!$D65),\"\")","v":57.849901968334919},{"$f":"IFERROR(IF(OR(O80=\"\",'Historical scenario - input'!$D65=\"\"),\"\",O80/'Historical scenario - input'!$D65),\"\")","v":61.590708076133573},{"$f":"IFERROR(IF(OR(P80=\"\",'Historical scenario - input'!$D65=\"\"),\"\",P80/'Historical scenario - input'!$D65),\"\")","v":64.888358431499398},{"$f":"IFERROR(IF(OR(Q80=\"\",'Historical scenario - input'!$D65=\"\"),\"\",Q80/'Historical scenario - input'!$D65),\"\")","v":67.68239669045407},{"$f":"IFERROR(IF(OR(R80=\"\",'Historical scenario - input'!$D65=\"\"),\"\",R80/'Historical scenario - input'!$D65),\"\")","v":69.932635900740522},{"$f":"IFERROR(IF(OR(S80=\"\",'Historical scenario - input'!$D65=\"\"),\"\",S80/'Historical scenario - input'!$D65),\"\")","v":71.608477661492898},{"$f":"IFERROR(IF(OR(T80=\"\",'Historical scenario - input'!$D65=\"\"),\"\",T80/'Historical scenario - input'!$D65),\"\")","v":72.679527303370136},{"$f":"IFERROR(IF(OR(U80=\"\",'Historical scenario - input'!$D65=\"\"),\"\",U80/'Historical scenario - input'!$D65),\"\")","v":73.111740754415109},{"$f":"IFERROR(IF(OR(V80=\"\",'Historical scenario - input'!$D65=\"\"),\"\",V80/'Historical scenario - input'!$D65),\"\")","v":72.871763413596113},{"$f":"IFERROR(IF(OR(W80=\"\",'Historical scenario - input'!$D65=\"\"),\"\",W80/'Historical scenario - input'!$D65),\"\")","v":71.939434143890949}]
[{"$f":"IFERROR('Historical scenario - input'!A66,\"\")","v":5},{"$f":"IFERROR('Historical scenario - input'!B66,\"\")","v":"TRANSFORMERS"},{"$f":"IFERROR('Historical scenario - input'!C66,\"\")","v":"pole mounted ; < = 22 kv ; > 600 kva ; single phase"},{"$f":"IFERROR(repcalc('Historical scenario - input'!$CV66:$GH66,'Historical scenario - input'!$G66,'Historical scenario - input'!$E66,'Historical scenario - input'!$F66,20,TRUE,TRUE),\"\")","v":1570.0012117406948},1208.5507807128504,1040.429970582082,983.94259800643613,997.40341153346981,1057.2103028863498,1148.8867908602247,1263.1824589291191,1394.108062466519,1537.6963062462014,1691.032959714549,1851.4094760180183,2015.5884197245641,2179.2435748557327,2336.664422875087,2480.8049482856472,2603.7132971618189,2697.3123399113338,2754.4273986707685,2769.8945389714645,{"$f":"IFERROR(IF(OR(D81=\"\",'Historical scenario - input'!$D66=\"\"),\"\",D81/'Historical scenario - input'!$D66),\"\")","v":25.66397345722919},{"$f":"IFERROR(IF(OR(E81=\"\",'Historical scenario - input'!$D66=\"\"),\"\",E81/'Historical scenario - input'!$D66),\"\")","v":19.755535808497783},{"$f":"IFERROR(IF(OR(F81=\"\",'Historical scenario - input'!$D66=\"\"),\"\",F81/'Historical scenario - input'!$D66),\"\")","v":17.007354484471822},{"$f":"IFERROR(IF(OR(G81=\"\",'Historical scenario - input'!$D66=\"\"),\"\",G81/'Historical scenario - input'!$D66),\"\")","v":16.083985496213089},{"$f":"IFERROR(IF(OR(H81=\"\",'Historical scenario - input'!$D66=\"\"),\"\",H81/'Historical scenario - input'!$D66),\"\")","v":16.304022244265969},{"$f":"IFERROR(IF(OR(I81=\"\",'Historical scenario - input'!$D66=\"\"),\"\",I81/'Historical scenario - input'!$D66),\"\")","v":17.281653637644286},{"$f":"IFERROR(IF(OR(J81=\"\",'Historical scenario - input'!$D66=\"\"),\"\",J81/'Historical scenario - input'!$D66),\"\")","v":18.780240349819451},{"$f":"IFERROR(IF(OR(K81=\"\",'Historical scenario - input'!$D66=\"\"),\"\",K81/'Historical scenario - input'!$D66),\"\")","v":20.6485707496057},{"$f":"IFERROR(IF(OR(L81=\"\",'Historical scenario - input'!$D66=\"\"),\"\",L81/'Historical scenario - input'!$D66),\"\")","v":22.788741845607692},{"$f":"IFERROR(IF(OR(M81=\"\",'Historical scenario - input'!$D66=\"\"),\"\",M81/'Historical scenario - input'!$D66),\"\")","v":25.135902376169472},{"$f":"IFERROR(IF(OR(N81=\"\",'Historical scenario - input'!$D66=\"\"),\"\",N81/'Historical scenario - input'!$D66),\"\")","v":27.642414966862919},{"$f":"IFERROR(IF(OR(O81=\"\",'Historical scenario - input'!$D66=\"\"),\"\",O81/'Historical scenario - input'!$D66),\"\")","v":30.264004445135829},{"$f":"IFERROR(IF(OR(P81=\"\",'Historical scenario - input'!$D66=\"\"),\"\",P81/'Historical scenario - input'!$D66),\"\")","v":32.94775017858602},{"$f":"IFERROR(IF(OR(Q81=\"\",'Historical scenario - input'!$D66=\"\"),\"\",Q81/'Historical scenario - input'!$D66),\"\")","v":35.622933819220506},{"$f":"IFERROR(IF(OR(R81=\"\",'Historical scenario - input'!$D66=\"\"),\"\",R81/'Historical scenario - input'!$D66),\"\")","v":38.196208562559036},{"$f":"IFERROR(IF(OR(S81=\"\",'Historical scenario - input'!$D66=\"\"),\"\",S81/'Historical scenario - input'!$D66),\"\")","v":40.552396946736323},{"$f":"IFERROR(IF(OR(T81=\"\",'Historical scenario - input'!$D66=\"\"),\"\",T81/'Historical scenario - input'!$D66),\"\")","v":42.561514251641249},{"$f":"IFERROR(IF(OR(U81=\"\",'Historical scenario - input'!$D66=\"\"),\"\",U81/'Historical scenario - input'!$D66),\"\")","v":44.091527942574857},{"$f":"IFERROR(IF(OR(V81=\"\",'Historical scenario - input'!$D66=\"\"),\"\",V81/'Historical scenario - input'!$D66),\"\")","v":45.025157382506976},{"$f":"IFERROR(IF(OR(W81=\"\",'Historical scenario - input'!$D66=\"\"),\"\",W81/'Historical scenario - input'!$D66),\"\")","v":45.277990485544009}]
[{"$f":"IFERROR('Historical scenario - input'!A67,\"\")","v":6},{"$f":"IFERROR('Historical scenario - input'!B67,\"\")","v":"UNDERGROUND CABLES"},{"$f":"IFERROR('Historical scenario - input'!C67,\"\")","v":"˂ = 1 kv"},{"$f":"IFERROR(repcalc('Historical scenario - input'!$CV67:$GH67,'Historical scenario - input'!$G67,'Historical scenario - input'!$E67,'Historical scenario - input'!$F67,20,TRUE,TRUE),\"\")","v":3007.2150881786483},3953.9092633013761,5402.6582600894653,7497.7238763209707,10401.667784604802,14270.251604982348,19221.922883746553,25303.945911835184,32460.015267859406,40506.173823673009,49122.308658009788,57864.888521624292,66202.92208688111,73574.041992261788,79452.464231184378,83416.906104535199,85205.655600112877,84748.36012458193,82169.185550676251,77762.332754751507,{"$f":"IFERROR(IF(OR(D82=\"\",'Historical scenario - input'!$D67=\"\"),\"\",D82/'Historical scenario - input'!$D67),\"\")","v":14.516918885364442},{"$f":"IFERROR(IF(OR(E82=\"\",'Historical scenario - input'!$D67=\"\"),\"\",E82/'Historical scenario - input'!$D67),\"\")","v":19.086955329890024},{"$f":"IFERROR(IF(OR(F82=\"\",'Historical scenario - input'!$D67=\"\"),\"\",F82/'Historical scenario - input'!$D67),\"\")","v":26.080592650446192},{"$f":"IFERROR(IF(OR(G82=\"\",'Historical scenario - input'!$D67=\"\"),\"\",G82/'Historical scenario - input'!$D67),\"\")","v":36.194234913650362},{"$f":"IFERROR(IF(OR(H82=\"\",'Historical scenario - input'!$D67=\"\"),\"\",H82/'Historical scenario - input'!$D67),\"\")","v":50.212626324999995},{"$f":"IFERROR(IF(OR(I82=\"\",'Historical scenario - input'!$D67=\"\"),\"\",I82/'Historical scenario - input'!$D67),\"\")","v":68.88768476774942},{"$f":"IFERROR(IF(OR(J82=\"\",'Historical scenario - input'!$D67=\"\"),\"\",J82/'Historical scenario - input'!$D67),\"\")","v":92.791199545718115},{"$f":"IFERROR(IF(OR(K82=\"\",'Historical scenario - input'!$D67=\"\"),\"\",K82/'Historical scenario - input'!$D67),\"\")","v":122.15133254876062},{"$f":"IFERROR(IF(OR(L82=\"\",'Historical scenario - input'!$D67=\"\"),\"\",L82/'Historical scenario - input'!$D67),\"\")","v":156.69627706829755},{"$f":"IFERROR(IF(OR(M82=\"\",'Historical scenario - input'!$D67=\"\"),\"\",M82/'Historical scenario - input'!$D67),\"\")","v":195.53800526814894},{"$f":"IFERROR(IF(OR(N82=\"\",'Historical scenario - input'!$D67=\"\"),\"\",N82/'Historical scenario - input'!$D67),\"\")","v":237.1312158725776},{"$f":"IFERROR(IF(OR(O82=\"\",'Historical scenario - input'!$D67=\"\"),\"\",O82/'Historical scenario - input'!$D67),\"\")","v":279.33482253437438},{"$f":"IFERROR(IF(OR(P82=\"\",'Historical scenario - input'!$D67=\"\"),\"\",P82/'Historical scenario - input'!$D67),\"\")","v":319.58553735889666},{"$f":"IFERROR(IF(OR(Q82=\"\",'Historical scenario - input'!$D67=\"\"),\"\",Q82/'Historical scenario - input'!$D67),\"\")","v":355.16860894607595},{"$f":"IFERROR(IF(OR(R82=\"\",'Historical scenario - input'!$D67=\"\"),\"\",R82/'Historical scenario - input'!$D67),\"\")","v":383.54588703031391},{"$f":"IFERROR(IF(OR(S82=\"\",'Historical scenario - input'!$D67=\"\"),\"\",S82/'Historical scenario - input'!$D67),\"\")","v":402.6836870923749},{"$f":"IFERROR(IF(OR(T82=\"\",'Historical scenario - input'!$D67=\"\"),\"\",T82/'Historical scenario - input'!$D67),\"\")","v":411.31863024480003},{"$f":"IFERROR(IF(OR(U82=\"\",'Historical scenario - input'!$D67=\"\"),\"\",U82/'Historical scenario - input'!$D67),\"\")","v":409.11109898073352},{"$f":"IFERROR(IF(OR(V82=\"\",'Historical scenario - input'!$D67=\"\"),\"\",V82/'Historical scenario - input'!$D67),\"\")","v":396.66048704154559},{"$f":"IFERROR(IF(OR(W82=\"\",'Historical scenario - input'!$D67=\"\"),\"\",W82/'Historical scenario - input'!$D67),\"\")","v":375.38700885581079}]
[{"$f":"IFERROR('Historical scenario - input'!A68,\"\")","v":6},{"$f":"IFERROR('Historical scenario - input'!B68,\"\")","v":"UNDERGROUND CABLES"},{"$f":"IFERROR('Historical scenario - input'!C68,\"\")","v":"> 1 kv & < = 11 kv"},{"$f":"IFERROR(repcalc('Historical scenario - input'!$CV68:$GH68,'Historical scenario - input'!$G68,'Historical scenario - input'!$E68,'Historical scenario - input'!$F68,20,TRUE,TRUE),\"\")","v":878.57493127457917},948.13122588598844,1039.5878114123079,1149.6405934296986,1275.9671962779857,1416.8549694697365,1570.946873250819,1737.0849334052007,1914.23116171726,2101.4478378510962,2297.921899351204,2503.0212269754866,2716.3733889725827,2937.9596166168653,3168.2182415219745,3408.1524682584045,3659.4372444069522,3924.5193077519825,4206.7035134018033,4510.2175822339732,{"$f":"IFERROR(IF(OR(D83=\"\",'Historical scenario - input'!$D68=\"\"),\"\",D83/'Historical scenario - input'!$D68),\"\")","v":2.1393120146189739},{"$f":"IFERROR(IF(OR(E83=\"\",'Historical scenario - input'!$D68=\"\"),\"\",E83/'Historical scenario - input'!$D68),\"\")","v":2.3086801714575622},{"$f":"IFERROR(IF(OR(F83=\"\",'Historical scenario - input'!$D68=\"\"),\"\",F83/'Historical scenario - input'!$D68),\"\")","v":2.5313750894068381},{"$f":"IFERROR(IF(OR(G83=\"\",'Historical scenario - input'!$D68=\"\"),\"\",G83/'Historical scenario - input'!$D68),\"\")","v":2.7993513660238931},{"$f":"IFERROR(IF(OR(H83=\"\",'Historical scenario - input'!$D68=\"\"),\"\",H83/'Historical scenario - input'!$D68),\"\")","v":3.1069540640058131},{"$f":"IFERROR(IF(OR(I83=\"\",'Historical scenario - input'!$D68=\"\"),\"\",I83/'Historical scenario - input'!$D68),\"\")","v":3.4500129143929619},{"$f":"IFERROR(IF(OR(J83=\"\",'Historical scenario - input'!$D68=\"\"),\"\",J83/'Historical scenario - input'!$D68),\"\")","v":3.8252235530986951},{"$f":"IFERROR(IF(OR(K83=\"\",'Historical scenario - input'!$D68=\"\"),\"\",K83/'Historical scenario - input'!$D68),\"\")","v":4.229766336556148},{"$f":"IFERROR(IF(OR(L83=\"\",'Historical scenario - input'!$D68=\"\"),\"\",L83/'Historical scenario - input'!$D68),\"\")","v":4.661113784658995},{"$f":"IFERROR(IF(OR(M83=\"\",'Historical scenario - input'!$D68=\"\"),\"\",M83/'Historical scenario - input'!$D68),\"\")","v":5.1169825675402736},{"$f":"IFERROR(IF(OR(N83=\"\",'Historical scenario - input'!$D68=\"\"),\"\",N83/'Historical scenario - input'!$D68),\"\")","v":5.5953928947259088},{"$f":"IFERROR(IF(OR(O83=\"\",'Historical scenario - input'!$D68=\"\"),\"\",O83/'Historical scenario - input'!$D68),\"\")","v":6.0948055687710916},{"$f":"IFERROR(IF(OR(P83=\"\",'Historical scenario - input'!$D68=\"\"),\"\",P83/'Historical scenario - input'!$D68),\"\")","v":6.6143137259673903},{"$f":"IFERROR(IF(OR(Q83=\"\",'Historical scenario - input'!$D68=\"\"),\"\",Q83/'Historical scenario - input'!$D68),\"\")","v":7.1538716648512137},{"$f":"IFERROR(IF(OR(R83=\"\",'Historical scenario - input'!$D68=\"\"),\"\",R83/'Historical scenario - input'!$D68),\"\")","v":7.7145467139497796},{"$f":"IFERROR(IF(OR(S83=\"\",'Historical scenario - input'!$D68=\"\"),\"\",S83/'Historical scenario - input'!$D68),\"\")","v":8.2987816559039107},{"$f":"IFERROR(IF(OR(T83=\"\",'Historical scenario - input'!$D68=\"\"),\"\",T83/'Historical scenario - input'!$D68),\"\")","v":8.910654953865583},{"$f":"IFERROR(IF(OR(U83=\"\",'Historical scenario - input'!$D68=\"\"),\"\",U83/'Historical scenario - input'!$D68),\"\")","v":9.5561243643702856},{"$f":"IFERROR(IF(OR(V83=\"\",'Historical scenario - input'!$D68=\"\"),\"\",V83/'Historical scenario - input'!$D68),\"\")","v":10.243237142112068},{"$f":"IFERROR(IF(OR(W83=\"\",'Historical scenario - input'!$D68=\"\"),\"\",W83/'Historical scenario - input'!$D68),\"\")","v":10.982287701085534}]
[{"$f":"IFERROR('Historical scenario - input'!A69,\"\")","v":6},{"$f":"IFERROR('Historical scenario - input'!B69,\"\")","v":"UNDERGROUND CABLES"},{"$f":"IFERROR('Historical scenario - input'!C69,\"\")","v":"> 11 kv & < = 22 kv"},{"$f":"IFERROR(repcalc('Historical scenario - input'!$CV69:$GH69,'Historical scenario - input'!$G69,'Historical scenario - input'!$E69,'Historical scenario - input'!$F69,20,TRUE,TRUE),\"\")","v":1092.352535684942},1218.4306830765358,1354.4280561816797,1502.1385301271889,1664.1108148766903,1843.8132094074365,2045.7927862323816,2275.8131173856773,2540.9506859873864,2849.6272122679466,3211.5540759837236,3637.566631625059,4139.3311225761108,4728.9154308722491,5418.2269266851208,6218.3355285932594,7138.7164823753101,8186.4635056888847,9365.536649074551,10676.118209038348,{"$f":"IFERROR(IF(OR(D84=\"\",'Historical scenario - input'!$D69=\"\"),\"\",D84/'Historical scenario - input'!$D69),\"\")","v":0.33299811402834972},{"$f":"IFERROR(IF(OR(E84=\"\",'Historical scenario - input'!$D69=\"\"),\"\",E84/'Historical scenario - input'!$D69),\"\")","v":0.37143239593832283},{"$f":"IFERROR(IF(OR(F84=\"\",'Historical scenario - input'!$D69=\"\"),\"\",F84/'Historical scenario - input'!$D69),\"\")","v":0.41289050335089572},{"$f":"IFERROR(IF(OR(G84=\"\",'Historical scenario - input'!$D69=\"\"),\"\",G84/'Historical scenario - input'!$D69),\"\")","v":0.45791928997356435},{"$f":"IFERROR(IF(OR(H84=\"\",'Historical scenario - input'!$D69=\"\"),\"\",H84/'Historical scenario - input'!$D69),\"\")","v":0.50729571707420429},{"$f":"IFERROR(IF(OR(I84=\"\",'Historical scenario - input'!$D69=\"\"),\"\",I84/'Historical scenario - input'!$D69),\"\")","v":0.56207707795381712},{"$f":"IFERROR(IF(OR(J84=\"\",'Historical scenario - input'!$D69=\"\"),\"\",J84/'Historical scenario - input'!$D69),\"\")","v":0.62364952453835987},{"$f":"IFERROR(IF(OR(K84=\"\",'Historical scenario - input'!$D69=\"\"),\"\",K84/'Historical scenario - input'!$D69),\"\")","v":0.69377005244485246},{"$f":"IFERROR(IF(OR(L84=\"\",'Historical scenario - input'!$D69=\"\"),\"\",L84/'Historical scenario - input'!$D69),\"\")","v":0.77459589155646336},{"$f":"IFERROR(IF(OR(M84=\"\",'Historical scenario - input'!$D69=\"\"),\"\",M84/'Historical scenario - input'!$D69),\"\")","v":0.86869436044663428},{"$f":"IFERROR(IF(OR(N84=\"\",'Historical scenario - input'!$D69=\"\"),\"\",N84/'Historical scenario - input'!$D69),\"\")","v":0.97902592383516851},{"$f":"IFERROR(IF(OR(O84=\"\",'Historical scenario - input'!$D69=\"\"),\"\",O84/'Historical scenario - input'!$D69),\"\")","v":1.1088936844221939},{"$f":"IFERROR(IF(OR(P84=\"\",'Historical scenario - input'!$D69=\"\"),\"\",P84/'Historical scenario - input'!$D69),\"\")","v":1.2618540371606313},{"$f":"IFERROR(IF(OR(Q84=\"\",'Historical scenario - input'!$D69=\"\"),\"\",Q84/'Historical scenario - input'!$D69),\"\")","v":1.4415858145032061},{"$f":"IFERROR(IF(OR(R84=\"\",'Historical scenario - input'!$D69=\"\"),\"\",R84/'Historical scenario - input'!$D69),\"\")","v":1.6517189176774647},{"$f":"IFERROR(IF(OR(S84=\"\",'Historical scenario - input'!$D69=\"\"),\"\",S84/'Historical scenario - input'!$D69),\"\")","v":1.8956279550526618},{"$f":"IFERROR(IF(OR(T84=\"\",'Historical scenario - input'!$D69=\"\"),\"\",T84/'Historical scenario - input'!$D69),\"\")","v":2.1762014071066362},{"$f":"IFERROR(IF(OR(U84=\"\",'Historical scenario - input'!$D69=\"\"),\"\",U84/'Historical scenario - input'!$D69),\"\")","v":2.4956017575836613},{"$f":"IFERROR(IF(OR(V84=\"\",'Historical scenario - input'!$D69=\"\"),\"\",V84/'Historical scenario - input'!$D69),\"\")","v":2.8550362077474203},{"$f":"IFERROR(IF(OR(W84=\"\",'Historical scenario - input'!$D69=\"\"),\"\",W84/'Historical scenario - input'!$D69),\"\")","v":3.2545603297604901}]
[{"$f":"IFERROR('Historical scenario - input'!A70,\"\")","v":6},{"$f":"IFERROR('Historical scenario - input'!B70,\"\")","v":"UNDERGROUND CABLES"},{"$f":"IFERROR('Historical scenario - input'!C70,\"\")","v":"> 22 kv & < = 33 kv"},{"$f":"IFERROR(repcalc('Historical scenario - input'!$CV70:$GH70,'Historical scenario - input'!$G70,'Historical scenario - input'!$E70,'Historical scenario - input'!$F70,20,TRUE,TRUE),\"\")","v":107.60467875388517},120.20324548113274,133.50183739092734,147.22000788752226,161.02742277802889,174.55567226180764,187.41437108750304,199.21100638741257,209.57338704533831,218.17299638073183,224.74717587728998,229.11797428398307,231.20573800948074,231.03608458794099,228.73971299823936,224.54543049805574,218.7676548632225,211.79032719382278,204.04952308455017,196.01701716158206,{"$f":"IFERROR(IF(OR(D85=\"\",'Historical scenario - input'!$D70=\"\"),\"\",D85/'Historical scenario - input'!$D70),\"\")","v":0.26201519516775024},{"$f":"IFERROR(IF(OR(E85=\"\",'Historical scenario - input'!$D70=\"\"),\"\",E85/'Historical scenario - input'!$D70),\"\")","v":0.29269244784952092},{"$f":"IFERROR(IF(OR(F85=\"\",'Historical scenario - input'!$D70=\"\"),\"\",F85/'Historical scenario - input'!$D70),\"\")","v":0.3250742475542599},{"$f":"IFERROR(IF(OR(G85=\"\",'Historical scenario - input'!$D70=\"\"),\"\",G85/'Historical scenario - input'!$D70),\"\")","v":0.35847771254885258},{"$f":"IFERROR(IF(OR(H85=\"\",'Historical scenario - input'!$D70=\"\"),\"\",H85/'Historical scenario - input'!$D70),\"\")","v":0.39209848581999224},{"$f":"IFERROR(IF(OR(I85=\"\",'Historical scenario - input'!$D70=\"\"),\"\",I85/'Historical scenario - input'!$D70),\"\")","v":0.42503949702711252},{"$f":"IFERROR(IF(OR(J85=\"\",'Historical scenario - input'!$D70=\"\"),\"\",J85/'Historical scenario - input'!$D70),\"\")","v":0.45635016605595574},{"$f":"IFERROR(IF(OR(K85=\"\",'Historical scenario - input'!$D70=\"\"),\"\",K85/'Historical scenario - input'!$D70),\"\")","v":0.48507473208991148},{"$f":"IFERROR(IF(OR(L85=\"\",'Historical scenario - input'!$D70=\"\"),\"\",L85/'Historical scenario - input'!$D70),\"\")","v":0.51030691736225398},{"$f":"IFERROR(IF(OR(M85=\"\",'Historical scenario - input'!$D70=\"\"),\"\",M85/'Historical scenario - input'!$D70),\"\")","v":0.53124679046510637},{"$f":"IFERROR(IF(OR(N85=\"\",'Historical scenario - input'!$D70=\"\"),\"\",N85/'Historical scenario - input'!$D70),\"\")","v":0.5472547832755148},{"$f":"IFERROR(IF(OR(O85=\"\",'Historical scenario - input'!$D70=\"\"),\"\",O85/'Historical scenario - input'!$D70),\"\")","v":0.55789758813150003},{"$f":"IFERROR(IF(OR(P85=\"\",'Historical scenario - input'!$D70=\"\"),\"\",P85/'Historical scenario - input'!$D70),\"\")","v":0.56298125016492873},{"$f":"IFERROR(IF(OR(Q85=\"\",'Historical scenario - input'!$D70=\"\"),\"\",Q85/'Historical scenario - input'!$D70),\"\")","v":0.56256814754829176},{"$f":"IFERROR(IF(OR(R85=\"\",'Historical scenario - input'!$D70=\"\"),\"\",R85/'Historical scenario - input'!$D70),\"\")","v":0.55697652962590072},{"$f":"IFERROR(IF(OR(S85=\"\",'Historical scenario - input'!$D70=\"\"),\"\",S85/'Historical scenario - input'!$D70),\"\")","v":0.54676353739730199},{"$f":"IFERROR(IF(OR(T85=\"\",'Historical scenario - input'!$D70=\"\"),\"\",T85/'Historical scenario - input'!$D70),\"\")","v":0.53269477172532942},{"$f":"IFERROR(IF(OR(U85=\"\",'Historical scenario - input'!$D70=\"\"),\"\",U85/'Historical scenario - input'!$D70),\"\")","v":0.51570512134750046},{"$f":"IFERROR(IF(OR(V85=\"\",'Historical scenario - input'!$D70=\"\"),\"\",V85/'Historical scenario - input'!$D70),\"\")","v":0.49685642143097236},{"$f":"IFERROR(IF(OR(W85=\"\",'Historical scenario - input'!$D70=\"\"),\"\",W85/'Historical scenario - input'!$D70),\"\")","v":0.47729743355548826}]
[{"$f":"IFERROR('Historical scenario - input'!A71,\"\")","v":6},{"$f":"IFERROR('Historical scenario - input'!B71,\"\")","v":"UNDERGROUND CABLES"},{"$f":"IFERROR('Historical scenario - input'!C71,\"\")","v":"> 33 kv & < = 66 kv"},{"$f":"IFERROR(repcalc('Historical scenario - input'!$CV71:$GH71,'Historical scenario - input'!$G71,'Historical scenario - input'!$E71,'Historical scenario - input'!$F71,20,TRUE,TRUE),\"\")","v":9.7484381277277539},11.237526788364413,12.743503420560799,14.222423784310159,15.630226027625442,16.926815244184628,18.080259936334297,19.070622718206327,19.892950465138689,20.559026223191282,21.097631415113693,21.553264061601322,21.983477988976929,22.455214363093148,23.040655572243157,23.813214356391697,24.844262168786585,26.201099415922922,27.946491279569099,30.139863527920738,{"$f":"IFERROR(IF(OR(D86=\"\",'Historical scenario - input'!$D71=\"\"),\"\",D86/'Historical scenario - input'!$D71),\"\")","v":2.3737247749788033E-2},{"$f":"IFERROR(IF(OR(E86=\"\",'Historical scenario - input'!$D71=\"\"),\"\",E86/'Historical scenario - input'!$D71),\"\")","v":2.7363148226952096E-2},{"$f":"IFERROR(IF(OR(F86=\"\",'Historical scenario - input'!$D71=\"\"),\"\",F86/'Historical scenario - input'!$D71),\"\")","v":3.1030170569962996E-2},{"$f":"IFERROR(IF(OR(G86=\"\",'Historical scenario - input'!$D71=\"\"),\"\",G86/'Historical scenario - input'!$D71),\"\")","v":3.4631311451872447E-2},{"$f":"IFERROR(IF(OR(H86=\"\",'Historical scenario - input'!$D71=\"\"),\"\",H86/'Historical scenario - input'!$D71),\"\")","v":3.8059281162962096E-2},{"$f":"IFERROR(IF(OR(I86=\"\",'Historical scenario - input'!$D71=\"\"),\"\",I86/'Historical scenario - input'!$D71),\"\")","v":4.1216449425191481E-2},{"$f":"IFERROR(IF(OR(J86=\"\",'Historical scenario - input'!$D71=\"\"),\"\",J86/'Historical scenario - input'!$D71),\"\")","v":4.4025063693907837E-2},{"$f":"IFERROR(IF(OR(K86=\"\",'Historical scenario - input'!$D71=\"\"),\"\",K86/'Historical scenario - input'!$D71),\"\")","v":4.6436576841701202E-2},{"$f":"IFERROR(IF(OR(L86=\"\",'Historical scenario - input'!$D71=\"\"),\"\",L86/'Historical scenario - input'!$D71),\"\")","v":4.843892811117665E-2},{"$f":"IFERROR(IF(OR(M86=\"\",'Historical scenario - input'!$D71=\"\"),\"\",M86/'Historical scenario - input'!$D71),\"\")","v":5.0060808978846225E-2},{"$f":"IFERROR(IF(OR(N86=\"\",'Historical scenario - input'!$D71=\"\"),\"\",N86/'Historical scenario - input'!$D71),\"\")","v":5.1372301621305495E-2},{"$f":"IFERROR(IF(OR(O86=\"\",'Historical scenario - input'!$D71=\"\"),\"\",O86/'Historical scenario - input'!$D71),\"\")","v":5.2481757810169817E-2},{"$f":"IFERROR(IF(OR(P86=\"\",'Historical scenario - input'!$D71=\"\"),\"\",P86/'Historical scenario - input'!$D71),\"\")","v":5.3529319937119936E-2},{"$f":"IFERROR(IF(OR(Q86=\"\",'Historical scenario - input'!$D71=\"\"),\"\",Q86/'Historical scenario - input'!$D71),\"\")","v":5.4677988373875296E-2},{"$f":"IFERROR(IF(OR(R86=\"\",'Historical scenario - input'!$D71=\"\"),\"\",R86/'Historical scenario - input'!$D71),\"\")","v":5.6103525761757179E-2},{"$f":"IFERROR(IF(OR(S86=\"\",'Historical scenario - input'!$D71=\"\"),\"\",S86/'Historical scenario - input'!$D71),\"\")","v":5.7984690623279815E-2},{"$f":"IFERROR(IF(OR(T86=\"\",'Historical scenario - input'!$D71=\"\"),\"\",T86/'Historical scenario - input'!$D71),\"\")","v":6.0495270989490653E-2},{"$f":"IFERROR(IF(OR(U86=\"\",'Historical scenario - input'!$D71=\"\"),\"\",U86/'Historical scenario - input'!$D71),\"\")","v":6.3799141975736814E-2},{"$f":"IFERROR(IF(OR(V86=\"\",'Historical scenario - input'!$D71=\"\"),\"\",V86/'Historical scenario - input'!$D71),\"\")","v":6.8049135517778261E-2},{"$f":"IFERROR(IF(OR(W86=\"\",'Historical scenario - input'!$D71=\"\"),\"\",W86/'Historical scenario - input'!$D71),\"\")","v":7.3389952147525708E-2}]
[{"$f":"IFERROR('Historical scenario - input'!A72,\"\")","v":6},{"$f":"IFERROR('Historical scenario - input'!B72,\"\")","v":"UNDERGROUND CABLES"},{"$f":"IFERROR('Historical scenario - input'!C72,\"\")","v":"> 66 kv & < = 132 kv"},{"$f":"IFERROR(repcalc('Historical scenario - input'!$CV72:$GH72,'Historical scenario - input'!$G72,'Historical scenario - input'!$E72,'Historical scenario - input'!$F72,20,TRUE,TRUE),\"\")","v":3.7118541802816165E-7},8.43195861213255E-7,1.886009148881656E-6,4.1537305681609461E-6,9.0076938073337524E-6,1.9234078738065468E-5,4.0440221684212605E-5,8.3722481196274459E-5,1.7067084405421329E-4,3.4258452166382314E-4,6.7712679506111884E-4,1.3178594244852941E-3,2.5256213403667392E-3,4.7661861439546194E-3,8.8568898934458969E-3,1.6207021606171022E-2,2.9203945004130771E-2,5.1820455812968326E-2,9.0549872424783018E-2,0.15581432211313176,{"$f":"IFERROR(IF(OR(D87=\"\",'Historical scenario - input'!$D72=\"\"),\"\",D87/'Historical scenario - input'!$D72),\"\")","v":1.1315398657512934E-10},{"$f":"IFERROR(IF(OR(E87=\"\",'Historical scenario - input'!$D72=\"\"),\"\",E87/'Historical scenario - input'!$D72),\"\")","v":2.570439692021805E-10},{"$f":"IFERROR(IF(OR(F87=\"\",'Historical scenario - input'!$D72=\"\"),\"\",F87/'Historical scenario - input'!$D72),\"\")","v":5.7494029546423274E-10},{"$f":"IFERROR(IF(OR(G87=\"\",'Historical scenario - input'!$D72=\"\"),\"\",G87/'Historical scenario - input'!$D72),\"\")","v":1.2662436349014349E-9},{"$f":"IFERROR(IF(OR(H87=\"\",'Historical scenario - input'!$D72=\"\"),\"\",H87/'Historical scenario - input'!$D72),\"\")","v":2.745949637683743E-9},{"$f":"IFERROR(IF(OR(I87=\"\",'Historical scenario - input'!$D72=\"\"),\"\",I87/'Historical scenario - input'!$D72),\"\")","v":5.8634110652130125E-9},{"$f":"IFERROR(IF(OR(J87=\"\",'Historical scenario - input'!$D72=\"\"),\"\",J87/'Historical scenario - input'!$D72),\"\")","v":1.2327995872950674E-8},{"$f":"IFERROR(IF(OR(K87=\"\",'Historical scenario - input'!$D72=\"\"),\"\",K87/'Historical scenario - input'!$D72),\"\")","v":2.5522372521112902E-8},{"$f":"IFERROR(IF(OR(L87=\"\",'Historical scenario - input'!$D72=\"\"),\"\",L87/'Historical scenario - input'!$D72),\"\")","v":5.2028138657675515E-8},{"$f":"IFERROR(IF(OR(M87=\"\",'Historical scenario - input'!$D72=\"\"),\"\",M87/'Historical scenario - input'!$D72),\"\")","v":1.0443514880278589E-7},{"$f":"IFERROR(IF(OR(N87=\"\",'Historical scenario - input'!$D72=\"\"),\"\",N87/'Historical scenario - input'!$D72),\"\")","v":2.0641865913006612E-7},{"$f":"IFERROR(IF(OR(O87=\"\",'Historical scenario - input'!$D72=\"\"),\"\",O87/'Historical scenario - input'!$D72),\"\")","v":4.0174274199209765E-7},{"$f":"IFERROR(IF(OR(P87=\"\",'Historical scenario - input'!$D72=\"\"),\"\",P87/'Historical scenario - input'!$D72),\"\")","v":7.6992281851986944E-7},{"$f":"IFERROR(IF(OR(Q87=\"\",'Historical scenario - input'!$D72=\"\"),\"\",Q87/'Historical scenario - input'!$D72),\"\")","v":1.4529476018012407E-6},{"$f":"IFERROR(IF(OR(R87=\"\",'Historical scenario - input'!$D72=\"\"),\"\",R87/'Historical scenario - input'!$D72),\"\")","v":2.6999778316300669E-6},{"$f":"IFERROR(IF(OR(S87=\"\",'Historical scenario - input'!$D72=\"\"),\"\",S87/'Historical scenario - input'!$D72),\"\")","v":4.9406280963019156E-6},{"$f":"IFERROR(IF(OR(T87=\"\",'Historical scenario - input'!$D72=\"\"),\"\",T87/'Historical scenario - input'!$D72),\"\")","v":8.9026740826535233E-6},{"$f":"IFERROR(IF(OR(U87=\"\",'Historical scenario - input'!$D72=\"\"),\"\",U87/'Historical scenario - input'!$D72),\"\")","v":1.5797202359206972E-5},{"$f":"IFERROR(IF(OR(V87=\"\",'Historical scenario - input'!$D72=\"\"),\"\",V87/'Historical scenario - input'!$D72),\"\")","v":2.7603668008198012E-5},{"$f":"IFERROR(IF(OR(W87=\"\",'Historical scenario - input'!$D72=\"\"),\"\",W87/'Historical scenario - input'!$D72),\"\")","v":4.7499203514682612E-5}]
[{"$f":"IFERROR('Historical scenario - input'!A73,\"\")","v":""},{"$f":"IFERROR('Historical scenario - input'!B73,\"\")","v":0},{"$f":"IFERROR('Historical scenario - input'!C73,\"\")","v":0},{"$f":"IFERROR(repcalc('Historical scenario - input'!$CV73:$GH73,'Historical scenario - input'!$G73,'Historical scenario - input'!$E73,'Historical scenario - input'!$F73,20,TRUE,TRUE),\"\")","v":""},"","","","","","","","","","","","","","","","","","","",{"$f":"IFERROR(IF(OR(D88=\"\",'Historical scenario - input'!$D73=\"\"),\"\",D88/'Historical scenario - input'!$D73),\"\")","v":""},{"$f":"IFERROR(IF(OR(E88=\"\",'Historical scenario - input'!$D73=\"\"),\"\",E88/'Historical scenario - input'!$D73),\"\")","v":""},{"$f":"IFERROR(IF(OR(F88=\"\",'Historical scenario - input'!$D73=\"\"),\"\",F88/'Historical scenario - input'!$D73),\"\")","v":""},{"$f":"IFERROR(IF(OR(G88=\"\",'Historical scenario - input'!$D73=\"\"),\"\",G88/'Historical scenario - input'!$D73),\"\")","v":""},{"$f":"IFERROR(IF(OR(H88=\"\",'Historical scenario - input'!$D73=\"\"),\"\",H88/'Historical scenario - input'!$D73),\"\")","v":""},{"$f":"IFERROR(IF(OR(I88=\"\",'Historical scenario - input'!$D73=\"\"),\"\",I88/'Historical scenario - input'!$D73),\"\")","v":""},{"$f":"IFERROR(IF(OR(J88=\"\",'Historical scenario - input'!$D73=\"\"),\"\",J88/'Historical scenario - input'!$D73),\"\")","v":""},{"$f":"IFERROR(IF(OR(K88=\"\",'Historical scenario - input'!$D73=\"\"),\"\",K88/'Historical scenario - input'!$D73),\"\")","v":""},{"$f":"IFERROR(IF(OR(L88=\"\",'Historical scenario - input'!$D73=\"\"),\"\",L88/'Historical scenario - input'!$D73),\"\")","v":""},{"$f":"IFERROR(IF(OR(M88=\"\",'Historical scenario - input'!$D73=\"\"),\"\",M88/'Historical scenario - input'!$D73),\"\")","v":""},{"$f":"IFERROR(IF(OR(N88=\"\",'Historical scenario - input'!$D73=\"\"),\"\",N88/'Historical scenario - input'!$D73),\"\")","v":""},{"$f":"IFERROR(IF(OR(O88=\"\",'Historical scenario - input'!$D73=\"\"),\"\",O88/'Historical scenario - input'!$D73),\"\")","v":""},{"$f":"IFERROR(IF(OR(P88=\"\",'Historical scenario - input'!$D73=\"\"),\"\",P88/'Historical scenario - input'!$D73),\"\")","v":""},{"$f":"IFERROR(IF(OR(Q88=\"\",'Historical scenario - input'!$D73=\"\"),\"\",Q88/'Historical scenario - input'!$D73),\"\")","v":""},{"$f":"IFERROR(IF(OR(R88=\"\",'Historical scenario - input'!$D73=\"\"),\"\",R88/'Historical scenario - input'!$D73),\"\")","v":""},{"$f":"IFERROR(IF(OR(S88=\"\",'Historical scenario - input'!$D73=\"\"),\"\",S88/'Historical scenario - input'!$D73),\"\")","v":""},{"$f":"IFERROR(IF(OR(T88=\"\",'Historical scenario - input'!$D73=\"\"),\"\",T88/'Historical scenario - input'!$D73),\"\")","v":""},{"$f":"IFERROR(IF(OR(U88=\"\",'Historical scenario - input'!$D73=\"\"),\"\",U88/'Historical scenario - input'!$D73),\"\")","v":""},{"$f":"IFERROR(IF(OR(V88=\"\",'Historical scenario - input'!$D73=\"\"),\"\",V88/'Historical scenario - input'!$D73),\"\")","v":""},{"$f":"IFERROR(IF(OR(W88=\"\",'Historical scenario - input'!$D73=\"\"),\"\",W88/'Historical scenario - input'!$D73),\"\")","v":""}]
[{"$f":"IFERROR('Historical scenario - input'!A74,\"\")","v":""},{"$f":"IFERROR('Historical scenario - input'!B74,\"\")","v":0},{"$f":"IFERROR('Historical scenario - input'!C74,\"\")","v":0},{"$f":"IFERROR(repcalc('Historical scenario - input'!$CV74:$GH74,'Historical scenario - input'!$G74,'Historical scenario - input'!$E74,'Historical scenario - input'!$F74,20,TRUE,TRUE),\"\")","v":""},"","","","","","","","","","","","","","","","","","","",{"$f":"IFERROR(IF(OR(D89=\"\",'Historical scenario - input'!$D74=\"\"),\"\",D89/'Historical scenario - input'!$D74),\"\")","v":""},{"$f":"IFERROR(IF(OR(E89=\"\",'Historical scenario - input'!$D74=\"\"),\"\",E89/'Historical scenario - input'!$D74),\"\")","v":""},{"$f":"IFERROR(IF(OR(F89=\"\",'Historical scenario - input'!$D74=\"\"),\"\",F89/'Historical scenario - input'!$D74),\"\")","v":""},{"$f":"IFERROR(IF(OR(G89=\"\",'Historical scenario - input'!$D74=\"\"),\"\",G89/'Historical scenario - input'!$D74),\"\")","v":""},{"$f":"IFERROR(IF(OR(H89=\"\",'Historical scenario - input'!$D74=\"\"),\"\",H89/'Historical scenario - input'!$D74),\"\")","v":""},{"$f":"IFERROR(IF(OR(I89=\"\",'Historical scenario - input'!$D74=\"\"),\"\",I89/'Historical scenario - input'!$D74),\"\")","v":""},{"$f":"IFERROR(IF(OR(J89=\"\",'Historical scenario - input'!$D74=\"\"),\"\",J89/'Historical scenario - input'!$D74),\"\")","v":""},{"$f":"IFERROR(IF(OR(K89=\"\",'Historical scenario - input'!$D74=\"\"),\"\",K89/'Historical scenario - input'!$D74),\"\")","v":""},{"$f":"IFERROR(IF(OR(L89=\"\",'Historical scenario - input'!$D74=\"\"),\"\",L89/'Historical scenario - input'!$D74),\"\")","v":""},{"$f":"IFERROR(IF(OR(M89=\"\",'Historical scenario - input'!$D74=\"\"),\"\",M89/'Historical scenario - input'!$D74),\"\")","v":""},{"$f":"IFERROR(IF(OR(N89=\"\",'Historical scenario - input'!$D74=\"\"),\"\",N89/'Historical scenario - input'!$D74),\"\")","v":""},{"$f":"IFERROR(IF(OR(O89=\"\",'Historical scenario - input'!$D74=\"\"),\"\",O89/'Historical scenario - input'!$D74),\"\")","v":""},{"$f":"IFERROR(IF(OR(P89=\"\",'Historical scenario - input'!$D74=\"\"),\"\",P89/'Historical scenario - input'!$D74),\"\")","v":""},{"$f":"IFERROR(IF(OR(Q89=\"\",'Historical scenario - input'!$D74=\"\"),\"\",Q89/'Historical scenario - input'!$D74),\"\")","v":""},{"$f":"IFERROR(IF(OR(R89=\"\",'Historical scenario - input'!$D74=\"\"),\"\",R89/'Historical scenario - input'!$D74),\"\")","v":""},{"$f":"IFERROR(IF(OR(S89=\"\",'Historical scenario - input'!$D74=\"\"),\"\",S89/'Historical scenario - input'!$D74),\"\")","v":""},{"$f":"IFERROR(IF(OR(T89=\"\",'Historical scenario - input'!$D74=\"\"),\"\",T89/'Historical scenario - input'!$D74),\"\")","v":""},{"$f":"IFERROR(IF(OR(U89=\"\",'Historical scenario - input'!$D74=\"\"),\"\",U89/'Historical scenario - input'!$D74),\"\")","v":""},{"$f":"IFERROR(IF(OR(V89=\"\",'Historical scenario - input'!$D74=\"\"),\"\",V89/'Historical scenario - input'!$D74),\"\")","v":""},{"$f":"IFERROR(IF(OR(W89=\"\",'Historical scenario - input'!$D74=\"\"),\"\",W89/'Historical scenario - input'!$D74),\"\")","v":""}]
[{"$f":"IFERROR('Historical scenario - input'!A75,\"\")","v":""},{"$f":"IFERROR('Historical scenario - input'!B75,\"\")","v":0},{"$f":"IFERROR('Historical scenario - input'!C75,\"\")","v":0},{"$f":"IFERROR(repcalc('Historical scenario - input'!$CV75:$GH75,'Historical scenario - input'!$G75,'Historical scenario - input'!$E75,'Historical scenario - input'!$F75,20,TRUE,TRUE),\"\")","v":""},"","","","","","","","","","","","","","","","","","","",{"$f":"IFERROR(IF(OR(D90=\"\",'Historical scenario - input'!$D75=\"\"),\"\",D90/'Historical scenario - input'!$D75),\"\")","v":""},{"$f":"IFERROR(IF(OR(E90=\"\",'Historical scenario - input'!$D75=\"\"),\"\",E90/'Historical scenario - input'!$D75),\"\")","v":""},{"$f":"IFERROR(IF(OR(F90=\"\",'Historical scenario - input'!$D75=\"\"),\"\",F90/'Historical scenario - input'!$D75),\"\")","v":""},{"$f":"IFERROR(IF(OR(G90=\"\",'Historical scenario - input'!$D75=\"\"),\"\",G90/'Historical scenario - input'!$D75),\"\")","v":""},{"$f":"IFERROR(IF(OR(H90=\"\",'Historical scenario - input'!$D75=\"\"),\"\",H90/'Historical scenario - input'!$D75),\"\")","v":""},{"$f":"IFERROR(IF(OR(I90=\"\",'Historical scenario - input'!$D75=\"\"),\"\",I90/'Historical scenario - input'!$D75),\"\")","v":""},{"$f":"IFERROR(IF(OR(J90=\"\",'Historical scenario - input'!$D75=\"\"),\"\",J90/'Historical scenario - input'!$D75),\"\")","v":""},{"$f":"IFERROR(IF(OR(K90=\"\",'Historical scenario - input'!$D75=\"\"),\"\",K90/'Historical scenario - input'!$D75),\"\")","v":""},{"$f":"IFERROR(IF(OR(L90=\"\",'Historical scenario - input'!$D75=\"\"),\"\",L90/'Historical scenario - input'!$D75),\"\")","v":""},{"$f":"IFERROR(IF(OR(M90=\"\",'Historical scenario - input'!$D75=\"\"),\"\",M90/'Historical scenario - input'!$D75),\"\")","v":""},{"$f":"IFERROR(IF(OR(N90=\"\",'Historical scenario - input'!$D75=\"\"),\"\",N90/'Historical scenario - input'!$D75),\"\")","v":""},{"$f":"IFERROR(IF(OR(O90=\"\",'Historical scenario - input'!$D75=\"\"),\"\",O90/'Historical scenario - input'!$D75),\"\")","v":""},{"$f":"IFERROR(IF(OR(P90=\"\",'Historical scenario - input'!$D75=\"\"),\"\",P90/'Historical scenario - input'!$D75),\"\")","v":""},{"$f":"IFERROR(IF(OR(Q90=\"\",'Historical scenario - input'!$D75=\"\"),\"\",Q90/'Historical scenario - input'!$D75),\"\")","v":""},{"$f":"IFERROR(IF(OR(R90=\"\",'Historical scenario - input'!$D75=\"\"),\"\",R90/'Historical scenario - input'!$D75),\"\")","v":""},{"$f":"IFERROR(IF(OR(S90=\"\",'Historical scenario - input'!$D75=\"\"),\"\",S90/'Historical scenario - input'!$D75),\"\")","v":""},{"$f":"IFERROR(IF(OR(T90=\"\",'Historical scenario - input'!$D75=\"\"),\"\",T90/'Historical scenario - input'!$D75),\"\")","v":""},{"$f":"IFERROR(IF(OR(U90=\"\",'Historical scenario - input'!$D75=\"\"),\"\",U90/'Historical scenario - input'!$D75),\"\")","v":""},{"$f":"IFERROR(IF(OR(V90=\"\",'Historical scenario - input'!$D75=\"\"),\"\",V90/'Historical scenario - input'!$D75),\"\")","v":""},{"$f":"IFERROR(IF(OR(W90=\"\",'Historical scenario - input'!$D75=\"\"),\"\",W90/'Historical scenario - input'!$D75),\"\")","v":""}]
[{"$f":"IFERROR('Historical scenario - input'!A76,\"\")","v":""},{"$f":"IFERROR('Historical scenario - input'!B76,\"\")","v":0},{"$f":"IFERROR('Historical scenario - input'!C76,\"\")","v":0},{"$f":"IFERROR(repcalc('Historical scenario - input'!$CV76:$GH76,'Historical scenario - input'!$G76,'Historical scenario - input'!$E76,'Historical scenario - input'!$F76,20,TRUE,TRUE),\"\")","v":""},"","","","","","","","","","","","","","","","","","","",{"$f":"IFERROR(IF(OR(D91=\"\",'Historical scenario - input'!$D76=\"\"),\"\",D91/'Historical scenario - input'!$D76),\"\")","v":""},{"$f":"IFERROR(IF(OR(E91=\"\",'Historical scenario - input'!$D76=\"\"),\"\",E91/'Historical scenario - input'!$D76),\"\")","v":""},{"$f":"IFERROR(IF(OR(F91=\"\",'Historical scenario - input'!$D76=\"\"),\"\",F91/'Historical scenario - input'!$D76),\"\")","v":""},{"$f":"IFERROR(IF(OR(G91=\"\",'Historical scenario - input'!$D76=\"\"),\"\",G91/'Historical scenario - input'!$D76),\"\")","v":""},{"$f":"IFERROR(IF(OR(H91=\"\",'Historical scenario - input'!$D76=\"\"),\"\",H91/'Historical scenario - input'!$D76),\"\")","v":""},{"$f":"IFERROR(IF(OR(I91=\"\",'Historical scenario - input'!$D76=\"\"),\"\",I91/'Historical scenario - input'!$D76),\"\")","v":""},{"$f":"IFERROR(IF(OR(J91=\"\",'Historical scenario - input'!$D76=\"\"),\"\",J91/'Historical scenario - input'!$D76),\"\")","v":""},{"$f":"IFERROR(IF(OR(K91=\"\",'Historical scenario - input'!$D76=\"\"),\"\",K91/'Historical scenario - input'!$D76),\"\")","v":""},{"$f":"IFERROR(IF(OR(L91=\"\",'Historical scenario - input'!$D76=\"\"),\"\",L91/'Historical scenario - input'!$D76),\"\")","v":""},{"$f":"IFERROR(IF(OR(M91=\"\",'Historical scenario - input'!$D76=\"\"),\"\",M91/'Historical scenario - input'!$D76),\"\")","v":""},{"$f":"IFERROR(IF(OR(N91=\"\",'Historical scenario - input'!$D76=\"\"),\"\",N91/'Historical scenario - input'!$D76),\"\")","v":""},{"$f":"IFERROR(IF(OR(O91=\"\",'Historical scenario - input'!$D76=\"\"),\"\",O91/'Historical scenario - input'!$D76),\"\")","v":""},{"$f":"IFERROR(IF(OR(P91=\"\",'Historical scenario - input'!$D76=\"\"),\"\",P91/'Historical scenario - input'!$D76),\"\")","v":""},{"$f":"IFERROR(IF(OR(Q91=\"\",'Historical scenario - input'!$D76=\"\"),\"\",Q91/'Historical scenario - input'!$D76),\"\")","v":""},{"$f":"IFERROR(IF(OR(R91=\"\",'Historical scenario - input'!$D76=\"\"),\"\",R91/'Historical scenario - input'!$D76),\"\")","v":""},{"$f":"IFERROR(IF(OR(S91=\"\",'Historical scenario - input'!$D76=\"\"),\"\",S91/'Historical scenario - input'!$D76),\"\")","v":""},{"$f":"IFERROR(IF(OR(T91=\"\",'Historical scenario - input'!$D76=\"\"),\"\",T91/'Historical scenario - input'!$D76),\"\")","v":""},{"$f":"IFERROR(IF(OR(U91=\"\",'Historical scenario - input'!$D76=\"\"),\"\",U91/'Historical scenario - input'!$D76),\"\")","v":""},{"$f":"IFERROR(IF(OR(V91=\"\",'Historical scenario - input'!$D76=\"\"),\"\",V91/'Historical scenario - input'!$D76),\"\")","v":""},{"$f":"IFERROR(IF(OR(W91=\"\",'Historical scenario - input'!$D76=\"\"),\"\",W91/'Historical scenario - input'!$D76),\"\")","v":""}]
[{"$f":"IFERROR('Historical scenario - input'!A77,\"\")","v":""},{"$f":"IFERROR('Historical scenario - input'!B77,\"\")","v":0},{"$f":"IFERROR('Historical scenario - input'!C77,\"\")","v":0},{"$f":"IFERROR(repcalc('Historical scenario - input'!$CV77:$GH77,'Historical scenario - input'!$G77,'Historical scenario - input'!$E77,'Historical scenario - input'!$F77,20,TRUE,TRUE),\"\")","v":""},"","","","","","","","","","","","","","","","","","","",{"$f":"IFERROR(IF(OR(D92=\"\",'Historical scenario - input'!$D77=\"\"),\"\",D92/'Historical scenario - input'!$D77),\"\")","v":""},{"$f":"IFERROR(IF(OR(E92=\"\",'Historical scenario - input'!$D77=\"\"),\"\",E92/'Historical scenario - input'!$D77),\"\")","v":""},{"$f":"IFERROR(IF(OR(F92=\"\",'Historical scenario - input'!$D77=\"\"),\"\",F92/'Historical scenario - input'!$D77),\"\")","v":""},{"$f":"IFERROR(IF(OR(G92=\"\",'Historical scenario - input'!$D77=\"\"),\"\",G92/'Historical scenario - input'!$D77),\"\")","v":""},{"$f":"IFERROR(IF(OR(H92=\"\",'Historical scenario - input'!$D77=\"\"),\"\",H92/'Historical scenario - input'!$D77),\"\")","v":""},{"$f":"IFERROR(IF(OR(I92=\"\",'Historical scenario - input'!$D77=\"\"),\"\",I92/'Historical scenario - input'!$D77),\"\")","v":""},{"$f":"IFERROR(IF(OR(J92=\"\",'Historical scenario - input'!$D77=\"\"),\"\",J92/'Historical scenario - input'!$D77),\"\")","v":""},{"$f":"IFERROR(IF(OR(K92=\"\",'Historical scenario - input'!$D77=\"\"),\"\",K92/'Historical scenario - input'!$D77),\"\")","v":""},{"$f":"IFERROR(IF(OR(L92=\"\",'Historical scenario - input'!$D77=\"\"),\"\",L92/'Historical scenario - input'!$D77),\"\")","v":""},{"$f":"IFERROR(IF(OR(M92=\"\",'Historical scenario - input'!$D77=\"\"),\"\",M92/'Historical scenario - input'!$D77),\"\")","v":""},{"$f":"IFERROR(IF(OR(N92=\"\",'Historical scenario - input'!$D77=\"\"),\"\",N92/'Historical scenario - input'!$D77),\"\")","v":""},{"$f":"IFERROR(IF(OR(O92=\"\",'Historical scenario - input'!$D77=\"\"),\"\",O92/'Historical scenario - input'!$D77),\"\")","v":""},{"$f":"IFERROR(IF(OR(P92=\"\",'Historical scenario - input'!$D77=\"\"),\"\",P92/'Historical scenario - input'!$D77),\"\")","v":""},{"$f":"IFERROR(IF(OR(Q92=\"\",'Historical scenario - input'!$D77=\"\"),\"\",Q92/'Historical scenario - input'!$D77),\"\")","v":""},{"$f":"IFERROR(IF(OR(R92=\"\",'Historical scenario - input'!$D77=\"\"),\"\",R92/'Historical scenario - input'!$D77),\"\")","v":""},{"$f":"IFERROR(IF(OR(S92=\"\",'Historical scenario - input'!$D77=\"\"),\"\",S92/'Historical scenario - input'!$D77),\"\")","v":""},{"$f":"IFERROR(IF(OR(T92=\"\",'Historical scenario - input'!$D77=\"\"),\"\",T92/'Historical scenario - input'!$D77),\"\")","v":""},{"$f":"IFERROR(IF(OR(U92=\"\",'Historical scenario - input'!$D77=\"\"),\"\",U92/'Historical scenario - input'!$D77),\"\")","v":""},{"$f":"IFERROR(IF(OR(V92=\"\",'Historical scenario - input'!$D77=\"\"),\"\",V92/'Historical scenario - input'!$D77),\"\")","v":""},{"$f":"IFERROR(IF(OR(W92=\"\",'Historical scenario - input'!$D77=\"\"),\"\",W92/'Historical scenario - input'!$D77),\"\")","v":""}]
[{"$f":"IFERROR('Historical scenario - input'!A78,\"\")","v":""},{"$f":"IFERROR('Historical scenario - input'!B78,\"\")","v":0},{"$f":"IFERROR('Historical scenario - input'!C78,\"\")","v":0},{"$f":"IFERROR(repcalc('Historical scenario - input'!$CV78:$GH78,'Historical scenario - input'!$G78,'Historical scenario - input'!$E78,'Historical scenario - input'!$F78,20,TRUE,TRUE),\"\")","v":""},"","","","","","","","","","","","","","","","","","","",{"$f":"IFERROR(IF(OR(D93=\"\",'Historical scenario - input'!$D78=\"\"),\"\",D93/'Historical scenario - input'!$D78),\"\")","v":""},{"$f":"IFERROR(IF(OR(E93=\"\",'Historical scenario - input'!$D78=\"\"),\"\",E93/'Historical scenario - input'!$D78),\"\")","v":""},{"$f":"IFERROR(IF(OR(F93=\"\",'Historical scenario - input'!$D78=\"\"),\"\",F93/'Historical scenario - input'!$D78),\"\")","v":""},{"$f":"IFERROR(IF(OR(G93=\"\",'Historical scenario - input'!$D78=\"\"),\"\",G93/'Historical scenario - input'!$D78),\"\")","v":""},{"$f":"IFERROR(IF(OR(H93=\"\",'Historical scenario - input'!$D78=\"\"),\"\",H93/'Historical scenario - input'!$D78),\"\")","v":""},{"$f":"IFERROR(IF(OR(I93=\"\",'Historical scenario - input'!$D78=\"\"),\"\",I93/'Historical scenario - input'!$D78),\"\")","v":""},{"$f":"IFERROR(IF(OR(J93=\"\",'Historical scenario - input'!$D78=\"\"),\"\",J93/'Historical scenario - input'!$D78),\"\")","v":""},{"$f":"IFERROR(IF(OR(K93=\"\",'Historical scenario - input'!$D78=\"\"),\"\",K93/'Historical scenario - input'!$D78),\"\")","v":""},{"$f":"IFERROR(IF(OR(L93=\"\",'Historical scenario - input'!$D78=\"\"),\"\",L93/'Historical scenario - input'!$D78),\"\")","v":""},{"$f":"IFERROR(IF(OR(M93=\"\",'Historical scenario - input'!$D78=\"\"),\"\",M93/'Historical scenario - input'!$D78),\"\")","v":""},{"$f":"IFERROR(IF(OR(N93=\"\",'Historical scenario - input'!$D78=\"\"),\"\",N93/'Historical scenario - input'!$D78),\"\")","v":""},{"$f":"IFERROR(IF(OR(O93=\"\",'Historical scenario - input'!$D78=\"\"),\"\",O93/'Historical scenario - input'!$D78),\"\")","v":""},{"$f":"IFERROR(IF(OR(P93=\"\",'Historical scenario - input'!$D78=\"\"),\"\",P93/'Historical scenario - input'!$D78),\"\")","v":""},{"$f":"IFERROR(IF(OR(Q93=\"\",'Historical scenario - input'!$D78=\"\"),\"\",Q93/'Historical scenario - input'!$D78),\"\")","v":""},{"$f":"IFERROR(IF(OR(R93=\"\",'Historical scenario - input'!$D78=\"\"),\"\",R93/'Historical scenario - input'!$D78),\"\")","v":""},{"$f":"IFERROR(IF(OR(S93=\"\",'Historical scenario - input'!$D78=\"\"),\"\",S93/'Historical scenario - input'!$D78),\"\")","v":""},{"$f":"IFERROR(IF(OR(T93=\"\",'Historical scenario - input'!$D78=\"\"),\"\",T93/'Historical scenario - input'!$D78),\"\")","v":""},{"$f":"IFERROR(IF(OR(U93=\"\",'Historical scenario - input'!$D78=\"\"),\"\",U93/'Historical scenario - input'!$D78),\"\")","v":""},{"$f":"IFERROR(IF(OR(V93=\"\",'Historical scenario - input'!$D78=\"\"),\"\",V93/'Historical scenario - input'!$D78),\"\")","v":""},{"$f":"IFERROR(IF(OR(W93=\"\",'Historical scenario - input'!$D78=\"\"),\"\",W93/'Historical scenario - input'!$D78),\"\")","v":""}]
[{"$f":"IFERROR('Historical scenario - input'!A79,\"\")","v":""},{"$f":"IFERROR('Historical scenario - input'!B79,\"\")","v":0},{"$f":"IFERROR('Historical scenario - input'!C79,\"\")","v":0},{"$f":"IFERROR(repcalc('Historical scenario - input'!$CV79:$GH79,'Historical scenario - input'!$G79,'Historical scenario - input'!$E79,'Historical scenario - input'!$F79,20,TRUE,TRUE),\"\")","v":""},"","","","","","","","","","","","","","","","","","","",{"$f":"IFERROR(IF(OR(D94=\"\",'Historical scenario - input'!$D79=\"\"),\"\",D94/'Historical scenario - input'!$D79),\"\")","v":""},{"$f":"IFERROR(IF(OR(E94=\"\",'Historical scenario - input'!$D79=\"\"),\"\",E94/'Historical scenario - input'!$D79),\"\")","v":""},{"$f":"IFERROR(IF(OR(F94=\"\",'Historical scenario - input'!$D79=\"\"),\"\",F94/'Historical scenario - input'!$D79),\"\")","v":""},{"$f":"IFERROR(IF(OR(G94=\"\",'Historical scenario - input'!$D79=\"\"),\"\",G94/'Historical scenario - input'!$D79),\"\")","v":""},{"$f":"IFERROR(IF(OR(H94=\"\",'Historical scenario - input'!$D79=\"\"),\"\",H94/'Historical scenario - input'!$D79),\"\")","v":""},{"$f":"IFERROR(IF(OR(I94=\"\",'Historical scenario - input'!$D79=\"\"),\"\",I94/'Historical scenario - input'!$D79),\"\")","v":""},{"$f":"IFERROR(IF(OR(J94=\"\",'Historical scenario - input'!$D79=\"\"),\"\",J94/'Historical scenario - input'!$D79),\"\")","v":""},{"$f":"IFERROR(IF(OR(K94=\"\",'Historical scenario - input'!$D79=\"\"),\"\",K94/'Historical scenario - input'!$D79),\"\")","v":""},{"$f":"IFERROR(IF(OR(L94=\"\",'Historical scenario - input'!$D79=\"\"),\"\",L94/'Historical scenario - input'!$D79),\"\")","v":""},{"$f":"IFERROR(IF(OR(M94=\"\",'Historical scenario - input'!$D79=\"\"),\"\",M94/'Historical scenario - input'!$D79),\"\")","v":""},{"$f":"IFERROR(IF(OR(N94=\"\",'Historical scenario - input'!$D79=\"\"),\"\",N94/'Historical scenario - input'!$D79),\"\")","v":""},{"$f":"IFERROR(IF(OR(O94=\"\",'Historical scenario - input'!$D79=\"\"),\"\",O94/'Historical scenario - input'!$D79),\"\")","v":""},{"$f":"IFERROR(IF(OR(P94=\"\",'Historical scenario - input'!$D79=\"\"),\"\",P94/'Historical scenario - input'!$D79),\"\")","v":""},{"$f":"IFERROR(IF(OR(Q94=\"\",'Historical scenario - input'!$D79=\"\"),\"\",Q94/'Historical scenario - input'!$D79),\"\")","v":""},{"$f":"IFERROR(IF(OR(R94=\"\",'Historical scenario - input'!$D79=\"\"),\"\",R94/'Historical scenario - input'!$D79),\"\")","v":""},{"$f":"IFERROR(IF(OR(S94=\"\",'Historical scenario - input'!$D79=\"\"),\"\",S94/'Historical scenario - input'!$D79),\"\")","v":""},{"$f":"IFERROR(IF(OR(T94=\"\",'Historical scenario - input'!$D79=\"\"),\"\",T94/'Historical scenario - input'!$D79),\"\")","v":""},{"$f":"IFERROR(IF(OR(U94=\"\",'Historical scenario - input'!$D79=\"\"),\"\",U94/'Historical scenario - input'!$D79),\"\")","v":""},{"$f":"IFERROR(IF(OR(V94=\"\",'Historical scenario - input'!$D79=\"\"),\"\",V94/'Historical scenario - input'!$D79),\"\")","v":""},{"$f":"IFERROR(IF(OR(W94=\"\",'Historical scenario - input'!$D79=\"\"),\"\",W94/'Historical scenario - input'!$D79),\"\")","v":""}]
[{"$f":"IFERROR('Historical scenario - input'!A80,\"\")","v":""},{"$f":"IFERROR('Historical scenario - input'!B80,\"\")","v":0},{"$f":"IFERROR('Historical scenario - input'!C80,\"\")","v":0},{"$f":"IFERROR(repcalc('Historical scenario - input'!$CV80:$GH80,'Historical scenario - input'!$G80,'Historical scenario - input'!$E80,'Historical scenario - input'!$F80,20,TRUE,TRUE),\"\")","v":""},"","","","","","","","","","","","","","","","","","","",{"$f":"IFERROR(IF(OR(D95=\"\",'Historical scenario - input'!$D80=\"\"),\"\",D95/'Historical scenario - input'!$D80),\"\")","v":""},{"$f":"IFERROR(IF(OR(E95=\"\",'Historical scenario - input'!$D80=\"\"),\"\",E95/'Historical scenario - input'!$D80),\"\")","v":""},{"$f":"IFERROR(IF(OR(F95=\"\",'Historical scenario - input'!$D80=\"\"),\"\",F95/'Historical scenario - input'!$D80),\"\")","v":""},{"$f":"IFERROR(IF(OR(G95=\"\",'Historical scenario - input'!$D80=\"\"),\"\",G95/'Historical scenario - input'!$D80),\"\")","v":""},{"$f":"IFERROR(IF(OR(H95=\"\",'Historical scenario - input'!$D80=\"\"),\"\",H95/'Historical scenario - input'!$D80),\"\")","v":""},{"$f":"IFERROR(IF(OR(I95=\"\",'Historical scenario - input'!$D80=\"\"),\"\",I95/'Historical scenario - input'!$D80),\"\")","v":""},{"$f":"IFERROR(IF(OR(J95=\"\",'Historical scenario - input'!$D80=\"\"),\"\",J95/'Historical scenario - input'!$D80),\"\")","v":""},{"$f":"IFERROR(IF(OR(K95=\"\",'Historical scenario - input'!$D80=\"\"),\"\",K95/'Historical scenario - input'!$D80),\"\")","v":""},{"$f":"IFERROR(IF(OR(L95=\"\",'Historical scenario - input'!$D80=\"\"),\"\",L95/'Historical scenario - input'!$D80),\"\")","v":""},{"$f":"IFERROR(IF(OR(M95=\"\",'Historical scenario - input'!$D80=\"\"),\"\",M95/'Historical scenario - input'!$D80),\"\")","v":""},{"$f":"IFERROR(IF(OR(N95=\"\",'Historical scenario - input'!$D80=\"\"),\"\",N95/'Historical scenario - input'!$D80),\"\")","v":""},{"$f":"IFERROR(IF(OR(O95=\"\",'Historical scenario - input'!$D80=\"\"),\"\",O95/'Historical scenario - input'!$D80),\"\")","v":""},{"$f":"IFERROR(IF(OR(P95=\"\",'Historical scenario - input'!$D80=\"\"),\"\",P95/'Historical scenario - input'!$D80),\"\")","v":""},{"$f":"IFERROR(IF(OR(Q95=\"\",'Historical scenario - input'!$D80=\"\"),\"\",Q95/'Historical scenario - input'!$D80),\"\")","v":""},{"$f":"IFERROR(IF(OR(R95=\"\",'Historical scenario - input'!$D80=\"\"),\"\",R95/'Historical scenario - input'!$D80),\"\")","v":""},{"$f":"IFERROR(IF(OR(S95=\"\",'Historical scenario - input'!$D80=\"\"),\"\",S95/'Historical scenario - input'!$D80),\"\")","v":""},{"$f":"IFERROR(IF(OR(T95=\"\",'Historical scenario - input'!$D80=\"\"),\"\",T95/'Historical scenario - input'!$D80),\"\")","v":""},{"$f":"IFERROR(IF(OR(U95=\"\",'Historical scenario - input'!$D80=\"\"),\"\",U95/'Historical scenario - input'!$D80),\"\")","v":""},{"$f":"IFERROR(IF(OR(V95=\"\",'Historical scenario - input'!$D80=\"\"),\"\",V95/'Historical scenario - input'!$D80),\"\")","v":""},{"$f":"IFERROR(IF(OR(W95=\"\",'Historical scenario - input'!$D80=\"\"),\"\",W95/'Historical scenario - input'!$D80),\"\")","v":""}]
[{"$f":"IFERROR('Historical scenario - input'!A81,\"\")","v":""},{"$f":"IFERROR('Historical scenario - input'!B81,\"\")","v":0},{"$f":"IFERROR('Historical scenario - input'!C81,\"\")","v":0},{"$f":"IFERROR(repcalc('Historical scenario - input'!$CV81:$GH81,'Historical scenario - input'!$G81,'Historical scenario - input'!$E81,'Historical scenario - input'!$F81,20,TRUE,TRUE),\"\")","v":""},"","","","","","","","","","","","","","","","","","","",{"$f":"IFERROR(IF(OR(D96=\"\",'Historical scenario - input'!$D81=\"\"),\"\",D96/'Historical scenario - input'!$D81),\"\")","v":""},{"$f":"IFERROR(IF(OR(E96=\"\",'Historical scenario - input'!$D81=\"\"),\"\",E96/'Historical scenario - input'!$D81),\"\")","v":""},{"$f":"IFERROR(IF(OR(F96=\"\",'Historical scenario - input'!$D81=\"\"),\"\",F96/'Historical scenario - input'!$D81),\"\")","v":""},{"$f":"IFERROR(IF(OR(G96=\"\",'Historical scenario - input'!$D81=\"\"),\"\",G96/'Historical scenario - input'!$D81),\"\")","v":""},{"$f":"IFERROR(IF(OR(H96=\"\",'Historical scenario - input'!$D81=\"\"),\"\",H96/'Historical scenario - input'!$D81),\"\")","v":""},{"$f":"IFERROR(IF(OR(I96=\"\",'Historical scenario - input'!$D81=\"\"),\"\",I96/'Historical scenario - input'!$D81),\"\")","v":""},{"$f":"IFERROR(IF(OR(J96=\"\",'Historical scenario - input'!$D81=\"\"),\"\",J96/'Historical scenario - input'!$D81),\"\")","v":""},{"$f":"IFERROR(IF(OR(K96=\"\",'Historical scenario - input'!$D81=\"\"),\"\",K96/'Historical scenario - input'!$D81),\"\")","v":""},{"$f":"IFERROR(IF(OR(L96=\"\",'Historical scenario - input'!$D81=\"\"),\"\",L96/'Historical scenario - input'!$D81),\"\")","v":""},{"$f":"IFERROR(IF(OR(M96=\"\",'Historical scenario - input'!$D81=\"\"),\"\",M96/'Historical scenario - input'!$D81),\"\")","v":""},{"$f":"IFERROR(IF(OR(N96=\"\",'Historical scenario - input'!$D81=\"\"),\"\",N96/'Historical scenario - input'!$D81),\"\")","v":""},{"$f":"IFERROR(IF(OR(O96=\"\",'Historical scenario - input'!$D81=\"\"),\"\",O96/'Historical scenario - input'!$D81),\"\")","v":""},{"$f":"IFERROR(IF(OR(P96=\"\",'Historical scenario - input'!$D81=\"\"),\"\",P96/'Historical scenario - input'!$D81),\"\")","v":""},{"$f":"IFERROR(IF(OR(Q96=\"\",'Historical scenario - input'!$D81=\"\"),\"\",Q96/'Historical scenario - input'!$D81),\"\")","v":""},{"$f":"IFERROR(IF(OR(R96=\"\",'Historical scenario - input'!$D81=\"\"),\"\",R96/'Historical scenario - input'!$D81),\"\")","v":""},{"$f":"IFERROR(IF(OR(S96=\"\",'Historical scenario - input'!$D81=\"\"),\"\",S96/'Historical scenario - input'!$D81),\"\")","v":""},{"$f":"IFERROR(IF(OR(T96=\"\",'Historical scenario - input'!$D81=\"\"),\"\",T96/'Historical scenario - input'!$D81),\"\")","v":""},{"$f":"IFERROR(IF(OR(U96=\"\",'Historical scenario - input'!$D81=\"\"),\"\",U96/'Historical scenario - input'!$D81),\"\")","v":""},{"$f":"IFERROR(IF(OR(V96=\"\",'Historical scenario - input'!$D81=\"\"),\"\",V96/'Historical scenario - input'!$D81),\"\")","v":""},{"$f":"IFERROR(IF(OR(W96=\"\",'Historical scenario - input'!$D81=\"\"),\"\",W96/'Historical scenario - input'!$D81),\"\")","v":""}]
[{"$f":"IFERROR('Historical scenario - input'!A82,\"\")","v":""},{"$f":"IFERROR('Historical scenario - input'!B82,\"\")","v":0},{"$f":"IFERROR('Historical scenario - input'!C82,\"\")","v":0},{"$f":"IFERROR(repcalc('Historical scenario - input'!$CV82:$GH82,'Historical scenario - input'!$G82,'Historical scenario - input'!$E82,'Historical scenario - input'!$F82,20,TRUE,TRUE),\"\")","v":""},"","","","","","","","","","","","","","","","","","","",{"$f":"IFERROR(IF(OR(D97=\"\",'Historical scenario - input'!$D82=\"\"),\"\",D97/'Historical scenario - input'!$D82),\"\")","v":""},{"$f":"IFERROR(IF(OR(E97=\"\",'Historical scenario - input'!$D82=\"\"),\"\",E97/'Historical scenario - input'!$D82),\"\")","v":""},{"$f":"IFERROR(IF(OR(F97=\"\",'Historical scenario - input'!$D82=\"\"),\"\",F97/'Historical scenario - input'!$D82),\"\")","v":""},{"$f":"IFERROR(IF(OR(G97=\"\",'Historical scenario - input'!$D82=\"\"),\"\",G97/'Historical scenario - input'!$D82),\"\")","v":""},{"$f":"IFERROR(IF(OR(H97=\"\",'Historical scenario - input'!$D82=\"\"),\"\",H97/'Historical scenario - input'!$D82),\"\")","v":""},{"$f":"IFERROR(IF(OR(I97=\"\",'Historical scenario - input'!$D82=\"\"),\"\",I97/'Historical scenario - input'!$D82),\"\")","v":""},{"$f":"IFERROR(IF(OR(J97=\"\",'Historical scenario - input'!$D82=\"\"),\"\",J97/'Historical scenario - input'!$D82),\"\")","v":""},{"$f":"IFERROR(IF(OR(K97=\"\",'Historical scenario - input'!$D82=\"\"),\"\",K97/'Historical scenario - input'!$D82),\"\")","v":""},{"$f":"IFERROR(IF(OR(L97=\"\",'Historical scenario - input'!$D82=\"\"),\"\",L97/'Historical scenario - input'!$D82),\"\")","v":""},{"$f":"IFERROR(IF(OR(M97=\"\",'Historical scenario - input'!$D82=\"\"),\"\",M97/'Historical scenario - input'!$D82),\"\")","v":""},{"$f":"IFERROR(IF(OR(N97=\"\",'Historical scenario - input'!$D82=\"\"),\"\",N97/'Historical scenario - input'!$D82),\"\")","v":""},{"$f":"IFERROR(IF(OR(O97=\"\",'Historical scenario - input'!$D82=\"\"),\"\",O97/'Historical scenario - input'!$D82),\"\")","v":""},{"$f":"IFERROR(IF(OR(P97=\"\",'Historical scenario - input'!$D82=\"\"),\"\",P97/'Historical scenario - input'!$D82),\"\")","v":""},{"$f":"IFERROR(IF(OR(Q97=\"\",'Historical scenario - input'!$D82=\"\"),\"\",Q97/'Historical scenario - input'!$D82),\"\")","v":""},{"$f":"IFERROR(IF(OR(R97=\"\",'Historical scenario - input'!$D82=\"\"),\"\",R97/'Historical scenario - input'!$D82),\"\")","v":""},{"$f":"IFERROR(IF(OR(S97=\"\",'Historical scenario - input'!$D82=\"\"),\"\",S97/'Historical scenario - input'!$D82),\"\")","v":""},{"$f":"IFERROR(IF(OR(T97=\"\",'Historical scenario - input'!$D82=\"\"),\"\",T97/'Historical scenario - input'!$D82),\"\")","v":""},{"$f":"IFERROR(IF(OR(U97=\"\",'Historical scenario - input'!$D82=\"\"),\"\",U97/'Historical scenario - input'!$D82),\"\")","v":""},{"$f":"IFERROR(IF(OR(V97=\"\",'Historical scenario - input'!$D82=\"\"),\"\",V97/'Historical scenario - input'!$D82),\"\")","v":""},{"$f":"IFERROR(IF(OR(W97=\"\",'Historical scenario - input'!$D82=\"\"),\"\",W97/'Historical scenario - input'!$D82),\"\")","v":""}]
[{"$f":"IFERROR('Historical scenario - input'!A83,\"\")","v":""},{"$f":"IFERROR('Historical scenario - input'!B83,\"\")","v":0},{"$f":"IFERROR('Historical scenario - input'!C83,\"\")","v":0},{"$f":"IFERROR(repcalc('Historical scenario - input'!$CV83:$GH83,'Historical scenario - input'!$G83,'Historical scenario - input'!$E83,'Historical scenario - input'!$F83,20,TRUE,TRUE),\"\")","v":""},"","","","","","","","","","","","","","","","","","","",{"$f":"IFERROR(IF(OR(D98=\"\",'Historical scenario - input'!$D83=\"\"),\"\",D98/'Historical scenario - input'!$D83),\"\")","v":""},{"$f":"IFERROR(IF(OR(E98=\"\",'Historical scenario - input'!$D83=\"\"),\"\",E98/'Historical scenario - input'!$D83),\"\")","v":""},{"$f":"IFERROR(IF(OR(F98=\"\",'Historical scenario - input'!$D83=\"\"),\"\",F98/'Historical scenario - input'!$D83),\"\")","v":""},{"$f":"IFERROR(IF(OR(G98=\"\",'Historical scenario - input'!$D83=\"\"),\"\",G98/'Historical scenario - input'!$D83),\"\")","v":""},{"$f":"IFERROR(IF(OR(H98=\"\",'Historical scenario - input'!$D83=\"\"),\"\",H98/'Historical scenario - input'!$D83),\"\")","v":""},{"$f":"IFERROR(IF(OR(I98=\"\",'Historical scenario - input'!$D83=\"\"),\"\",I98/'Historical scenario - input'!$D83),\"\")","v":""},{"$f":"IFERROR(IF(OR(J98=\"\",'Historical scenario - input'!$D83=\"\"),\"\",J98/'Historical scenario - input'!$D83),\"\")","v":""},{"$f":"IFERROR(IF(OR(K98=\"\",'Historical scenario - input'!$D83=\"\"),\"\",K98/'Historical scenario - input'!$D83),\"\")","v":""},{"$f":"IFERROR(IF(OR(L98=\"\",'Historical scenario - input'!$D83=\"\"),\"\",L98/'Historical scenario - input'!$D83),\"\")","v":""},{"$f":"IFERROR(IF(OR(M98=\"\",'Historical scenario - input'!$D83=\"\"),\"\",M98/'Historical scenario - input'!$D83),\"\")","v":""},{"$f":"IFERROR(IF(OR(N98=\"\",'Historical scenario - input'!$D83=\"\"),\"\",N98/'Historical scenario - input'!$D83),\"\")","v":""},{"$f":"IFERROR(IF(OR(O98=\"\",'Historical scenario - input'!$D83=\"\"),\"\",O98/'Historical scenario - input'!$D83),\"\")","v":""},{"$f":"IFERROR(IF(OR(P98=\"\",'Historical scenario - input'!$D83=\"\"),\"\",P98/'Historical scenario - input'!$D83),\"\")","v":""},{"$f":"IFERROR(IF(OR(Q98=\"\",'Historical scenario - input'!$D83=\"\"),\"\",Q98/'Historical scenario - input'!$D83),\"\")","v":""},{"$f":"IFERROR(IF(OR(R98=\"\",'Historical scenario - input'!$D83=\"\"),\"\",R98/'Historical scenario - input'!$D83),\"\")","v":""},{"$f":"IFERROR(IF(OR(S98=\"\",'Historical scenario - input'!$D83=\"\"),\"\",S98/'Historical scenario - input'!$D83),\"\")","v":""},{"$f":"IFERROR(IF(OR(T98=\"\",'Historical scenario - input'!$D83=\"\"),\"\",T98/'Historical scenario - input'!$D83),\"\")","v":""},{"$f":"IFERROR(IF(OR(U98=\"\",'Historical scenario - input'!$D83=\"\"),\"\",U98/'Historical scenario - input'!$D83),\"\")","v":""},{"$f":"IFERROR(IF(OR(V98=\"\",'Historical scenario - input'!$D83=\"\"),\"\",V98/'Historical scenario - input'!$D83),\"\")","v":""},{"$f":"IFERROR(IF(OR(W98=\"\",'Historical scenario - input'!$D83=\"\"),\"\",W98/'Historical scenario - input'!$D83),\"\")","v":""}]
[{"$f":"IFERROR('Historical scenario - input'!A84,\"\")","v":""},{"$f":"IFERROR('Historical scenario - input'!B84,\"\")","v":0},{"$f":"IFERROR('Historical scenario - input'!C84,\"\")","v":0},{"$f":"IFERROR(repcalc('Historical scenario - input'!$CV84:$GH84,'Historical scenario - input'!$G84,'Historical scenario - input'!$E84,'Historical scenario - input'!$F84,20,TRUE,TRUE),\"\")","v":""},"","","","","","","","","","","","","","","","","","","",{"$f":"IFERROR(IF(OR(D99=\"\",'Historical scenario - input'!$D84=\"\"),\"\",D99/'Historical scenario - input'!$D84),\"\")","v":""},{"$f":"IFERROR(IF(OR(E99=\"\",'Historical scenario - input'!$D84=\"\"),\"\",E99/'Historical scenario - input'!$D84),\"\")","v":""},{"$f":"IFERROR(IF(OR(F99=\"\",'Historical scenario - input'!$D84=\"\"),\"\",F99/'Historical scenario - input'!$D84),\"\")","v":""},{"$f":"IFERROR(IF(OR(G99=\"\",'Historical scenario - input'!$D84=\"\"),\"\",G99/'Historical scenario - input'!$D84),\"\")","v":""},{"$f":"IFERROR(IF(OR(H99=\"\",'Historical scenario - input'!$D84=\"\"),\"\",H99/'Historical scenario - input'!$D84),\"\")","v":""},{"$f":"IFERROR(IF(OR(I99=\"\",'Historical scenario - input'!$D84=\"\"),\"\",I99/'Historical scenario - input'!$D84),\"\")","v":""},{"$f":"IFERROR(IF(OR(J99=\"\",'Historical scenario - input'!$D84=\"\"),\"\",J99/'Historical scenario - input'!$D84),\"\")","v":""},{"$f":"IFERROR(IF(OR(K99=\"\",'Historical scenario - input'!$D84=\"\"),\"\",K99/'Historical scenario - input'!$D84),\"\")","v":""},{"$f":"IFERROR(IF(OR(L99=\"\",'Historical scenario - input'!$D84=\"\"),\"\",L99/'Historical scenario - input'!$D84),\"\")","v":""},{"$f":"IFERROR(IF(OR(M99=\"\",'Historical scenario - input'!$D84=\"\"),\"\",M99/'Historical scenario - input'!$D84),\"\")","v":""},{"$f":"IFERROR(IF(OR(N99=\"\",'Historical scenario - input'!$D84=\"\"),\"\",N99/'Historical scenario - input'!$D84),\"\")","v":""},{"$f":"IFERROR(IF(OR(O99=\"\",'Historical scenario - input'!$D84=\"\"),\"\",O99/'Historical scenario - input'!$D84),\"\")","v":""},{"$f":"IFERROR(IF(OR(P99=\"\",'Historical scenario - input'!$D84=\"\"),\"\",P99/'Historical scenario - input'!$D84),\"\")","v":""},{"$f":"IFERROR(IF(OR(Q99=\"\",'Historical scenario - input'!$D84=\"\"),\"\",Q99/'Historical scenario - input'!$D84),\"\")","v":""},{"$f":"IFERROR(IF(OR(R99=\"\",'Historical scenario - input'!$D84=\"\"),\"\",R99/'Historical scenario - input'!$D84),\"\")","v":""},{"$f":"IFERROR(IF(OR(S99=\"\",'Historical scenario - input'!$D84=\"\"),\"\",S99/'Historical scenario - input'!$D84),\"\")","v":""},{"$f":"IFERROR(IF(OR(T99=\"\",'Historical scenario - input'!$D84=\"\"),\"\",T99/'Historical scenario - input'!$D84),\"\")","v":""},{"$f":"IFERROR(IF(OR(U99=\"\",'Historical scenario - input'!$D84=\"\"),\"\",U99/'Historical scenario - input'!$D84),\"\")","v":""},{"$f":"IFERROR(IF(OR(V99=\"\",'Historical scenario - input'!$D84=\"\"),\"\",V99/'Historical scenario - input'!$D84),\"\")","v":""},{"$f":"IFERROR(IF(OR(W99=\"\",'Historical scenario - input'!$D84=\"\"),\"\",W99/'Historical scenario - input'!$D84),\"\")","v":""}]
[{"$f":"IFERROR('Historical scenario - input'!A85,\"\")","v":""},{"$f":"IFERROR('Historical scenario - input'!B85,\"\")","v":0},{"$f":"IFERROR('Historical scenario - input'!C85,\"\")","v":0},{"$f":"IFERROR(repcalc('Historical scenario - input'!$CV85:$GH85,'Historical scenario - input'!$G85,'Historical scenario - input'!$E85,'Historical scenario - input'!$F85,20,TRUE,TRUE),\"\")","v":""},"","","","","","","","","","","","","","","","","","","",{"$f":"IFERROR(IF(OR(D100=\"\",'Historical scenario - input'!$D85=\"\"),\"\",D100/'Historical scenario - input'!$D85),\"\")","v":""},{"$f":"IFERROR(IF(OR(E100=\"\",'Historical scenario - input'!$D85=\"\"),\"\",E100/'Historical scenario - input'!$D85),\"\")","v":""},{"$f":"IFERROR(IF(OR(F100=\"\",'Historical scenario - input'!$D85=\"\"),\"\",F100/'Historical scenario - input'!$D85),\"\")","v":""},{"$f":"IFERROR(IF(OR(G100=\"\",'Historical scenario - input'!$D85=\"\"),\"\",G100/'Historical scenario - input'!$D85),\"\")","v":""},{"$f":"IFERROR(IF(OR(H100=\"\",'Historical scenario - input'!$D85=\"\"),\"\",H100/'Historical scenario - input'!$D85),\"\")","v":""},{"$f":"IFERROR(IF(OR(I100=\"\",'Historical scenario - input'!$D85=\"\"),\"\",I100/'Historical scenario - input'!$D85),\"\")","v":""},{"$f":"IFERROR(IF(OR(J100=\"\",'Historical scenario - input'!$D85=\"\"),\"\",J100/'Historical scenario - input'!$D85),\"\")","v":""},{"$f":"IFERROR(IF(OR(K100=\"\",'Historical scenario - input'!$D85=\"\"),\"\",K100/'Historical scenario - input'!$D85),\"\")","v":""},{"$f":"IFERROR(IF(OR(L100=\"\",'Historical scenario - input'!$D85=\"\"),\"\",L100/'Historical scenario - input'!$D85),\"\")","v":""},{"$f":"IFERROR(IF(OR(M100=\"\",'Historical scenario - input'!$D85=\"\"),\"\",M100/'Historical scenario - input'!$D85),\"\")","v":""},{"$f":"IFERROR(IF(OR(N100=\"\",'Historical scenario - input'!$D85=\"\"),\"\",N100/'Historical scenario - input'!$D85),\"\")","v":""},{"$f":"IFERROR(IF(OR(O100=\"\",'Historical scenario - input'!$D85=\"\"),\"\",O100/'Historical scenario - input'!$D85),\"\")","v":""},{"$f":"IFERROR(IF(OR(P100=\"\",'Historical scenario - input'!$D85=\"\"),\"\",P100/'Historical scenario - input'!$D85),\"\")","v":""},{"$f":"IFERROR(IF(OR(Q100=\"\",'Historical scenario - input'!$D85=\"\"),\"\",Q100/'Historical scenario - input'!$D85),\"\")","v":""},{"$f":"IFERROR(IF(OR(R100=\"\",'Historical scenario - input'!$D85=\"\"),\"\",R100/'Historical scenario - input'!$D85),\"\")","v":""},{"$f":"IFERROR(IF(OR(S100=\"\",'Historical scenario - input'!$D85=\"\"),\"\",S100/'Historical scenario - input'!$D85),\"\")","v":""},{"$f":"IFERROR(IF(OR(T100=\"\",'Historical scenario - input'!$D85=\"\"),\"\",T100/'Historical scenario - input'!$D85),\"\")","v":""},{"$f":"IFERROR(IF(OR(U100=\"\",'Historical scenario - input'!$D85=\"\"),\"\",U100/'Historical scenario - input'!$D85),\"\")","v":""},{"$f":"IFERROR(IF(OR(V100=\"\",'Historical scenario - input'!$D85=\"\"),\"\",V100/'Historical scenario - input'!$D85),\"\")","v":""},{"$f":"IFERROR(IF(OR(W100=\"\",'Historical scenario - input'!$D85=\"\"),\"\",W100/'Historical scenario - input'!$D85),\"\")","v":""}]
[{"$f":"IFERROR('Historical scenario - input'!A86,\"\")","v":""},{"$f":"IFERROR('Historical scenario - input'!B86,\"\")","v":0},{"$f":"IFERROR('Historical scenario - input'!C86,\"\")","v":0},{"$f":"IFERROR(repcalc('Historical scenario - input'!$CV86:$GH86,'Historical scenario - input'!$G86,'Historical scenario - input'!$E86,'Historical scenario - input'!$F86,20,TRUE,TRUE),\"\")","v":""},"","","","","","","","","","","","","","","","","","","",{"$f":"IFERROR(IF(OR(D101=\"\",'Historical scenario - input'!$D86=\"\"),\"\",D101/'Historical scenario - input'!$D86),\"\")","v":""},{"$f":"IFERROR(IF(OR(E101=\"\",'Historical scenario - input'!$D86=\"\"),\"\",E101/'Historical scenario - input'!$D86),\"\")","v":""},{"$f":"IFERROR(IF(OR(F101=\"\",'Historical scenario - input'!$D86=\"\"),\"\",F101/'Historical scenario - input'!$D86),\"\")","v":""},{"$f":"IFERROR(IF(OR(G101=\"\",'Historical scenario - input'!$D86=\"\"),\"\",G101/'Historical scenario - input'!$D86),\"\")","v":""},{"$f":"IFERROR(IF(OR(H101=\"\",'Historical scenario - input'!$D86=\"\"),\"\",H101/'Historical scenario - input'!$D86),\"\")","v":""},{"$f":"IFERROR(IF(OR(I101=\"\",'Historical scenario - input'!$D86=\"\"),\"\",I101/'Historical scenario - input'!$D86),\"\")","v":""},{"$f":"IFERROR(IF(OR(J101=\"\",'Historical scenario - input'!$D86=\"\"),\"\",J101/'Historical scenario - input'!$D86),\"\")","v":""},{"$f":"IFERROR(IF(OR(K101=\"\",'Historical scenario - input'!$D86=\"\"),\"\",K101/'Historical scenario - input'!$D86),\"\")","v":""},{"$f":"IFERROR(IF(OR(L101=\"\",'Historical scenario - input'!$D86=\"\"),\"\",L101/'Historical scenario - input'!$D86),\"\")","v":""},{"$f":"IFERROR(IF(OR(M101=\"\",'Historical scenario - input'!$D86=\"\"),\"\",M101/'Historical scenario - input'!$D86),\"\")","v":""},{"$f":"IFERROR(IF(OR(N101=\"\",'Historical scenario - input'!$D86=\"\"),\"\",N101/'Historical scenario - input'!$D86),\"\")","v":""},{"$f":"IFERROR(IF(OR(O101=\"\",'Historical scenario - input'!$D86=\"\"),\"\",O101/'Historical scenario - input'!$D86),\"\")","v":""},{"$f":"IFERROR(IF(OR(P101=\"\",'Historical scenario - input'!$D86=\"\"),\"\",P101/'Historical scenario - input'!$D86),\"\")","v":""},{"$f":"IFERROR(IF(OR(Q101=\"\",'Historical scenario - input'!$D86=\"\"),\"\",Q101/'Historical scenario - input'!$D86),\"\")","v":""},{"$f":"IFERROR(IF(OR(R101=\"\",'Historical scenario - input'!$D86=\"\"),\"\",R101/'Historical scenario - input'!$D86),\"\")","v":""},{"$f":"IFERROR(IF(OR(S101=\"\",'Historical scenario - input'!$D86=\"\"),\"\",S101/'Historical scenario - input'!$D86),\"\")","v":""},{"$f":"IFERROR(IF(OR(T101=\"\",'Historical scenario - input'!$D86=\"\"),\"\",T101/'Historical scenario - input'!$D86),\"\")","v":""},{"$f":"IFERROR(IF(OR(U101=\"\",'Historical scenario - input'!$D86=\"\"),\"\",U101/'Historical scenario - input'!$D86),\"\")","v":""},{"$f":"IFERROR(IF(OR(V101=\"\",'Historical scenario - input'!$D86=\"\"),\"\",V101/'Historical scenario - input'!$D86),\"\")","v":""},{"$f":"IFERROR(IF(OR(W101=\"\",'Historical scenario - input'!$D86=\"\"),\"\",W101/'Historical scenario - input'!$D86),\"\")","v":""}]
[{"$f":"IFERROR('Historical scenario - input'!A87,\"\")","v":""},{"$f":"IFERROR('Historical scenario - input'!B87,\"\")","v":0},{"$f":"IFERROR('Historical scenario - input'!C87,\"\")","v":0},{"$f":"IFERROR(repcalc('Historical scenario - input'!$CV87:$GH87,'Historical scenario - input'!$G87,'Historical scenario - input'!$E87,'Historical scenario - input'!$F87,20,TRUE,TRUE),\"\")","v":""},"","","","","","","","","","","","","","","","","","","",{"$f":"IFERROR(IF(OR(D102=\"\",'Historical scenario - input'!$D87=\"\"),\"\",D102/'Historical scenario - input'!$D87),\"\")","v":""},{"$f":"IFERROR(IF(OR(E102=\"\",'Historical scenario - input'!$D87=\"\"),\"\",E102/'Historical scenario - input'!$D87),\"\")","v":""},{"$f":"IFERROR(IF(OR(F102=\"\",'Historical scenario - input'!$D87=\"\"),\"\",F102/'Historical scenario - input'!$D87),\"\")","v":""},{"$f":"IFERROR(IF(OR(G102=\"\",'Historical scenario - input'!$D87=\"\"),\"\",G102/'Historical scenario - input'!$D87),\"\")","v":""},{"$f":"IFERROR(IF(OR(H102=\"\",'Historical scenario - input'!$D87=\"\"),\"\",H102/'Historical scenario - input'!$D87),\"\")","v":""},{"$f":"IFERROR(IF(OR(I102=\"\",'Historical scenario - input'!$D87=\"\"),\"\",I102/'Historical scenario - input'!$D87),\"\")","v":""},{"$f":"IFERROR(IF(OR(J102=\"\",'Historical scenario - input'!$D87=\"\"),\"\",J102/'Historical scenario - input'!$D87),\"\")","v":""},{"$f":"IFERROR(IF(OR(K102=\"\",'Historical scenario - input'!$D87=\"\"),\"\",K102/'Historical scenario - input'!$D87),\"\")","v":""},{"$f":"IFERROR(IF(OR(L102=\"\",'Historical scenario - input'!$D87=\"\"),\"\",L102/'Historical scenario - input'!$D87),\"\")","v":""},{"$f":"IFERROR(IF(OR(M102=\"\",'Historical scenario - input'!$D87=\"\"),\"\",M102/'Historical scenario - input'!$D87),\"\")","v":""},{"$f":"IFERROR(IF(OR(N102=\"\",'Historical scenario - input'!$D87=\"\"),\"\",N102/'Historical scenario - input'!$D87),\"\")","v":""},{"$f":"IFERROR(IF(OR(O102=\"\",'Historical scenario - input'!$D87=\"\"),\"\",O102/'Historical scenario - input'!$D87),\"\")","v":""},{"$f":"IFERROR(IF(OR(P102=\"\",'Historical scenario - input'!$D87=\"\"),\"\",P102/'Historical scenario - input'!$D87),\"\")","v":""},{"$f":"IFERROR(IF(OR(Q102=\"\",'Historical scenario - input'!$D87=\"\"),\"\",Q102/'Historical scenario - input'!$D87),\"\")","v":""},{"$f":"IFERROR(IF(OR(R102=\"\",'Historical scenario - input'!$D87=\"\"),\"\",R102/'Historical scenario - input'!$D87),\"\")","v":""},{"$f":"IFERROR(IF(OR(S102=\"\",'Historical scenario - input'!$D87=\"\"),\"\",S102/'Historical scenario - input'!$D87),\"\")","v":""},{"$f":"IFERROR(IF(OR(T102=\"\",'Historical scenario - input'!$D87=\"\"),\"\",T102/'Historical scenario - input'!$D87),\"\")","v":""},{"$f":"IFERROR(IF(OR(U102=\"\",'Historical scenario - input'!$D87=\"\"),\"\",U102/'Historical scenario - input'!$D87),\"\")","v":""},{"$f":"IFERROR(IF(OR(V102=\"\",'Historical scenario - input'!$D87=\"\"),\"\",V102/'Historical scenario - input'!$D87),\"\")","v":""},{"$f":"IFERROR(IF(OR(W102=\"\",'Historical scenario - input'!$D87=\"\"),\"\",W102/'Historical scenario - input'!$D87),\"\")","v":""}]
[{"$f":"IFERROR('Historical scenario - input'!A88,\"\")","v":""},{"$f":"IFERROR('Historical scenario - input'!B88,\"\")","v":0},{"$f":"IFERROR('Historical scenario - input'!C88,\"\")","v":0},{"$f":"IFERROR(repcalc('Historical scenario - input'!$CV88:$GH88,'Historical scenario - input'!$G88,'Historical scenario - input'!$E88,'Historical scenario - input'!$F88,20,TRUE,TRUE),\"\")","v":""},"","","","","","","","","","","","","","","","","","","",{"$f":"IFERROR(IF(OR(D103=\"\",'Historical scenario - input'!$D88=\"\"),\"\",D103/'Historical scenario - input'!$D88),\"\")","v":""},{"$f":"IFERROR(IF(OR(E103=\"\",'Historical scenario - input'!$D88=\"\"),\"\",E103/'Historical scenario - input'!$D88),\"\")","v":""},{"$f":"IFERROR(IF(OR(F103=\"\",'Historical scenario - input'!$D88=\"\"),\"\",F103/'Historical scenario - input'!$D88),\"\")","v":""},{"$f":"IFERROR(IF(OR(G103=\"\",'Historical scenario - input'!$D88=\"\"),\"\",G103/'Historical scenario - input'!$D88),\"\")","v":""},{"$f":"IFERROR(IF(OR(H103=\"\",'Historical scenario - input'!$D88=\"\"),\"\",H103/'Historical scenario - input'!$D88),\"\")","v":""},{"$f":"IFERROR(IF(OR(I103=\"\",'Historical scenario - input'!$D88=\"\"),\"\",I103/'Historical scenario - input'!$D88),\"\")","v":""},{"$f":"IFERROR(IF(OR(J103=\"\",'Historical scenario - input'!$D88=\"\"),\"\",J103/'Historical scenario - input'!$D88),\"\")","v":""},{"$f":"IFERROR(IF(OR(K103=\"\",'Historical scenario - input'!$D88=\"\"),\"\",K103/'Historical scenario - input'!$D88),\"\")","v":""},{"$f":"IFERROR(IF(OR(L103=\"\",'Historical scenario - input'!$D88=\"\"),\"\",L103/'Historical scenario - input'!$D88),\"\")","v":""},{"$f":"IFERROR(IF(OR(M103=\"\",'Historical scenario - input'!$D88=\"\"),\"\",M103/'Historical scenario - input'!$D88),\"\")","v":""},{"$f":"IFERROR(IF(OR(N103=\"\",'Historical scenario - input'!$D88=\"\"),\"\",N103/'Historical scenario - input'!$D88),\"\")","v":""},{"$f":"IFERROR(IF(OR(O103=\"\",'Historical scenario - input'!$D88=\"\"),\"\",O103/'Historical scenario - input'!$D88),\"\")","v":""},{"$f":"IFERROR(IF(OR(P103=\"\",'Historical scenario - input'!$D88=\"\"),\"\",P103/'Historical scenario - input'!$D88),\"\")","v":""},{"$f":"IFERROR(IF(OR(Q103=\"\",'Historical scenario - input'!$D88=\"\"),\"\",Q103/'Historical scenario - input'!$D88),\"\")","v":""},{"$f":"IFERROR(IF(OR(R103=\"\",'Historical scenario - input'!$D88=\"\"),\"\",R103/'Historical scenario - input'!$D88),\"\")","v":""},{"$f":"IFERROR(IF(OR(S103=\"\",'Historical scenario - input'!$D88=\"\"),\"\",S103/'Historical scenario - input'!$D88),\"\")","v":""},{"$f":"IFERROR(IF(OR(T103=\"\",'Historical scenario - input'!$D88=\"\"),\"\",T103/'Historical scenario - input'!$D88),\"\")","v":""},{"$f":"IFERROR(IF(OR(U103=\"\",'Historical scenario - input'!$D88=\"\"),\"\",U103/'Historical scenario - input'!$D88),\"\")","v":""},{"$f":"IFERROR(IF(OR(V103=\"\",'Historical scenario - input'!$D88=\"\"),\"\",V103/'Historical scenario - input'!$D88),\"\")","v":""},{"$f":"IFERROR(IF(OR(W103=\"\",'Historical scenario - input'!$D88=\"\"),\"\",W103/'Historical scenario - input'!$D88),\"\")","v":""}]
[{"$f":"IFERROR('Historical scenario - input'!A89,\"\")","v":""},{"$f":"IFERROR('Historical scenario - input'!B89,\"\")","v":0},{"$f":"IFERROR('Historical scenario - input'!C89,\"\")","v":0},{"$f":"IFERROR(repcalc('Historical scenario - input'!$CV89:$GH89,'Historical scenario - input'!$G89,'Historical scenario - input'!$E89,'Historical scenario - input'!$F89,20,TRUE,TRUE),\"\")","v":""},"","","","","","","","","","","","","","","","","","","",{"$f":"IFERROR(IF(OR(D104=\"\",'Historical scenario - input'!$D89=\"\"),\"\",D104/'Historical scenario - input'!$D89),\"\")","v":""},{"$f":"IFERROR(IF(OR(E104=\"\",'Historical scenario - input'!$D89=\"\"),\"\",E104/'Historical scenario - input'!$D89),\"\")","v":""},{"$f":"IFERROR(IF(OR(F104=\"\",'Historical scenario - input'!$D89=\"\"),\"\",F104/'Historical scenario - input'!$D89),\"\")","v":""},{"$f":"IFERROR(IF(OR(G104=\"\",'Historical scenario - input'!$D89=\"\"),\"\",G104/'Historical scenario - input'!$D89),\"\")","v":""},{"$f":"IFERROR(IF(OR(H104=\"\",'Historical scenario - input'!$D89=\"\"),\"\",H104/'Historical scenario - input'!$D89),\"\")","v":""},{"$f":"IFERROR(IF(OR(I104=\"\",'Historical scenario - input'!$D89=\"\"),\"\",I104/'Historical scenario - input'!$D89),\"\")","v":""},{"$f":"IFERROR(IF(OR(J104=\"\",'Historical scenario - input'!$D89=\"\"),\"\",J104/'Historical scenario - input'!$D89),\"\")","v":""},{"$f":"IFERROR(IF(OR(K104=\"\",'Historical scenario - input'!$D89=\"\"),\"\",K104/'Historical scenario - input'!$D89),\"\")","v":""},{"$f":"IFERROR(IF(OR(L104=\"\",'Historical scenario - input'!$D89=\"\"),\"\",L104/'Historical scenario - input'!$D89),\"\")","v":""},{"$f":"IFERROR(IF(OR(M104=\"\",'Historical scenario - input'!$D89=\"\"),\"\",M104/'Historical scenario - input'!$D89),\"\")","v":""},{"$f":"IFERROR(IF(OR(N104=\"\",'Historical scenario - input'!$D89=\"\"),\"\",N104/'Historical scenario - input'!$D89),\"\")","v":""},{"$f":"IFERROR(IF(OR(O104=\"\",'Historical scenario - input'!$D89=\"\"),\"\",O104/'Historical scenario - input'!$D89),\"\")","v":""},{"$f":"IFERROR(IF(OR(P104=\"\",'Historical scenario - input'!$D89=\"\"),\"\",P104/'Historical scenario - input'!$D89),\"\")","v":""},{"$f":"IFERROR(IF(OR(Q104=\"\",'Historical scenario - input'!$D89=\"\"),\"\",Q104/'Historical scenario - input'!$D89),\"\")","v":""},{"$f":"IFERROR(IF(OR(R104=\"\",'Historical scenario - input'!$D89=\"\"),\"\",R104/'Historical scenario - input'!$D89),\"\")","v":""},{"$f":"IFERROR(IF(OR(S104=\"\",'Historical scenario - input'!$D89=\"\"),\"\",S104/'Historical scenario - input'!$D89),\"\")","v":""},{"$f":"IFERROR(IF(OR(T104=\"\",'Historical scenario - input'!$D89=\"\"),\"\",T104/'Historical scenario - input'!$D89),\"\")","v":""},{"$f":"IFERROR(IF(OR(U104=\"\",'Historical scenario - input'!$D89=\"\"),\"\",U104/'Historical scenario - input'!$D89),\"\")","v":""},{"$f":"IFERROR(IF(OR(V104=\"\",'Historical scenario - input'!$D89=\"\"),\"\",V104/'Historical scenario - input'!$D89),\"\")","v":""},{"$f":"IFERROR(IF(OR(W104=\"\",'Historical scenario - input'!$D89=\"\"),\"\",W104/'Historical scenario - input'!$D89),\"\")","v":""}]
[{"$f":"IFERROR('Historical scenario - input'!A90,\"\")","v":""},{"$f":"IFERROR('Historical scenario - input'!B90,\"\")","v":0},{"$f":"IFERROR('Historical scenario - input'!C90,\"\")","v":0},{"$f":"IFERROR(repcalc('Historical scenario - input'!$CV90:$GH90,'Historical scenario - input'!$G90,'Historical scenario - input'!$E90,'Historical scenario - input'!$F90,20,TRUE,TRUE),\"\")","v":""},"","","","","","","","","","","","","","","","","","","",{"$f":"IFERROR(IF(OR(D105=\"\",'Historical scenario - input'!$D90=\"\"),\"\",D105/'Historical scenario - input'!$D90),\"\")","v":""},{"$f":"IFERROR(IF(OR(E105=\"\",'Historical scenario - input'!$D90=\"\"),\"\",E105/'Historical scenario - input'!$D90),\"\")","v":""},{"$f":"IFERROR(IF(OR(F105=\"\",'Historical scenario - input'!$D90=\"\"),\"\",F105/'Historical scenario - input'!$D90),\"\")","v":""},{"$f":"IFERROR(IF(OR(G105=\"\",'Historical scenario - input'!$D90=\"\"),\"\",G105/'Historical scenario - input'!$D90),\"\")","v":""},{"$f":"IFERROR(IF(OR(H105=\"\",'Historical scenario - input'!$D90=\"\"),\"\",H105/'Historical scenario - input'!$D90),\"\")","v":""},{"$f":"IFERROR(IF(OR(I105=\"\",'Historical scenario - input'!$D90=\"\"),\"\",I105/'Historical scenario - input'!$D90),\"\")","v":""},{"$f":"IFERROR(IF(OR(J105=\"\",'Historical scenario - input'!$D90=\"\"),\"\",J105/'Historical scenario - input'!$D90),\"\")","v":""},{"$f":"IFERROR(IF(OR(K105=\"\",'Historical scenario - input'!$D90=\"\"),\"\",K105/'Historical scenario - input'!$D90),\"\")","v":""},{"$f":"IFERROR(IF(OR(L105=\"\",'Historical scenario - input'!$D90=\"\"),\"\",L105/'Historical scenario - input'!$D90),\"\")","v":""},{"$f":"IFERROR(IF(OR(M105=\"\",'Historical scenario - input'!$D90=\"\"),\"\",M105/'Historical scenario - input'!$D90),\"\")","v":""},{"$f":"IFERROR(IF(OR(N105=\"\",'Historical scenario - input'!$D90=\"\"),\"\",N105/'Historical scenario - input'!$D90),\"\")","v":""},{"$f":"IFERROR(IF(OR(O105=\"\",'Historical scenario - input'!$D90=\"\"),\"\",O105/'Historical scenario - input'!$D90),\"\")","v":""},{"$f":"IFERROR(IF(OR(P105=\"\",'Historical scenario - input'!$D90=\"\"),\"\",P105/'Historical scenario - input'!$D90),\"\")","v":""},{"$f":"IFERROR(IF(OR(Q105=\"\",'Historical scenario - input'!$D90=\"\"),\"\",Q105/'Historical scenario - input'!$D90),\"\")","v":""},{"$f":"IFERROR(IF(OR(R105=\"\",'Historical scenario - input'!$D90=\"\"),\"\",R105/'Historical scenario - input'!$D90),\"\")","v":""},{"$f":"IFERROR(IF(OR(S105=\"\",'Historical scenario - input'!$D90=\"\"),\"\",S105/'Historical scenario - input'!$D90),\"\")","v":""},{"$f":"IFERROR(IF(OR(T105=\"\",'Historical scenario - input'!$D90=\"\"),\"\",T105/'Historical scenario - input'!$D90),\"\")","v":""},{"$f":"IFERROR(IF(OR(U105=\"\",'Historical scenario - input'!$D90=\"\"),\"\",U105/'Historical scenario - input'!$D90),\"\")","v":""},{"$f":"IFERROR(IF(OR(V105=\"\",'Historical scenario - input'!$D90=\"\"),\"\",V105/'Historical scenario - input'!$D90),\"\")","v":""},{"$f":"IFERROR(IF(OR(W105=\"\",'Historical scenario - input'!$D90=\"\"),\"\",W105/'Historical scenario - input'!$D90),\"\")","v":""}]
[{"$f":"IFERROR('Historical scenario - input'!A91,\"\")","v":""},{"$f":"IFERROR('Historical scenario - input'!B91,\"\")","v":0},{"$f":"IFERROR('Historical scenario - input'!C91,\"\")","v":0},{"$f":"IFERROR(repcalc('Historical scenario - input'!$CV91:$GH91,'Historical scenario - input'!$G91,'Historical scenario - input'!$E91,'Historical scenario - input'!$F91,20,TRUE,TRUE),\"\")","v":""},"","","","","","","","","","","","","","","","","","","",{"$f":"IFERROR(IF(OR(D106=\"\",'Historical scenario - input'!$D91=\"\"),\"\",D106/'Historical scenario - input'!$D91),\"\")","v":""},{"$f":"IFERROR(IF(OR(E106=\"\",'Historical scenario - input'!$D91=\"\"),\"\",E106/'Historical scenario - input'!$D91),\"\")","v":""},{"$f":"IFERROR(IF(OR(F106=\"\",'Historical scenario - input'!$D91=\"\"),\"\",F106/'Historical scenario - input'!$D91),\"\")","v":""},{"$f":"IFERROR(IF(OR(G106=\"\",'Historical scenario - input'!$D91=\"\"),\"\",G106/'Historical scenario - input'!$D91),\"\")","v":""},{"$f":"IFERROR(IF(OR(H106=\"\",'Historical scenario - input'!$D91=\"\"),\"\",H106/'Historical scenario - input'!$D91),\"\")","v":""},{"$f":"IFERROR(IF(OR(I106=\"\",'Historical scenario - input'!$D91=\"\"),\"\",I106/'Historical scenario - input'!$D91),\"\")","v":""},{"$f":"IFERROR(IF(OR(J106=\"\",'Historical scenario - input'!$D91=\"\"),\"\",J106/'Historical scenario - input'!$D91),\"\")","v":""},{"$f":"IFERROR(IF(OR(K106=\"\",'Historical scenario - input'!$D91=\"\"),\"\",K106/'Historical scenario - input'!$D91),\"\")","v":""},{"$f":"IFERROR(IF(OR(L106=\"\",'Historical scenario - input'!$D91=\"\"),\"\",L106/'Historical scenario - input'!$D91),\"\")","v":""},{"$f":"IFERROR(IF(OR(M106=\"\",'Historical scenario - input'!$D91=\"\"),\"\",M106/'Historical scenario - input'!$D91),\"\")","v":""},{"$f":"IFERROR(IF(OR(N106=\"\",'Historical scenario - input'!$D91=\"\"),\"\",N106/'Historical scenario - input'!$D91),\"\")","v":""},{"$f":"IFERROR(IF(OR(O106=\"\",'Historical scenario - input'!$D91=\"\"),\"\",O106/'Historical scenario - input'!$D91),\"\")","v":""},{"$f":"IFERROR(IF(OR(P106=\"\",'Historical scenario - input'!$D91=\"\"),\"\",P106/'Historical scenario - input'!$D91),\"\")","v":""},{"$f":"IFERROR(IF(OR(Q106=\"\",'Historical scenario - input'!$D91=\"\"),\"\",Q106/'Historical scenario - input'!$D91),\"\")","v":""},{"$f":"IFERROR(IF(OR(R106=\"\",'Historical scenario - input'!$D91=\"\"),\"\",R106/'Historical scenario - input'!$D91),\"\")","v":""},{"$f":"IFERROR(IF(OR(S106=\"\",'Historical scenario - input'!$D91=\"\"),\"\",S106/'Historical scenario - input'!$D91),\"\")","v":""},{"$f":"IFERROR(IF(OR(T106=\"\",'Historical scenario - input'!$D91=\"\"),\"\",T106/'Historical scenario - input'!$D91),\"\")","v":""},{"$f":"IFERROR(IF(OR(U106=\"\",'Historical scenario - input'!$D91=\"\"),\"\",U106/'Historical scenario - input'!$D91),\"\")","v":""},{"$f":"IFERROR(IF(OR(V106=\"\",'Historical scenario - input'!$D91=\"\"),\"\",V106/'Historical scenario - input'!$D91),\"\")","v":""},{"$f":"IFERROR(IF(OR(W106=\"\",'Historical scenario - input'!$D91=\"\"),\"\",W106/'Historical scenario - input'!$D91),\"\")","v":""}]
[{"$f":"IFERROR('Historical scenario - input'!A92,\"\")","v":""},{"$f":"IFERROR('Historical scenario - input'!B92,\"\")","v":0},{"$f":"IFERROR('Historical scenario - input'!C92,\"\")","v":0},{"$f":"IFERROR(repcalc('Historical scenario - input'!$CV92:$GH92,'Historical scenario - input'!$G92,'Historical scenario - input'!$E92,'Historical scenario - input'!$F92,20,TRUE,TRUE),\"\")","v":""},"","","","","","","","","","","","","","","","","","","",{"$f":"IFERROR(IF(OR(D107=\"\",'Historical scenario - input'!$D92=\"\"),\"\",D107/'Historical scenario - input'!$D92),\"\")","v":""},{"$f":"IFERROR(IF(OR(E107=\"\",'Historical scenario - input'!$D92=\"\"),\"\",E107/'Historical scenario - input'!$D92),\"\")","v":""},{"$f":"IFERROR(IF(OR(F107=\"\",'Historical scenario - input'!$D92=\"\"),\"\",F107/'Historical scenario - input'!$D92),\"\")","v":""},{"$f":"IFERROR(IF(OR(G107=\"\",'Historical scenario - input'!$D92=\"\"),\"\",G107/'Historical scenario - input'!$D92),\"\")","v":""},{"$f":"IFERROR(IF(OR(H107=\"\",'Historical scenario - input'!$D92=\"\"),\"\",H107/'Historical scenario - input'!$D92),\"\")","v":""},{"$f":"IFERROR(IF(OR(I107=\"\",'Historical scenario - input'!$D92=\"\"),\"\",I107/'Historical scenario - input'!$D92),\"\")","v":""},{"$f":"IFERROR(IF(OR(J107=\"\",'Historical scenario - input'!$D92=\"\"),\"\",J107/'Historical scenario - input'!$D92),\"\")","v":""},{"$f":"IFERROR(IF(OR(K107=\"\",'Historical scenario - input'!$D92=\"\"),\"\",K107/'Historical scenario - input'!$D92),\"\")","v":""},{"$f":"IFERROR(IF(OR(L107=\"\",'Historical scenario - input'!$D92=\"\"),\"\",L107/'Historical scenario - input'!$D92),\"\")","v":""},{"$f":"IFERROR(IF(OR(M107=\"\",'Historical scenario - input'!$D92=\"\"),\"\",M107/'Historical scenario - input'!$D92),\"\")","v":""},{"$f":"IFERROR(IF(OR(N107=\"\",'Historical scenario - input'!$D92=\"\"),\"\",N107/'Historical scenario - input'!$D92),\"\")","v":""},{"$f":"IFERROR(IF(OR(O107=\"\",'Historical scenario - input'!$D92=\"\"),\"\",O107/'Historical scenario - input'!$D92),\"\")","v":""},{"$f":"IFERROR(IF(OR(P107=\"\",'Historical scenario - input'!$D92=\"\"),\"\",P107/'Historical scenario - input'!$D92),\"\")","v":""},{"$f":"IFERROR(IF(OR(Q107=\"\",'Historical scenario - input'!$D92=\"\"),\"\",Q107/'Historical scenario - input'!$D92),\"\")","v":""},{"$f":"IFERROR(IF(OR(R107=\"\",'Historical scenario - input'!$D92=\"\"),\"\",R107/'Historical scenario - input'!$D92),\"\")","v":""},{"$f":"IFERROR(IF(OR(S107=\"\",'Historical scenario - input'!$D92=\"\"),\"\",S107/'Historical scenario - input'!$D92),\"\")","v":""},{"$f":"IFERROR(IF(OR(T107=\"\",'Historical scenario - input'!$D92=\"\"),\"\",T107/'Historical scenario - input'!$D92),\"\")","v":""},{"$f":"IFERROR(IF(OR(U107=\"\",'Historical scenario - input'!$D92=\"\"),\"\",U107/'Historical scenario - input'!$D92),\"\")","v":""},{"$f":"IFERROR(IF(OR(V107=\"\",'Historical scenario - input'!$D92=\"\"),\"\",V107/'Historical scenario - input'!$D92),\"\")","v":""},{"$f":"IFERROR(IF(OR(W107=\"\",'Historical scenario - input'!$D92=\"\"),\"\",W107/'Historical scenario - input'!$D92),\"\")","v":""}]
[{"$f":"IFERROR('Historical scenario - input'!A93,\"\")","v":""},{"$f":"IFERROR('Historical scenario - input'!B93,\"\")","v":0},{"$f":"IFERROR('Historical scenario - input'!C93,\"\")","v":0},{"$f":"IFERROR(repcalc('Historical scenario - input'!$CV93:$GH93,'Historical scenario - input'!$G93,'Historical scenario - input'!$E93,'Historical scenario - input'!$F93,20,TRUE,TRUE),\"\")","v":""},"","","","","","","","","","","","","","","","","","","",{"$f":"IFERROR(IF(OR(D108=\"\",'Historical scenario - input'!$D93=\"\"),\"\",D108/'Historical scenario - input'!$D93),\"\")","v":""},{"$f":"IFERROR(IF(OR(E108=\"\",'Historical scenario - input'!$D93=\"\"),\"\",E108/'Historical scenario - input'!$D93),\"\")","v":""},{"$f":"IFERROR(IF(OR(F108=\"\",'Historical scenario - input'!$D93=\"\"),\"\",F108/'Historical scenario - input'!$D93),\"\")","v":""},{"$f":"IFERROR(IF(OR(G108=\"\",'Historical scenario - input'!$D93=\"\"),\"\",G108/'Historical scenario - input'!$D93),\"\")","v":""},{"$f":"IFERROR(IF(OR(H108=\"\",'Historical scenario - input'!$D93=\"\"),\"\",H108/'Historical scenario - input'!$D93),\"\")","v":""},{"$f":"IFERROR(IF(OR(I108=\"\",'Historical scenario - input'!$D93=\"\"),\"\",I108/'Historical scenario - input'!$D93),\"\")","v":""},{"$f":"IFERROR(IF(OR(J108=\"\",'Historical scenario - input'!$D93=\"\"),\"\",J108/'Historical scenario - input'!$D93),\"\")","v":""},{"$f":"IFERROR(IF(OR(K108=\"\",'Historical scenario - input'!$D93=\"\"),\"\",K108/'Historical scenario - input'!$D93),\"\")","v":""},{"$f":"IFERROR(IF(OR(L108=\"\",'Historical scenario - input'!$D93=\"\"),\"\",L108/'Historical scenario - input'!$D93),\"\")","v":""},{"$f":"IFERROR(IF(OR(M108=\"\",'Historical scenario - input'!$D93=\"\"),\"\",M108/'Historical scenario - input'!$D93),\"\")","v":""},{"$f":"IFERROR(IF(OR(N108=\"\",'Historical scenario - input'!$D93=\"\"),\"\",N108/'Historical scenario - input'!$D93),\"\")","v":""},{"$f":"IFERROR(IF(OR(O108=\"\",'Historical scenario - input'!$D93=\"\"),\"\",O108/'Historical scenario - input'!$D93),\"\")","v":""},{"$f":"IFERROR(IF(OR(P108=\"\",'Historical scenario - input'!$D93=\"\"),\"\",P108/'Historical scenario - input'!$D93),\"\")","v":""},{"$f":"IFERROR(IF(OR(Q108=\"\",'Historical scenario - input'!$D93=\"\"),\"\",Q108/'Historical scenario - input'!$D93),\"\")","v":""},{"$f":"IFERROR(IF(OR(R108=\"\",'Historical scenario - input'!$D93=\"\"),\"\",R108/'Historical scenario - input'!$D93),\"\")","v":""},{"$f":"IFERROR(IF(OR(S108=\"\",'Historical scenario - input'!$D93=\"\"),\"\",S108/'Historical scenario - input'!$D93),\"\")","v":""},{"$f":"IFERROR(IF(OR(T108=\"\",'Historical scenario - input'!$D93=\"\"),\"\",T108/'Historical scenario - input'!$D93),\"\")","v":""},{"$f":"IFERROR(IF(OR(U108=\"\",'Historical scenario - input'!$D93=\"\"),\"\",U108/'Historical scenario - input'!$D93),\"\")","v":""},{"$f":"IFERROR(IF(OR(V108=\"\",'Historical scenario - input'!$D93=\"\"),\"\",V108/'Historical scenario - input'!$D93),\"\")","v":""},{"$f":"IFERROR(IF(OR(W108=\"\",'Historical scenario - input'!$D93=\"\"),\"\",W108/'Historical scenario - input'!$D93),\"\")","v":""}]
[{"$f":"IFERROR('Historical scenario - input'!A94,\"\")","v":""},{"$f":"IFERROR('Historical scenario - input'!B94,\"\")","v":0},{"$f":"IFERROR('Historical scenario - input'!C94,\"\")","v":0},{"$f":"IFERROR(repcalc('Historical scenario - input'!$CV94:$GH94,'Historical scenario - input'!$G94,'Historical scenario - input'!$E94,'Historical scenario - input'!$F94,20,TRUE,TRUE),\"\")","v":""},"","","","","","","","","","","","","","","","","","","",{"$f":"IFERROR(IF(OR(D109=\"\",'Historical scenario - input'!$D94=\"\"),\"\",D109/'Historical scenario - input'!$D94),\"\")","v":""},{"$f":"IFERROR(IF(OR(E109=\"\",'Historical scenario - input'!$D94=\"\"),\"\",E109/'Historical scenario - input'!$D94),\"\")","v":""},{"$f":"IFERROR(IF(OR(F109=\"\",'Historical scenario - input'!$D94=\"\"),\"\",F109/'Historical scenario - input'!$D94),\"\")","v":""},{"$f":"IFERROR(IF(OR(G109=\"\",'Historical scenario - input'!$D94=\"\"),\"\",G109/'Historical scenario - input'!$D94),\"\")","v":""},{"$f":"IFERROR(IF(OR(H109=\"\",'Historical scenario - input'!$D94=\"\"),\"\",H109/'Historical scenario - input'!$D94),\"\")","v":""},{"$f":"IFERROR(IF(OR(I109=\"\",'Historical scenario - input'!$D94=\"\"),\"\",I109/'Historical scenario - input'!$D94),\"\")","v":""},{"$f":"IFERROR(IF(OR(J109=\"\",'Historical scenario - input'!$D94=\"\"),\"\",J109/'Historical scenario - input'!$D94),\"\")","v":""},{"$f":"IFERROR(IF(OR(K109=\"\",'Historical scenario - input'!$D94=\"\"),\"\",K109/'Historical scenario - input'!$D94),\"\")","v":""},{"$f":"IFERROR(IF(OR(L109=\"\",'Historical scenario - input'!$D94=\"\"),\"\",L109/'Historical scenario - input'!$D94),\"\")","v":""},{"$f":"IFERROR(IF(OR(M109=\"\",'Historical scenario - input'!$D94=\"\"),\"\",M109/'Historical scenario - input'!$D94),\"\")","v":""},{"$f":"IFERROR(IF(OR(N109=\"\",'Historical scenario - input'!$D94=\"\"),\"\",N109/'Historical scenario - input'!$D94),\"\")","v":""},{"$f":"IFERROR(IF(OR(O109=\"\",'Historical scenario - input'!$D94=\"\"),\"\",O109/'Historical scenario - input'!$D94),\"\")","v":""},{"$f":"IFERROR(IF(OR(P109=\"\",'Historical scenario - input'!$D94=\"\"),\"\",P109/'Historical scenario - input'!$D94),\"\")","v":""},{"$f":"IFERROR(IF(OR(Q109=\"\",'Historical scenario - input'!$D94=\"\"),\"\",Q109/'Historical scenario - input'!$D94),\"\")","v":""},{"$f":"IFERROR(IF(OR(R109=\"\",'Historical scenario - input'!$D94=\"\"),\"\",R109/'Historical scenario - input'!$D94),\"\")","v":""},{"$f":"IFERROR(IF(OR(S109=\"\",'Historical scenario - input'!$D94=\"\"),\"\",S109/'Historical scenario - input'!$D94),\"\")","v":""},{"$f":"IFERROR(IF(OR(T109=\"\",'Historical scenario - input'!$D94=\"\"),\"\",T109/'Historical scenario - input'!$D94),\"\")","v":""},{"$f":"IFERROR(IF(OR(U109=\"\",'Historical scenario - input'!$D94=\"\"),\"\",U109/'Historical scenario - input'!$D94),\"\")","v":""},{"$f":"IFERROR(IF(OR(V109=\"\",'Historical scenario - input'!$D94=\"\"),\"\",V109/'Historical scenario - input'!$D94),\"\")","v":""},{"$f":"IFERROR(IF(OR(W109=\"\",'Historical scenario - input'!$D94=\"\"),\"\",W109/'Historical scenario - input'!$D94),\"\")","v":""}]
[{"$f":"IFERROR('Historical scenario - input'!A95,\"\")","v":""},{"$f":"IFERROR('Historical scenario - input'!B95,\"\")","v":0},{"$f":"IFERROR('Historical scenario - input'!C95,\"\")","v":0},{"$f":"IFERROR(repcalc('Historical scenario - input'!$CV95:$GH95,'Historical scenario - input'!$G95,'Historical scenario - input'!$E95,'Historical scenario - input'!$F95,20,TRUE,TRUE),\"\")","v":""},"","","","","","","","","","","","","","","","","","","",{"$f":"IFERROR(IF(OR(D110=\"\",'Historical scenario - input'!$D95=\"\"),\"\",D110/'Historical scenario - input'!$D95),\"\")","v":""},{"$f":"IFERROR(IF(OR(E110=\"\",'Historical scenario - input'!$D95=\"\"),\"\",E110/'Historical scenario - input'!$D95),\"\")","v":""},{"$f":"IFERROR(IF(OR(F110=\"\",'Historical scenario - input'!$D95=\"\"),\"\",F110/'Historical scenario - input'!$D95),\"\")","v":""},{"$f":"IFERROR(IF(OR(G110=\"\",'Historical scenario - input'!$D95=\"\"),\"\",G110/'Historical scenario - input'!$D95),\"\")","v":""},{"$f":"IFERROR(IF(OR(H110=\"\",'Historical scenario - input'!$D95=\"\"),\"\",H110/'Historical scenario - input'!$D95),\"\")","v":""},{"$f":"IFERROR(IF(OR(I110=\"\",'Historical scenario - input'!$D95=\"\"),\"\",I110/'Historical scenario - input'!$D95),\"\")","v":""},{"$f":"IFERROR(IF(OR(J110=\"\",'Historical scenario - input'!$D95=\"\"),\"\",J110/'Historical scenario - input'!$D95),\"\")","v":""},{"$f":"IFERROR(IF(OR(K110=\"\",'Historical scenario - input'!$D95=\"\"),\"\",K110/'Historical scenario - input'!$D95),\"\")","v":""},{"$f":"IFERROR(IF(OR(L110=\"\",'Historical scenario - input'!$D95=\"\"),\"\",L110/'Historical scenario - input'!$D95),\"\")","v":""},{"$f":"IFERROR(IF(OR(M110=\"\",'Historical scenario - input'!$D95=\"\"),\"\",M110/'Historical scenario - input'!$D95),\"\")","v":""},{"$f":"IFERROR(IF(OR(N110=\"\",'Historical scenario - input'!$D95=\"\"),\"\",N110/'Historical scenario - input'!$D95),\"\")","v":""},{"$f":"IFERROR(IF(OR(O110=\"\",'Historical scenario - input'!$D95=\"\"),\"\",O110/'Historical scenario - input'!$D95),\"\")","v":""},{"$f":"IFERROR(IF(OR(P110=\"\",'Historical scenario - input'!$D95=\"\"),\"\",P110/'Historical scenario - input'!$D95),\"\")","v":""},{"$f":"IFERROR(IF(OR(Q110=\"\",'Historical scenario - input'!$D95=\"\"),\"\",Q110/'Historical scenario - input'!$D95),\"\")","v":""},{"$f":"IFERROR(IF(OR(R110=\"\",'Historical scenario - input'!$D95=\"\"),\"\",R110/'Historical scenario - input'!$D95),\"\")","v":""},{"$f":"IFERROR(IF(OR(S110=\"\",'Historical scenario - input'!$D95=\"\"),\"\",S110/'Historical scenario - input'!$D95),\"\")","v":""},{"$f":"IFERROR(IF(OR(T110=\"\",'Historical scenario - input'!$D95=\"\"),\"\",T110/'Historical scenario - input'!$D95),\"\")","v":""},{"$f":"IFERROR(IF(OR(U110=\"\",'Historical scenario - input'!$D95=\"\"),\"\",U110/'Historical scenario - input'!$D95),\"\")","v":""},{"$f":"IFERROR(IF(OR(V110=\"\",'Historical scenario - input'!$D95=\"\"),\"\",V110/'Historical scenario - input'!$D95),\"\")","v":""},{"$f":"IFERROR(IF(OR(W110=\"\",'Historical scenario - input'!$D95=\"\"),\"\",W110/'Historical scenario - input'!$D95),\"\")","v":""}]
[{"$f":"IFERROR('Historical scenario - input'!A96,\"\")","v":""},{"$f":"IFERROR('Historical scenario - input'!B96,\"\")","v":0},{"$f":"IFERROR('Historical scenario - input'!C96,\"\")","v":0},{"$f":"IFERROR(repcalc('Historical scenario - input'!$CV96:$GH96,'Historical scenario - input'!$G96,'Historical scenario - input'!$E96,'Historical scenario - input'!$F96,20,TRUE,TRUE),\"\")","v":""},"","","","","","","","","","","","","","","","","","","",{"$f":"IFERROR(IF(OR(D111=\"\",'Historical scenario - input'!$D96=\"\"),\"\",D111/'Historical scenario - input'!$D96),\"\")","v":""},{"$f":"IFERROR(IF(OR(E111=\"\",'Historical scenario - input'!$D96=\"\"),\"\",E111/'Historical scenario - input'!$D96),\"\")","v":""},{"$f":"IFERROR(IF(OR(F111=\"\",'Historical scenario - input'!$D96=\"\"),\"\",F111/'Historical scenario - input'!$D96),\"\")","v":""},{"$f":"IFERROR(IF(OR(G111=\"\",'Historical scenario - input'!$D96=\"\"),\"\",G111/'Historical scenario - input'!$D96),\"\")","v":""},{"$f":"IFERROR(IF(OR(H111=\"\",'Historical scenario - input'!$D96=\"\"),\"\",H111/'Historical scenario - input'!$D96),\"\")","v":""},{"$f":"IFERROR(IF(OR(I111=\"\",'Historical scenario - input'!$D96=\"\"),\"\",I111/'Historical scenario - input'!$D96),\"\")","v":""},{"$f":"IFERROR(IF(OR(J111=\"\",'Historical scenario - input'!$D96=\"\"),\"\",J111/'Historical scenario - input'!$D96),\"\")","v":""},{"$f":"IFERROR(IF(OR(K111=\"\",'Historical scenario - input'!$D96=\"\"),\"\",K111/'Historical scenario - input'!$D96),\"\")","v":""},{"$f":"IFERROR(IF(OR(L111=\"\",'Historical scenario - input'!$D96=\"\"),\"\",L111/'Historical scenario - input'!$D96),\"\")","v":""},{"$f":"IFERROR(IF(OR(M111=\"\",'Historical scenario - input'!$D96=\"\"),\"\",M111/'Historical scenario - input'!$D96),\"\")","v":""},{"$f":"IFERROR(IF(OR(N111=\"\",'Historical scenario - input'!$D96=\"\"),\"\",N111/'Historical scenario - input'!$D96),\"\")","v":""},{"$f":"IFERROR(IF(OR(O111=\"\",'Historical scenario - input'!$D96=\"\"),\"\",O111/'Historical scenario - input'!$D96),\"\")","v":""},{"$f":"IFERROR(IF(OR(P111=\"\",'Historical scenario - input'!$D96=\"\"),\"\",P111/'Historical scenario - input'!$D96),\"\")","v":""},{"$f":"IFERROR(IF(OR(Q111=\"\",'Historical scenario - input'!$D96=\"\"),\"\",Q111/'Historical scenario - input'!$D96),\"\")","v":""},{"$f":"IFERROR(IF(OR(R111=\"\",'Historical scenario - input'!$D96=\"\"),\"\",R111/'Historical scenario - input'!$D96),\"\")","v":""},{"$f":"IFERROR(IF(OR(S111=\"\",'Historical scenario - input'!$D96=\"\"),\"\",S111/'Historical scenario - input'!$D96),\"\")","v":""},{"$f":"IFERROR(IF(OR(T111=\"\",'Historical scenario - input'!$D96=\"\"),\"\",T111/'Historical scenario - input'!$D96),\"\")","v":""},{"$f":"IFERROR(IF(OR(U111=\"\",'Historical scenario - input'!$D96=\"\"),\"\",U111/'Historical scenario - input'!$D96),\"\")","v":""},{"$f":"IFERROR(IF(OR(V111=\"\",'Historical scenario - input'!$D96=\"\"),\"\",V111/'Historical scenario - input'!$D96),\"\")","v":""},{"$f":"IFERROR(IF(OR(W111=\"\",'Historical scenario - input'!$D96=\"\"),\"\",W111/'Historical scenario - input'!$D96),\"\")","v":""}]
[{"$f":"IFERROR('Historical scenario - input'!A97,\"\")","v":""},{"$f":"IFERROR('Historical scenario - input'!B97,\"\")","v":0},{"$f":"IFERROR('Historical scenario - input'!C97,\"\")","v":0},{"$f":"IFERROR(repcalc('Historical scenario - input'!$CV97:$GH97,'Historical scenario - input'!$G97,'Historical scenario - input'!$E97,'Historical scenario - input'!$F97,20,TRUE,TRUE),\"\")","v":""},"","","","","","","","","","","","","","","","","","","",{"$f":"IFERROR(IF(OR(D112=\"\",'Historical scenario - input'!$D97=\"\"),\"\",D112/'Historical scenario - input'!$D97),\"\")","v":""},{"$f":"IFERROR(IF(OR(E112=\"\",'Historical scenario - input'!$D97=\"\"),\"\",E112/'Historical scenario - input'!$D97),\"\")","v":""},{"$f":"IFERROR(IF(OR(F112=\"\",'Historical scenario - input'!$D97=\"\"),\"\",F112/'Historical scenario - input'!$D97),\"\")","v":""},{"$f":"IFERROR(IF(OR(G112=\"\",'Historical scenario - input'!$D97=\"\"),\"\",G112/'Historical scenario - input'!$D97),\"\")","v":""},{"$f":"IFERROR(IF(OR(H112=\"\",'Historical scenario - input'!$D97=\"\"),\"\",H112/'Historical scenario - input'!$D97),\"\")","v":""},{"$f":"IFERROR(IF(OR(I112=\"\",'Historical scenario - input'!$D97=\"\"),\"\",I112/'Historical scenario - input'!$D97),\"\")","v":""},{"$f":"IFERROR(IF(OR(J112=\"\",'Historical scenario - input'!$D97=\"\"),\"\",J112/'Historical scenario - input'!$D97),\"\")","v":""},{"$f":"IFERROR(IF(OR(K112=\"\",'Historical scenario - input'!$D97=\"\"),\"\",K112/'Historical scenario - input'!$D97),\"\")","v":""},{"$f":"IFERROR(IF(OR(L112=\"\",'Historical scenario - input'!$D97=\"\"),\"\",L112/'Historical scenario - input'!$D97),\"\")","v":""},{"$f":"IFERROR(IF(OR(M112=\"\",'Historical scenario - input'!$D97=\"\"),\"\",M112/'Historical scenario - input'!$D97),\"\")","v":""},{"$f":"IFERROR(IF(OR(N112=\"\",'Historical scenario - input'!$D97=\"\"),\"\",N112/'Historical scenario - input'!$D97),\"\")","v":""},{"$f":"IFERROR(IF(OR(O112=\"\",'Historical scenario - input'!$D97=\"\"),\"\",O112/'Historical scenario - input'!$D97),\"\")","v":""},{"$f":"IFERROR(IF(OR(P112=\"\",'Historical scenario - input'!$D97=\"\"),\"\",P112/'Historical scenario - input'!$D97),\"\")","v":""},{"$f":"IFERROR(IF(OR(Q112=\"\",'Historical scenario - input'!$D97=\"\"),\"\",Q112/'Historical scenario - input'!$D97),\"\")","v":""},{"$f":"IFERROR(IF(OR(R112=\"\",'Historical scenario - input'!$D97=\"\"),\"\",R112/'Historical scenario - input'!$D97),\"\")","v":""},{"$f":"IFERROR(IF(OR(S112=\"\",'Historical scenario - input'!$D97=\"\"),\"\",S112/'Historical scenario - input'!$D97),\"\")","v":""},{"$f":"IFERROR(IF(OR(T112=\"\",'Historical scenario - input'!$D97=\"\"),\"\",T112/'Historical scenario - input'!$D97),\"\")","v":""},{"$f":"IFERROR(IF(OR(U112=\"\",'Historical scenario - input'!$D97=\"\"),\"\",U112/'Historical scenario - input'!$D97),\"\")","v":""},{"$f":"IFERROR(IF(OR(V112=\"\",'Historical scenario - input'!$D97=\"\"),\"\",V112/'Historical scenario - input'!$D97),\"\")","v":""},{"$f":"IFERROR(IF(OR(W112=\"\",'Historical scenario - input'!$D97=\"\"),\"\",W112/'Historical scenario - input'!$D97),\"\")","v":""}]
[{"$f":"IFERROR('Historical scenario - input'!A98,\"\")","v":""},{"$f":"IFERROR('Historical scenario - input'!B98,\"\")","v":0},{"$f":"IFERROR('Historical scenario - input'!C98,\"\")","v":0},{"$f":"IFERROR(repcalc('Historical scenario - input'!$CV98:$GH98,'Historical scenario - input'!$G98,'Historical scenario - input'!$E98,'Historical scenario - input'!$F98,20,TRUE,TRUE),\"\")","v":""},"","","","","","","","","","","","","","","","","","","",{"$f":"IFERROR(IF(OR(D113=\"\",'Historical scenario - input'!$D98=\"\"),\"\",D113/'Historical scenario - input'!$D98),\"\")","v":""},{"$f":"IFERROR(IF(OR(E113=\"\",'Historical scenario - input'!$D98=\"\"),\"\",E113/'Historical scenario - input'!$D98),\"\")","v":""},{"$f":"IFERROR(IF(OR(F113=\"\",'Historical scenario - input'!$D98=\"\"),\"\",F113/'Historical scenario - input'!$D98),\"\")","v":""},{"$f":"IFERROR(IF(OR(G113=\"\",'Historical scenario - input'!$D98=\"\"),\"\",G113/'Historical scenario - input'!$D98),\"\")","v":""},{"$f":"IFERROR(IF(OR(H113=\"\",'Historical scenario - input'!$D98=\"\"),\"\",H113/'Historical scenario - input'!$D98),\"\")","v":""},{"$f":"IFERROR(IF(OR(I113=\"\",'Historical scenario - input'!$D98=\"\"),\"\",I113/'Historical scenario - input'!$D98),\"\")","v":""},{"$f":"IFERROR(IF(OR(J113=\"\",'Historical scenario - input'!$D98=\"\"),\"\",J113/'Historical scenario - input'!$D98),\"\")","v":""},{"$f":"IFERROR(IF(OR(K113=\"\",'Historical scenario - input'!$D98=\"\"),\"\",K113/'Historical scenario - input'!$D98),\"\")","v":""},{"$f":"IFERROR(IF(OR(L113=\"\",'Historical scenario - input'!$D98=\"\"),\"\",L113/'Historical scenario - input'!$D98),\"\")","v":""},{"$f":"IFERROR(IF(OR(M113=\"\",'Historical scenario - input'!$D98=\"\"),\"\",M113/'Historical scenario - input'!$D98),\"\")","v":""},{"$f":"IFERROR(IF(OR(N113=\"\",'Historical scenario - input'!$D98=\"\"),\"\",N113/'Historical scenario - input'!$D98),\"\")","v":""},{"$f":"IFERROR(IF(OR(O113=\"\",'Historical scenario - input'!$D98=\"\"),\"\",O113/'Historical scenario - input'!$D98),\"\")","v":""},{"$f":"IFERROR(IF(OR(P113=\"\",'Historical scenario - input'!$D98=\"\"),\"\",P113/'Historical scenario - input'!$D98),\"\")","v":""},{"$f":"IFERROR(IF(OR(Q113=\"\",'Historical scenario - input'!$D98=\"\"),\"\",Q113/'Historical scenario - input'!$D98),\"\")","v":""},{"$f":"IFERROR(IF(OR(R113=\"\",'Historical scenario - input'!$D98=\"\"),\"\",R113/'Historical scenario - input'!$D98),\"\")","v":""},{"$f":"IFERROR(IF(OR(S113=\"\",'Historical scenario - input'!$D98=\"\"),\"\",S113/'Historical scenario - input'!$D98),\"\")","v":""},{"$f":"IFERROR(IF(OR(T113=\"\",'Historical scenario - input'!$D98=\"\"),\"\",T113/'Historical scenario - input'!$D98),\"\")","v":""},{"$f":"IFERROR(IF(OR(U113=\"\",'Historical scenario - input'!$D98=\"\"),\"\",U113/'Historical scenario - input'!$D98),\"\")","v":""},{"$f":"IFERROR(IF(OR(V113=\"\",'Historical scenario - input'!$D98=\"\"),\"\",V113/'Historical scenario - input'!$D98),\"\")","v":""},{"$f":"IFERROR(IF(OR(W113=\"\",'Historical scenario - input'!$D98=\"\"),\"\",W113/'Historical scenario - input'!$D98),\"\")","v":""}]
[{"$f":"IFERROR('Historical scenario - input'!A99,\"\")","v":""},{"$f":"IFERROR('Historical scenario - input'!B99,\"\")","v":0},{"$f":"IFERROR('Historical scenario - input'!C99,\"\")","v":0},{"$f":"IFERROR(repcalc('Historical scenario - input'!$CV99:$GH99,'Historical scenario - input'!$G99,'Historical scenario - input'!$E99,'Historical scenario - input'!$F99,20,TRUE,TRUE),\"\")","v":""},"","","","","","","","","","","","","","","","","","","",{"$f":"IFERROR(IF(OR(D114=\"\",'Historical scenario - input'!$D99=\"\"),\"\",D114/'Historical scenario - input'!$D99),\"\")","v":""},{"$f":"IFERROR(IF(OR(E114=\"\",'Historical scenario - input'!$D99=\"\"),\"\",E114/'Historical scenario - input'!$D99),\"\")","v":""},{"$f":"IFERROR(IF(OR(F114=\"\",'Historical scenario - input'!$D99=\"\"),\"\",F114/'Historical scenario - input'!$D99),\"\")","v":""},{"$f":"IFERROR(IF(OR(G114=\"\",'Historical scenario - input'!$D99=\"\"),\"\",G114/'Historical scenario - input'!$D99),\"\")","v":""},{"$f":"IFERROR(IF(OR(H114=\"\",'Historical scenario - input'!$D99=\"\"),\"\",H114/'Historical scenario - input'!$D99),\"\")","v":""},{"$f":"IFERROR(IF(OR(I114=\"\",'Historical scenario - input'!$D99=\"\"),\"\",I114/'Historical scenario - input'!$D99),\"\")","v":""},{"$f":"IFERROR(IF(OR(J114=\"\",'Historical scenario - input'!$D99=\"\"),\"\",J114/'Historical scenario - input'!$D99),\"\")","v":""},{"$f":"IFERROR(IF(OR(K114=\"\",'Historical scenario - input'!$D99=\"\"),\"\",K114/'Historical scenario - input'!$D99),\"\")","v":""},{"$f":"IFERROR(IF(OR(L114=\"\",'Historical scenario - input'!$D99=\"\"),\"\",L114/'Historical scenario - input'!$D99),\"\")","v":""},{"$f":"IFERROR(IF(OR(M114=\"\",'Historical scenario - input'!$D99=\"\"),\"\",M114/'Historical scenario - input'!$D99),\"\")","v":""},{"$f":"IFERROR(IF(OR(N114=\"\",'Historical scenario - input'!$D99=\"\"),\"\",N114/'Historical scenario - input'!$D99),\"\")","v":""},{"$f":"IFERROR(IF(OR(O114=\"\",'Historical scenario - input'!$D99=\"\"),\"\",O114/'Historical scenario - input'!$D99),\"\")","v":""},{"$f":"IFERROR(IF(OR(P114=\"\",'Historical scenario - input'!$D99=\"\"),\"\",P114/'Historical scenario - input'!$D99),\"\")","v":""},{"$f":"IFERROR(IF(OR(Q114=\"\",'Historical scenario - input'!$D99=\"\"),\"\",Q114/'Historical scenario - input'!$D99),\"\")","v":""},{"$f":"IFERROR(IF(OR(R114=\"\",'Historical scenario - input'!$D99=\"\"),\"\",R114/'Historical scenario - input'!$D99),\"\")","v":""},{"$f":"IFERROR(IF(OR(S114=\"\",'Historical scenario - input'!$D99=\"\"),\"\",S114/'Historical scenario - input'!$D99),\"\")","v":""},{"$f":"IFERROR(IF(OR(T114=\"\",'Historical scenario - input'!$D99=\"\"),\"\",T114/'Historical scenario - input'!$D99),\"\")","v":""},{"$f":"IFERROR(IF(OR(U114=\"\",'Historical scenario - input'!$D99=\"\"),\"\",U114/'Historical scenario - input'!$D99),\"\")","v":""},{"$f":"IFERROR(IF(OR(V114=\"\",'Historical scenario - input'!$D99=\"\"),\"\",V114/'Historical scenario - input'!$D99),\"\")","v":""},{"$f":"IFERROR(IF(OR(W114=\"\",'Historical scenario - input'!$D99=\"\"),\"\",W114/'Historical scenario - input'!$D99),\"\")","v":""}]
[{"$f":"IFERROR('Historical scenario - input'!A100,\"\")","v":""},{"$f":"IFERROR('Historical scenario - input'!B100,\"\")","v":0},{"$f":"IFERROR('Historical scenario - input'!C100,\"\")","v":0},{"$f":"IFERROR(repcalc('Historical scenario - input'!$CV100:$GH100,'Historical scenario - input'!$G100,'Historical scenario - input'!$E100,'Historical scenario - input'!$F100,20,TRUE,TRUE),\"\")","v":""},"","","","","","","","","","","","","","","","","","","",{"$f":"IFERROR(IF(OR(D115=\"\",'Historical scenario - input'!$D100=\"\"),\"\",D115/'Historical scenario - input'!$D100),\"\")","v":""},{"$f":"IFERROR(IF(OR(E115=\"\",'Historical scenario - input'!$D100=\"\"),\"\",E115/'Historical scenario - input'!$D100),\"\")","v":""},{"$f":"IFERROR(IF(OR(F115=\"\",'Historical scenario - input'!$D100=\"\"),\"\",F115/'Historical scenario - input'!$D100),\"\")","v":""},{"$f":"IFERROR(IF(OR(G115=\"\",'Historical scenario - input'!$D100=\"\"),\"\",G115/'Historical scenario - input'!$D100),\"\")","v":""},{"$f":"IFERROR(IF(OR(H115=\"\",'Historical scenario - input'!$D100=\"\"),\"\",H115/'Historical scenario - input'!$D100),\"\")","v":""},{"$f":"IFERROR(IF(OR(I115=\"\",'Historical scenario - input'!$D100=\"\"),\"\",I115/'Historical scenario - input'!$D100),\"\")","v":""},{"$f":"IFERROR(IF(OR(J115=\"\",'Historical scenario - input'!$D100=\"\"),\"\",J115/'Historical scenario - input'!$D100),\"\")","v":""},{"$f":"IFERROR(IF(OR(K115=\"\",'Historical scenario - input'!$D100=\"\"),\"\",K115/'Historical scenario - input'!$D100),\"\")","v":""},{"$f":"IFERROR(IF(OR(L115=\"\",'Historical scenario - input'!$D100=\"\"),\"\",L115/'Historical scenario - input'!$D100),\"\")","v":""},{"$f":"IFERROR(IF(OR(M115=\"\",'Historical scenario - input'!$D100=\"\"),\"\",M115/'Historical scenario - input'!$D100),\"\")","v":""},{"$f":"IFERROR(IF(OR(N115=\"\",'Historical scenario - input'!$D100=\"\"),\"\",N115/'Historical scenario - input'!$D100),\"\")","v":""},{"$f":"IFERROR(IF(OR(O115=\"\",'Historical scenario - input'!$D100=\"\"),\"\",O115/'Historical scenario - input'!$D100),\"\")","v":""},{"$f":"IFERROR(IF(OR(P115=\"\",'Historical scenario - input'!$D100=\"\"),\"\",P115/'Historical scenario - input'!$D100),\"\")","v":""},{"$f":"IFERROR(IF(OR(Q115=\"\",'Historical scenario - input'!$D100=\"\"),\"\",Q115/'Historical scenario - input'!$D100),\"\")","v":""},{"$f":"IFERROR(IF(OR(R115=\"\",'Historical scenario - input'!$D100=\"\"),\"\",R115/'Historical scenario - input'!$D100),\"\")","v":""},{"$f":"IFERROR(IF(OR(S115=\"\",'Historical scenario - input'!$D100=\"\"),\"\",S115/'Historical scenario - input'!$D100),\"\")","v":""},{"$f":"IFERROR(IF(OR(T115=\"\",'Historical scenario - input'!$D100=\"\"),\"\",T115/'Historical scenario - input'!$D100),\"\")","v":""},{"$f":"IFERROR(IF(OR(U115=\"\",'Historical scenario - input'!$D100=\"\"),\"\",U115/'Historical scenario - input'!$D100),\"\")","v":""},{"$f":"IFERROR(IF(OR(V115=\"\",'Historical scenario - input'!$D100=\"\"),\"\",V115/'Historical scenario - input'!$D100),\"\")","v":""},{"$f":"IFERROR(IF(OR(W115=\"\",'Historical scenario - input'!$D100=\"\"),\"\",W115/'Historical scenario - input'!$D100),\"\")","v":""}]
[{"$f":"IFERROR('Historical scenario - input'!A101,\"\")","v":""},{"$f":"IFERROR('Historical scenario - input'!B101,\"\")","v":0},{"$f":"IFERROR('Historical scenario - input'!C101,\"\")","v":0},{"$f":"IFERROR(repcalc('Historical scenario - input'!$CV101:$GH101,'Historical scenario - input'!$G101,'Historical scenario - input'!$E101,'Historical scenario - input'!$F101,20,TRUE,TRUE),\"\")","v":""},"","","","","","","","","","","","","","","","","","","",{"$f":"IFERROR(IF(OR(D116=\"\",'Historical scenario - input'!$D101=\"\"),\"\",D116/'Historical scenario - input'!$D101),\"\")","v":""},{"$f":"IFERROR(IF(OR(E116=\"\",'Historical scenario - input'!$D101=\"\"),\"\",E116/'Historical scenario - input'!$D101),\"\")","v":""},{"$f":"IFERROR(IF(OR(F116=\"\",'Historical scenario - input'!$D101=\"\"),\"\",F116/'Historical scenario - input'!$D101),\"\")","v":""},{"$f":"IFERROR(IF(OR(G116=\"\",'Historical scenario - input'!$D101=\"\"),\"\",G116/'Historical scenario - input'!$D101),\"\")","v":""},{"$f":"IFERROR(IF(OR(H116=\"\",'Historical scenario - input'!$D101=\"\"),\"\",H116/'Historical scenario - input'!$D101),\"\")","v":""},{"$f":"IFERROR(IF(OR(I116=\"\",'Historical scenario - input'!$D101=\"\"),\"\",I116/'Historical scenario - input'!$D101),\"\")","v":""},{"$f":"IFERROR(IF(OR(J116=\"\",'Historical scenario - input'!$D101=\"\"),\"\",J116/'Historical scenario - input'!$D101),\"\")","v":""},{"$f":"IFERROR(IF(OR(K116=\"\",'Historical scenario - input'!$D101=\"\"),\"\",K116/'Historical scenario - input'!$D101),\"\")","v":""},{"$f":"IFERROR(IF(OR(L116=\"\",'Historical scenario - input'!$D101=\"\"),\"\",L116/'Historical scenario - input'!$D101),\"\")","v":""},{"$f":"IFERROR(IF(OR(M116=\"\",'Historical scenario - input'!$D101=\"\"),\"\",M116/'Historical scenario - input'!$D101),\"\")","v":""},{"$f":"IFERROR(IF(OR(N116=\"\",'Historical scenario - input'!$D101=\"\"),\"\",N116/'Historical scenario - input'!$D101),\"\")","v":""},{"$f":"IFERROR(IF(OR(O116=\"\",'Historical scenario - input'!$D101=\"\"),\"\",O116/'Historical scenario - input'!$D101),\"\")","v":""},{"$f":"IFERROR(IF(OR(P116=\"\",'Historical scenario - input'!$D101=\"\"),\"\",P116/'Historical scenario - input'!$D101),\"\")","v":""},{"$f":"IFERROR(IF(OR(Q116=\"\",'Historical scenario - input'!$D101=\"\"),\"\",Q116/'Historical scenario - input'!$D101),\"\")","v":""},{"$f":"IFERROR(IF(OR(R116=\"\",'Historical scenario - input'!$D101=\"\"),\"\",R116/'Historical scenario - input'!$D101),\"\")","v":""},{"$f":"IFERROR(IF(OR(S116=\"\",'Historical scenario - input'!$D101=\"\"),\"\",S116/'Historical scenario - input'!$D101),\"\")","v":""},{"$f":"IFERROR(IF(OR(T116=\"\",'Historical scenario - input'!$D101=\"\"),\"\",T116/'Historical scenario - input'!$D101),\"\")","v":""},{"$f":"IFERROR(IF(OR(U116=\"\",'Historical scenario - input'!$D101=\"\"),\"\",U116/'Historical scenario - input'!$D101),\"\")","v":""},{"$f":"IFERROR(IF(OR(V116=\"\",'Historical scenario - input'!$D101=\"\"),\"\",V116/'Historical scenario - input'!$D101),\"\")","v":""},{"$f":"IFERROR(IF(OR(W116=\"\",'Historical scenario - input'!$D101=\"\"),\"\",W116/'Historical scenario - input'!$D101),\"\")","v":""}]
[{"$f":"IFERROR('Historical scenario - input'!A102,\"\")","v":""},{"$f":"IFERROR('Historical scenario - input'!B102,\"\")","v":0},{"$f":"IFERROR('Historical scenario - input'!C102,\"\")","v":0},{"$f":"IFERROR(repcalc('Historical scenario - input'!$CV102:$GH102,'Historical scenario - input'!$G102,'Historical scenario - input'!$E102,'Historical scenario - input'!$F102,20,TRUE,TRUE),\"\")","v":""},"","","","","","","","","","","","","","","","","","","",{"$f":"IFERROR(IF(OR(D117=\"\",'Historical scenario - input'!$D102=\"\"),\"\",D117/'Historical scenario - input'!$D102),\"\")","v":""},{"$f":"IFERROR(IF(OR(E117=\"\",'Historical scenario - input'!$D102=\"\"),\"\",E117/'Historical scenario - input'!$D102),\"\")","v":""},{"$f":"IFERROR(IF(OR(F117=\"\",'Historical scenario - input'!$D102=\"\"),\"\",F117/'Historical scenario - input'!$D102),\"\")","v":""},{"$f":"IFERROR(IF(OR(G117=\"\",'Historical scenario - input'!$D102=\"\"),\"\",G117/'Historical scenario - input'!$D102),\"\")","v":""},{"$f":"IFERROR(IF(OR(H117=\"\",'Historical scenario - input'!$D102=\"\"),\"\",H117/'Historical scenario - input'!$D102),\"\")","v":""},{"$f":"IFERROR(IF(OR(I117=\"\",'Historical scenario - input'!$D102=\"\"),\"\",I117/'Historical scenario - input'!$D102),\"\")","v":""},{"$f":"IFERROR(IF(OR(J117=\"\",'Historical scenario - input'!$D102=\"\"),\"\",J117/'Historical scenario - input'!$D102),\"\")","v":""},{"$f":"IFERROR(IF(OR(K117=\"\",'Historical scenario - input'!$D102=\"\"),\"\",K117/'Historical scenario - input'!$D102),\"\")","v":""},{"$f":"IFERROR(IF(OR(L117=\"\",'Historical scenario - input'!$D102=\"\"),\"\",L117/'Historical scenario - input'!$D102),\"\")","v":""},{"$f":"IFERROR(IF(OR(M117=\"\",'Historical scenario - input'!$D102=\"\"),\"\",M117/'Historical scenario - input'!$D102),\"\")","v":""},{"$f":"IFERROR(IF(OR(N117=\"\",'Historical scenario - input'!$D102=\"\"),\"\",N117/'Historical scenario - input'!$D102),\"\")","v":""},{"$f":"IFERROR(IF(OR(O117=\"\",'Historical scenario - input'!$D102=\"\"),\"\",O117/'Historical scenario - input'!$D102),\"\")","v":""},{"$f":"IFERROR(IF(OR(P117=\"\",'Historical scenario - input'!$D102=\"\"),\"\",P117/'Historical scenario - input'!$D102),\"\")","v":""},{"$f":"IFERROR(IF(OR(Q117=\"\",'Historical scenario - input'!$D102=\"\"),\"\",Q117/'Historical scenario - input'!$D102),\"\")","v":""},{"$f":"IFERROR(IF(OR(R117=\"\",'Historical scenario - input'!$D102=\"\"),\"\",R117/'Historical scenario - input'!$D102),\"\")","v":""},{"$f":"IFERROR(IF(OR(S117=\"\",'Historical scenario - input'!$D102=\"\"),\"\",S117/'Historical scenario - input'!$D102),\"\")","v":""},{"$f":"IFERROR(IF(OR(T117=\"\",'Historical scenario - input'!$D102=\"\"),\"\",T117/'Historical scenario - input'!$D102),\"\")","v":""},{"$f":"IFERROR(IF(OR(U117=\"\",'Historical scenario - input'!$D102=\"\"),\"\",U117/'Historical scenario - input'!$D102),\"\")","v":""},{"$f":"IFERROR(IF(OR(V117=\"\",'Historical scenario - input'!$D102=\"\"),\"\",V117/'Historical scenario - input'!$D102),\"\")","v":""},{"$f":"IFERROR(IF(OR(W117=\"\",'Historical scenario - input'!$D102=\"\"),\"\",W117/'Historical scenario - input'!$D102),\"\")","v":""}]
[{"$f":"IFERROR('Historical scenario - input'!A103,\"\")","v":""},{"$f":"IFERROR('Historical scenario - input'!B103,\"\")","v":0},{"$f":"IFERROR('Historical scenario - input'!C103,\"\")","v":0},{"$f":"IFERROR(repcalc('Historical scenario - input'!$CV103:$GH103,'Historical scenario - input'!$G103,'Historical scenario - input'!$E103,'Historical scenario - input'!$F103,20,TRUE,TRUE),\"\")","v":""},"","","","","","","","","","","","","","","","","","","",{"$f":"IFERROR(IF(OR(D118=\"\",'Historical scenario - input'!$D103=\"\"),\"\",D118/'Historical scenario - input'!$D103),\"\")","v":""},{"$f":"IFERROR(IF(OR(E118=\"\",'Historical scenario - input'!$D103=\"\"),\"\",E118/'Historical scenario - input'!$D103),\"\")","v":""},{"$f":"IFERROR(IF(OR(F118=\"\",'Historical scenario - input'!$D103=\"\"),\"\",F118/'Historical scenario - input'!$D103),\"\")","v":""},{"$f":"IFERROR(IF(OR(G118=\"\",'Historical scenario - input'!$D103=\"\"),\"\",G118/'Historical scenario - input'!$D103),\"\")","v":""},{"$f":"IFERROR(IF(OR(H118=\"\",'Historical scenario - input'!$D103=\"\"),\"\",H118/'Historical scenario - input'!$D103),\"\")","v":""},{"$f":"IFERROR(IF(OR(I118=\"\",'Historical scenario - input'!$D103=\"\"),\"\",I118/'Historical scenario - input'!$D103),\"\")","v":""},{"$f":"IFERROR(IF(OR(J118=\"\",'Historical scenario - input'!$D103=\"\"),\"\",J118/'Historical scenario - input'!$D103),\"\")","v":""},{"$f":"IFERROR(IF(OR(K118=\"\",'Historical scenario - input'!$D103=\"\"),\"\",K118/'Historical scenario - input'!$D103),\"\")","v":""},{"$f":"IFERROR(IF(OR(L118=\"\",'Historical scenario - input'!$D103=\"\"),\"\",L118/'Historical scenario - input'!$D103),\"\")","v":""},{"$f":"IFERROR(IF(OR(M118=\"\",'Historical scenario - input'!$D103=\"\"),\"\",M118/'Historical scenario - input'!$D103),\"\")","v":""},{"$f":"IFERROR(IF(OR(N118=\"\",'Historical scenario - input'!$D103=\"\"),\"\",N118/'Historical scenario - input'!$D103),\"\")","v":""},{"$f":"IFERROR(IF(OR(O118=\"\",'Historical scenario - input'!$D103=\"\"),\"\",O118/'Historical scenario - input'!$D103),\"\")","v":""},{"$f":"IFERROR(IF(OR(P118=\"\",'Historical scenario - input'!$D103=\"\"),\"\",P118/'Historical scenario - input'!$D103),\"\")","v":""},{"$f":"IFERROR(IF(OR(Q118=\"\",'Historical scenario - input'!$D103=\"\"),\"\",Q118/'Historical scenario - input'!$D103),\"\")","v":""},{"$f":"IFERROR(IF(OR(R118=\"\",'Historical scenario - input'!$D103=\"\"),\"\",R118/'Historical scenario - input'!$D103),\"\")","v":""},{"$f":"IFERROR(IF(OR(S118=\"\",'Historical scenario - input'!$D103=\"\"),\"\",S118/'Historical scenario - input'!$D103),\"\")","v":""},{"$f":"IFERROR(IF(OR(T118=\"\",'Historical scenario - input'!$D103=\"\"),\"\",T118/'Historical scenario - input'!$D103),\"\")","v":""},{"$f":"IFERROR(IF(OR(U118=\"\",'Historical scenario - input'!$D103=\"\"),\"\",U118/'Historical scenario - input'!$D103),\"\")","v":""},{"$f":"IFERROR(IF(OR(V118=\"\",'Historical scenario - input'!$D103=\"\"),\"\",V118/'Historical scenario - input'!$D103),\"\")","v":""},{"$f":"IFERROR(IF(OR(W118=\"\",'Historical scenario - input'!$D103=\"\"),\"\",W118/'Historical scenario - input'!$D103),\"\")","v":""}]
[{"$f":"IFERROR('Historical scenario - input'!A104,\"\")","v":""},{"$f":"IFERROR('Historical scenario - input'!B104,\"\")","v":0},{"$f":"IFERROR('Historical scenario - input'!C104,\"\")","v":0},{"$f":"IFERROR(repcalc('Historical scenario - input'!$CV104:$GH104,'Historical scenario - input'!$G104,'Historical scenario - input'!$E104,'Historical scenario - input'!$F104,20,TRUE,TRUE),\"\")","v":""},"","","","","","","","","","","","","","","","","","","",{"$f":"IFERROR(IF(OR(D119=\"\",'Historical scenario - input'!$D104=\"\"),\"\",D119/'Historical scenario - input'!$D104),\"\")","v":""},{"$f":"IFERROR(IF(OR(E119=\"\",'Historical scenario - input'!$D104=\"\"),\"\",E119/'Historical scenario - input'!$D104),\"\")","v":""},{"$f":"IFERROR(IF(OR(F119=\"\",'Historical scenario - input'!$D104=\"\"),\"\",F119/'Historical scenario - input'!$D104),\"\")","v":""},{"$f":"IFERROR(IF(OR(G119=\"\",'Historical scenario - input'!$D104=\"\"),\"\",G119/'Historical scenario - input'!$D104),\"\")","v":""},{"$f":"IFERROR(IF(OR(H119=\"\",'Historical scenario - input'!$D104=\"\"),\"\",H119/'Historical scenario - input'!$D104),\"\")","v":""},{"$f":"IFERROR(IF(OR(I119=\"\",'Historical scenario - input'!$D104=\"\"),\"\",I119/'Historical scenario - input'!$D104),\"\")","v":""},{"$f":"IFERROR(IF(OR(J119=\"\",'Historical scenario - input'!$D104=\"\"),\"\",J119/'Historical scenario - input'!$D104),\"\")","v":""},{"$f":"IFERROR(IF(OR(K119=\"\",'Historical scenario - input'!$D104=\"\"),\"\",K119/'Historical scenario - input'!$D104),\"\")","v":""},{"$f":"IFERROR(IF(OR(L119=\"\",'Historical scenario - input'!$D104=\"\"),\"\",L119/'Historical scenario - input'!$D104),\"\")","v":""},{"$f":"IFERROR(IF(OR(M119=\"\",'Historical scenario - input'!$D104=\"\"),\"\",M119/'Historical scenario - input'!$D104),\"\")","v":""},{"$f":"IFERROR(IF(OR(N119=\"\",'Historical scenario - input'!$D104=\"\"),\"\",N119/'Historical scenario - input'!$D104),\"\")","v":""},{"$f":"IFERROR(IF(OR(O119=\"\",'Historical scenario - input'!$D104=\"\"),\"\",O119/'Historical scenario - input'!$D104),\"\")","v":""},{"$f":"IFERROR(IF(OR(P119=\"\",'Historical scenario - input'!$D104=\"\"),\"\",P119/'Historical scenario - input'!$D104),\"\")","v":""},{"$f":"IFERROR(IF(OR(Q119=\"\",'Historical scenario - input'!$D104=\"\"),\"\",Q119/'Historical scenario - input'!$D104),\"\")","v":""},{"$f":"IFERROR(IF(OR(R119=\"\",'Historical scenario - input'!$D104=\"\"),\"\",R119/'Historical scenario - input'!$D104),\"\")","v":""},{"$f":"IFERROR(IF(OR(S119=\"\",'Historical scenario - input'!$D104=\"\"),\"\",S119/'Historical scenario - input'!$D104),\"\")","v":""},{"$f":"IFERROR(IF(OR(T119=\"\",'Historical scenario - input'!$D104=\"\"),\"\",T119/'Historical scenario - input'!$D104),\"\")","v":""},{"$f":"IFERROR(IF(OR(U119=\"\",'Historical scenario - input'!$D104=\"\"),\"\",U119/'Historical scenario - input'!$D104),\"\")","v":""},{"$f":"IFERROR(IF(OR(V119=\"\",'Historical scenario - input'!$D104=\"\"),\"\",V119/'Historical scenario - input'!$D104),\"\")","v":""},{"$f":"IFERROR(IF(OR(W119=\"\",'Historical scenario - input'!$D104=\"\"),\"\",W119/'Historical scenario - input'!$D104),\"\")","v":""}]
[{"$f":"IFERROR('Historical scenario - input'!A105,\"\")","v":""},{"$f":"IFERROR('Historical scenario - input'!B105,\"\")","v":0},{"$f":"IFERROR('Historical scenario - input'!C105,\"\")","v":0},{"$f":"IFERROR(repcalc('Historical scenario - input'!$CV105:$GH105,'Historical scenario - input'!$G105,'Historical scenario - input'!$E105,'Historical scenario - input'!$F105,20,TRUE,TRUE),\"\")","v":""},"","","","","","","","","","","","","","","","","","","",{"$f":"IFERROR(IF(OR(D120=\"\",'Historical scenario - input'!$D105=\"\"),\"\",D120/'Historical scenario - input'!$D105),\"\")","v":""},{"$f":"IFERROR(IF(OR(E120=\"\",'Historical scenario - input'!$D105=\"\"),\"\",E120/'Historical scenario - input'!$D105),\"\")","v":""},{"$f":"IFERROR(IF(OR(F120=\"\",'Historical scenario - input'!$D105=\"\"),\"\",F120/'Historical scenario - input'!$D105),\"\")","v":""},{"$f":"IFERROR(IF(OR(G120=\"\",'Historical scenario - input'!$D105=\"\"),\"\",G120/'Historical scenario - input'!$D105),\"\")","v":""},{"$f":"IFERROR(IF(OR(H120=\"\",'Historical scenario - input'!$D105=\"\"),\"\",H120/'Historical scenario - input'!$D105),\"\")","v":""},{"$f":"IFERROR(IF(OR(I120=\"\",'Historical scenario - input'!$D105=\"\"),\"\",I120/'Historical scenario - input'!$D105),\"\")","v":""},{"$f":"IFERROR(IF(OR(J120=\"\",'Historical scenario - input'!$D105=\"\"),\"\",J120/'Historical scenario - input'!$D105),\"\")","v":""},{"$f":"IFERROR(IF(OR(K120=\"\",'Historical scenario - input'!$D105=\"\"),\"\",K120/'Historical scenario - input'!$D105),\"\")","v":""},{"$f":"IFERROR(IF(OR(L120=\"\",'Historical scenario - input'!$D105=\"\"),\"\",L120/'Historical scenario - input'!$D105),\"\")","v":""},{"$f":"IFERROR(IF(OR(M120=\"\",'Historical scenario - input'!$D105=\"\"),\"\",M120/'Historical scenario - input'!$D105),\"\")","v":""},{"$f":"IFERROR(IF(OR(N120=\"\",'Historical scenario - input'!$D105=\"\"),\"\",N120/'Historical scenario - input'!$D105),\"\")","v":""},{"$f":"IFERROR(IF(OR(O120=\"\",'Historical scenario - input'!$D105=\"\"),\"\",O120/'Historical scenario - input'!$D105),\"\")","v":""},{"$f":"IFERROR(IF(OR(P120=\"\",'Historical scenario - input'!$D105=\"\"),\"\",P120/'Historical scenario - input'!$D105),\"\")","v":""},{"$f":"IFERROR(IF(OR(Q120=\"\",'Historical scenario - input'!$D105=\"\"),\"\",Q120/'Historical scenario - input'!$D105),\"\")","v":""},{"$f":"IFERROR(IF(OR(R120=\"\",'Historical scenario - input'!$D105=\"\"),\"\",R120/'Historical scenario - input'!$D105),\"\")","v":""},{"$f":"IFERROR(IF(OR(S120=\"\",'Historical scenario - input'!$D105=\"\"),\"\",S120/'Historical scenario - input'!$D105),\"\")","v":""},{"$f":"IFERROR(IF(OR(T120=\"\",'Historical scenario - input'!$D105=\"\"),\"\",T120/'Historical scenario - input'!$D105),\"\")","v":""},{"$f":"IFERROR(IF(OR(U120=\"\",'Historical scenario - input'!$D105=\"\"),\"\",U120/'Historical scenario - input'!$D105),\"\")","v":""},{"$f":"IFERROR(IF(OR(V120=\"\",'Historical scenario - input'!$D105=\"\"),\"\",V120/'Historical scenario - input'!$D105),\"\")","v":""},{"$f":"IFERROR(IF(OR(W120=\"\",'Historical scenario - input'!$D105=\"\"),\"\",W120/'Historical scenario - input'!$D105),\"\")","v":""}]
[{"$f":"IFERROR('Historical scenario - input'!A106,\"\")","v":""},{"$f":"IFERROR('Historical scenario - input'!B106,\"\")","v":0},{"$f":"IFERROR('Historical scenario - input'!C106,\"\")","v":0},{"$f":"IFERROR(repcalc('Historical scenario - input'!$CV106:$GH106,'Historical scenario - input'!$G106,'Historical scenario - input'!$E106,'Historical scenario - input'!$F106,20,TRUE,TRUE),\"\")","v":""},"","","","","","","","","","","","","","","","","","","",{"$f":"IFERROR(IF(OR(D121=\"\",'Historical scenario - input'!$D106=\"\"),\"\",D121/'Historical scenario - input'!$D106),\"\")","v":""},{"$f":"IFERROR(IF(OR(E121=\"\",'Historical scenario - input'!$D106=\"\"),\"\",E121/'Historical scenario - input'!$D106),\"\")","v":""},{"$f":"IFERROR(IF(OR(F121=\"\",'Historical scenario - input'!$D106=\"\"),\"\",F121/'Historical scenario - input'!$D106),\"\")","v":""},{"$f":"IFERROR(IF(OR(G121=\"\",'Historical scenario - input'!$D106=\"\"),\"\",G121/'Historical scenario - input'!$D106),\"\")","v":""},{"$f":"IFERROR(IF(OR(H121=\"\",'Historical scenario - input'!$D106=\"\"),\"\",H121/'Historical scenario - input'!$D106),\"\")","v":""},{"$f":"IFERROR(IF(OR(I121=\"\",'Historical scenario - input'!$D106=\"\"),\"\",I121/'Historical scenario - input'!$D106),\"\")","v":""},{"$f":"IFERROR(IF(OR(J121=\"\",'Historical scenario - input'!$D106=\"\"),\"\",J121/'Historical scenario - input'!$D106),\"\")","v":""},{"$f":"IFERROR(IF(OR(K121=\"\",'Historical scenario - input'!$D106=\"\"),\"\",K121/'Historical scenario - input'!$D106),\"\")","v":""},{"$f":"IFERROR(IF(OR(L121=\"\",'Historical scenario - input'!$D106=\"\"),\"\",L121/'Historical scenario - input'!$D106),\"\")","v":""},{"$f":"IFERROR(IF(OR(M121=\"\",'Historical scenario - input'!$D106=\"\"),\"\",M121/'Historical scenario - input'!$D106),\"\")","v":""},{"$f":"IFERROR(IF(OR(N121=\"\",'Historical scenario - input'!$D106=\"\"),\"\",N121/'Historical scenario - input'!$D106),\"\")","v":""},{"$f":"IFERROR(IF(OR(O121=\"\",'Historical scenario - input'!$D106=\"\"),\"\",O121/'Historical scenario - input'!$D106),\"\")","v":""},{"$f":"IFERROR(IF(OR(P121=\"\",'Historical scenario - input'!$D106=\"\"),\"\",P121/'Historical scenario - input'!$D106),\"\")","v":""},{"$f":"IFERROR(IF(OR(Q121=\"\",'Historical scenario - input'!$D106=\"\"),\"\",Q121/'Historical scenario - input'!$D106),\"\")","v":""},{"$f":"IFERROR(IF(OR(R121=\"\",'Historical scenario - input'!$D106=\"\"),\"\",R121/'Historical scenario - input'!$D106),\"\")","v":""},{"$f":"IFERROR(IF(OR(S121=\"\",'Historical scenario - input'!$D106=\"\"),\"\",S121/'Historical scenario - input'!$D106),\"\")","v":""},{"$f":"IFERROR(IF(OR(T121=\"\",'Historical scenario - input'!$D106=\"\"),\"\",T121/'Historical scenario - input'!$D106),\"\")","v":""},{"$f":"IFERROR(IF(OR(U121=\"\",'Historical scenario - input'!$D106=\"\"),\"\",U121/'Historical scenario - input'!$D106),\"\")","v":""},{"$f":"IFERROR(IF(OR(V121=\"\",'Historical scenario - input'!$D106=\"\"),\"\",V121/'Historical scenario - input'!$D106),\"\")","v":""},{"$f":"IFERROR(IF(OR(W121=\"\",'Historical scenario - input'!$D106=\"\"),\"\",W121/'Historical scenario - input'!$D106),\"\")","v":""}]
[{"$f":"IFERROR('Historical scenario - input'!A107,\"\")","v":""},{"$f":"IFERROR('Historical scenario - input'!B107,\"\")","v":0},{"$f":"IFERROR('Historical scenario - input'!C107,\"\")","v":0},{"$f":"IFERROR(repcalc('Historical scenario - input'!$CV107:$GH107,'Historical scenario - input'!$G107,'Historical scenario - input'!$E107,'Historical scenario - input'!$F107,20,TRUE,TRUE),\"\")","v":""},"","","","","","","","","","","","","","","","","","","",{"$f":"IFERROR(IF(OR(D122=\"\",'Historical scenario - input'!$D107=\"\"),\"\",D122/'Historical scenario - input'!$D107),\"\")","v":""},{"$f":"IFERROR(IF(OR(E122=\"\",'Historical scenario - input'!$D107=\"\"),\"\",E122/'Historical scenario - input'!$D107),\"\")","v":""},{"$f":"IFERROR(IF(OR(F122=\"\",'Historical scenario - input'!$D107=\"\"),\"\",F122/'Historical scenario - input'!$D107),\"\")","v":""},{"$f":"IFERROR(IF(OR(G122=\"\",'Historical scenario - input'!$D107=\"\"),\"\",G122/'Historical scenario - input'!$D107),\"\")","v":""},{"$f":"IFERROR(IF(OR(H122=\"\",'Historical scenario - input'!$D107=\"\"),\"\",H122/'Historical scenario - input'!$D107),\"\")","v":""},{"$f":"IFERROR(IF(OR(I122=\"\",'Historical scenario - input'!$D107=\"\"),\"\",I122/'Historical scenario - input'!$D107),\"\")","v":""},{"$f":"IFERROR(IF(OR(J122=\"\",'Historical scenario - input'!$D107=\"\"),\"\",J122/'Historical scenario - input'!$D107),\"\")","v":""},{"$f":"IFERROR(IF(OR(K122=\"\",'Historical scenario - input'!$D107=\"\"),\"\",K122/'Historical scenario - input'!$D107),\"\")","v":""},{"$f":"IFERROR(IF(OR(L122=\"\",'Historical scenario - input'!$D107=\"\"),\"\",L122/'Historical scenario - input'!$D107),\"\")","v":""},{"$f":"IFERROR(IF(OR(M122=\"\",'Historical scenario - input'!$D107=\"\"),\"\",M122/'Historical scenario - input'!$D107),\"\")","v":""},{"$f":"IFERROR(IF(OR(N122=\"\",'Historical scenario - input'!$D107=\"\"),\"\",N122/'Historical scenario - input'!$D107),\"\")","v":""},{"$f":"IFERROR(IF(OR(O122=\"\",'Historical scenario - input'!$D107=\"\"),\"\",O122/'Historical scenario - input'!$D107),\"\")","v":""},{"$f":"IFERROR(IF(OR(P122=\"\",'Historical scenario - input'!$D107=\"\"),\"\",P122/'Historical scenario - input'!$D107),\"\")","v":""},{"$f":"IFERROR(IF(OR(Q122=\"\",'Historical scenario - input'!$D107=\"\"),\"\",Q122/'Historical scenario - input'!$D107),\"\")","v":""},{"$f":"IFERROR(IF(OR(R122=\"\",'Historical scenario - input'!$D107=\"\"),\"\",R122/'Historical scenario - input'!$D107),\"\")","v":""},{"$f":"IFERROR(IF(OR(S122=\"\",'Historical scenario - input'!$D107=\"\"),\"\",S122/'Historical scenario - input'!$D107),\"\")","v":""},{"$f":"IFERROR(IF(OR(T122=\"\",'Historical scenario - input'!$D107=\"\"),\"\",T122/'Historical scenario - input'!$D107),\"\")","v":""},{"$f":"IFERROR(IF(OR(U122=\"\",'Historical scenario - input'!$D107=\"\"),\"\",U122/'Historical scenario - input'!$D107),\"\")","v":""},{"$f":"IFERROR(IF(OR(V122=\"\",'Historical scenario - input'!$D107=\"\"),\"\",V122/'Historical scenario - input'!$D107),\"\")","v":""},{"$f":"IFERROR(IF(OR(W122=\"\",'Historical scenario - input'!$D107=\"\"),\"\",W122/'Historical scenario - input'!$D107),\"\")","v":""}]
[{"$f":"IFERROR('Historical scenario - input'!A108,\"\")","v":""},{"$f":"IFERROR('Historical scenario - input'!B108,\"\")","v":0},{"$f":"IFERROR('Historical scenario - input'!C108,\"\")","v":0},{"$f":"IFERROR(repcalc('Historical scenario - input'!$CV108:$GH108,'Historical scenario - input'!$G108,'Historical scenario - input'!$E108,'Historical scenario - input'!$F108,20,TRUE,TRUE),\"\")","v":""},"","","","","","","","","","","","","","","","","","","",{"$f":"IFERROR(IF(OR(D123=\"\",'Historical scenario - input'!$D108=\"\"),\"\",D123/'Historical scenario - input'!$D108),\"\")","v":""},{"$f":"IFERROR(IF(OR(E123=\"\",'Historical scenario - input'!$D108=\"\"),\"\",E123/'Historical scenario - input'!$D108),\"\")","v":""},{"$f":"IFERROR(IF(OR(F123=\"\",'Historical scenario - input'!$D108=\"\"),\"\",F123/'Historical scenario - input'!$D108),\"\")","v":""},{"$f":"IFERROR(IF(OR(G123=\"\",'Historical scenario - input'!$D108=\"\"),\"\",G123/'Historical scenario - input'!$D108),\"\")","v":""},{"$f":"IFERROR(IF(OR(H123=\"\",'Historical scenario - input'!$D108=\"\"),\"\",H123/'Historical scenario - input'!$D108),\"\")","v":""},{"$f":"IFERROR(IF(OR(I123=\"\",'Historical scenario - input'!$D108=\"\"),\"\",I123/'Historical scenario - input'!$D108),\"\")","v":""},{"$f":"IFERROR(IF(OR(J123=\"\",'Historical scenario - input'!$D108=\"\"),\"\",J123/'Historical scenario - input'!$D108),\"\")","v":""},{"$f":"IFERROR(IF(OR(K123=\"\",'Historical scenario - input'!$D108=\"\"),\"\",K123/'Historical scenario - input'!$D108),\"\")","v":""},{"$f":"IFERROR(IF(OR(L123=\"\",'Historical scenario - input'!$D108=\"\"),\"\",L123/'Historical scenario - input'!$D108),\"\")","v":""},{"$f":"IFERROR(IF(OR(M123=\"\",'Historical scenario - input'!$D108=\"\"),\"\",M123/'Historical scenario - input'!$D108),\"\")","v":""},{"$f":"IFERROR(IF(OR(N123=\"\",'Historical scenario - input'!$D108=\"\"),\"\",N123/'Historical scenario - input'!$D108),\"\")","v":""},{"$f":"IFERROR(IF(OR(O123=\"\",'Historical scenario - input'!$D108=\"\"),\"\",O123/'Historical scenario - input'!$D108),\"\")","v":""},{"$f":"IFERROR(IF(OR(P123=\"\",'Historical scenario - input'!$D108=\"\"),\"\",P123/'Historical scenario - input'!$D108),\"\")","v":""},{"$f":"IFERROR(IF(OR(Q123=\"\",'Historical scenario - input'!$D108=\"\"),\"\",Q123/'Historical scenario - input'!$D108),\"\")","v":""},{"$f":"IFERROR(IF(OR(R123=\"\",'Historical scenario - input'!$D108=\"\"),\"\",R123/'Historical scenario - input'!$D108),\"\")","v":""},{"$f":"IFERROR(IF(OR(S123=\"\",'Historical scenario - input'!$D108=\"\"),\"\",S123/'Historical scenario - input'!$D108),\"\")","v":""},{"$f":"IFERROR(IF(OR(T123=\"\",'Historical scenario - input'!$D108=\"\"),\"\",T123/'Historical scenario - input'!$D108),\"\")","v":""},{"$f":"IFERROR(IF(OR(U123=\"\",'Historical scenario - input'!$D108=\"\"),\"\",U123/'Historical scenario - input'!$D108),\"\")","v":""},{"$f":"IFERROR(IF(OR(V123=\"\",'Historical scenario - input'!$D108=\"\"),\"\",V123/'Historical scenario - input'!$D108),\"\")","v":""},{"$f":"IFERROR(IF(OR(W123=\"\",'Historical scenario - input'!$D108=\"\"),\"\",W123/'Historical scenario - input'!$D108),\"\")","v":""}]
[{"$f":"IFERROR('Historical scenario - input'!A109,\"\")","v":""},{"$f":"IFERROR('Historical scenario - input'!B109,\"\")","v":0},{"$f":"IFERROR('Historical scenario - input'!C109,\"\")","v":0},{"$f":"IFERROR(repcalc('Historical scenario - input'!$CV109:$GH109,'Historical scenario - input'!$G109,'Historical scenario - input'!$E109,'Historical scenario - input'!$F109,20,TRUE,TRUE),\"\")","v":""},"","","","","","","","","","","","","","","","","","","",{"$f":"IFERROR(IF(OR(D124=\"\",'Historical scenario - input'!$D109=\"\"),\"\",D124/'Historical scenario - input'!$D109),\"\")","v":""},{"$f":"IFERROR(IF(OR(E124=\"\",'Historical scenario - input'!$D109=\"\"),\"\",E124/'Historical scenario - input'!$D109),\"\")","v":""},{"$f":"IFERROR(IF(OR(F124=\"\",'Historical scenario - input'!$D109=\"\"),\"\",F124/'Historical scenario - input'!$D109),\"\")","v":""},{"$f":"IFERROR(IF(OR(G124=\"\",'Historical scenario - input'!$D109=\"\"),\"\",G124/'Historical scenario - input'!$D109),\"\")","v":""},{"$f":"IFERROR(IF(OR(H124=\"\",'Historical scenario - input'!$D109=\"\"),\"\",H124/'Historical scenario - input'!$D109),\"\")","v":""},{"$f":"IFERROR(IF(OR(I124=\"\",'Historical scenario - input'!$D109=\"\"),\"\",I124/'Historical scenario - input'!$D109),\"\")","v":""},{"$f":"IFERROR(IF(OR(J124=\"\",'Historical scenario - input'!$D109=\"\"),\"\",J124/'Historical scenario - input'!$D109),\"\")","v":""},{"$f":"IFERROR(IF(OR(K124=\"\",'Historical scenario - input'!$D109=\"\"),\"\",K124/'Historical scenario - input'!$D109),\"\")","v":""},{"$f":"IFERROR(IF(OR(L124=\"\",'Historical scenario - input'!$D109=\"\"),\"\",L124/'Historical scenario - input'!$D109),\"\")","v":""},{"$f":"IFERROR(IF(OR(M124=\"\",'Historical scenario - input'!$D109=\"\"),\"\",M124/'Historical scenario - input'!$D109),\"\")","v":""},{"$f":"IFERROR(IF(OR(N124=\"\",'Historical scenario - input'!$D109=\"\"),\"\",N124/'Historical scenario - input'!$D109),\"\")","v":""},{"$f":"IFERROR(IF(OR(O124=\"\",'Historical scenario - input'!$D109=\"\"),\"\",O124/'Historical scenario - input'!$D109),\"\")","v":""},{"$f":"IFERROR(IF(OR(P124=\"\",'Historical scenario - input'!$D109=\"\"),\"\",P124/'Historical scenario - input'!$D109),\"\")","v":""},{"$f":"IFERROR(IF(OR(Q124=\"\",'Historical scenario - input'!$D109=\"\"),\"\",Q124/'Historical scenario - input'!$D109),\"\")","v":""},{"$f":"IFERROR(IF(OR(R124=\"\",'Historical scenario - input'!$D109=\"\"),\"\",R124/'Historical scenario - input'!$D109),\"\")","v":""},{"$f":"IFERROR(IF(OR(S124=\"\",'Historical scenario - input'!$D109=\"\"),\"\",S124/'Historical scenario - input'!$D109),\"\")","v":""},{"$f":"IFERROR(IF(OR(T124=\"\",'Historical scenario - input'!$D109=\"\"),\"\",T124/'Historical scenario - input'!$D109),\"\")","v":""},{"$f":"IFERROR(IF(OR(U124=\"\",'Historical scenario - input'!$D109=\"\"),\"\",U124/'Historical scenario - input'!$D109),\"\")","v":""},{"$f":"IFERROR(IF(OR(V124=\"\",'Historical scenario - input'!$D109=\"\"),\"\",V124/'Historical scenario - input'!$D109),\"\")","v":""},{"$f":"IFERROR(IF(OR(W124=\"\",'Historical scenario - input'!$D109=\"\"),\"\",W124/'Historical scenario - input'!$D109),\"\")","v":""}]
[{"$f":"IFERROR('Historical scenario - input'!A110,\"\")","v":""},{"$f":"IFERROR('Historical scenario - input'!B110,\"\")","v":0},{"$f":"IFERROR('Historical scenario - input'!C110,\"\")","v":0},{"$f":"IFERROR(repcalc('Historical scenario - input'!$CV110:$GH110,'Historical scenario - input'!$G110,'Historical scenario - input'!$E110,'Historical scenario - input'!$F110,20,TRUE,TRUE),\"\")","v":""},"","","","","","","","","","","","","","","","","","","",{"$f":"IFERROR(IF(OR(D125=\"\",'Historical scenario - input'!$D110=\"\"),\"\",D125/'Historical scenario - input'!$D110),\"\")","v":""},{"$f":"IFERROR(IF(OR(E125=\"\",'Historical scenario - input'!$D110=\"\"),\"\",E125/'Historical scenario - input'!$D110),\"\")","v":""},{"$f":"IFERROR(IF(OR(F125=\"\",'Historical scenario - input'!$D110=\"\"),\"\",F125/'Historical scenario - input'!$D110),\"\")","v":""},{"$f":"IFERROR(IF(OR(G125=\"\",'Historical scenario - input'!$D110=\"\"),\"\",G125/'Historical scenario - input'!$D110),\"\")","v":""},{"$f":"IFERROR(IF(OR(H125=\"\",'Historical scenario - input'!$D110=\"\"),\"\",H125/'Historical scenario - input'!$D110),\"\")","v":""},{"$f":"IFERROR(IF(OR(I125=\"\",'Historical scenario - input'!$D110=\"\"),\"\",I125/'Historical scenario - input'!$D110),\"\")","v":""},{"$f":"IFERROR(IF(OR(J125=\"\",'Historical scenario - input'!$D110=\"\"),\"\",J125/'Historical scenario - input'!$D110),\"\")","v":""},{"$f":"IFERROR(IF(OR(K125=\"\",'Historical scenario - input'!$D110=\"\"),\"\",K125/'Historical scenario - input'!$D110),\"\")","v":""},{"$f":"IFERROR(IF(OR(L125=\"\",'Historical scenario - input'!$D110=\"\"),\"\",L125/'Historical scenario - input'!$D110),\"\")","v":""},{"$f":"IFERROR(IF(OR(M125=\"\",'Historical scenario - input'!$D110=\"\"),\"\",M125/'Historical scenario - input'!$D110),\"\")","v":""},{"$f":"IFERROR(IF(OR(N125=\"\",'Historical scenario - input'!$D110=\"\"),\"\",N125/'Historical scenario - input'!$D110),\"\")","v":""},{"$f":"IFERROR(IF(OR(O125=\"\",'Historical scenario - input'!$D110=\"\"),\"\",O125/'Historical scenario - input'!$D110),\"\")","v":""},{"$f":"IFERROR(IF(OR(P125=\"\",'Historical scenario - input'!$D110=\"\"),\"\",P125/'Historical scenario - input'!$D110),\"\")","v":""},{"$f":"IFERROR(IF(OR(Q125=\"\",'Historical scenario - input'!$D110=\"\"),\"\",Q125/'Historical scenario - input'!$D110),\"\")","v":""},{"$f":"IFERROR(IF(OR(R125=\"\",'Historical scenario - input'!$D110=\"\"),\"\",R125/'Historical scenario - input'!$D110),\"\")","v":""},{"$f":"IFERROR(IF(OR(S125=\"\",'Historical scenario - input'!$D110=\"\"),\"\",S125/'Historical scenario - input'!$D110),\"\")","v":""},{"$f":"IFERROR(IF(OR(T125=\"\",'Historical scenario - input'!$D110=\"\"),\"\",T125/'Historical scenario - input'!$D110),\"\")","v":""},{"$f":"IFERROR(IF(OR(U125=\"\",'Historical scenario - input'!$D110=\"\"),\"\",U125/'Historical scenario - input'!$D110),\"\")","v":""},{"$f":"IFERROR(IF(OR(V125=\"\",'Historical scenario - input'!$D110=\"\"),\"\",V125/'Historical scenario - input'!$D110),\"\")","v":""},{"$f":"IFERROR(IF(OR(W125=\"\",'Historical scenario - input'!$D110=\"\"),\"\",W125/'Historical scenario - input'!$D110),\"\")","v":""}]
[{"$f":"IFERROR('Historical scenario - input'!A111,\"\")","v":""},{"$f":"IFERROR('Historical scenario - input'!B111,\"\")","v":0},{"$f":"IFERROR('Historical scenario - input'!C111,\"\")","v":0},{"$f":"IFERROR(repcalc('Historical scenario - input'!$CV111:$GH111,'Historical scenario - input'!$G111,'Historical scenario - input'!$E111,'Historical scenario - input'!$F111,20,TRUE,TRUE),\"\")","v":""},"","","","","","","","","","","","","","","","","","","",{"$f":"IFERROR(IF(OR(D126=\"\",'Historical scenario - input'!$D111=\"\"),\"\",D126/'Historical scenario - input'!$D111),\"\")","v":""},{"$f":"IFERROR(IF(OR(E126=\"\",'Historical scenario - input'!$D111=\"\"),\"\",E126/'Historical scenario - input'!$D111),\"\")","v":""},{"$f":"IFERROR(IF(OR(F126=\"\",'Historical scenario - input'!$D111=\"\"),\"\",F126/'Historical scenario - input'!$D111),\"\")","v":""},{"$f":"IFERROR(IF(OR(G126=\"\",'Historical scenario - input'!$D111=\"\"),\"\",G126/'Historical scenario - input'!$D111),\"\")","v":""},{"$f":"IFERROR(IF(OR(H126=\"\",'Historical scenario - input'!$D111=\"\"),\"\",H126/'Historical scenario - input'!$D111),\"\")","v":""},{"$f":"IFERROR(IF(OR(I126=\"\",'Historical scenario - input'!$D111=\"\"),\"\",I126/'Historical scenario - input'!$D111),\"\")","v":""},{"$f":"IFERROR(IF(OR(J126=\"\",'Historical scenario - input'!$D111=\"\"),\"\",J126/'Historical scenario - input'!$D111),\"\")","v":""},{"$f":"IFERROR(IF(OR(K126=\"\",'Historical scenario - input'!$D111=\"\"),\"\",K126/'Historical scenario - input'!$D111),\"\")","v":""},{"$f":"IFERROR(IF(OR(L126=\"\",'Historical scenario - input'!$D111=\"\"),\"\",L126/'Historical scenario - input'!$D111),\"\")","v":""},{"$f":"IFERROR(IF(OR(M126=\"\",'Historical scenario - input'!$D111=\"\"),\"\",M126/'Historical scenario - input'!$D111),\"\")","v":""},{"$f":"IFERROR(IF(OR(N126=\"\",'Historical scenario - input'!$D111=\"\"),\"\",N126/'Historical scenario - input'!$D111),\"\")","v":""},{"$f":"IFERROR(IF(OR(O126=\"\",'Historical scenario - input'!$D111=\"\"),\"\",O126/'Historical scenario - input'!$D111),\"\")","v":""},{"$f":"IFERROR(IF(OR(P126=\"\",'Historical scenario - input'!$D111=\"\"),\"\",P126/'Historical scenario - input'!$D111),\"\")","v":""},{"$f":"IFERROR(IF(OR(Q126=\"\",'Historical scenario - input'!$D111=\"\"),\"\",Q126/'Historical scenario - input'!$D111),\"\")","v":""},{"$f":"IFERROR(IF(OR(R126=\"\",'Historical scenario - input'!$D111=\"\"),\"\",R126/'Historical scenario - input'!$D111),\"\")","v":""},{"$f":"IFERROR(IF(OR(S126=\"\",'Historical scenario - input'!$D111=\"\"),\"\",S126/'Historical scenario - input'!$D111),\"\")","v":""},{"$f":"IFERROR(IF(OR(T126=\"\",'Historical scenario - input'!$D111=\"\"),\"\",T126/'Historical scenario - input'!$D111),\"\")","v":""},{"$f":"IFERROR(IF(OR(U126=\"\",'Historical scenario - input'!$D111=\"\"),\"\",U126/'Historical scenario - input'!$D111),\"\")","v":""},{"$f":"IFERROR(IF(OR(V126=\"\",'Historical scenario - input'!$D111=\"\"),\"\",V126/'Historical scenario - input'!$D111),\"\")","v":""},{"$f":"IFERROR(IF(OR(W126=\"\",'Historical scenario - input'!$D111=\"\"),\"\",W126/'Historical scenario - input'!$D111),\"\")","v":""}]
[{"$f":"IFERROR('Historical scenario - input'!A112,\"\")","v":""},{"$f":"IFERROR('Historical scenario - input'!B112,\"\")","v":0},{"$f":"IFERROR('Historical scenario - input'!C112,\"\")","v":0},{"$f":"IFERROR(repcalc('Historical scenario - input'!$CV112:$GH112,'Historical scenario - input'!$G112,'Historical scenario - input'!$E112,'Historical scenario - input'!$F112,20,TRUE,TRUE),\"\")","v":""},"","","","","","","","","","","","","","","","","","","",{"$f":"IFERROR(IF(OR(D127=\"\",'Historical scenario - input'!$D112=\"\"),\"\",D127/'Historical scenario - input'!$D112),\"\")","v":""},{"$f":"IFERROR(IF(OR(E127=\"\",'Historical scenario - input'!$D112=\"\"),\"\",E127/'Historical scenario - input'!$D112),\"\")","v":""},{"$f":"IFERROR(IF(OR(F127=\"\",'Historical scenario - input'!$D112=\"\"),\"\",F127/'Historical scenario - input'!$D112),\"\")","v":""},{"$f":"IFERROR(IF(OR(G127=\"\",'Historical scenario - input'!$D112=\"\"),\"\",G127/'Historical scenario - input'!$D112),\"\")","v":""},{"$f":"IFERROR(IF(OR(H127=\"\",'Historical scenario - input'!$D112=\"\"),\"\",H127/'Historical scenario - input'!$D112),\"\")","v":""},{"$f":"IFERROR(IF(OR(I127=\"\",'Historical scenario - input'!$D112=\"\"),\"\",I127/'Historical scenario - input'!$D112),\"\")","v":""},{"$f":"IFERROR(IF(OR(J127=\"\",'Historical scenario - input'!$D112=\"\"),\"\",J127/'Historical scenario - input'!$D112),\"\")","v":""},{"$f":"IFERROR(IF(OR(K127=\"\",'Historical scenario - input'!$D112=\"\"),\"\",K127/'Historical scenario - input'!$D112),\"\")","v":""},{"$f":"IFERROR(IF(OR(L127=\"\",'Historical scenario - input'!$D112=\"\"),\"\",L127/'Historical scenario - input'!$D112),\"\")","v":""},{"$f":"IFERROR(IF(OR(M127=\"\",'Historical scenario - input'!$D112=\"\"),\"\",M127/'Historical scenario - input'!$D112),\"\")","v":""},{"$f":"IFERROR(IF(OR(N127=\"\",'Historical scenario - input'!$D112=\"\"),\"\",N127/'Historical scenario - input'!$D112),\"\")","v":""},{"$f":"IFERROR(IF(OR(O127=\"\",'Historical scenario - input'!$D112=\"\"),\"\",O127/'Historical scenario - input'!$D112),\"\")","v":""},{"$f":"IFERROR(IF(OR(P127=\"\",'Historical scenario - input'!$D112=\"\"),\"\",P127/'Historical scenario - input'!$D112),\"\")","v":""},{"$f":"IFERROR(IF(OR(Q127=\"\",'Historical scenario - input'!$D112=\"\"),\"\",Q127/'Historical scenario - input'!$D112),\"\")","v":""},{"$f":"IFERROR(IF(OR(R127=\"\",'Historical scenario - input'!$D112=\"\"),\"\",R127/'Historical scenario - input'!$D112),\"\")","v":""},{"$f":"IFERROR(IF(OR(S127=\"\",'Historical scenario - input'!$D112=\"\"),\"\",S127/'Historical scenario - input'!$D112),\"\")","v":""},{"$f":"IFERROR(IF(OR(T127=\"\",'Historical scenario - input'!$D112=\"\"),\"\",T127/'Historical scenario - input'!$D112),\"\")","v":""},{"$f":"IFERROR(IF(OR(U127=\"\",'Historical scenario - input'!$D112=\"\"),\"\",U127/'Historical scenario - input'!$D112),\"\")","v":""},{"$f":"IFERROR(IF(OR(V127=\"\",'Historical scenario - input'!$D112=\"\"),\"\",V127/'Historical scenario - input'!$D112),\"\")","v":""},{"$f":"IFERROR(IF(OR(W127=\"\",'Historical scenario - input'!$D112=\"\"),\"\",W127/'Historical scenario - input'!$D112),\"\")","v":""}]
[{"$f":"IFERROR('Historical scenario - input'!A113,\"\")","v":""},{"$f":"IFERROR('Historical scenario - input'!B113,\"\")","v":0},{"$f":"IFERROR('Historical scenario - input'!C113,\"\")","v":0},{"$f":"IFERROR(repcalc('Historical scenario - input'!$CV113:$GH113,'Historical scenario - input'!$G113,'Historical scenario - input'!$E113,'Historical scenario - input'!$F113,20,TRUE,TRUE),\"\")","v":""},"","","","","","","","","","","","","","","","","","","",{"$f":"IFERROR(IF(OR(D128=\"\",'Historical scenario - input'!$D113=\"\"),\"\",D128/'Historical scenario - input'!$D113),\"\")","v":""},{"$f":"IFERROR(IF(OR(E128=\"\",'Historical scenario - input'!$D113=\"\"),\"\",E128/'Historical scenario - input'!$D113),\"\")","v":""},{"$f":"IFERROR(IF(OR(F128=\"\",'Historical scenario - input'!$D113=\"\"),\"\",F128/'Historical scenario - input'!$D113),\"\")","v":""},{"$f":"IFERROR(IF(OR(G128=\"\",'Historical scenario - input'!$D113=\"\"),\"\",G128/'Historical scenario - input'!$D113),\"\")","v":""},{"$f":"IFERROR(IF(OR(H128=\"\",'Historical scenario - input'!$D113=\"\"),\"\",H128/'Historical scenario - input'!$D113),\"\")","v":""},{"$f":"IFERROR(IF(OR(I128=\"\",'Historical scenario - input'!$D113=\"\"),\"\",I128/'Historical scenario - input'!$D113),\"\")","v":""},{"$f":"IFERROR(IF(OR(J128=\"\",'Historical scenario - input'!$D113=\"\"),\"\",J128/'Historical scenario - input'!$D113),\"\")","v":""},{"$f":"IFERROR(IF(OR(K128=\"\",'Historical scenario - input'!$D113=\"\"),\"\",K128/'Historical scenario - input'!$D113),\"\")","v":""},{"$f":"IFERROR(IF(OR(L128=\"\",'Historical scenario - input'!$D113=\"\"),\"\",L128/'Historical scenario - input'!$D113),\"\")","v":""},{"$f":"IFERROR(IF(OR(M128=\"\",'Historical scenario - input'!$D113=\"\"),\"\",M128/'Historical scenario - input'!$D113),\"\")","v":""},{"$f":"IFERROR(IF(OR(N128=\"\",'Historical scenario - input'!$D113=\"\"),\"\",N128/'Historical scenario - input'!$D113),\"\")","v":""},{"$f":"IFERROR(IF(OR(O128=\"\",'Historical scenario - input'!$D113=\"\"),\"\",O128/'Historical scenario - input'!$D113),\"\")","v":""},{"$f":"IFERROR(IF(OR(P128=\"\",'Historical scenario - input'!$D113=\"\"),\"\",P128/'Historical scenario - input'!$D113),\"\")","v":""},{"$f":"IFERROR(IF(OR(Q128=\"\",'Historical scenario - input'!$D113=\"\"),\"\",Q128/'Historical scenario - input'!$D113),\"\")","v":""},{"$f":"IFERROR(IF(OR(R128=\"\",'Historical scenario - input'!$D113=\"\"),\"\",R128/'Historical scenario - input'!$D113),\"\")","v":""},{"$f":"IFERROR(IF(OR(S128=\"\",'Historical scenario - input'!$D113=\"\"),\"\",S128/'Historical scenario - input'!$D113),\"\")","v":""},{"$f":"IFERROR(IF(OR(T128=\"\",'Historical scenario - input'!$D113=\"\"),\"\",T128/'Historical scenario - input'!$D113),\"\")","v":""},{"$f":"IFERROR(IF(OR(U128=\"\",'Historical scenario - input'!$D113=\"\"),\"\",U128/'Historical scenario - input'!$D113),\"\")","v":""},{"$f":"IFERROR(IF(OR(V128=\"\",'Historical scenario - input'!$D113=\"\"),\"\",V128/'Historical scenario - input'!$D113),\"\")","v":""},{"$f":"IFERROR(IF(OR(W128=\"\",'Historical scenario - input'!$D113=\"\"),\"\",W128/'Historical scenario - input'!$D113),\"\")","v":""}]
[{"$f":"IFERROR('Historical scenario - input'!A114,\"\")","v":""},{"$f":"IFERROR('Historical scenario - input'!B114,\"\")","v":0},{"$f":"IFERROR('Historical scenario - input'!C114,\"\")","v":0},{"$f":"IFERROR(repcalc('Historical scenario - input'!$CV114:$GH114,'Historical scenario - input'!$G114,'Historical scenario - input'!$E114,'Historical scenario - input'!$F114,20,TRUE,TRUE),\"\")","v":""},"","","","","","","","","","","","","","","","","","","",{"$f":"IFERROR(IF(OR(D129=\"\",'Historical scenario - input'!$D114=\"\"),\"\",D129/'Historical scenario - input'!$D114),\"\")","v":""},{"$f":"IFERROR(IF(OR(E129=\"\",'Historical scenario - input'!$D114=\"\"),\"\",E129/'Historical scenario - input'!$D114),\"\")","v":""},{"$f":"IFERROR(IF(OR(F129=\"\",'Historical scenario - input'!$D114=\"\"),\"\",F129/'Historical scenario - input'!$D114),\"\")","v":""},{"$f":"IFERROR(IF(OR(G129=\"\",'Historical scenario - input'!$D114=\"\"),\"\",G129/'Historical scenario - input'!$D114),\"\")","v":""},{"$f":"IFERROR(IF(OR(H129=\"\",'Historical scenario - input'!$D114=\"\"),\"\",H129/'Historical scenario - input'!$D114),\"\")","v":""},{"$f":"IFERROR(IF(OR(I129=\"\",'Historical scenario - input'!$D114=\"\"),\"\",I129/'Historical scenario - input'!$D114),\"\")","v":""},{"$f":"IFERROR(IF(OR(J129=\"\",'Historical scenario - input'!$D114=\"\"),\"\",J129/'Historical scenario - input'!$D114),\"\")","v":""},{"$f":"IFERROR(IF(OR(K129=\"\",'Historical scenario - input'!$D114=\"\"),\"\",K129/'Historical scenario - input'!$D114),\"\")","v":""},{"$f":"IFERROR(IF(OR(L129=\"\",'Historical scenario - input'!$D114=\"\"),\"\",L129/'Historical scenario - input'!$D114),\"\")","v":""},{"$f":"IFERROR(IF(OR(M129=\"\",'Historical scenario - input'!$D114=\"\"),\"\",M129/'Historical scenario - input'!$D114),\"\")","v":""},{"$f":"IFERROR(IF(OR(N129=\"\",'Historical scenario - input'!$D114=\"\"),\"\",N129/'Historical scenario - input'!$D114),\"\")","v":""},{"$f":"IFERROR(IF(OR(O129=\"\",'Historical scenario - input'!$D114=\"\"),\"\",O129/'Historical scenario - input'!$D114),\"\")","v":""},{"$f":"IFERROR(IF(OR(P129=\"\",'Historical scenario - input'!$D114=\"\"),\"\",P129/'Historical scenario - input'!$D114),\"\")","v":""},{"$f":"IFERROR(IF(OR(Q129=\"\",'Historical scenario - input'!$D114=\"\"),\"\",Q129/'Historical scenario - input'!$D114),\"\")","v":""},{"$f":"IFERROR(IF(OR(R129=\"\",'Historical scenario - input'!$D114=\"\"),\"\",R129/'Historical scenario - input'!$D114),\"\")","v":""},{"$f":"IFERROR(IF(OR(S129=\"\",'Historical scenario - input'!$D114=\"\"),\"\",S129/'Historical scenario - input'!$D114),\"\")","v":""},{"$f":"IFERROR(IF(OR(T129=\"\",'Historical scenario - input'!$D114=\"\"),\"\",T129/'Historical scenario - input'!$D114),\"\")","v":""},{"$f":"IFERROR(IF(OR(U129=\"\",'Historical scenario - input'!$D114=\"\"),\"\",U129/'Historical scenario - input'!$D114),\"\")","v":""},{"$f":"IFERROR(IF(OR(V129=\"\",'Historical scenario - input'!$D114=\"\"),\"\",V129/'Historical scenario - input'!$D114),\"\")","v":""},{"$f":"IFERROR(IF(OR(W129=\"\",'Historical scenario - input'!$D114=\"\"),\"\",W129/'Historical scenario - input'!$D114),\"\")","v":""}]
[{"$f":"IFERROR('Historical scenario - input'!A115,\"\")","v":""},{"$f":"IFERROR('Historical scenario - input'!B115,\"\")","v":0},{"$f":"IFERROR('Historical scenario - input'!C115,\"\")","v":0},{"$f":"IFERROR(repcalc('Historical scenario - input'!$CV115:$GH115,'Historical scenario - input'!$G115,'Historical scenario - input'!$E115,'Historical scenario - input'!$F115,20,TRUE,TRUE),\"\")","v":""},"","","","","","","","","","","","","","","","","","","",{"$f":"IFERROR(IF(OR(D130=\"\",'Historical scenario - input'!$D115=\"\"),\"\",D130/'Historical scenario - input'!$D115),\"\")","v":""},{"$f":"IFERROR(IF(OR(E130=\"\",'Historical scenario - input'!$D115=\"\"),\"\",E130/'Historical scenario - input'!$D115),\"\")","v":""},{"$f":"IFERROR(IF(OR(F130=\"\",'Historical scenario - input'!$D115=\"\"),\"\",F130/'Historical scenario - input'!$D115),\"\")","v":""},{"$f":"IFERROR(IF(OR(G130=\"\",'Historical scenario - input'!$D115=\"\"),\"\",G130/'Historical scenario - input'!$D115),\"\")","v":""},{"$f":"IFERROR(IF(OR(H130=\"\",'Historical scenario - input'!$D115=\"\"),\"\",H130/'Historical scenario - input'!$D115),\"\")","v":""},{"$f":"IFERROR(IF(OR(I130=\"\",'Historical scenario - input'!$D115=\"\"),\"\",I130/'Historical scenario - input'!$D115),\"\")","v":""},{"$f":"IFERROR(IF(OR(J130=\"\",'Historical scenario - input'!$D115=\"\"),\"\",J130/'Historical scenario - input'!$D115),\"\")","v":""},{"$f":"IFERROR(IF(OR(K130=\"\",'Historical scenario - input'!$D115=\"\"),\"\",K130/'Historical scenario - input'!$D115),\"\")","v":""},{"$f":"IFERROR(IF(OR(L130=\"\",'Historical scenario - input'!$D115=\"\"),\"\",L130/'Historical scenario - input'!$D115),\"\")","v":""},{"$f":"IFERROR(IF(OR(M130=\"\",'Historical scenario - input'!$D115=\"\"),\"\",M130/'Historical scenario - input'!$D115),\"\")","v":""},{"$f":"IFERROR(IF(OR(N130=\"\",'Historical scenario - input'!$D115=\"\"),\"\",N130/'Historical scenario - input'!$D115),\"\")","v":""},{"$f":"IFERROR(IF(OR(O130=\"\",'Historical scenario - input'!$D115=\"\"),\"\",O130/'Historical scenario - input'!$D115),\"\")","v":""},{"$f":"IFERROR(IF(OR(P130=\"\",'Historical scenario - input'!$D115=\"\"),\"\",P130/'Historical scenario - input'!$D115),\"\")","v":""},{"$f":"IFERROR(IF(OR(Q130=\"\",'Historical scenario - input'!$D115=\"\"),\"\",Q130/'Historical scenario - input'!$D115),\"\")","v":""},{"$f":"IFERROR(IF(OR(R130=\"\",'Historical scenario - input'!$D115=\"\"),\"\",R130/'Historical scenario - input'!$D115),\"\")","v":""},{"$f":"IFERROR(IF(OR(S130=\"\",'Historical scenario - input'!$D115=\"\"),\"\",S130/'Historical scenario - input'!$D115),\"\")","v":""},{"$f":"IFERROR(IF(OR(T130=\"\",'Historical scenario - input'!$D115=\"\"),\"\",T130/'Historical scenario - input'!$D115),\"\")","v":""},{"$f":"IFERROR(IF(OR(U130=\"\",'Historical scenario - input'!$D115=\"\"),\"\",U130/'Historical scenario - input'!$D115),\"\")","v":""},{"$f":"IFERROR(IF(OR(V130=\"\",'Historical scenario - input'!$D115=\"\"),\"\",V130/'Historical scenario - input'!$D115),\"\")","v":""},{"$f":"IFERROR(IF(OR(W130=\"\",'Historical scenario - input'!$D115=\"\"),\"\",W130/'Historical scenario - input'!$D115),\"\")","v":""}]
[{"$f":"IFERROR('Historical scenario - input'!A116,\"\")","v":""},{"$f":"IFERROR('Historical scenario - input'!B116,\"\")","v":0},{"$f":"IFERROR('Historical scenario - input'!C116,\"\")","v":0},{"$f":"IFERROR(repcalc('Historical scenario - input'!$CV116:$GH116,'Historical scenario - input'!$G116,'Historical scenario - input'!$E116,'Historical scenario - input'!$F116,20,TRUE,TRUE),\"\")","v":""},"","","","","","","","","","","","","","","","","","","",{"$f":"IFERROR(IF(OR(D131=\"\",'Historical scenario - input'!$D116=\"\"),\"\",D131/'Historical scenario - input'!$D116),\"\")","v":""},{"$f":"IFERROR(IF(OR(E131=\"\",'Historical scenario - input'!$D116=\"\"),\"\",E131/'Historical scenario - input'!$D116),\"\")","v":""},{"$f":"IFERROR(IF(OR(F131=\"\",'Historical scenario - input'!$D116=\"\"),\"\",F131/'Historical scenario - input'!$D116),\"\")","v":""},{"$f":"IFERROR(IF(OR(G131=\"\",'Historical scenario - input'!$D116=\"\"),\"\",G131/'Historical scenario - input'!$D116),\"\")","v":""},{"$f":"IFERROR(IF(OR(H131=\"\",'Historical scenario - input'!$D116=\"\"),\"\",H131/'Historical scenario - input'!$D116),\"\")","v":""},{"$f":"IFERROR(IF(OR(I131=\"\",'Historical scenario - input'!$D116=\"\"),\"\",I131/'Historical scenario - input'!$D116),\"\")","v":""},{"$f":"IFERROR(IF(OR(J131=\"\",'Historical scenario - input'!$D116=\"\"),\"\",J131/'Historical scenario - input'!$D116),\"\")","v":""},{"$f":"IFERROR(IF(OR(K131=\"\",'Historical scenario - input'!$D116=\"\"),\"\",K131/'Historical scenario - input'!$D116),\"\")","v":""},{"$f":"IFERROR(IF(OR(L131=\"\",'Historical scenario - input'!$D116=\"\"),\"\",L131/'Historical scenario - input'!$D116),\"\")","v":""},{"$f":"IFERROR(IF(OR(M131=\"\",'Historical scenario - input'!$D116=\"\"),\"\",M131/'Historical scenario - input'!$D116),\"\")","v":""},{"$f":"IFERROR(IF(OR(N131=\"\",'Historical scenario - input'!$D116=\"\"),\"\",N131/'Historical scenario - input'!$D116),\"\")","v":""},{"$f":"IFERROR(IF(OR(O131=\"\",'Historical scenario - input'!$D116=\"\"),\"\",O131/'Historical scenario - input'!$D116),\"\")","v":""},{"$f":"IFERROR(IF(OR(P131=\"\",'Historical scenario - input'!$D116=\"\"),\"\",P131/'Historical scenario - input'!$D116),\"\")","v":""},{"$f":"IFERROR(IF(OR(Q131=\"\",'Historical scenario - input'!$D116=\"\"),\"\",Q131/'Historical scenario - input'!$D116),\"\")","v":""},{"$f":"IFERROR(IF(OR(R131=\"\",'Historical scenario - input'!$D116=\"\"),\"\",R131/'Historical scenario - input'!$D116),\"\")","v":""},{"$f":"IFERROR(IF(OR(S131=\"\",'Historical scenario - input'!$D116=\"\"),\"\",S131/'Historical scenario - input'!$D116),\"\")","v":""},{"$f":"IFERROR(IF(OR(T131=\"\",'Historical scenario - input'!$D116=\"\"),\"\",T131/'Historical scenario - input'!$D116),\"\")","v":""},{"$f":"IFERROR(IF(OR(U131=\"\",'Historical scenario - input'!$D116=\"\"),\"\",U131/'Historical scenario - input'!$D116),\"\")","v":""},{"$f":"IFERROR(IF(OR(V131=\"\",'Historical scenario - input'!$D116=\"\"),\"\",V131/'Historical scenario - input'!$D116),\"\")","v":""},{"$f":"IFERROR(IF(OR(W131=\"\",'Historical scenario - input'!$D116=\"\"),\"\",W131/'Historical scenario - input'!$D116),\"\")","v":""}]
[{"$f":"IFERROR('Historical scenario - input'!A117,\"\")","v":""},{"$f":"IFERROR('Historical scenario - input'!B117,\"\")","v":0},{"$f":"IFERROR('Historical scenario - input'!C117,\"\")","v":0},{"$f":"IFERROR(repcalc('Historical scenario - input'!$CV117:$GH117,'Historical scenario - input'!$G117,'Historical scenario - input'!$E117,'Historical scenario - input'!$F117,20,TRUE,TRUE),\"\")","v":""},"","","","","","","","","","","","","","","","","","","",{"$f":"IFERROR(IF(OR(D132=\"\",'Historical scenario - input'!$D117=\"\"),\"\",D132/'Historical scenario - input'!$D117),\"\")","v":""},{"$f":"IFERROR(IF(OR(E132=\"\",'Historical scenario - input'!$D117=\"\"),\"\",E132/'Historical scenario - input'!$D117),\"\")","v":""},{"$f":"IFERROR(IF(OR(F132=\"\",'Historical scenario - input'!$D117=\"\"),\"\",F132/'Historical scenario - input'!$D117),\"\")","v":""},{"$f":"IFERROR(IF(OR(G132=\"\",'Historical scenario - input'!$D117=\"\"),\"\",G132/'Historical scenario - input'!$D117),\"\")","v":""},{"$f":"IFERROR(IF(OR(H132=\"\",'Historical scenario - input'!$D117=\"\"),\"\",H132/'Historical scenario - input'!$D117),\"\")","v":""},{"$f":"IFERROR(IF(OR(I132=\"\",'Historical scenario - input'!$D117=\"\"),\"\",I132/'Historical scenario - input'!$D117),\"\")","v":""},{"$f":"IFERROR(IF(OR(J132=\"\",'Historical scenario - input'!$D117=\"\"),\"\",J132/'Historical scenario - input'!$D117),\"\")","v":""},{"$f":"IFERROR(IF(OR(K132=\"\",'Historical scenario - input'!$D117=\"\"),\"\",K132/'Historical scenario - input'!$D117),\"\")","v":""},{"$f":"IFERROR(IF(OR(L132=\"\",'Historical scenario - input'!$D117=\"\"),\"\",L132/'Historical scenario - input'!$D117),\"\")","v":""},{"$f":"IFERROR(IF(OR(M132=\"\",'Historical scenario - input'!$D117=\"\"),\"\",M132/'Historical scenario - input'!$D117),\"\")","v":""},{"$f":"IFERROR(IF(OR(N132=\"\",'Historical scenario - input'!$D117=\"\"),\"\",N132/'Historical scenario - input'!$D117),\"\")","v":""},{"$f":"IFERROR(IF(OR(O132=\"\",'Historical scenario - input'!$D117=\"\"),\"\",O132/'Historical scenario - input'!$D117),\"\")","v":""},{"$f":"IFERROR(IF(OR(P132=\"\",'Historical scenario - input'!$D117=\"\"),\"\",P132/'Historical scenario - input'!$D117),\"\")","v":""},{"$f":"IFERROR(IF(OR(Q132=\"\",'Historical scenario - input'!$D117=\"\"),\"\",Q132/'Historical scenario - input'!$D117),\"\")","v":""},{"$f":"IFERROR(IF(OR(R132=\"\",'Historical scenario - input'!$D117=\"\"),\"\",R132/'Historical scenario - input'!$D117),\"\")","v":""},{"$f":"IFERROR(IF(OR(S132=\"\",'Historical scenario - input'!$D117=\"\"),\"\",S132/'Historical scenario - input'!$D117),\"\")","v":""},{"$f":"IFERROR(IF(OR(T132=\"\",'Historical scenario - input'!$D117=\"\"),\"\",T132/'Historical scenario - input'!$D117),\"\")","v":""},{"$f":"IFERROR(IF(OR(U132=\"\",'Historical scenario - input'!$D117=\"\"),\"\",U132/'Historical scenario - input'!$D117),\"\")","v":""},{"$f":"IFERROR(IF(OR(V132=\"\",'Historical scenario - input'!$D117=\"\"),\"\",V132/'Historical scenario - input'!$D117),\"\")","v":""},{"$f":"IFERROR(IF(OR(W132=\"\",'Historical scenario - input'!$D117=\"\"),\"\",W132/'Historical scenario - input'!$D117),\"\")","v":""}]
[{"$f":"IFERROR('Historical scenario - input'!A118,\"\")","v":""},{"$f":"IFERROR('Historical scenario - input'!B118,\"\")","v":0},{"$f":"IFERROR('Historical scenario - input'!C118,\"\")","v":0},{"$f":"IFERROR(repcalc('Historical scenario - input'!$CV118:$GH118,'Historical scenario - input'!$G118,'Historical scenario - input'!$E118,'Historical scenario - input'!$F118,20,TRUE,TRUE),\"\")","v":""},"","","","","","","","","","","","","","","","","","","",{"$f":"IFERROR(IF(OR(D133=\"\",'Historical scenario - input'!$D118=\"\"),\"\",D133/'Historical scenario - input'!$D118),\"\")","v":""},{"$f":"IFERROR(IF(OR(E133=\"\",'Historical scenario - input'!$D118=\"\"),\"\",E133/'Historical scenario - input'!$D118),\"\")","v":""},{"$f":"IFERROR(IF(OR(F133=\"\",'Historical scenario - input'!$D118=\"\"),\"\",F133/'Historical scenario - input'!$D118),\"\")","v":""},{"$f":"IFERROR(IF(OR(G133=\"\",'Historical scenario - input'!$D118=\"\"),\"\",G133/'Historical scenario - input'!$D118),\"\")","v":""},{"$f":"IFERROR(IF(OR(H133=\"\",'Historical scenario - input'!$D118=\"\"),\"\",H133/'Historical scenario - input'!$D118),\"\")","v":""},{"$f":"IFERROR(IF(OR(I133=\"\",'Historical scenario - input'!$D118=\"\"),\"\",I133/'Historical scenario - input'!$D118),\"\")","v":""},{"$f":"IFERROR(IF(OR(J133=\"\",'Historical scenario - input'!$D118=\"\"),\"\",J133/'Historical scenario - input'!$D118),\"\")","v":""},{"$f":"IFERROR(IF(OR(K133=\"\",'Historical scenario - input'!$D118=\"\"),\"\",K133/'Historical scenario - input'!$D118),\"\")","v":""},{"$f":"IFERROR(IF(OR(L133=\"\",'Historical scenario - input'!$D118=\"\"),\"\",L133/'Historical scenario - input'!$D118),\"\")","v":""},{"$f":"IFERROR(IF(OR(M133=\"\",'Historical scenario - input'!$D118=\"\"),\"\",M133/'Historical scenario - input'!$D118),\"\")","v":""},{"$f":"IFERROR(IF(OR(N133=\"\",'Historical scenario - input'!$D118=\"\"),\"\",N133/'Historical scenario - input'!$D118),\"\")","v":""},{"$f":"IFERROR(IF(OR(O133=\"\",'Historical scenario - input'!$D118=\"\"),\"\",O133/'Historical scenario - input'!$D118),\"\")","v":""},{"$f":"IFERROR(IF(OR(P133=\"\",'Historical scenario - input'!$D118=\"\"),\"\",P133/'Historical scenario - input'!$D118),\"\")","v":""},{"$f":"IFERROR(IF(OR(Q133=\"\",'Historical scenario - input'!$D118=\"\"),\"\",Q133/'Historical scenario - input'!$D118),\"\")","v":""},{"$f":"IFERROR(IF(OR(R133=\"\",'Historical scenario - input'!$D118=\"\"),\"\",R133/'Historical scenario - input'!$D118),\"\")","v":""},{"$f":"IFERROR(IF(OR(S133=\"\",'Historical scenario - input'!$D118=\"\"),\"\",S133/'Historical scenario - input'!$D118),\"\")","v":""},{"$f":"IFERROR(IF(OR(T133=\"\",'Historical scenario - input'!$D118=\"\"),\"\",T133/'Historical scenario - input'!$D118),\"\")","v":""},{"$f":"IFERROR(IF(OR(U133=\"\",'Historical scenario - input'!$D118=\"\"),\"\",U133/'Historical scenario - input'!$D118),\"\")","v":""},{"$f":"IFERROR(IF(OR(V133=\"\",'Historical scenario - input'!$D118=\"\"),\"\",V133/'Historical scenario - input'!$D118),\"\")","v":""},{"$f":"IFERROR(IF(OR(W133=\"\",'Historical scenario - input'!$D118=\"\"),\"\",W133/'Historical scenario - input'!$D118),\"\")","v":""}]
[{"$f":"IFERROR('Historical scenario - input'!A119,\"\")","v":""},{"$f":"IFERROR('Historical scenario - input'!B119,\"\")","v":0},{"$f":"IFERROR('Historical scenario - input'!C119,\"\")","v":0},{"$f":"IFERROR(repcalc('Historical scenario - input'!$CV119:$GH119,'Historical scenario - input'!$G119,'Historical scenario - input'!$E119,'Historical scenario - input'!$F119,20,TRUE,TRUE),\"\")","v":""},"","","","","","","","","","","","","","","","","","","",{"$f":"IFERROR(IF(OR(D134=\"\",'Historical scenario - input'!$D119=\"\"),\"\",D134/'Historical scenario - input'!$D119),\"\")","v":""},{"$f":"IFERROR(IF(OR(E134=\"\",'Historical scenario - input'!$D119=\"\"),\"\",E134/'Historical scenario - input'!$D119),\"\")","v":""},{"$f":"IFERROR(IF(OR(F134=\"\",'Historical scenario - input'!$D119=\"\"),\"\",F134/'Historical scenario - input'!$D119),\"\")","v":""},{"$f":"IFERROR(IF(OR(G134=\"\",'Historical scenario - input'!$D119=\"\"),\"\",G134/'Historical scenario - input'!$D119),\"\")","v":""},{"$f":"IFERROR(IF(OR(H134=\"\",'Historical scenario - input'!$D119=\"\"),\"\",H134/'Historical scenario - input'!$D119),\"\")","v":""},{"$f":"IFERROR(IF(OR(I134=\"\",'Historical scenario - input'!$D119=\"\"),\"\",I134/'Historical scenario - input'!$D119),\"\")","v":""},{"$f":"IFERROR(IF(OR(J134=\"\",'Historical scenario - input'!$D119=\"\"),\"\",J134/'Historical scenario - input'!$D119),\"\")","v":""},{"$f":"IFERROR(IF(OR(K134=\"\",'Historical scenario - input'!$D119=\"\"),\"\",K134/'Historical scenario - input'!$D119),\"\")","v":""},{"$f":"IFERROR(IF(OR(L134=\"\",'Historical scenario - input'!$D119=\"\"),\"\",L134/'Historical scenario - input'!$D119),\"\")","v":""},{"$f":"IFERROR(IF(OR(M134=\"\",'Historical scenario - input'!$D119=\"\"),\"\",M134/'Historical scenario - input'!$D119),\"\")","v":""},{"$f":"IFERROR(IF(OR(N134=\"\",'Historical scenario - input'!$D119=\"\"),\"\",N134/'Historical scenario - input'!$D119),\"\")","v":""},{"$f":"IFERROR(IF(OR(O134=\"\",'Historical scenario - input'!$D119=\"\"),\"\",O134/'Historical scenario - input'!$D119),\"\")","v":""},{"$f":"IFERROR(IF(OR(P134=\"\",'Historical scenario - input'!$D119=\"\"),\"\",P134/'Historical scenario - input'!$D119),\"\")","v":""},{"$f":"IFERROR(IF(OR(Q134=\"\",'Historical scenario - input'!$D119=\"\"),\"\",Q134/'Historical scenario - input'!$D119),\"\")","v":""},{"$f":"IFERROR(IF(OR(R134=\"\",'Historical scenario - input'!$D119=\"\"),\"\",R134/'Historical scenario - input'!$D119),\"\")","v":""},{"$f":"IFERROR(IF(OR(S134=\"\",'Historical scenario - input'!$D119=\"\"),\"\",S134/'Historical scenario - input'!$D119),\"\")","v":""},{"$f":"IFERROR(IF(OR(T134=\"\",'Historical scenario - input'!$D119=\"\"),\"\",T134/'Historical scenario - input'!$D119),\"\")","v":""},{"$f":"IFERROR(IF(OR(U134=\"\",'Historical scenario - input'!$D119=\"\"),\"\",U134/'Historical scenario - input'!$D119),\"\")","v":""},{"$f":"IFERROR(IF(OR(V134=\"\",'Historical scenario - input'!$D119=\"\"),\"\",V134/'Historical scenario - input'!$D119),\"\")","v":""},{"$f":"IFERROR(IF(OR(W134=\"\",'Historical scenario - input'!$D119=\"\"),\"\",W134/'Historical scenario - input'!$D119),\"\")","v":""}]
[{"$f":"IFERROR('Historical scenario - input'!A120,\"\")","v":""},{"$f":"IFERROR('Historical scenario - input'!B120,\"\")","v":0},{"$f":"IFERROR('Historical scenario - input'!C120,\"\")","v":0},{"$f":"IFERROR(repcalc('Historical scenario - input'!$CV120:$GH120,'Historical scenario - input'!$G120,'Historical scenario - input'!$E120,'Historical scenario - input'!$F120,20,TRUE,TRUE),\"\")","v":""},"","","","","","","","","","","","","","","","","","","",{"$f":"IFERROR(IF(OR(D135=\"\",'Historical scenario - input'!$D120=\"\"),\"\",D135/'Historical scenario - input'!$D120),\"\")","v":""},{"$f":"IFERROR(IF(OR(E135=\"\",'Historical scenario - input'!$D120=\"\"),\"\",E135/'Historical scenario - input'!$D120),\"\")","v":""},{"$f":"IFERROR(IF(OR(F135=\"\",'Historical scenario - input'!$D120=\"\"),\"\",F135/'Historical scenario - input'!$D120),\"\")","v":""},{"$f":"IFERROR(IF(OR(G135=\"\",'Historical scenario - input'!$D120=\"\"),\"\",G135/'Historical scenario - input'!$D120),\"\")","v":""},{"$f":"IFERROR(IF(OR(H135=\"\",'Historical scenario - input'!$D120=\"\"),\"\",H135/'Historical scenario - input'!$D120),\"\")","v":""},{"$f":"IFERROR(IF(OR(I135=\"\",'Historical scenario - input'!$D120=\"\"),\"\",I135/'Historical scenario - input'!$D120),\"\")","v":""},{"$f":"IFERROR(IF(OR(J135=\"\",'Historical scenario - input'!$D120=\"\"),\"\",J135/'Historical scenario - input'!$D120),\"\")","v":""},{"$f":"IFERROR(IF(OR(K135=\"\",'Historical scenario - input'!$D120=\"\"),\"\",K135/'Historical scenario - input'!$D120),\"\")","v":""},{"$f":"IFERROR(IF(OR(L135=\"\",'Historical scenario - input'!$D120=\"\"),\"\",L135/'Historical scenario - input'!$D120),\"\")","v":""},{"$f":"IFERROR(IF(OR(M135=\"\",'Historical scenario - input'!$D120=\"\"),\"\",M135/'Historical scenario - input'!$D120),\"\")","v":""},{"$f":"IFERROR(IF(OR(N135=\"\",'Historical scenario - input'!$D120=\"\"),\"\",N135/'Historical scenario - input'!$D120),\"\")","v":""},{"$f":"IFERROR(IF(OR(O135=\"\",'Historical scenario - input'!$D120=\"\"),\"\",O135/'Historical scenario - input'!$D120),\"\")","v":""},{"$f":"IFERROR(IF(OR(P135=\"\",'Historical scenario - input'!$D120=\"\"),\"\",P135/'Historical scenario - input'!$D120),\"\")","v":""},{"$f":"IFERROR(IF(OR(Q135=\"\",'Historical scenario - input'!$D120=\"\"),\"\",Q135/'Historical scenario - input'!$D120),\"\")","v":""},{"$f":"IFERROR(IF(OR(R135=\"\",'Historical scenario - input'!$D120=\"\"),\"\",R135/'Historical scenario - input'!$D120),\"\")","v":""},{"$f":"IFERROR(IF(OR(S135=\"\",'Historical scenario - input'!$D120=\"\"),\"\",S135/'Historical scenario - input'!$D120),\"\")","v":""},{"$f":"IFERROR(IF(OR(T135=\"\",'Historical scenario - input'!$D120=\"\"),\"\",T135/'Historical scenario - input'!$D120),\"\")","v":""},{"$f":"IFERROR(IF(OR(U135=\"\",'Historical scenario - input'!$D120=\"\"),\"\",U135/'Historical scenario - input'!$D120),\"\")","v":""},{"$f":"IFERROR(IF(OR(V135=\"\",'Historical scenario - input'!$D120=\"\"),\"\",V135/'Historical scenario - input'!$D120),\"\")","v":""},{"$f":"IFERROR(IF(OR(W135=\"\",'Historical scenario - input'!$D120=\"\"),\"\",W135/'Historical scenario - input'!$D120),\"\")","v":""}]
[{"$f":"IFERROR('Historical scenario - input'!A121,\"\")","v":""},{"$f":"IFERROR('Historical scenario - input'!B121,\"\")","v":0},{"$f":"IFERROR('Historical scenario - input'!C121,\"\")","v":0},{"$f":"IFERROR(repcalc('Historical scenario - input'!$CV121:$GH121,'Historical scenario - input'!$G121,'Historical scenario - input'!$E121,'Historical scenario - input'!$F121,20,TRUE,TRUE),\"\")","v":""},"","","","","","","","","","","","","","","","","","","",{"$f":"IFERROR(IF(OR(D136=\"\",'Historical scenario - input'!$D121=\"\"),\"\",D136/'Historical scenario - input'!$D121),\"\")","v":""},{"$f":"IFERROR(IF(OR(E136=\"\",'Historical scenario - input'!$D121=\"\"),\"\",E136/'Historical scenario - input'!$D121),\"\")","v":""},{"$f":"IFERROR(IF(OR(F136=\"\",'Historical scenario - input'!$D121=\"\"),\"\",F136/'Historical scenario - input'!$D121),\"\")","v":""},{"$f":"IFERROR(IF(OR(G136=\"\",'Historical scenario - input'!$D121=\"\"),\"\",G136/'Historical scenario - input'!$D121),\"\")","v":""},{"$f":"IFERROR(IF(OR(H136=\"\",'Historical scenario - input'!$D121=\"\"),\"\",H136/'Historical scenario - input'!$D121),\"\")","v":""},{"$f":"IFERROR(IF(OR(I136=\"\",'Historical scenario - input'!$D121=\"\"),\"\",I136/'Historical scenario - input'!$D121),\"\")","v":""},{"$f":"IFERROR(IF(OR(J136=\"\",'Historical scenario - input'!$D121=\"\"),\"\",J136/'Historical scenario - input'!$D121),\"\")","v":""},{"$f":"IFERROR(IF(OR(K136=\"\",'Historical scenario - input'!$D121=\"\"),\"\",K136/'Historical scenario - input'!$D121),\"\")","v":""},{"$f":"IFERROR(IF(OR(L136=\"\",'Historical scenario - input'!$D121=\"\"),\"\",L136/'Historical scenario - input'!$D121),\"\")","v":""},{"$f":"IFERROR(IF(OR(M136=\"\",'Historical scenario - input'!$D121=\"\"),\"\",M136/'Historical scenario - input'!$D121),\"\")","v":""},{"$f":"IFERROR(IF(OR(N136=\"\",'Historical scenario - input'!$D121=\"\"),\"\",N136/'Historical scenario - input'!$D121),\"\")","v":""},{"$f":"IFERROR(IF(OR(O136=\"\",'Historical scenario - input'!$D121=\"\"),\"\",O136/'Historical scenario - input'!$D121),\"\")","v":""},{"$f":"IFERROR(IF(OR(P136=\"\",'Historical scenario - input'!$D121=\"\"),\"\",P136/'Historical scenario - input'!$D121),\"\")","v":""},{"$f":"IFERROR(IF(OR(Q136=\"\",'Historical scenario - input'!$D121=\"\"),\"\",Q136/'Historical scenario - input'!$D121),\"\")","v":""},{"$f":"IFERROR(IF(OR(R136=\"\",'Historical scenario - input'!$D121=\"\"),\"\",R136/'Historical scenario - input'!$D121),\"\")","v":""},{"$f":"IFERROR(IF(OR(S136=\"\",'Historical scenario - input'!$D121=\"\"),\"\",S136/'Historical scenario - input'!$D121),\"\")","v":""},{"$f":"IFERROR(IF(OR(T136=\"\",'Historical scenario - input'!$D121=\"\"),\"\",T136/'Historical scenario - input'!$D121),\"\")","v":""},{"$f":"IFERROR(IF(OR(U136=\"\",'Historical scenario - input'!$D121=\"\"),\"\",U136/'Historical scenario - input'!$D121),\"\")","v":""},{"$f":"IFERROR(IF(OR(V136=\"\",'Historical scenario - input'!$D121=\"\"),\"\",V136/'Historical scenario - input'!$D121),\"\")","v":""},{"$f":"IFERROR(IF(OR(W136=\"\",'Historical scenario - input'!$D121=\"\"),\"\",W136/'Historical scenario - input'!$D121),\"\")","v":""}]
[{"$f":"IFERROR('Historical scenario - input'!A122,\"\")","v":""},{"$f":"IFERROR('Historical scenario - input'!B122,\"\")","v":0},{"$f":"IFERROR('Historical scenario - input'!C122,\"\")","v":0},{"$f":"IFERROR(repcalc('Historical scenario - input'!$CV122:$GH122,'Historical scenario - input'!$G122,'Historical scenario - input'!$E122,'Historical scenario - input'!$F122,20,TRUE,TRUE),\"\")","v":""},"","","","","","","","","","","","","","","","","","","",{"$f":"IFERROR(IF(OR(D137=\"\",'Historical scenario - input'!$D122=\"\"),\"\",D137/'Historical scenario - input'!$D122),\"\")","v":""},{"$f":"IFERROR(IF(OR(E137=\"\",'Historical scenario - input'!$D122=\"\"),\"\",E137/'Historical scenario - input'!$D122),\"\")","v":""},{"$f":"IFERROR(IF(OR(F137=\"\",'Historical scenario - input'!$D122=\"\"),\"\",F137/'Historical scenario - input'!$D122),\"\")","v":""},{"$f":"IFERROR(IF(OR(G137=\"\",'Historical scenario - input'!$D122=\"\"),\"\",G137/'Historical scenario - input'!$D122),\"\")","v":""},{"$f":"IFERROR(IF(OR(H137=\"\",'Historical scenario - input'!$D122=\"\"),\"\",H137/'Historical scenario - input'!$D122),\"\")","v":""},{"$f":"IFERROR(IF(OR(I137=\"\",'Historical scenario - input'!$D122=\"\"),\"\",I137/'Historical scenario - input'!$D122),\"\")","v":""},{"$f":"IFERROR(IF(OR(J137=\"\",'Historical scenario - input'!$D122=\"\"),\"\",J137/'Historical scenario - input'!$D122),\"\")","v":""},{"$f":"IFERROR(IF(OR(K137=\"\",'Historical scenario - input'!$D122=\"\"),\"\",K137/'Historical scenario - input'!$D122),\"\")","v":""},{"$f":"IFERROR(IF(OR(L137=\"\",'Historical scenario - input'!$D122=\"\"),\"\",L137/'Historical scenario - input'!$D122),\"\")","v":""},{"$f":"IFERROR(IF(OR(M137=\"\",'Historical scenario - input'!$D122=\"\"),\"\",M137/'Historical scenario - input'!$D122),\"\")","v":""},{"$f":"IFERROR(IF(OR(N137=\"\",'Historical scenario - input'!$D122=\"\"),\"\",N137/'Historical scenario - input'!$D122),\"\")","v":""},{"$f":"IFERROR(IF(OR(O137=\"\",'Historical scenario - input'!$D122=\"\"),\"\",O137/'Historical scenario - input'!$D122),\"\")","v":""},{"$f":"IFERROR(IF(OR(P137=\"\",'Historical scenario - input'!$D122=\"\"),\"\",P137/'Historical scenario - input'!$D122),\"\")","v":""},{"$f":"IFERROR(IF(OR(Q137=\"\",'Historical scenario - input'!$D122=\"\"),\"\",Q137/'Historical scenario - input'!$D122),\"\")","v":""},{"$f":"IFERROR(IF(OR(R137=\"\",'Historical scenario - input'!$D122=\"\"),\"\",R137/'Historical scenario - input'!$D122),\"\")","v":""},{"$f":"IFERROR(IF(OR(S137=\"\",'Historical scenario - input'!$D122=\"\"),\"\",S137/'Historical scenario - input'!$D122),\"\")","v":""},{"$f":"IFERROR(IF(OR(T137=\"\",'Historical scenario - input'!$D122=\"\"),\"\",T137/'Historical scenario - input'!$D122),\"\")","v":""},{"$f":"IFERROR(IF(OR(U137=\"\",'Historical scenario - input'!$D122=\"\"),\"\",U137/'Historical scenario - input'!$D122),\"\")","v":""},{"$f":"IFERROR(IF(OR(V137=\"\",'Historical scenario - input'!$D122=\"\"),\"\",V137/'Historical scenario - input'!$D122),\"\")","v":""},{"$f":"IFERROR(IF(OR(W137=\"\",'Historical scenario - input'!$D122=\"\"),\"\",W137/'Historical scenario - input'!$D122),\"\")","v":""}]
[{"$f":"IFERROR('Historical scenario - input'!A123,\"\")","v":""},{"$f":"IFERROR('Historical scenario - input'!B123,\"\")","v":0},{"$f":"IFERROR('Historical scenario - input'!C123,\"\")","v":0},{"$f":"IFERROR(repcalc('Historical scenario - input'!$CV123:$GH123,'Historical scenario - input'!$G123,'Historical scenario - input'!$E123,'Historical scenario - input'!$F123,20,TRUE,TRUE),\"\")","v":""},"","","","","","","","","","","","","","","","","","","",{"$f":"IFERROR(IF(OR(D138=\"\",'Historical scenario - input'!$D123=\"\"),\"\",D138/'Historical scenario - input'!$D123),\"\")","v":""},{"$f":"IFERROR(IF(OR(E138=\"\",'Historical scenario - input'!$D123=\"\"),\"\",E138/'Historical scenario - input'!$D123),\"\")","v":""},{"$f":"IFERROR(IF(OR(F138=\"\",'Historical scenario - input'!$D123=\"\"),\"\",F138/'Historical scenario - input'!$D123),\"\")","v":""},{"$f":"IFERROR(IF(OR(G138=\"\",'Historical scenario - input'!$D123=\"\"),\"\",G138/'Historical scenario - input'!$D123),\"\")","v":""},{"$f":"IFERROR(IF(OR(H138=\"\",'Historical scenario - input'!$D123=\"\"),\"\",H138/'Historical scenario - input'!$D123),\"\")","v":""},{"$f":"IFERROR(IF(OR(I138=\"\",'Historical scenario - input'!$D123=\"\"),\"\",I138/'Historical scenario - input'!$D123),\"\")","v":""},{"$f":"IFERROR(IF(OR(J138=\"\",'Historical scenario - input'!$D123=\"\"),\"\",J138/'Historical scenario - input'!$D123),\"\")","v":""},{"$f":"IFERROR(IF(OR(K138=\"\",'Historical scenario - input'!$D123=\"\"),\"\",K138/'Historical scenario - input'!$D123),\"\")","v":""},{"$f":"IFERROR(IF(OR(L138=\"\",'Historical scenario - input'!$D123=\"\"),\"\",L138/'Historical scenario - input'!$D123),\"\")","v":""},{"$f":"IFERROR(IF(OR(M138=\"\",'Historical scenario - input'!$D123=\"\"),\"\",M138/'Historical scenario - input'!$D123),\"\")","v":""},{"$f":"IFERROR(IF(OR(N138=\"\",'Historical scenario - input'!$D123=\"\"),\"\",N138/'Historical scenario - input'!$D123),\"\")","v":""},{"$f":"IFERROR(IF(OR(O138=\"\",'Historical scenario - input'!$D123=\"\"),\"\",O138/'Historical scenario - input'!$D123),\"\")","v":""},{"$f":"IFERROR(IF(OR(P138=\"\",'Historical scenario - input'!$D123=\"\"),\"\",P138/'Historical scenario - input'!$D123),\"\")","v":""},{"$f":"IFERROR(IF(OR(Q138=\"\",'Historical scenario - input'!$D123=\"\"),\"\",Q138/'Historical scenario - input'!$D123),\"\")","v":""},{"$f":"IFERROR(IF(OR(R138=\"\",'Historical scenario - input'!$D123=\"\"),\"\",R138/'Historical scenario - input'!$D123),\"\")","v":""},{"$f":"IFERROR(IF(OR(S138=\"\",'Historical scenario - input'!$D123=\"\"),\"\",S138/'Historical scenario - input'!$D123),\"\")","v":""},{"$f":"IFERROR(IF(OR(T138=\"\",'Historical scenario - input'!$D123=\"\"),\"\",T138/'Historical scenario - input'!$D123),\"\")","v":""},{"$f":"IFERROR(IF(OR(U138=\"\",'Historical scenario - input'!$D123=\"\"),\"\",U138/'Historical scenario - input'!$D123),\"\")","v":""},{"$f":"IFERROR(IF(OR(V138=\"\",'Historical scenario - input'!$D123=\"\"),\"\",V138/'Historical scenario - input'!$D123),\"\")","v":""},{"$f":"IFERROR(IF(OR(W138=\"\",'Historical scenario - input'!$D123=\"\"),\"\",W138/'Historical scenario - input'!$D123),\"\")","v":""}]
[{"$f":"IFERROR('Historical scenario - input'!A124,\"\")","v":""},{"$f":"IFERROR('Historical scenario - input'!B124,\"\")","v":0},{"$f":"IFERROR('Historical scenario - input'!C124,\"\")","v":0},{"$f":"IFERROR(repcalc('Historical scenario - input'!$CV124:$GH124,'Historical scenario - input'!$G124,'Historical scenario - input'!$E124,'Historical scenario - input'!$F124,20,TRUE,TRUE),\"\")","v":""},"","","","","","","","","","","","","","","","","","","",{"$f":"IFERROR(IF(OR(D139=\"\",'Historical scenario - input'!$D124=\"\"),\"\",D139/'Historical scenario - input'!$D124),\"\")","v":""},{"$f":"IFERROR(IF(OR(E139=\"\",'Historical scenario - input'!$D124=\"\"),\"\",E139/'Historical scenario - input'!$D124),\"\")","v":""},{"$f":"IFERROR(IF(OR(F139=\"\",'Historical scenario - input'!$D124=\"\"),\"\",F139/'Historical scenario - input'!$D124),\"\")","v":""},{"$f":"IFERROR(IF(OR(G139=\"\",'Historical scenario - input'!$D124=\"\"),\"\",G139/'Historical scenario - input'!$D124),\"\")","v":""},{"$f":"IFERROR(IF(OR(H139=\"\",'Historical scenario - input'!$D124=\"\"),\"\",H139/'Historical scenario - input'!$D124),\"\")","v":""},{"$f":"IFERROR(IF(OR(I139=\"\",'Historical scenario - input'!$D124=\"\"),\"\",I139/'Historical scenario - input'!$D124),\"\")","v":""},{"$f":"IFERROR(IF(OR(J139=\"\",'Historical scenario - input'!$D124=\"\"),\"\",J139/'Historical scenario - input'!$D124),\"\")","v":""},{"$f":"IFERROR(IF(OR(K139=\"\",'Historical scenario - input'!$D124=\"\"),\"\",K139/'Historical scenario - input'!$D124),\"\")","v":""},{"$f":"IFERROR(IF(OR(L139=\"\",'Historical scenario - input'!$D124=\"\"),\"\",L139/'Historical scenario - input'!$D124),\"\")","v":""},{"$f":"IFERROR(IF(OR(M139=\"\",'Historical scenario - input'!$D124=\"\"),\"\",M139/'Historical scenario - input'!$D124),\"\")","v":""},{"$f":"IFERROR(IF(OR(N139=\"\",'Historical scenario - input'!$D124=\"\"),\"\",N139/'Historical scenario - input'!$D124),\"\")","v":""},{"$f":"IFERROR(IF(OR(O139=\"\",'Historical scenario - input'!$D124=\"\"),\"\",O139/'Historical scenario - input'!$D124),\"\")","v":""},{"$f":"IFERROR(IF(OR(P139=\"\",'Historical scenario - input'!$D124=\"\"),\"\",P139/'Historical scenario - input'!$D124),\"\")","v":""},{"$f":"IFERROR(IF(OR(Q139=\"\",'Historical scenario - input'!$D124=\"\"),\"\",Q139/'Historical scenario - input'!$D124),\"\")","v":""},{"$f":"IFERROR(IF(OR(R139=\"\",'Historical scenario - input'!$D124=\"\"),\"\",R139/'Historical scenario - input'!$D124),\"\")","v":""},{"$f":"IFERROR(IF(OR(S139=\"\",'Historical scenario - input'!$D124=\"\"),\"\",S139/'Historical scenario - input'!$D124),\"\")","v":""},{"$f":"IFERROR(IF(OR(T139=\"\",'Historical scenario - input'!$D124=\"\"),\"\",T139/'Historical scenario - input'!$D124),\"\")","v":""},{"$f":"IFERROR(IF(OR(U139=\"\",'Historical scenario - input'!$D124=\"\"),\"\",U139/'Historical scenario - input'!$D124),\"\")","v":""},{"$f":"IFERROR(IF(OR(V139=\"\",'Historical scenario - input'!$D124=\"\"),\"\",V139/'Historical scenario - input'!$D124),\"\")","v":""},{"$f":"IFERROR(IF(OR(W139=\"\",'Historical scenario - input'!$D124=\"\"),\"\",W139/'Historical scenario - input'!$D124),\"\")","v":""}]
[{"$f":"IFERROR('Historical scenario - input'!A125,\"\")","v":""},{"$f":"IFERROR('Historical scenario - input'!B125,\"\")","v":0},{"$f":"IFERROR('Historical scenario - input'!C125,\"\")","v":0},{"$f":"IFERROR(repcalc('Historical scenario - input'!$CV125:$GH125,'Historical scenario - input'!$G125,'Historical scenario - input'!$E125,'Historical scenario - input'!$F125,20,TRUE,TRUE),\"\")","v":""},"","","","","","","","","","","","","","","","","","","",{"$f":"IFERROR(IF(OR(D140=\"\",'Historical scenario - input'!$D125=\"\"),\"\",D140/'Historical scenario - input'!$D125),\"\")","v":""},{"$f":"IFERROR(IF(OR(E140=\"\",'Historical scenario - input'!$D125=\"\"),\"\",E140/'Historical scenario - input'!$D125),\"\")","v":""},{"$f":"IFERROR(IF(OR(F140=\"\",'Historical scenario - input'!$D125=\"\"),\"\",F140/'Historical scenario - input'!$D125),\"\")","v":""},{"$f":"IFERROR(IF(OR(G140=\"\",'Historical scenario - input'!$D125=\"\"),\"\",G140/'Historical scenario - input'!$D125),\"\")","v":""},{"$f":"IFERROR(IF(OR(H140=\"\",'Historical scenario - input'!$D125=\"\"),\"\",H140/'Historical scenario - input'!$D125),\"\")","v":""},{"$f":"IFERROR(IF(OR(I140=\"\",'Historical scenario - input'!$D125=\"\"),\"\",I140/'Historical scenario - input'!$D125),\"\")","v":""},{"$f":"IFERROR(IF(OR(J140=\"\",'Historical scenario - input'!$D125=\"\"),\"\",J140/'Historical scenario - input'!$D125),\"\")","v":""},{"$f":"IFERROR(IF(OR(K140=\"\",'Historical scenario - input'!$D125=\"\"),\"\",K140/'Historical scenario - input'!$D125),\"\")","v":""},{"$f":"IFERROR(IF(OR(L140=\"\",'Historical scenario - input'!$D125=\"\"),\"\",L140/'Historical scenario - input'!$D125),\"\")","v":""},{"$f":"IFERROR(IF(OR(M140=\"\",'Historical scenario - input'!$D125=\"\"),\"\",M140/'Historical scenario - input'!$D125),\"\")","v":""},{"$f":"IFERROR(IF(OR(N140=\"\",'Historical scenario - input'!$D125=\"\"),\"\",N140/'Historical scenario - input'!$D125),\"\")","v":""},{"$f":"IFERROR(IF(OR(O140=\"\",'Historical scenario - input'!$D125=\"\"),\"\",O140/'Historical scenario - input'!$D125),\"\")","v":""},{"$f":"IFERROR(IF(OR(P140=\"\",'Historical scenario - input'!$D125=\"\"),\"\",P140/'Historical scenario - input'!$D125),\"\")","v":""},{"$f":"IFERROR(IF(OR(Q140=\"\",'Historical scenario - input'!$D125=\"\"),\"\",Q140/'Historical scenario - input'!$D125),\"\")","v":""},{"$f":"IFERROR(IF(OR(R140=\"\",'Historical scenario - input'!$D125=\"\"),\"\",R140/'Historical scenario - input'!$D125),\"\")","v":""},{"$f":"IFERROR(IF(OR(S140=\"\",'Historical scenario - input'!$D125=\"\"),\"\",S140/'Historical scenario - input'!$D125),\"\")","v":""},{"$f":"IFERROR(IF(OR(T140=\"\",'Historical scenario - input'!$D125=\"\"),\"\",T140/'Historical scenario - input'!$D125),\"\")","v":""},{"$f":"IFERROR(IF(OR(U140=\"\",'Historical scenario - input'!$D125=\"\"),\"\",U140/'Historical scenario - input'!$D125),\"\")","v":""},{"$f":"IFERROR(IF(OR(V140=\"\",'Historical scenario - input'!$D125=\"\"),\"\",V140/'Historical scenario - input'!$D125),\"\")","v":""},{"$f":"IFERROR(IF(OR(W140=\"\",'Historical scenario - input'!$D125=\"\"),\"\",W140/'Historical scenario - input'!$D125),\"\")","v":""}]
[{"$f":"IFERROR('Historical scenario - input'!A126,\"\")","v":""},{"$f":"IFERROR('Historical scenario - input'!B126,\"\")","v":0},{"$f":"IFERROR('Historical scenario - input'!C126,\"\")","v":0},{"$f":"IFERROR(repcalc('Historical scenario - input'!$CV126:$GH126,'Historical scenario - input'!$G126,'Historical scenario - input'!$E126,'Historical scenario - input'!$F126,20,TRUE,TRUE),\"\")","v":""},"","","","","","","","","","","","","","","","","","","",{"$f":"IFERROR(IF(OR(D141=\"\",'Historical scenario - input'!$D126=\"\"),\"\",D141/'Historical scenario - input'!$D126),\"\")","v":""},{"$f":"IFERROR(IF(OR(E141=\"\",'Historical scenario - input'!$D126=\"\"),\"\",E141/'Historical scenario - input'!$D126),\"\")","v":""},{"$f":"IFERROR(IF(OR(F141=\"\",'Historical scenario - input'!$D126=\"\"),\"\",F141/'Historical scenario - input'!$D126),\"\")","v":""},{"$f":"IFERROR(IF(OR(G141=\"\",'Historical scenario - input'!$D126=\"\"),\"\",G141/'Historical scenario - input'!$D126),\"\")","v":""},{"$f":"IFERROR(IF(OR(H141=\"\",'Historical scenario - input'!$D126=\"\"),\"\",H141/'Historical scenario - input'!$D126),\"\")","v":""},{"$f":"IFERROR(IF(OR(I141=\"\",'Historical scenario - input'!$D126=\"\"),\"\",I141/'Historical scenario - input'!$D126),\"\")","v":""},{"$f":"IFERROR(IF(OR(J141=\"\",'Historical scenario - input'!$D126=\"\"),\"\",J141/'Historical scenario - input'!$D126),\"\")","v":""},{"$f":"IFERROR(IF(OR(K141=\"\",'Historical scenario - input'!$D126=\"\"),\"\",K141/'Historical scenario - input'!$D126),\"\")","v":""},{"$f":"IFERROR(IF(OR(L141=\"\",'Historical scenario - input'!$D126=\"\"),\"\",L141/'Historical scenario - input'!$D126),\"\")","v":""},{"$f":"IFERROR(IF(OR(M141=\"\",'Historical scenario - input'!$D126=\"\"),\"\",M141/'Historical scenario - input'!$D126),\"\")","v":""},{"$f":"IFERROR(IF(OR(N141=\"\",'Historical scenario - input'!$D126=\"\"),\"\",N141/'Historical scenario - input'!$D126),\"\")","v":""},{"$f":"IFERROR(IF(OR(O141=\"\",'Historical scenario - input'!$D126=\"\"),\"\",O141/'Historical scenario - input'!$D126),\"\")","v":""},{"$f":"IFERROR(IF(OR(P141=\"\",'Historical scenario - input'!$D126=\"\"),\"\",P141/'Historical scenario - input'!$D126),\"\")","v":""},{"$f":"IFERROR(IF(OR(Q141=\"\",'Historical scenario - input'!$D126=\"\"),\"\",Q141/'Historical scenario - input'!$D126),\"\")","v":""},{"$f":"IFERROR(IF(OR(R141=\"\",'Historical scenario - input'!$D126=\"\"),\"\",R141/'Historical scenario - input'!$D126),\"\")","v":""},{"$f":"IFERROR(IF(OR(S141=\"\",'Historical scenario - input'!$D126=\"\"),\"\",S141/'Historical scenario - input'!$D126),\"\")","v":""},{"$f":"IFERROR(IF(OR(T141=\"\",'Historical scenario - input'!$D126=\"\"),\"\",T141/'Historical scenario - input'!$D126),\"\")","v":""},{"$f":"IFERROR(IF(OR(U141=\"\",'Historical scenario - input'!$D126=\"\"),\"\",U141/'Historical scenario - input'!$D126),\"\")","v":""},{"$f":"IFERROR(IF(OR(V141=\"\",'Historical scenario - input'!$D126=\"\"),\"\",V141/'Historical scenario - input'!$D126),\"\")","v":""},{"$f":"IFERROR(IF(OR(W141=\"\",'Historical scenario - input'!$D126=\"\"),\"\",W141/'Historical scenario - input'!$D126),\"\")","v":""}]
[{"$f":"IFERROR('Historical scenario - input'!A127,\"\")","v":""},{"$f":"IFERROR('Historical scenario - input'!B127,\"\")","v":0},{"$f":"IFERROR('Historical scenario - input'!C127,\"\")","v":0},{"$f":"IFERROR(repcalc('Historical scenario - input'!$CV127:$GH127,'Historical scenario - input'!$G127,'Historical scenario - input'!$E127,'Historical scenario - input'!$F127,20,TRUE,TRUE),\"\")","v":""},"","","","","","","","","","","","","","","","","","","",{"$f":"IFERROR(IF(OR(D142=\"\",'Historical scenario - input'!$D127=\"\"),\"\",D142/'Historical scenario - input'!$D127),\"\")","v":""},{"$f":"IFERROR(IF(OR(E142=\"\",'Historical scenario - input'!$D127=\"\"),\"\",E142/'Historical scenario - input'!$D127),\"\")","v":""},{"$f":"IFERROR(IF(OR(F142=\"\",'Historical scenario - input'!$D127=\"\"),\"\",F142/'Historical scenario - input'!$D127),\"\")","v":""},{"$f":"IFERROR(IF(OR(G142=\"\",'Historical scenario - input'!$D127=\"\"),\"\",G142/'Historical scenario - input'!$D127),\"\")","v":""},{"$f":"IFERROR(IF(OR(H142=\"\",'Historical scenario - input'!$D127=\"\"),\"\",H142/'Historical scenario - input'!$D127),\"\")","v":""},{"$f":"IFERROR(IF(OR(I142=\"\",'Historical scenario - input'!$D127=\"\"),\"\",I142/'Historical scenario - input'!$D127),\"\")","v":""},{"$f":"IFERROR(IF(OR(J142=\"\",'Historical scenario - input'!$D127=\"\"),\"\",J142/'Historical scenario - input'!$D127),\"\")","v":""},{"$f":"IFERROR(IF(OR(K142=\"\",'Historical scenario - input'!$D127=\"\"),\"\",K142/'Historical scenario - input'!$D127),\"\")","v":""},{"$f":"IFERROR(IF(OR(L142=\"\",'Historical scenario - input'!$D127=\"\"),\"\",L142/'Historical scenario - input'!$D127),\"\")","v":""},{"$f":"IFERROR(IF(OR(M142=\"\",'Historical scenario - input'!$D127=\"\"),\"\",M142/'Historical scenario - input'!$D127),\"\")","v":""},{"$f":"IFERROR(IF(OR(N142=\"\",'Historical scenario - input'!$D127=\"\"),\"\",N142/'Historical scenario - input'!$D127),\"\")","v":""},{"$f":"IFERROR(IF(OR(O142=\"\",'Historical scenario - input'!$D127=\"\"),\"\",O142/'Historical scenario - input'!$D127),\"\")","v":""},{"$f":"IFERROR(IF(OR(P142=\"\",'Historical scenario - input'!$D127=\"\"),\"\",P142/'Historical scenario - input'!$D127),\"\")","v":""},{"$f":"IFERROR(IF(OR(Q142=\"\",'Historical scenario - input'!$D127=\"\"),\"\",Q142/'Historical scenario - input'!$D127),\"\")","v":""},{"$f":"IFERROR(IF(OR(R142=\"\",'Historical scenario - input'!$D127=\"\"),\"\",R142/'Historical scenario - input'!$D127),\"\")","v":""},{"$f":"IFERROR(IF(OR(S142=\"\",'Historical scenario - input'!$D127=\"\"),\"\",S142/'Historical scenario - input'!$D127),\"\")","v":""},{"$f":"IFERROR(IF(OR(T142=\"\",'Historical scenario - input'!$D127=\"\"),\"\",T142/'Historical scenario - input'!$D127),\"\")","v":""},{"$f":"IFERROR(IF(OR(U142=\"\",'Historical scenario - input'!$D127=\"\"),\"\",U142/'Historical scenario - input'!$D127),\"\")","v":""},{"$f":"IFERROR(IF(OR(V142=\"\",'Historical scenario - input'!$D127=\"\"),\"\",V142/'Historical scenario - input'!$D127),\"\")","v":""},{"$f":"IFERROR(IF(OR(W142=\"\",'Historical scenario - input'!$D127=\"\"),\"\",W142/'Historical scenario - input'!$D127),\"\")","v":""}]
[{"$f":"IFERROR('Historical scenario - input'!A128,\"\")","v":""},{"$f":"IFERROR('Historical scenario - input'!B128,\"\")","v":0},{"$f":"IFERROR('Historical scenario - input'!C128,\"\")","v":0},{"$f":"IFERROR(repcalc('Historical scenario - input'!$CV128:$GH128,'Historical scenario - input'!$G128,'Historical scenario - input'!$E128,'Historical scenario - input'!$F128,20,TRUE,TRUE),\"\")","v":""},"","","","","","","","","","","","","","","","","","","",{"$f":"IFERROR(IF(OR(D143=\"\",'Historical scenario - input'!$D128=\"\"),\"\",D143/'Historical scenario - input'!$D128),\"\")","v":""},{"$f":"IFERROR(IF(OR(E143=\"\",'Historical scenario - input'!$D128=\"\"),\"\",E143/'Historical scenario - input'!$D128),\"\")","v":""},{"$f":"IFERROR(IF(OR(F143=\"\",'Historical scenario - input'!$D128=\"\"),\"\",F143/'Historical scenario - input'!$D128),\"\")","v":""},{"$f":"IFERROR(IF(OR(G143=\"\",'Historical scenario - input'!$D128=\"\"),\"\",G143/'Historical scenario - input'!$D128),\"\")","v":""},{"$f":"IFERROR(IF(OR(H143=\"\",'Historical scenario - input'!$D128=\"\"),\"\",H143/'Historical scenario - input'!$D128),\"\")","v":""},{"$f":"IFERROR(IF(OR(I143=\"\",'Historical scenario - input'!$D128=\"\"),\"\",I143/'Historical scenario - input'!$D128),\"\")","v":""},{"$f":"IFERROR(IF(OR(J143=\"\",'Historical scenario - input'!$D128=\"\"),\"\",J143/'Historical scenario - input'!$D128),\"\")","v":""},{"$f":"IFERROR(IF(OR(K143=\"\",'Historical scenario - input'!$D128=\"\"),\"\",K143/'Historical scenario - input'!$D128),\"\")","v":""},{"$f":"IFERROR(IF(OR(L143=\"\",'Historical scenario - input'!$D128=\"\"),\"\",L143/'Historical scenario - input'!$D128),\"\")","v":""},{"$f":"IFERROR(IF(OR(M143=\"\",'Historical scenario - input'!$D128=\"\"),\"\",M143/'Historical scenario - input'!$D128),\"\")","v":""},{"$f":"IFERROR(IF(OR(N143=\"\",'Historical scenario - input'!$D128=\"\"),\"\",N143/'Historical scenario - input'!$D128),\"\")","v":""},{"$f":"IFERROR(IF(OR(O143=\"\",'Historical scenario - input'!$D128=\"\"),\"\",O143/'Historical scenario - input'!$D128),\"\")","v":""},{"$f":"IFERROR(IF(OR(P143=\"\",'Historical scenario - input'!$D128=\"\"),\"\",P143/'Historical scenario - input'!$D128),\"\")","v":""},{"$f":"IFERROR(IF(OR(Q143=\"\",'Historical scenario - input'!$D128=\"\"),\"\",Q143/'Historical scenario - input'!$D128),\"\")","v":""},{"$f":"IFERROR(IF(OR(R143=\"\",'Historical scenario - input'!$D128=\"\"),\"\",R143/'Historical scenario - input'!$D128),\"\")","v":""},{"$f":"IFERROR(IF(OR(S143=\"\",'Historical scenario - input'!$D128=\"\"),\"\",S143/'Historical scenario - input'!$D128),\"\")","v":""},{"$f":"IFERROR(IF(OR(T143=\"\",'Historical scenario - input'!$D128=\"\"),\"\",T143/'Historical scenario - input'!$D128),\"\")","v":""},{"$f":"IFERROR(IF(OR(U143=\"\",'Historical scenario - input'!$D128=\"\"),\"\",U143/'Historical scenario - input'!$D128),\"\")","v":""},{"$f":"IFERROR(IF(OR(V143=\"\",'Historical scenario - input'!$D128=\"\"),\"\",V143/'Historical scenario - input'!$D128),\"\")","v":""},{"$f":"IFERROR(IF(OR(W143=\"\",'Historical scenario - input'!$D128=\"\"),\"\",W143/'Historical scenario - input'!$D128),\"\")","v":""}]
[{"$f":"IFERROR('Historical scenario - input'!A129,\"\")","v":""},{"$f":"IFERROR('Historical scenario - input'!B129,\"\")","v":0},{"$f":"IFERROR('Historical scenario - input'!C129,\"\")","v":0},{"$f":"IFERROR(repcalc('Historical scenario - input'!$CV129:$GH129,'Historical scenario - input'!$G129,'Historical scenario - input'!$E129,'Historical scenario - input'!$F129,20,TRUE,TRUE),\"\")","v":""},"","","","","","","","","","","","","","","","","","","",{"$f":"IFERROR(IF(OR(D144=\"\",'Historical scenario - input'!$D129=\"\"),\"\",D144/'Historical scenario - input'!$D129),\"\")","v":""},{"$f":"IFERROR(IF(OR(E144=\"\",'Historical scenario - input'!$D129=\"\"),\"\",E144/'Historical scenario - input'!$D129),\"\")","v":""},{"$f":"IFERROR(IF(OR(F144=\"\",'Historical scenario - input'!$D129=\"\"),\"\",F144/'Historical scenario - input'!$D129),\"\")","v":""},{"$f":"IFERROR(IF(OR(G144=\"\",'Historical scenario - input'!$D129=\"\"),\"\",G144/'Historical scenario - input'!$D129),\"\")","v":""},{"$f":"IFERROR(IF(OR(H144=\"\",'Historical scenario - input'!$D129=\"\"),\"\",H144/'Historical scenario - input'!$D129),\"\")","v":""},{"$f":"IFERROR(IF(OR(I144=\"\",'Historical scenario - input'!$D129=\"\"),\"\",I144/'Historical scenario - input'!$D129),\"\")","v":""},{"$f":"IFERROR(IF(OR(J144=\"\",'Historical scenario - input'!$D129=\"\"),\"\",J144/'Historical scenario - input'!$D129),\"\")","v":""},{"$f":"IFERROR(IF(OR(K144=\"\",'Historical scenario - input'!$D129=\"\"),\"\",K144/'Historical scenario - input'!$D129),\"\")","v":""},{"$f":"IFERROR(IF(OR(L144=\"\",'Historical scenario - input'!$D129=\"\"),\"\",L144/'Historical scenario - input'!$D129),\"\")","v":""},{"$f":"IFERROR(IF(OR(M144=\"\",'Historical scenario - input'!$D129=\"\"),\"\",M144/'Historical scenario - input'!$D129),\"\")","v":""},{"$f":"IFERROR(IF(OR(N144=\"\",'Historical scenario - input'!$D129=\"\"),\"\",N144/'Historical scenario - input'!$D129),\"\")","v":""},{"$f":"IFERROR(IF(OR(O144=\"\",'Historical scenario - input'!$D129=\"\"),\"\",O144/'Historical scenario - input'!$D129),\"\")","v":""},{"$f":"IFERROR(IF(OR(P144=\"\",'Historical scenario - input'!$D129=\"\"),\"\",P144/'Historical scenario - input'!$D129),\"\")","v":""},{"$f":"IFERROR(IF(OR(Q144=\"\",'Historical scenario - input'!$D129=\"\"),\"\",Q144/'Historical scenario - input'!$D129),\"\")","v":""},{"$f":"IFERROR(IF(OR(R144=\"\",'Historical scenario - input'!$D129=\"\"),\"\",R144/'Historical scenario - input'!$D129),\"\")","v":""},{"$f":"IFERROR(IF(OR(S144=\"\",'Historical scenario - input'!$D129=\"\"),\"\",S144/'Historical scenario - input'!$D129),\"\")","v":""},{"$f":"IFERROR(IF(OR(T144=\"\",'Historical scenario - input'!$D129=\"\"),\"\",T144/'Historical scenario - input'!$D129),\"\")","v":""},{"$f":"IFERROR(IF(OR(U144=\"\",'Historical scenario - input'!$D129=\"\"),\"\",U144/'Historical scenario - input'!$D129),\"\")","v":""},{"$f":"IFERROR(IF(OR(V144=\"\",'Historical scenario - input'!$D129=\"\"),\"\",V144/'Historical scenario - input'!$D129),\"\")","v":""},{"$f":"IFERROR(IF(OR(W144=\"\",'Historical scenario - input'!$D129=\"\"),\"\",W144/'Historical scenario - input'!$D129),\"\")","v":""}]
[{"$f":"IFERROR('Historical scenario - input'!A130,\"\")","v":""},{"$f":"IFERROR('Historical scenario - input'!B130,\"\")","v":0},{"$f":"IFERROR('Historical scenario - input'!C130,\"\")","v":0},{"$f":"IFERROR(repcalc('Historical scenario - input'!$CV130:$GH130,'Historical scenario - input'!$G130,'Historical scenario - input'!$E130,'Historical scenario - input'!$F130,20,TRUE,TRUE),\"\")","v":""},"","","","","","","","","","","","","","","","","","","",{"$f":"IFERROR(IF(OR(D145=\"\",'Historical scenario - input'!$D130=\"\"),\"\",D145/'Historical scenario - input'!$D130),\"\")","v":""},{"$f":"IFERROR(IF(OR(E145=\"\",'Historical scenario - input'!$D130=\"\"),\"\",E145/'Historical scenario - input'!$D130),\"\")","v":""},{"$f":"IFERROR(IF(OR(F145=\"\",'Historical scenario - input'!$D130=\"\"),\"\",F145/'Historical scenario - input'!$D130),\"\")","v":""},{"$f":"IFERROR(IF(OR(G145=\"\",'Historical scenario - input'!$D130=\"\"),\"\",G145/'Historical scenario - input'!$D130),\"\")","v":""},{"$f":"IFERROR(IF(OR(H145=\"\",'Historical scenario - input'!$D130=\"\"),\"\",H145/'Historical scenario - input'!$D130),\"\")","v":""},{"$f":"IFERROR(IF(OR(I145=\"\",'Historical scenario - input'!$D130=\"\"),\"\",I145/'Historical scenario - input'!$D130),\"\")","v":""},{"$f":"IFERROR(IF(OR(J145=\"\",'Historical scenario - input'!$D130=\"\"),\"\",J145/'Historical scenario - input'!$D130),\"\")","v":""},{"$f":"IFERROR(IF(OR(K145=\"\",'Historical scenario - input'!$D130=\"\"),\"\",K145/'Historical scenario - input'!$D130),\"\")","v":""},{"$f":"IFERROR(IF(OR(L145=\"\",'Historical scenario - input'!$D130=\"\"),\"\",L145/'Historical scenario - input'!$D130),\"\")","v":""},{"$f":"IFERROR(IF(OR(M145=\"\",'Historical scenario - input'!$D130=\"\"),\"\",M145/'Historical scenario - input'!$D130),\"\")","v":""},{"$f":"IFERROR(IF(OR(N145=\"\",'Historical scenario - input'!$D130=\"\"),\"\",N145/'Historical scenario - input'!$D130),\"\")","v":""},{"$f":"IFERROR(IF(OR(O145=\"\",'Historical scenario - input'!$D130=\"\"),\"\",O145/'Historical scenario - input'!$D130),\"\")","v":""},{"$f":"IFERROR(IF(OR(P145=\"\",'Historical scenario - input'!$D130=\"\"),\"\",P145/'Historical scenario - input'!$D130),\"\")","v":""},{"$f":"IFERROR(IF(OR(Q145=\"\",'Historical scenario - input'!$D130=\"\"),\"\",Q145/'Historical scenario - input'!$D130),\"\")","v":""},{"$f":"IFERROR(IF(OR(R145=\"\",'Historical scenario - input'!$D130=\"\"),\"\",R145/'Historical scenario - input'!$D130),\"\")","v":""},{"$f":"IFERROR(IF(OR(S145=\"\",'Historical scenario - input'!$D130=\"\"),\"\",S145/'Historical scenario - input'!$D130),\"\")","v":""},{"$f":"IFERROR(IF(OR(T145=\"\",'Historical scenario - input'!$D130=\"\"),\"\",T145/'Historical scenario - input'!$D130),\"\")","v":""},{"$f":"IFERROR(IF(OR(U145=\"\",'Historical scenario - input'!$D130=\"\"),\"\",U145/'Historical scenario - input'!$D130),\"\")","v":""},{"$f":"IFERROR(IF(OR(V145=\"\",'Historical scenario - input'!$D130=\"\"),\"\",V145/'Historical scenario - input'!$D130),\"\")","v":""},{"$f":"IFERROR(IF(OR(W145=\"\",'Historical scenario - input'!$D130=\"\"),\"\",W145/'Historical scenario - input'!$D130),\"\")","v":""}]
[{"$f":"IFERROR('Historical scenario - input'!A131,\"\")","v":""},{"$f":"IFERROR('Historical scenario - input'!B131,\"\")","v":0},{"$f":"IFERROR('Historical scenario - input'!C131,\"\")","v":0},{"$f":"IFERROR(repcalc('Historical scenario - input'!$CV131:$GH131,'Historical scenario - input'!$G131,'Historical scenario - input'!$E131,'Historical scenario - input'!$F131,20,TRUE,TRUE),\"\")","v":""},"","","","","","","","","","","","","","","","","","","",{"$f":"IFERROR(IF(OR(D146=\"\",'Historical scenario - input'!$D131=\"\"),\"\",D146/'Historical scenario - input'!$D131),\"\")","v":""},{"$f":"IFERROR(IF(OR(E146=\"\",'Historical scenario - input'!$D131=\"\"),\"\",E146/'Historical scenario - input'!$D131),\"\")","v":""},{"$f":"IFERROR(IF(OR(F146=\"\",'Historical scenario - input'!$D131=\"\"),\"\",F146/'Historical scenario - input'!$D131),\"\")","v":""},{"$f":"IFERROR(IF(OR(G146=\"\",'Historical scenario - input'!$D131=\"\"),\"\",G146/'Historical scenario - input'!$D131),\"\")","v":""},{"$f":"IFERROR(IF(OR(H146=\"\",'Historical scenario - input'!$D131=\"\"),\"\",H146/'Historical scenario - input'!$D131),\"\")","v":""},{"$f":"IFERROR(IF(OR(I146=\"\",'Historical scenario - input'!$D131=\"\"),\"\",I146/'Historical scenario - input'!$D131),\"\")","v":""},{"$f":"IFERROR(IF(OR(J146=\"\",'Historical scenario - input'!$D131=\"\"),\"\",J146/'Historical scenario - input'!$D131),\"\")","v":""},{"$f":"IFERROR(IF(OR(K146=\"\",'Historical scenario - input'!$D131=\"\"),\"\",K146/'Historical scenario - input'!$D131),\"\")","v":""},{"$f":"IFERROR(IF(OR(L146=\"\",'Historical scenario - input'!$D131=\"\"),\"\",L146/'Historical scenario - input'!$D131),\"\")","v":""},{"$f":"IFERROR(IF(OR(M146=\"\",'Historical scenario - input'!$D131=\"\"),\"\",M146/'Historical scenario - input'!$D131),\"\")","v":""},{"$f":"IFERROR(IF(OR(N146=\"\",'Historical scenario - input'!$D131=\"\"),\"\",N146/'Historical scenario - input'!$D131),\"\")","v":""},{"$f":"IFERROR(IF(OR(O146=\"\",'Historical scenario - input'!$D131=\"\"),\"\",O146/'Historical scenario - input'!$D131),\"\")","v":""},{"$f":"IFERROR(IF(OR(P146=\"\",'Historical scenario - input'!$D131=\"\"),\"\",P146/'Historical scenario - input'!$D131),\"\")","v":""},{"$f":"IFERROR(IF(OR(Q146=\"\",'Historical scenario - input'!$D131=\"\"),\"\",Q146/'Historical scenario - input'!$D131),\"\")","v":""},{"$f":"IFERROR(IF(OR(R146=\"\",'Historical scenario - input'!$D131=\"\"),\"\",R146/'Historical scenario - input'!$D131),\"\")","v":""},{"$f":"IFERROR(IF(OR(S146=\"\",'Historical scenario - input'!$D131=\"\"),\"\",S146/'Historical scenario - input'!$D131),\"\")","v":""},{"$f":"IFERROR(IF(OR(T146=\"\",'Historical scenario - input'!$D131=\"\"),\"\",T146/'Historical scenario - input'!$D131),\"\")","v":""},{"$f":"IFERROR(IF(OR(U146=\"\",'Historical scenario - input'!$D131=\"\"),\"\",U146/'Historical scenario - input'!$D131),\"\")","v":""},{"$f":"IFERROR(IF(OR(V146=\"\",'Historical scenario - input'!$D131=\"\"),\"\",V146/'Historical scenario - input'!$D131),\"\")","v":""},{"$f":"IFERROR(IF(OR(W146=\"\",'Historical scenario - input'!$D131=\"\"),\"\",W146/'Historical scenario - input'!$D131),\"\")","v":""}]
[{"$f":"IFERROR('Historical scenario - input'!A132,\"\")","v":""},{"$f":"IFERROR('Historical scenario - input'!B132,\"\")","v":0},{"$f":"IFERROR('Historical scenario - input'!C132,\"\")","v":0},{"$f":"IFERROR(repcalc('Historical scenario - input'!$CV132:$GH132,'Historical scenario - input'!$G132,'Historical scenario - input'!$E132,'Historical scenario - input'!$F132,20,TRUE,TRUE),\"\")","v":""},"","","","","","","","","","","","","","","","","","","",{"$f":"IFERROR(IF(OR(D147=\"\",'Historical scenario - input'!$D132=\"\"),\"\",D147/'Historical scenario - input'!$D132),\"\")","v":""},{"$f":"IFERROR(IF(OR(E147=\"\",'Historical scenario - input'!$D132=\"\"),\"\",E147/'Historical scenario - input'!$D132),\"\")","v":""},{"$f":"IFERROR(IF(OR(F147=\"\",'Historical scenario - input'!$D132=\"\"),\"\",F147/'Historical scenario - input'!$D132),\"\")","v":""},{"$f":"IFERROR(IF(OR(G147=\"\",'Historical scenario - input'!$D132=\"\"),\"\",G147/'Historical scenario - input'!$D132),\"\")","v":""},{"$f":"IFERROR(IF(OR(H147=\"\",'Historical scenario - input'!$D132=\"\"),\"\",H147/'Historical scenario - input'!$D132),\"\")","v":""},{"$f":"IFERROR(IF(OR(I147=\"\",'Historical scenario - input'!$D132=\"\"),\"\",I147/'Historical scenario - input'!$D132),\"\")","v":""},{"$f":"IFERROR(IF(OR(J147=\"\",'Historical scenario - input'!$D132=\"\"),\"\",J147/'Historical scenario - input'!$D132),\"\")","v":""},{"$f":"IFERROR(IF(OR(K147=\"\",'Historical scenario - input'!$D132=\"\"),\"\",K147/'Historical scenario - input'!$D132),\"\")","v":""},{"$f":"IFERROR(IF(OR(L147=\"\",'Historical scenario - input'!$D132=\"\"),\"\",L147/'Historical scenario - input'!$D132),\"\")","v":""},{"$f":"IFERROR(IF(OR(M147=\"\",'Historical scenario - input'!$D132=\"\"),\"\",M147/'Historical scenario - input'!$D132),\"\")","v":""},{"$f":"IFERROR(IF(OR(N147=\"\",'Historical scenario - input'!$D132=\"\"),\"\",N147/'Historical scenario - input'!$D132),\"\")","v":""},{"$f":"IFERROR(IF(OR(O147=\"\",'Historical scenario - input'!$D132=\"\"),\"\",O147/'Historical scenario - input'!$D132),\"\")","v":""},{"$f":"IFERROR(IF(OR(P147=\"\",'Historical scenario - input'!$D132=\"\"),\"\",P147/'Historical scenario - input'!$D132),\"\")","v":""},{"$f":"IFERROR(IF(OR(Q147=\"\",'Historical scenario - input'!$D132=\"\"),\"\",Q147/'Historical scenario - input'!$D132),\"\")","v":""},{"$f":"IFERROR(IF(OR(R147=\"\",'Historical scenario - input'!$D132=\"\"),\"\",R147/'Historical scenario - input'!$D132),\"\")","v":""},{"$f":"IFERROR(IF(OR(S147=\"\",'Historical scenario - input'!$D132=\"\"),\"\",S147/'Historical scenario - input'!$D132),\"\")","v":""},{"$f":"IFERROR(IF(OR(T147=\"\",'Historical scenario - input'!$D132=\"\"),\"\",T147/'Historical scenario - input'!$D132),\"\")","v":""},{"$f":"IFERROR(IF(OR(U147=\"\",'Historical scenario - input'!$D132=\"\"),\"\",U147/'Historical scenario - input'!$D132),\"\")","v":""},{"$f":"IFERROR(IF(OR(V147=\"\",'Historical scenario - input'!$D132=\"\"),\"\",V147/'Historical scenario - input'!$D132),\"\")","v":""},{"$f":"IFERROR(IF(OR(W147=\"\",'Historical scenario - input'!$D132=\"\"),\"\",W147/'Historical scenario - input'!$D132),\"\")","v":""}]
[{"$f":"IFERROR('Historical scenario - input'!A133,\"\")","v":""},{"$f":"IFERROR('Historical scenario - input'!B133,\"\")","v":0},{"$f":"IFERROR('Historical scenario - input'!C133,\"\")","v":0},{"$f":"IFERROR(repcalc('Historical scenario - input'!$CV133:$GH133,'Historical scenario - input'!$G133,'Historical scenario - input'!$E133,'Historical scenario - input'!$F133,20,TRUE,TRUE),\"\")","v":""},"","","","","","","","","","","","","","","","","","","",{"$f":"IFERROR(IF(OR(D148=\"\",'Historical scenario - input'!$D133=\"\"),\"\",D148/'Historical scenario - input'!$D133),\"\")","v":""},{"$f":"IFERROR(IF(OR(E148=\"\",'Historical scenario - input'!$D133=\"\"),\"\",E148/'Historical scenario - input'!$D133),\"\")","v":""},{"$f":"IFERROR(IF(OR(F148=\"\",'Historical scenario - input'!$D133=\"\"),\"\",F148/'Historical scenario - input'!$D133),\"\")","v":""},{"$f":"IFERROR(IF(OR(G148=\"\",'Historical scenario - input'!$D133=\"\"),\"\",G148/'Historical scenario - input'!$D133),\"\")","v":""},{"$f":"IFERROR(IF(OR(H148=\"\",'Historical scenario - input'!$D133=\"\"),\"\",H148/'Historical scenario - input'!$D133),\"\")","v":""},{"$f":"IFERROR(IF(OR(I148=\"\",'Historical scenario - input'!$D133=\"\"),\"\",I148/'Historical scenario - input'!$D133),\"\")","v":""},{"$f":"IFERROR(IF(OR(J148=\"\",'Historical scenario - input'!$D133=\"\"),\"\",J148/'Historical scenario - input'!$D133),\"\")","v":""},{"$f":"IFERROR(IF(OR(K148=\"\",'Historical scenario - input'!$D133=\"\"),\"\",K148/'Historical scenario - input'!$D133),\"\")","v":""},{"$f":"IFERROR(IF(OR(L148=\"\",'Historical scenario - input'!$D133=\"\"),\"\",L148/'Historical scenario - input'!$D133),\"\")","v":""},{"$f":"IFERROR(IF(OR(M148=\"\",'Historical scenario - input'!$D133=\"\"),\"\",M148/'Historical scenario - input'!$D133),\"\")","v":""},{"$f":"IFERROR(IF(OR(N148=\"\",'Historical scenario - input'!$D133=\"\"),\"\",N148/'Historical scenario - input'!$D133),\"\")","v":""},{"$f":"IFERROR(IF(OR(O148=\"\",'Historical scenario - input'!$D133=\"\"),\"\",O148/'Historical scenario - input'!$D133),\"\")","v":""},{"$f":"IFERROR(IF(OR(P148=\"\",'Historical scenario - input'!$D133=\"\"),\"\",P148/'Historical scenario - input'!$D133),\"\")","v":""},{"$f":"IFERROR(IF(OR(Q148=\"\",'Historical scenario - input'!$D133=\"\"),\"\",Q148/'Historical scenario - input'!$D133),\"\")","v":""},{"$f":"IFERROR(IF(OR(R148=\"\",'Historical scenario - input'!$D133=\"\"),\"\",R148/'Historical scenario - input'!$D133),\"\")","v":""},{"$f":"IFERROR(IF(OR(S148=\"\",'Historical scenario - input'!$D133=\"\"),\"\",S148/'Historical scenario - input'!$D133),\"\")","v":""},{"$f":"IFERROR(IF(OR(T148=\"\",'Historical scenario - input'!$D133=\"\"),\"\",T148/'Historical scenario - input'!$D133),\"\")","v":""},{"$f":"IFERROR(IF(OR(U148=\"\",'Historical scenario - input'!$D133=\"\"),\"\",U148/'Historical scenario - input'!$D133),\"\")","v":""},{"$f":"IFERROR(IF(OR(V148=\"\",'Historical scenario - input'!$D133=\"\"),\"\",V148/'Historical scenario - input'!$D133),\"\")","v":""},{"$f":"IFERROR(IF(OR(W148=\"\",'Historical scenario - input'!$D133=\"\"),\"\",W148/'Historical scenario - input'!$D133),\"\")","v":""}]
[{"$f":"IFERROR('Historical scenario - input'!A134,\"\")","v":""},{"$f":"IFERROR('Historical scenario - input'!B134,\"\")","v":0},{"$f":"IFERROR('Historical scenario - input'!C134,\"\")","v":0},{"$f":"IFERROR(repcalc('Historical scenario - input'!$CV134:$GH134,'Historical scenario - input'!$G134,'Historical scenario - input'!$E134,'Historical scenario - input'!$F134,20,TRUE,TRUE),\"\")","v":""},"","","","","","","","","","","","","","","","","","","",{"$f":"IFERROR(IF(OR(D149=\"\",'Historical scenario - input'!$D134=\"\"),\"\",D149/'Historical scenario - input'!$D134),\"\")","v":""},{"$f":"IFERROR(IF(OR(E149=\"\",'Historical scenario - input'!$D134=\"\"),\"\",E149/'Historical scenario - input'!$D134),\"\")","v":""},{"$f":"IFERROR(IF(OR(F149=\"\",'Historical scenario - input'!$D134=\"\"),\"\",F149/'Historical scenario - input'!$D134),\"\")","v":""},{"$f":"IFERROR(IF(OR(G149=\"\",'Historical scenario - input'!$D134=\"\"),\"\",G149/'Historical scenario - input'!$D134),\"\")","v":""},{"$f":"IFERROR(IF(OR(H149=\"\",'Historical scenario - input'!$D134=\"\"),\"\",H149/'Historical scenario - input'!$D134),\"\")","v":""},{"$f":"IFERROR(IF(OR(I149=\"\",'Historical scenario - input'!$D134=\"\"),\"\",I149/'Historical scenario - input'!$D134),\"\")","v":""},{"$f":"IFERROR(IF(OR(J149=\"\",'Historical scenario - input'!$D134=\"\"),\"\",J149/'Historical scenario - input'!$D134),\"\")","v":""},{"$f":"IFERROR(IF(OR(K149=\"\",'Historical scenario - input'!$D134=\"\"),\"\",K149/'Historical scenario - input'!$D134),\"\")","v":""},{"$f":"IFERROR(IF(OR(L149=\"\",'Historical scenario - input'!$D134=\"\"),\"\",L149/'Historical scenario - input'!$D134),\"\")","v":""},{"$f":"IFERROR(IF(OR(M149=\"\",'Historical scenario - input'!$D134=\"\"),\"\",M149/'Historical scenario - input'!$D134),\"\")","v":""},{"$f":"IFERROR(IF(OR(N149=\"\",'Historical scenario - input'!$D134=\"\"),\"\",N149/'Historical scenario - input'!$D134),\"\")","v":""},{"$f":"IFERROR(IF(OR(O149=\"\",'Historical scenario - input'!$D134=\"\"),\"\",O149/'Historical scenario - input'!$D134),\"\")","v":""},{"$f":"IFERROR(IF(OR(P149=\"\",'Historical scenario - input'!$D134=\"\"),\"\",P149/'Historical scenario - input'!$D134),\"\")","v":""},{"$f":"IFERROR(IF(OR(Q149=\"\",'Historical scenario - input'!$D134=\"\"),\"\",Q149/'Historical scenario - input'!$D134),\"\")","v":""},{"$f":"IFERROR(IF(OR(R149=\"\",'Historical scenario - input'!$D134=\"\"),\"\",R149/'Historical scenario - input'!$D134),\"\")","v":""},{"$f":"IFERROR(IF(OR(S149=\"\",'Historical scenario - input'!$D134=\"\"),\"\",S149/'Historical scenario - input'!$D134),\"\")","v":""},{"$f":"IFERROR(IF(OR(T149=\"\",'Historical scenario - input'!$D134=\"\"),\"\",T149/'Historical scenario - input'!$D134),\"\")","v":""},{"$f":"IFERROR(IF(OR(U149=\"\",'Historical scenario - input'!$D134=\"\"),\"\",U149/'Historical scenario - input'!$D134),\"\")","v":""},{"$f":"IFERROR(IF(OR(V149=\"\",'Historical scenario - input'!$D134=\"\"),\"\",V149/'Historical scenario - input'!$D134),\"\")","v":""},{"$f":"IFERROR(IF(OR(W149=\"\",'Historical scenario - input'!$D134=\"\"),\"\",W149/'Historical scenario - input'!$D134),\"\")","v":""}]
[{"$f":"IFERROR('Historical scenario - input'!A135,\"\")","v":""},{"$f":"IFERROR('Historical scenario - input'!B135,\"\")","v":0},{"$f":"IFERROR('Historical scenario - input'!C135,\"\")","v":0},{"$f":"IFERROR(repcalc('Historical scenario - input'!$CV135:$GH135,'Historical scenario - input'!$G135,'Historical scenario - input'!$E135,'Historical scenario - input'!$F135,20,TRUE,TRUE),\"\")","v":""},"","","","","","","","","","","","","","","","","","","",{"$f":"IFERROR(IF(OR(D150=\"\",'Historical scenario - input'!$D135=\"\"),\"\",D150/'Historical scenario - input'!$D135),\"\")","v":""},{"$f":"IFERROR(IF(OR(E150=\"\",'Historical scenario - input'!$D135=\"\"),\"\",E150/'Historical scenario - input'!$D135),\"\")","v":""},{"$f":"IFERROR(IF(OR(F150=\"\",'Historical scenario - input'!$D135=\"\"),\"\",F150/'Historical scenario - input'!$D135),\"\")","v":""},{"$f":"IFERROR(IF(OR(G150=\"\",'Historical scenario - input'!$D135=\"\"),\"\",G150/'Historical scenario - input'!$D135),\"\")","v":""},{"$f":"IFERROR(IF(OR(H150=\"\",'Historical scenario - input'!$D135=\"\"),\"\",H150/'Historical scenario - input'!$D135),\"\")","v":""},{"$f":"IFERROR(IF(OR(I150=\"\",'Historical scenario - input'!$D135=\"\"),\"\",I150/'Historical scenario - input'!$D135),\"\")","v":""},{"$f":"IFERROR(IF(OR(J150=\"\",'Historical scenario - input'!$D135=\"\"),\"\",J150/'Historical scenario - input'!$D135),\"\")","v":""},{"$f":"IFERROR(IF(OR(K150=\"\",'Historical scenario - input'!$D135=\"\"),\"\",K150/'Historical scenario - input'!$D135),\"\")","v":""},{"$f":"IFERROR(IF(OR(L150=\"\",'Historical scenario - input'!$D135=\"\"),\"\",L150/'Historical scenario - input'!$D135),\"\")","v":""},{"$f":"IFERROR(IF(OR(M150=\"\",'Historical scenario - input'!$D135=\"\"),\"\",M150/'Historical scenario - input'!$D135),\"\")","v":""},{"$f":"IFERROR(IF(OR(N150=\"\",'Historical scenario - input'!$D135=\"\"),\"\",N150/'Historical scenario - input'!$D135),\"\")","v":""},{"$f":"IFERROR(IF(OR(O150=\"\",'Historical scenario - input'!$D135=\"\"),\"\",O150/'Historical scenario - input'!$D135),\"\")","v":""},{"$f":"IFERROR(IF(OR(P150=\"\",'Historical scenario - input'!$D135=\"\"),\"\",P150/'Historical scenario - input'!$D135),\"\")","v":""},{"$f":"IFERROR(IF(OR(Q150=\"\",'Historical scenario - input'!$D135=\"\"),\"\",Q150/'Historical scenario - input'!$D135),\"\")","v":""},{"$f":"IFERROR(IF(OR(R150=\"\",'Historical scenario - input'!$D135=\"\"),\"\",R150/'Historical scenario - input'!$D135),\"\")","v":""},{"$f":"IFERROR(IF(OR(S150=\"\",'Historical scenario - input'!$D135=\"\"),\"\",S150/'Historical scenario - input'!$D135),\"\")","v":""},{"$f":"IFERROR(IF(OR(T150=\"\",'Historical scenario - input'!$D135=\"\"),\"\",T150/'Historical scenario - input'!$D135),\"\")","v":""},{"$f":"IFERROR(IF(OR(U150=\"\",'Historical scenario - input'!$D135=\"\"),\"\",U150/'Historical scenario - input'!$D135),\"\")","v":""},{"$f":"IFERROR(IF(OR(V150=\"\",'Historical scenario - input'!$D135=\"\"),\"\",V150/'Historical scenario - input'!$D135),\"\")","v":""},{"$f":"IFERROR(IF(OR(W150=\"\",'Historical scenario - input'!$D135=\"\"),\"\",W150/'Historical scenario - input'!$D135),\"\")","v":""}]
[{"$f":"IFERROR('Historical scenario - input'!A136,\"\")","v":""},{"$f":"IFERROR('Historical scenario - input'!B136,\"\")","v":0},{"$f":"IFERROR('Historical scenario - input'!C136,\"\")","v":0},{"$f":"IFERROR(repcalc('Historical scenario - input'!$CV136:$GH136,'Historical scenario - input'!$G136,'Historical scenario - input'!$E136,'Historical scenario - input'!$F136,20,TRUE,TRUE),\"\")","v":""},"","","","","","","","","","","","","","","","","","","",{"$f":"IFERROR(IF(OR(D151=\"\",'Historical scenario - input'!$D136=\"\"),\"\",D151/'Historical scenario - input'!$D136),\"\")","v":""},{"$f":"IFERROR(IF(OR(E151=\"\",'Historical scenario - input'!$D136=\"\"),\"\",E151/'Historical scenario - input'!$D136),\"\")","v":""},{"$f":"IFERROR(IF(OR(F151=\"\",'Historical scenario - input'!$D136=\"\"),\"\",F151/'Historical scenario - input'!$D136),\"\")","v":""},{"$f":"IFERROR(IF(OR(G151=\"\",'Historical scenario - input'!$D136=\"\"),\"\",G151/'Historical scenario - input'!$D136),\"\")","v":""},{"$f":"IFERROR(IF(OR(H151=\"\",'Historical scenario - input'!$D136=\"\"),\"\",H151/'Historical scenario - input'!$D136),\"\")","v":""},{"$f":"IFERROR(IF(OR(I151=\"\",'Historical scenario - input'!$D136=\"\"),\"\",I151/'Historical scenario - input'!$D136),\"\")","v":""},{"$f":"IFERROR(IF(OR(J151=\"\",'Historical scenario - input'!$D136=\"\"),\"\",J151/'Historical scenario - input'!$D136),\"\")","v":""},{"$f":"IFERROR(IF(OR(K151=\"\",'Historical scenario - input'!$D136=\"\"),\"\",K151/'Historical scenario - input'!$D136),\"\")","v":""},{"$f":"IFERROR(IF(OR(L151=\"\",'Historical scenario - input'!$D136=\"\"),\"\",L151/'Historical scenario - input'!$D136),\"\")","v":""},{"$f":"IFERROR(IF(OR(M151=\"\",'Historical scenario - input'!$D136=\"\"),\"\",M151/'Historical scenario - input'!$D136),\"\")","v":""},{"$f":"IFERROR(IF(OR(N151=\"\",'Historical scenario - input'!$D136=\"\"),\"\",N151/'Historical scenario - input'!$D136),\"\")","v":""},{"$f":"IFERROR(IF(OR(O151=\"\",'Historical scenario - input'!$D136=\"\"),\"\",O151/'Historical scenario - input'!$D136),\"\")","v":""},{"$f":"IFERROR(IF(OR(P151=\"\",'Historical scenario - input'!$D136=\"\"),\"\",P151/'Historical scenario - input'!$D136),\"\")","v":""},{"$f":"IFERROR(IF(OR(Q151=\"\",'Historical scenario - input'!$D136=\"\"),\"\",Q151/'Historical scenario - input'!$D136),\"\")","v":""},{"$f":"IFERROR(IF(OR(R151=\"\",'Historical scenario - input'!$D136=\"\"),\"\",R151/'Historical scenario - input'!$D136),\"\")","v":""},{"$f":"IFERROR(IF(OR(S151=\"\",'Historical scenario - input'!$D136=\"\"),\"\",S151/'Historical scenario - input'!$D136),\"\")","v":""},{"$f":"IFERROR(IF(OR(T151=\"\",'Historical scenario - input'!$D136=\"\"),\"\",T151/'Historical scenario - input'!$D136),\"\")","v":""},{"$f":"IFERROR(IF(OR(U151=\"\",'Historical scenario - input'!$D136=\"\"),\"\",U151/'Historical scenario - input'!$D136),\"\")","v":""},{"$f":"IFERROR(IF(OR(V151=\"\",'Historical scenario - input'!$D136=\"\"),\"\",V151/'Historical scenario - input'!$D136),\"\")","v":""},{"$f":"IFERROR(IF(OR(W151=\"\",'Historical scenario - input'!$D136=\"\"),\"\",W151/'Historical scenario - input'!$D136),\"\")","v":""}]
[{"$f":"IFERROR('Historical scenario - input'!A137,\"\")","v":""},{"$f":"IFERROR('Historical scenario - input'!B137,\"\")","v":0},{"$f":"IFERROR('Historical scenario - input'!C137,\"\")","v":0},{"$f":"IFERROR(repcalc('Historical scenario - input'!$CV137:$GH137,'Historical scenario - input'!$G137,'Historical scenario - input'!$E137,'Historical scenario - input'!$F137,20,TRUE,TRUE),\"\")","v":""},"","","","","","","","","","","","","","","","","","","",{"$f":"IFERROR(IF(OR(D152=\"\",'Historical scenario - input'!$D137=\"\"),\"\",D152/'Historical scenario - input'!$D137),\"\")","v":""},{"$f":"IFERROR(IF(OR(E152=\"\",'Historical scenario - input'!$D137=\"\"),\"\",E152/'Historical scenario - input'!$D137),\"\")","v":""},{"$f":"IFERROR(IF(OR(F152=\"\",'Historical scenario - input'!$D137=\"\"),\"\",F152/'Historical scenario - input'!$D137),\"\")","v":""},{"$f":"IFERROR(IF(OR(G152=\"\",'Historical scenario - input'!$D137=\"\"),\"\",G152/'Historical scenario - input'!$D137),\"\")","v":""},{"$f":"IFERROR(IF(OR(H152=\"\",'Historical scenario - input'!$D137=\"\"),\"\",H152/'Historical scenario - input'!$D137),\"\")","v":""},{"$f":"IFERROR(IF(OR(I152=\"\",'Historical scenario - input'!$D137=\"\"),\"\",I152/'Historical scenario - input'!$D137),\"\")","v":""},{"$f":"IFERROR(IF(OR(J152=\"\",'Historical scenario - input'!$D137=\"\"),\"\",J152/'Historical scenario - input'!$D137),\"\")","v":""},{"$f":"IFERROR(IF(OR(K152=\"\",'Historical scenario - input'!$D137=\"\"),\"\",K152/'Historical scenario - input'!$D137),\"\")","v":""},{"$f":"IFERROR(IF(OR(L152=\"\",'Historical scenario - input'!$D137=\"\"),\"\",L152/'Historical scenario - input'!$D137),\"\")","v":""},{"$f":"IFERROR(IF(OR(M152=\"\",'Historical scenario - input'!$D137=\"\"),\"\",M152/'Historical scenario - input'!$D137),\"\")","v":""},{"$f":"IFERROR(IF(OR(N152=\"\",'Historical scenario - input'!$D137=\"\"),\"\",N152/'Historical scenario - input'!$D137),\"\")","v":""},{"$f":"IFERROR(IF(OR(O152=\"\",'Historical scenario - input'!$D137=\"\"),\"\",O152/'Historical scenario - input'!$D137),\"\")","v":""},{"$f":"IFERROR(IF(OR(P152=\"\",'Historical scenario - input'!$D137=\"\"),\"\",P152/'Historical scenario - input'!$D137),\"\")","v":""},{"$f":"IFERROR(IF(OR(Q152=\"\",'Historical scenario - input'!$D137=\"\"),\"\",Q152/'Historical scenario - input'!$D137),\"\")","v":""},{"$f":"IFERROR(IF(OR(R152=\"\",'Historical scenario - input'!$D137=\"\"),\"\",R152/'Historical scenario - input'!$D137),\"\")","v":""},{"$f":"IFERROR(IF(OR(S152=\"\",'Historical scenario - input'!$D137=\"\"),\"\",S152/'Historical scenario - input'!$D137),\"\")","v":""},{"$f":"IFERROR(IF(OR(T152=\"\",'Historical scenario - input'!$D137=\"\"),\"\",T152/'Historical scenario - input'!$D137),\"\")","v":""},{"$f":"IFERROR(IF(OR(U152=\"\",'Historical scenario - input'!$D137=\"\"),\"\",U152/'Historical scenario - input'!$D137),\"\")","v":""},{"$f":"IFERROR(IF(OR(V152=\"\",'Historical scenario - input'!$D137=\"\"),\"\",V152/'Historical scenario - input'!$D137),\"\")","v":""},{"$f":"IFERROR(IF(OR(W152=\"\",'Historical scenario - input'!$D137=\"\"),\"\",W152/'Historical scenario - input'!$D137),\"\")","v":""}]
[{"$f":"IFERROR('Historical scenario - input'!A138,\"\")","v":""},{"$f":"IFERROR('Historical scenario - input'!B138,\"\")","v":0},{"$f":"IFERROR('Historical scenario - input'!C138,\"\")","v":0},{"$f":"IFERROR(repcalc('Historical scenario - input'!$CV138:$GH138,'Historical scenario - input'!$G138,'Historical scenario - input'!$E138,'Historical scenario - input'!$F138,20,TRUE,TRUE),\"\")","v":""},"","","","","","","","","","","","","","","","","","","",{"$f":"IFERROR(IF(OR(D153=\"\",'Historical scenario - input'!$D138=\"\"),\"\",D153/'Historical scenario - input'!$D138),\"\")","v":""},{"$f":"IFERROR(IF(OR(E153=\"\",'Historical scenario - input'!$D138=\"\"),\"\",E153/'Historical scenario - input'!$D138),\"\")","v":""},{"$f":"IFERROR(IF(OR(F153=\"\",'Historical scenario - input'!$D138=\"\"),\"\",F153/'Historical scenario - input'!$D138),\"\")","v":""},{"$f":"IFERROR(IF(OR(G153=\"\",'Historical scenario - input'!$D138=\"\"),\"\",G153/'Historical scenario - input'!$D138),\"\")","v":""},{"$f":"IFERROR(IF(OR(H153=\"\",'Historical scenario - input'!$D138=\"\"),\"\",H153/'Historical scenario - input'!$D138),\"\")","v":""},{"$f":"IFERROR(IF(OR(I153=\"\",'Historical scenario - input'!$D138=\"\"),\"\",I153/'Historical scenario - input'!$D138),\"\")","v":""},{"$f":"IFERROR(IF(OR(J153=\"\",'Historical scenario - input'!$D138=\"\"),\"\",J153/'Historical scenario - input'!$D138),\"\")","v":""},{"$f":"IFERROR(IF(OR(K153=\"\",'Historical scenario - input'!$D138=\"\"),\"\",K153/'Historical scenario - input'!$D138),\"\")","v":""},{"$f":"IFERROR(IF(OR(L153=\"\",'Historical scenario - input'!$D138=\"\"),\"\",L153/'Historical scenario - input'!$D138),\"\")","v":""},{"$f":"IFERROR(IF(OR(M153=\"\",'Historical scenario - input'!$D138=\"\"),\"\",M153/'Historical scenario - input'!$D138),\"\")","v":""},{"$f":"IFERROR(IF(OR(N153=\"\",'Historical scenario - input'!$D138=\"\"),\"\",N153/'Historical scenario - input'!$D138),\"\")","v":""},{"$f":"IFERROR(IF(OR(O153=\"\",'Historical scenario - input'!$D138=\"\"),\"\",O153/'Historical scenario - input'!$D138),\"\")","v":""},{"$f":"IFERROR(IF(OR(P153=\"\",'Historical scenario - input'!$D138=\"\"),\"\",P153/'Historical scenario - input'!$D138),\"\")","v":""},{"$f":"IFERROR(IF(OR(Q153=\"\",'Historical scenario - input'!$D138=\"\"),\"\",Q153/'Historical scenario - input'!$D138),\"\")","v":""},{"$f":"IFERROR(IF(OR(R153=\"\",'Historical scenario - input'!$D138=\"\"),\"\",R153/'Historical scenario - input'!$D138),\"\")","v":""},{"$f":"IFERROR(IF(OR(S153=\"\",'Historical scenario - input'!$D138=\"\"),\"\",S153/'Historical scenario - input'!$D138),\"\")","v":""},{"$f":"IFERROR(IF(OR(T153=\"\",'Historical scenario - input'!$D138=\"\"),\"\",T153/'Historical scenario - input'!$D138),\"\")","v":""},{"$f":"IFERROR(IF(OR(U153=\"\",'Historical scenario - input'!$D138=\"\"),\"\",U153/'Historical scenario - input'!$D138),\"\")","v":""},{"$f":"IFERROR(IF(OR(V153=\"\",'Historical scenario - input'!$D138=\"\"),\"\",V153/'Historical scenario - input'!$D138),\"\")","v":""},{"$f":"IFERROR(IF(OR(W153=\"\",'Historical scenario - input'!$D138=\"\"),\"\",W153/'Historical scenario - input'!$D138),\"\")","v":""}]
[{"$f":"IFERROR('Historical scenario - input'!A139,\"\")","v":""},{"$f":"IFERROR('Historical scenario - input'!B139,\"\")","v":0},{"$f":"IFERROR('Historical scenario - input'!C139,\"\")","v":0},{"$f":"IFERROR(repcalc('Historical scenario - input'!$CV139:$GH139,'Historical scenario - input'!$G139,'Historical scenario - input'!$E139,'Historical scenario - input'!$F139,20,TRUE,TRUE),\"\")","v":""},"","","","","","","","","","","","","","","","","","","",{"$f":"IFERROR(IF(OR(D154=\"\",'Historical scenario - input'!$D139=\"\"),\"\",D154/'Historical scenario - input'!$D139),\"\")","v":""},{"$f":"IFERROR(IF(OR(E154=\"\",'Historical scenario - input'!$D139=\"\"),\"\",E154/'Historical scenario - input'!$D139),\"\")","v":""},{"$f":"IFERROR(IF(OR(F154=\"\",'Historical scenario - input'!$D139=\"\"),\"\",F154/'Historical scenario - input'!$D139),\"\")","v":""},{"$f":"IFERROR(IF(OR(G154=\"\",'Historical scenario - input'!$D139=\"\"),\"\",G154/'Historical scenario - input'!$D139),\"\")","v":""},{"$f":"IFERROR(IF(OR(H154=\"\",'Historical scenario - input'!$D139=\"\"),\"\",H154/'Historical scenario - input'!$D139),\"\")","v":""},{"$f":"IFERROR(IF(OR(I154=\"\",'Historical scenario - input'!$D139=\"\"),\"\",I154/'Historical scenario - input'!$D139),\"\")","v":""},{"$f":"IFERROR(IF(OR(J154=\"\",'Historical scenario - input'!$D139=\"\"),\"\",J154/'Historical scenario - input'!$D139),\"\")","v":""},{"$f":"IFERROR(IF(OR(K154=\"\",'Historical scenario - input'!$D139=\"\"),\"\",K154/'Historical scenario - input'!$D139),\"\")","v":""},{"$f":"IFERROR(IF(OR(L154=\"\",'Historical scenario - input'!$D139=\"\"),\"\",L154/'Historical scenario - input'!$D139),\"\")","v":""},{"$f":"IFERROR(IF(OR(M154=\"\",'Historical scenario - input'!$D139=\"\"),\"\",M154/'Historical scenario - input'!$D139),\"\")","v":""},{"$f":"IFERROR(IF(OR(N154=\"\",'Historical scenario - input'!$D139=\"\"),\"\",N154/'Historical scenario - input'!$D139),\"\")","v":""},{"$f":"IFERROR(IF(OR(O154=\"\",'Historical scenario - input'!$D139=\"\"),\"\",O154/'Historical scenario - input'!$D139),\"\")","v":""},{"$f":"IFERROR(IF(OR(P154=\"\",'Historical scenario - input'!$D139=\"\"),\"\",P154/'Historical scenario - input'!$D139),\"\")","v":""},{"$f":"IFERROR(IF(OR(Q154=\"\",'Historical scenario - input'!$D139=\"\"),\"\",Q154/'Historical scenario - input'!$D139),\"\")","v":""},{"$f":"IFERROR(IF(OR(R154=\"\",'Historical scenario - input'!$D139=\"\"),\"\",R154/'Historical scenario - input'!$D139),\"\")","v":""},{"$f":"IFERROR(IF(OR(S154=\"\",'Historical scenario - input'!$D139=\"\"),\"\",S154/'Historical scenario - input'!$D139),\"\")","v":""},{"$f":"IFERROR(IF(OR(T154=\"\",'Historical scenario - input'!$D139=\"\"),\"\",T154/'Historical scenario - input'!$D139),\"\")","v":""},{"$f":"IFERROR(IF(OR(U154=\"\",'Historical scenario - input'!$D139=\"\"),\"\",U154/'Historical scenario - input'!$D139),\"\")","v":""},{"$f":"IFERROR(IF(OR(V154=\"\",'Historical scenario - input'!$D139=\"\"),\"\",V154/'Historical scenario - input'!$D139),\"\")","v":""},{"$f":"IFERROR(IF(OR(W154=\"\",'Historical scenario - input'!$D139=\"\"),\"\",W154/'Historical scenario - input'!$D139),\"\")","v":""}]
[{"$f":"IFERROR('Historical scenario - input'!A140,\"\")","v":""},{"$f":"IFERROR('Historical scenario - input'!B140,\"\")","v":0},{"$f":"IFERROR('Historical scenario - input'!C140,\"\")","v":0},{"$f":"IFERROR(repcalc('Historical scenario - input'!$CV140:$GH140,'Historical scenario - input'!$G140,'Historical scenario - input'!$E140,'Historical scenario - input'!$F140,20,TRUE,TRUE),\"\")","v":""},"","","","","","","","","","","","","","","","","","","",{"$f":"IFERROR(IF(OR(D155=\"\",'Historical scenario - input'!$D140=\"\"),\"\",D155/'Historical scenario - input'!$D140),\"\")","v":""},{"$f":"IFERROR(IF(OR(E155=\"\",'Historical scenario - input'!$D140=\"\"),\"\",E155/'Historical scenario - input'!$D140),\"\")","v":""},{"$f":"IFERROR(IF(OR(F155=\"\",'Historical scenario - input'!$D140=\"\"),\"\",F155/'Historical scenario - input'!$D140),\"\")","v":""},{"$f":"IFERROR(IF(OR(G155=\"\",'Historical scenario - input'!$D140=\"\"),\"\",G155/'Historical scenario - input'!$D140),\"\")","v":""},{"$f":"IFERROR(IF(OR(H155=\"\",'Historical scenario - input'!$D140=\"\"),\"\",H155/'Historical scenario - input'!$D140),\"\")","v":""},{"$f":"IFERROR(IF(OR(I155=\"\",'Historical scenario - input'!$D140=\"\"),\"\",I155/'Historical scenario - input'!$D140),\"\")","v":""},{"$f":"IFERROR(IF(OR(J155=\"\",'Historical scenario - input'!$D140=\"\"),\"\",J155/'Historical scenario - input'!$D140),\"\")","v":""},{"$f":"IFERROR(IF(OR(K155=\"\",'Historical scenario - input'!$D140=\"\"),\"\",K155/'Historical scenario - input'!$D140),\"\")","v":""},{"$f":"IFERROR(IF(OR(L155=\"\",'Historical scenario - input'!$D140=\"\"),\"\",L155/'Historical scenario - input'!$D140),\"\")","v":""},{"$f":"IFERROR(IF(OR(M155=\"\",'Historical scenario - input'!$D140=\"\"),\"\",M155/'Historical scenario - input'!$D140),\"\")","v":""},{"$f":"IFERROR(IF(OR(N155=\"\",'Historical scenario - input'!$D140=\"\"),\"\",N155/'Historical scenario - input'!$D140),\"\")","v":""},{"$f":"IFERROR(IF(OR(O155=\"\",'Historical scenario - input'!$D140=\"\"),\"\",O155/'Historical scenario - input'!$D140),\"\")","v":""},{"$f":"IFERROR(IF(OR(P155=\"\",'Historical scenario - input'!$D140=\"\"),\"\",P155/'Historical scenario - input'!$D140),\"\")","v":""},{"$f":"IFERROR(IF(OR(Q155=\"\",'Historical scenario - input'!$D140=\"\"),\"\",Q155/'Historical scenario - input'!$D140),\"\")","v":""},{"$f":"IFERROR(IF(OR(R155=\"\",'Historical scenario - input'!$D140=\"\"),\"\",R155/'Historical scenario - input'!$D140),\"\")","v":""},{"$f":"IFERROR(IF(OR(S155=\"\",'Historical scenario - input'!$D140=\"\"),\"\",S155/'Historical scenario - input'!$D140),\"\")","v":""},{"$f":"IFERROR(IF(OR(T155=\"\",'Historical scenario - input'!$D140=\"\"),\"\",T155/'Historical scenario - input'!$D140),\"\")","v":""},{"$f":"IFERROR(IF(OR(U155=\"\",'Historical scenario - input'!$D140=\"\"),\"\",U155/'Historical scenario - input'!$D140),\"\")","v":""},{"$f":"IFERROR(IF(OR(V155=\"\",'Historical scenario - input'!$D140=\"\"),\"\",V155/'Historical scenario - input'!$D140),\"\")","v":""},{"$f":"IFERROR(IF(OR(W155=\"\",'Historical scenario - input'!$D140=\"\"),\"\",W155/'Historical scenario - input'!$D140),\"\")","v":""}]
[{"$f":"IFERROR('Historical scenario - input'!A141,\"\")","v":""},{"$f":"IFERROR('Historical scenario - input'!B141,\"\")","v":0},{"$f":"IFERROR('Historical scenario - input'!C141,\"\")","v":0},{"$f":"IFERROR(repcalc('Historical scenario - input'!$CV141:$GH141,'Historical scenario - input'!$G141,'Historical scenario - input'!$E141,'Historical scenario - input'!$F141,20,TRUE,TRUE),\"\")","v":""},"","","","","","","","","","","","","","","","","","","",{"$f":"IFERROR(IF(OR(D156=\"\",'Historical scenario - input'!$D141=\"\"),\"\",D156/'Historical scenario - input'!$D141),\"\")","v":""},{"$f":"IFERROR(IF(OR(E156=\"\",'Historical scenario - input'!$D141=\"\"),\"\",E156/'Historical scenario - input'!$D141),\"\")","v":""},{"$f":"IFERROR(IF(OR(F156=\"\",'Historical scenario - input'!$D141=\"\"),\"\",F156/'Historical scenario - input'!$D141),\"\")","v":""},{"$f":"IFERROR(IF(OR(G156=\"\",'Historical scenario - input'!$D141=\"\"),\"\",G156/'Historical scenario - input'!$D141),\"\")","v":""},{"$f":"IFERROR(IF(OR(H156=\"\",'Historical scenario - input'!$D141=\"\"),\"\",H156/'Historical scenario - input'!$D141),\"\")","v":""},{"$f":"IFERROR(IF(OR(I156=\"\",'Historical scenario - input'!$D141=\"\"),\"\",I156/'Historical scenario - input'!$D141),\"\")","v":""},{"$f":"IFERROR(IF(OR(J156=\"\",'Historical scenario - input'!$D141=\"\"),\"\",J156/'Historical scenario - input'!$D141),\"\")","v":""},{"$f":"IFERROR(IF(OR(K156=\"\",'Historical scenario - input'!$D141=\"\"),\"\",K156/'Historical scenario - input'!$D141),\"\")","v":""},{"$f":"IFERROR(IF(OR(L156=\"\",'Historical scenario - input'!$D141=\"\"),\"\",L156/'Historical scenario - input'!$D141),\"\")","v":""},{"$f":"IFERROR(IF(OR(M156=\"\",'Historical scenario - input'!$D141=\"\"),\"\",M156/'Historical scenario - input'!$D141),\"\")","v":""},{"$f":"IFERROR(IF(OR(N156=\"\",'Historical scenario - input'!$D141=\"\"),\"\",N156/'Historical scenario - input'!$D141),\"\")","v":""},{"$f":"IFERROR(IF(OR(O156=\"\",'Historical scenario - input'!$D141=\"\"),\"\",O156/'Historical scenario - input'!$D141),\"\")","v":""},{"$f":"IFERROR(IF(OR(P156=\"\",'Historical scenario - input'!$D141=\"\"),\"\",P156/'Historical scenario - input'!$D141),\"\")","v":""},{"$f":"IFERROR(IF(OR(Q156=\"\",'Historical scenario - input'!$D141=\"\"),\"\",Q156/'Historical scenario - input'!$D141),\"\")","v":""},{"$f":"IFERROR(IF(OR(R156=\"\",'Historical scenario - input'!$D141=\"\"),\"\",R156/'Historical scenario - input'!$D141),\"\")","v":""},{"$f":"IFERROR(IF(OR(S156=\"\",'Historical scenario - input'!$D141=\"\"),\"\",S156/'Historical scenario - input'!$D141),\"\")","v":""},{"$f":"IFERROR(IF(OR(T156=\"\",'Historical scenario - input'!$D141=\"\"),\"\",T156/'Historical scenario - input'!$D141),\"\")","v":""},{"$f":"IFERROR(IF(OR(U156=\"\",'Historical scenario - input'!$D141=\"\"),\"\",U156/'Historical scenario - input'!$D141),\"\")","v":""},{"$f":"IFERROR(IF(OR(V156=\"\",'Historical scenario - input'!$D141=\"\"),\"\",V156/'Historical scenario - input'!$D141),\"\")","v":""},{"$f":"IFERROR(IF(OR(W156=\"\",'Historical scenario - input'!$D141=\"\"),\"\",W156/'Historical scenario - input'!$D141),\"\")","v":""}]
[{"$f":"IFERROR('Historical scenario - input'!A142,\"\")","v":""},{"$f":"IFERROR('Historical scenario - input'!B142,\"\")","v":0},{"$f":"IFERROR('Historical scenario - input'!C142,\"\")","v":0},{"$f":"IFERROR(repcalc('Historical scenario - input'!$CV142:$GH142,'Historical scenario - input'!$G142,'Historical scenario - input'!$E142,'Historical scenario - input'!$F142,20,TRUE,TRUE),\"\")","v":""},"","","","","","","","","","","","","","","","","","","",{"$f":"IFERROR(IF(OR(D157=\"\",'Historical scenario - input'!$D142=\"\"),\"\",D157/'Historical scenario - input'!$D142),\"\")","v":""},{"$f":"IFERROR(IF(OR(E157=\"\",'Historical scenario - input'!$D142=\"\"),\"\",E157/'Historical scenario - input'!$D142),\"\")","v":""},{"$f":"IFERROR(IF(OR(F157=\"\",'Historical scenario - input'!$D142=\"\"),\"\",F157/'Historical scenario - input'!$D142),\"\")","v":""},{"$f":"IFERROR(IF(OR(G157=\"\",'Historical scenario - input'!$D142=\"\"),\"\",G157/'Historical scenario - input'!$D142),\"\")","v":""},{"$f":"IFERROR(IF(OR(H157=\"\",'Historical scenario - input'!$D142=\"\"),\"\",H157/'Historical scenario - input'!$D142),\"\")","v":""},{"$f":"IFERROR(IF(OR(I157=\"\",'Historical scenario - input'!$D142=\"\"),\"\",I157/'Historical scenario - input'!$D142),\"\")","v":""},{"$f":"IFERROR(IF(OR(J157=\"\",'Historical scenario - input'!$D142=\"\"),\"\",J157/'Historical scenario - input'!$D142),\"\")","v":""},{"$f":"IFERROR(IF(OR(K157=\"\",'Historical scenario - input'!$D142=\"\"),\"\",K157/'Historical scenario - input'!$D142),\"\")","v":""},{"$f":"IFERROR(IF(OR(L157=\"\",'Historical scenario - input'!$D142=\"\"),\"\",L157/'Historical scenario - input'!$D142),\"\")","v":""},{"$f":"IFERROR(IF(OR(M157=\"\",'Historical scenario - input'!$D142=\"\"),\"\",M157/'Historical scenario - input'!$D142),\"\")","v":""},{"$f":"IFERROR(IF(OR(N157=\"\",'Historical scenario - input'!$D142=\"\"),\"\",N157/'Historical scenario - input'!$D142),\"\")","v":""},{"$f":"IFERROR(IF(OR(O157=\"\",'Historical scenario - input'!$D142=\"\"),\"\",O157/'Historical scenario - input'!$D142),\"\")","v":""},{"$f":"IFERROR(IF(OR(P157=\"\",'Historical scenario - input'!$D142=\"\"),\"\",P157/'Historical scenario - input'!$D142),\"\")","v":""},{"$f":"IFERROR(IF(OR(Q157=\"\",'Historical scenario - input'!$D142=\"\"),\"\",Q157/'Historical scenario - input'!$D142),\"\")","v":""},{"$f":"IFERROR(IF(OR(R157=\"\",'Historical scenario - input'!$D142=\"\"),\"\",R157/'Historical scenario - input'!$D142),\"\")","v":""},{"$f":"IFERROR(IF(OR(S157=\"\",'Historical scenario - input'!$D142=\"\"),\"\",S157/'Historical scenario - input'!$D142),\"\")","v":""},{"$f":"IFERROR(IF(OR(T157=\"\",'Historical scenario - input'!$D142=\"\"),\"\",T157/'Historical scenario - input'!$D142),\"\")","v":""},{"$f":"IFERROR(IF(OR(U157=\"\",'Historical scenario - input'!$D142=\"\"),\"\",U157/'Historical scenario - input'!$D142),\"\")","v":""},{"$f":"IFERROR(IF(OR(V157=\"\",'Historical scenario - input'!$D142=\"\"),\"\",V157/'Historical scenario - input'!$D142),\"\")","v":""},{"$f":"IFERROR(IF(OR(W157=\"\",'Historical scenario - input'!$D142=\"\"),\"\",W157/'Historical scenario - input'!$D142),\"\")","v":""}]
[{"$f":"IFERROR('Historical scenario - input'!A143,\"\")","v":""},{"$f":"IFERROR('Historical scenario - input'!B143,\"\")","v":0},{"$f":"IFERROR('Historical scenario - input'!C143,\"\")","v":0},{"$f":"IFERROR(repcalc('Historical scenario - input'!$CV143:$GH143,'Historical scenario - input'!$G143,'Historical scenario - input'!$E143,'Historical scenario - input'!$F143,20,TRUE,TRUE),\"\")","v":""},"","","","","","","","","","","","","","","","","","","",{"$f":"IFERROR(IF(OR(D158=\"\",'Historical scenario - input'!$D143=\"\"),\"\",D158/'Historical scenario - input'!$D143),\"\")","v":""},{"$f":"IFERROR(IF(OR(E158=\"\",'Historical scenario - input'!$D143=\"\"),\"\",E158/'Historical scenario - input'!$D143),\"\")","v":""},{"$f":"IFERROR(IF(OR(F158=\"\",'Historical scenario - input'!$D143=\"\"),\"\",F158/'Historical scenario - input'!$D143),\"\")","v":""},{"$f":"IFERROR(IF(OR(G158=\"\",'Historical scenario - input'!$D143=\"\"),\"\",G158/'Historical scenario - input'!$D143),\"\")","v":""},{"$f":"IFERROR(IF(OR(H158=\"\",'Historical scenario - input'!$D143=\"\"),\"\",H158/'Historical scenario - input'!$D143),\"\")","v":""},{"$f":"IFERROR(IF(OR(I158=\"\",'Historical scenario - input'!$D143=\"\"),\"\",I158/'Historical scenario - input'!$D143),\"\")","v":""},{"$f":"IFERROR(IF(OR(J158=\"\",'Historical scenario - input'!$D143=\"\"),\"\",J158/'Historical scenario - input'!$D143),\"\")","v":""},{"$f":"IFERROR(IF(OR(K158=\"\",'Historical scenario - input'!$D143=\"\"),\"\",K158/'Historical scenario - input'!$D143),\"\")","v":""},{"$f":"IFERROR(IF(OR(L158=\"\",'Historical scenario - input'!$D143=\"\"),\"\",L158/'Historical scenario - input'!$D143),\"\")","v":""},{"$f":"IFERROR(IF(OR(M158=\"\",'Historical scenario - input'!$D143=\"\"),\"\",M158/'Historical scenario - input'!$D143),\"\")","v":""},{"$f":"IFERROR(IF(OR(N158=\"\",'Historical scenario - input'!$D143=\"\"),\"\",N158/'Historical scenario - input'!$D143),\"\")","v":""},{"$f":"IFERROR(IF(OR(O158=\"\",'Historical scenario - input'!$D143=\"\"),\"\",O158/'Historical scenario - input'!$D143),\"\")","v":""},{"$f":"IFERROR(IF(OR(P158=\"\",'Historical scenario - input'!$D143=\"\"),\"\",P158/'Historical scenario - input'!$D143),\"\")","v":""},{"$f":"IFERROR(IF(OR(Q158=\"\",'Historical scenario - input'!$D143=\"\"),\"\",Q158/'Historical scenario - input'!$D143),\"\")","v":""},{"$f":"IFERROR(IF(OR(R158=\"\",'Historical scenario - input'!$D143=\"\"),\"\",R158/'Historical scenario - input'!$D143),\"\")","v":""},{"$f":"IFERROR(IF(OR(S158=\"\",'Historical scenario - input'!$D143=\"\"),\"\",S158/'Historical scenario - input'!$D143),\"\")","v":""},{"$f":"IFERROR(IF(OR(T158=\"\",'Historical scenario - input'!$D143=\"\"),\"\",T158/'Historical scenario - input'!$D143),\"\")","v":""},{"$f":"IFERROR(IF(OR(U158=\"\",'Historical scenario - input'!$D143=\"\"),\"\",U158/'Historical scenario - input'!$D143),\"\")","v":""},{"$f":"IFERROR(IF(OR(V158=\"\",'Historical scenario - input'!$D143=\"\"),\"\",V158/'Historical scenario - input'!$D143),\"\")","v":""},{"$f":"IFERROR(IF(OR(W158=\"\",'Historical scenario - input'!$D143=\"\"),\"\",W158/'Historical scenario - input'!$D143),\"\")","v":""}]
[{"$f":"IFERROR('Historical scenario - input'!A144,\"\")","v":""},{"$f":"IFERROR('Historical scenario - input'!B144,\"\")","v":0},{"$f":"IFERROR('Historical scenario - input'!C144,\"\")","v":0},{"$f":"IFERROR(repcalc('Historical scenario - input'!$CV144:$GH144,'Historical scenario - input'!$G144,'Historical scenario - input'!$E144,'Historical scenario - input'!$F144,20,TRUE,TRUE),\"\")","v":""},"","","","","","","","","","","","","","","","","","","",{"$f":"IFERROR(IF(OR(D159=\"\",'Historical scenario - input'!$D144=\"\"),\"\",D159/'Historical scenario - input'!$D144),\"\")","v":""},{"$f":"IFERROR(IF(OR(E159=\"\",'Historical scenario - input'!$D144=\"\"),\"\",E159/'Historical scenario - input'!$D144),\"\")","v":""},{"$f":"IFERROR(IF(OR(F159=\"\",'Historical scenario - input'!$D144=\"\"),\"\",F159/'Historical scenario - input'!$D144),\"\")","v":""},{"$f":"IFERROR(IF(OR(G159=\"\",'Historical scenario - input'!$D144=\"\"),\"\",G159/'Historical scenario - input'!$D144),\"\")","v":""},{"$f":"IFERROR(IF(OR(H159=\"\",'Historical scenario - input'!$D144=\"\"),\"\",H159/'Historical scenario - input'!$D144),\"\")","v":""},{"$f":"IFERROR(IF(OR(I159=\"\",'Historical scenario - input'!$D144=\"\"),\"\",I159/'Historical scenario - input'!$D144),\"\")","v":""},{"$f":"IFERROR(IF(OR(J159=\"\",'Historical scenario - input'!$D144=\"\"),\"\",J159/'Historical scenario - input'!$D144),\"\")","v":""},{"$f":"IFERROR(IF(OR(K159=\"\",'Historical scenario - input'!$D144=\"\"),\"\",K159/'Historical scenario - input'!$D144),\"\")","v":""},{"$f":"IFERROR(IF(OR(L159=\"\",'Historical scenario - input'!$D144=\"\"),\"\",L159/'Historical scenario - input'!$D144),\"\")","v":""},{"$f":"IFERROR(IF(OR(M159=\"\",'Historical scenario - input'!$D144=\"\"),\"\",M159/'Historical scenario - input'!$D144),\"\")","v":""},{"$f":"IFERROR(IF(OR(N159=\"\",'Historical scenario - input'!$D144=\"\"),\"\",N159/'Historical scenario - input'!$D144),\"\")","v":""},{"$f":"IFERROR(IF(OR(O159=\"\",'Historical scenario - input'!$D144=\"\"),\"\",O159/'Historical scenario - input'!$D144),\"\")","v":""},{"$f":"IFERROR(IF(OR(P159=\"\",'Historical scenario - input'!$D144=\"\"),\"\",P159/'Historical scenario - input'!$D144),\"\")","v":""},{"$f":"IFERROR(IF(OR(Q159=\"\",'Historical scenario - input'!$D144=\"\"),\"\",Q159/'Historical scenario - input'!$D144),\"\")","v":""},{"$f":"IFERROR(IF(OR(R159=\"\",'Historical scenario - input'!$D144=\"\"),\"\",R159/'Historical scenario - input'!$D144),\"\")","v":""},{"$f":"IFERROR(IF(OR(S159=\"\",'Historical scenario - input'!$D144=\"\"),\"\",S159/'Historical scenario - input'!$D144),\"\")","v":""},{"$f":"IFERROR(IF(OR(T159=\"\",'Historical scenario - input'!$D144=\"\"),\"\",T159/'Historical scenario - input'!$D144),\"\")","v":""},{"$f":"IFERROR(IF(OR(U159=\"\",'Historical scenario - input'!$D144=\"\"),\"\",U159/'Historical scenario - input'!$D144),\"\")","v":""},{"$f":"IFERROR(IF(OR(V159=\"\",'Historical scenario - input'!$D144=\"\"),\"\",V159/'Historical scenario - input'!$D144),\"\")","v":""},{"$f":"IFERROR(IF(OR(W159=\"\",'Historical scenario - input'!$D144=\"\"),\"\",W159/'Historical scenario - input'!$D144),\"\")","v":""}]
[{"$f":"IFERROR('Historical scenario - input'!A145,\"\")","v":""},{"$f":"IFERROR('Historical scenario - input'!B145,\"\")","v":0},{"$f":"IFERROR('Historical scenario - input'!C145,\"\")","v":0},{"$f":"IFERROR(repcalc('Historical scenario - input'!$CV145:$GH145,'Historical scenario - input'!$G145,'Historical scenario - input'!$E145,'Historical scenario - input'!$F145,20,TRUE,TRUE),\"\")","v":""},"","","","","","","","","","","","","","","","","","","",{"$f":"IFERROR(IF(OR(D160=\"\",'Historical scenario - input'!$D145=\"\"),\"\",D160/'Historical scenario - input'!$D145),\"\")","v":""},{"$f":"IFERROR(IF(OR(E160=\"\",'Historical scenario - input'!$D145=\"\"),\"\",E160/'Historical scenario - input'!$D145),\"\")","v":""},{"$f":"IFERROR(IF(OR(F160=\"\",'Historical scenario - input'!$D145=\"\"),\"\",F160/'Historical scenario - input'!$D145),\"\")","v":""},{"$f":"IFERROR(IF(OR(G160=\"\",'Historical scenario - input'!$D145=\"\"),\"\",G160/'Historical scenario - input'!$D145),\"\")","v":""},{"$f":"IFERROR(IF(OR(H160=\"\",'Historical scenario - input'!$D145=\"\"),\"\",H160/'Historical scenario - input'!$D145),\"\")","v":""},{"$f":"IFERROR(IF(OR(I160=\"\",'Historical scenario - input'!$D145=\"\"),\"\",I160/'Historical scenario - input'!$D145),\"\")","v":""},{"$f":"IFERROR(IF(OR(J160=\"\",'Historical scenario - input'!$D145=\"\"),\"\",J160/'Historical scenario - input'!$D145),\"\")","v":""},{"$f":"IFERROR(IF(OR(K160=\"\",'Historical scenario - input'!$D145=\"\"),\"\",K160/'Historical scenario - input'!$D145),\"\")","v":""},{"$f":"IFERROR(IF(OR(L160=\"\",'Historical scenario - input'!$D145=\"\"),\"\",L160/'Historical scenario - input'!$D145),\"\")","v":""},{"$f":"IFERROR(IF(OR(M160=\"\",'Historical scenario - input'!$D145=\"\"),\"\",M160/'Historical scenario - input'!$D145),\"\")","v":""},{"$f":"IFERROR(IF(OR(N160=\"\",'Historical scenario - input'!$D145=\"\"),\"\",N160/'Historical scenario - input'!$D145),\"\")","v":""},{"$f":"IFERROR(IF(OR(O160=\"\",'Historical scenario - input'!$D145=\"\"),\"\",O160/'Historical scenario - input'!$D145),\"\")","v":""},{"$f":"IFERROR(IF(OR(P160=\"\",'Historical scenario - input'!$D145=\"\"),\"\",P160/'Historical scenario - input'!$D145),\"\")","v":""},{"$f":"IFERROR(IF(OR(Q160=\"\",'Historical scenario - input'!$D145=\"\"),\"\",Q160/'Historical scenario - input'!$D145),\"\")","v":""},{"$f":"IFERROR(IF(OR(R160=\"\",'Historical scenario - input'!$D145=\"\"),\"\",R160/'Historical scenario - input'!$D145),\"\")","v":""},{"$f":"IFERROR(IF(OR(S160=\"\",'Historical scenario - input'!$D145=\"\"),\"\",S160/'Historical scenario - input'!$D145),\"\")","v":""},{"$f":"IFERROR(IF(OR(T160=\"\",'Historical scenario - input'!$D145=\"\"),\"\",T160/'Historical scenario - input'!$D145),\"\")","v":""},{"$f":"IFERROR(IF(OR(U160=\"\",'Historical scenario - input'!$D145=\"\"),\"\",U160/'Historical scenario - input'!$D145),\"\")","v":""},{"$f":"IFERROR(IF(OR(V160=\"\",'Historical scenario - input'!$D145=\"\"),\"\",V160/'Historical scenario - input'!$D145),\"\")","v":""},{"$f":"IFERROR(IF(OR(W160=\"\",'Historical scenario - input'!$D145=\"\"),\"\",W160/'Historical scenario - input'!$D145),\"\")","v":""}]
[{"$f":"IFERROR('Historical scenario - input'!A146,\"\")","v":""},{"$f":"IFERROR('Historical scenario - input'!B146,\"\")","v":0},{"$f":"IFERROR('Historical scenario - input'!C146,\"\")","v":0},{"$f":"IFERROR(repcalc('Historical scenario - input'!$CV146:$GH146,'Historical scenario - input'!$G146,'Historical scenario - input'!$E146,'Historical scenario - input'!$F146,20,TRUE,TRUE),\"\")","v":""},"","","","","","","","","","","","","","","","","","","",{"$f":"IFERROR(IF(OR(D161=\"\",'Historical scenario - input'!$D146=\"\"),\"\",D161/'Historical scenario - input'!$D146),\"\")","v":""},{"$f":"IFERROR(IF(OR(E161=\"\",'Historical scenario - input'!$D146=\"\"),\"\",E161/'Historical scenario - input'!$D146),\"\")","v":""},{"$f":"IFERROR(IF(OR(F161=\"\",'Historical scenario - input'!$D146=\"\"),\"\",F161/'Historical scenario - input'!$D146),\"\")","v":""},{"$f":"IFERROR(IF(OR(G161=\"\",'Historical scenario - input'!$D146=\"\"),\"\",G161/'Historical scenario - input'!$D146),\"\")","v":""},{"$f":"IFERROR(IF(OR(H161=\"\",'Historical scenario - input'!$D146=\"\"),\"\",H161/'Historical scenario - input'!$D146),\"\")","v":""},{"$f":"IFERROR(IF(OR(I161=\"\",'Historical scenario - input'!$D146=\"\"),\"\",I161/'Historical scenario - input'!$D146),\"\")","v":""},{"$f":"IFERROR(IF(OR(J161=\"\",'Historical scenario - input'!$D146=\"\"),\"\",J161/'Historical scenario - input'!$D146),\"\")","v":""},{"$f":"IFERROR(IF(OR(K161=\"\",'Historical scenario - input'!$D146=\"\"),\"\",K161/'Historical scenario - input'!$D146),\"\")","v":""},{"$f":"IFERROR(IF(OR(L161=\"\",'Historical scenario - input'!$D146=\"\"),\"\",L161/'Historical scenario - input'!$D146),\"\")","v":""},{"$f":"IFERROR(IF(OR(M161=\"\",'Historical scenario - input'!$D146=\"\"),\"\",M161/'Historical scenario - input'!$D146),\"\")","v":""},{"$f":"IFERROR(IF(OR(N161=\"\",'Historical scenario - input'!$D146=\"\"),\"\",N161/'Historical scenario - input'!$D146),\"\")","v":""},{"$f":"IFERROR(IF(OR(O161=\"\",'Historical scenario - input'!$D146=\"\"),\"\",O161/'Historical scenario - input'!$D146),\"\")","v":""},{"$f":"IFERROR(IF(OR(P161=\"\",'Historical scenario - input'!$D146=\"\"),\"\",P161/'Historical scenario - input'!$D146),\"\")","v":""},{"$f":"IFERROR(IF(OR(Q161=\"\",'Historical scenario - input'!$D146=\"\"),\"\",Q161/'Historical scenario - input'!$D146),\"\")","v":""},{"$f":"IFERROR(IF(OR(R161=\"\",'Historical scenario - input'!$D146=\"\"),\"\",R161/'Historical scenario - input'!$D146),\"\")","v":""},{"$f":"IFERROR(IF(OR(S161=\"\",'Historical scenario - input'!$D146=\"\"),\"\",S161/'Historical scenario - input'!$D146),\"\")","v":""},{"$f":"IFERROR(IF(OR(T161=\"\",'Historical scenario - input'!$D146=\"\"),\"\",T161/'Historical scenario - input'!$D146),\"\")","v":""},{"$f":"IFERROR(IF(OR(U161=\"\",'Historical scenario - input'!$D146=\"\"),\"\",U161/'Historical scenario - input'!$D146),\"\")","v":""},{"$f":"IFERROR(IF(OR(V161=\"\",'Historical scenario - input'!$D146=\"\"),\"\",V161/'Historical scenario - input'!$D146),\"\")","v":""},{"$f":"IFERROR(IF(OR(W161=\"\",'Historical scenario - input'!$D146=\"\"),\"\",W161/'Historical scenario - input'!$D146),\"\")","v":""}]
[{"$f":"IFERROR('Historical scenario - input'!A147,\"\")","v":""},{"$f":"IFERROR('Historical scenario - input'!B147,\"\")","v":0},{"$f":"IFERROR('Historical scenario - input'!C147,\"\")","v":0},{"$f":"IFERROR(repcalc('Historical scenario - input'!$CV147:$GH147,'Historical scenario - input'!$G147,'Historical scenario - input'!$E147,'Historical scenario - input'!$F147,20,TRUE,TRUE),\"\")","v":""},"","","","","","","","","","","","","","","","","","","",{"$f":"IFERROR(IF(OR(D162=\"\",'Historical scenario - input'!$D147=\"\"),\"\",D162/'Historical scenario - input'!$D147),\"\")","v":""},{"$f":"IFERROR(IF(OR(E162=\"\",'Historical scenario - input'!$D147=\"\"),\"\",E162/'Historical scenario - input'!$D147),\"\")","v":""},{"$f":"IFERROR(IF(OR(F162=\"\",'Historical scenario - input'!$D147=\"\"),\"\",F162/'Historical scenario - input'!$D147),\"\")","v":""},{"$f":"IFERROR(IF(OR(G162=\"\",'Historical scenario - input'!$D147=\"\"),\"\",G162/'Historical scenario - input'!$D147),\"\")","v":""},{"$f":"IFERROR(IF(OR(H162=\"\",'Historical scenario - input'!$D147=\"\"),\"\",H162/'Historical scenario - input'!$D147),\"\")","v":""},{"$f":"IFERROR(IF(OR(I162=\"\",'Historical scenario - input'!$D147=\"\"),\"\",I162/'Historical scenario - input'!$D147),\"\")","v":""},{"$f":"IFERROR(IF(OR(J162=\"\",'Historical scenario - input'!$D147=\"\"),\"\",J162/'Historical scenario - input'!$D147),\"\")","v":""},{"$f":"IFERROR(IF(OR(K162=\"\",'Historical scenario - input'!$D147=\"\"),\"\",K162/'Historical scenario - input'!$D147),\"\")","v":""},{"$f":"IFERROR(IF(OR(L162=\"\",'Historical scenario - input'!$D147=\"\"),\"\",L162/'Historical scenario - input'!$D147),\"\")","v":""},{"$f":"IFERROR(IF(OR(M162=\"\",'Historical scenario - input'!$D147=\"\"),\"\",M162/'Historical scenario - input'!$D147),\"\")","v":""},{"$f":"IFERROR(IF(OR(N162=\"\",'Historical scenario - input'!$D147=\"\"),\"\",N162/'Historical scenario - input'!$D147),\"\")","v":""},{"$f":"IFERROR(IF(OR(O162=\"\",'Historical scenario - input'!$D147=\"\"),\"\",O162/'Historical scenario - input'!$D147),\"\")","v":""},{"$f":"IFERROR(IF(OR(P162=\"\",'Historical scenario - input'!$D147=\"\"),\"\",P162/'Historical scenario - input'!$D147),\"\")","v":""},{"$f":"IFERROR(IF(OR(Q162=\"\",'Historical scenario - input'!$D147=\"\"),\"\",Q162/'Historical scenario - input'!$D147),\"\")","v":""},{"$f":"IFERROR(IF(OR(R162=\"\",'Historical scenario - input'!$D147=\"\"),\"\",R162/'Historical scenario - input'!$D147),\"\")","v":""},{"$f":"IFERROR(IF(OR(S162=\"\",'Historical scenario - input'!$D147=\"\"),\"\",S162/'Historical scenario - input'!$D147),\"\")","v":""},{"$f":"IFERROR(IF(OR(T162=\"\",'Historical scenario - input'!$D147=\"\"),\"\",T162/'Historical scenario - input'!$D147),\"\")","v":""},{"$f":"IFERROR(IF(OR(U162=\"\",'Historical scenario - input'!$D147=\"\"),\"\",U162/'Historical scenario - input'!$D147),\"\")","v":""},{"$f":"IFERROR(IF(OR(V162=\"\",'Historical scenario - input'!$D147=\"\"),\"\",V162/'Historical scenario - input'!$D147),\"\")","v":""},{"$f":"IFERROR(IF(OR(W162=\"\",'Historical scenario - input'!$D147=\"\"),\"\",W162/'Historical scenario - input'!$D147),\"\")","v":""}]
[{"$f":"IFERROR('Historical scenario - input'!A148,\"\")","v":""},{"$f":"IFERROR('Historical scenario - input'!B148,\"\")","v":0},{"$f":"IFERROR('Historical scenario - input'!C148,\"\")","v":0},{"$f":"IFERROR(repcalc('Historical scenario - input'!$CV148:$GH148,'Historical scenario - input'!$G148,'Historical scenario - input'!$E148,'Historical scenario - input'!$F148,20,TRUE,TRUE),\"\")","v":""},"","","","","","","","","","","","","","","","","","","",{"$f":"IFERROR(IF(OR(D163=\"\",'Historical scenario - input'!$D148=\"\"),\"\",D163/'Historical scenario - input'!$D148),\"\")","v":""},{"$f":"IFERROR(IF(OR(E163=\"\",'Historical scenario - input'!$D148=\"\"),\"\",E163/'Historical scenario - input'!$D148),\"\")","v":""},{"$f":"IFERROR(IF(OR(F163=\"\",'Historical scenario - input'!$D148=\"\"),\"\",F163/'Historical scenario - input'!$D148),\"\")","v":""},{"$f":"IFERROR(IF(OR(G163=\"\",'Historical scenario - input'!$D148=\"\"),\"\",G163/'Historical scenario - input'!$D148),\"\")","v":""},{"$f":"IFERROR(IF(OR(H163=\"\",'Historical scenario - input'!$D148=\"\"),\"\",H163/'Historical scenario - input'!$D148),\"\")","v":""},{"$f":"IFERROR(IF(OR(I163=\"\",'Historical scenario - input'!$D148=\"\"),\"\",I163/'Historical scenario - input'!$D148),\"\")","v":""},{"$f":"IFERROR(IF(OR(J163=\"\",'Historical scenario - input'!$D148=\"\"),\"\",J163/'Historical scenario - input'!$D148),\"\")","v":""},{"$f":"IFERROR(IF(OR(K163=\"\",'Historical scenario - input'!$D148=\"\"),\"\",K163/'Historical scenario - input'!$D148),\"\")","v":""},{"$f":"IFERROR(IF(OR(L163=\"\",'Historical scenario - input'!$D148=\"\"),\"\",L163/'Historical scenario - input'!$D148),\"\")","v":""},{"$f":"IFERROR(IF(OR(M163=\"\",'Historical scenario - input'!$D148=\"\"),\"\",M163/'Historical scenario - input'!$D148),\"\")","v":""},{"$f":"IFERROR(IF(OR(N163=\"\",'Historical scenario - input'!$D148=\"\"),\"\",N163/'Historical scenario - input'!$D148),\"\")","v":""},{"$f":"IFERROR(IF(OR(O163=\"\",'Historical scenario - input'!$D148=\"\"),\"\",O163/'Historical scenario - input'!$D148),\"\")","v":""},{"$f":"IFERROR(IF(OR(P163=\"\",'Historical scenario - input'!$D148=\"\"),\"\",P163/'Historical scenario - input'!$D148),\"\")","v":""},{"$f":"IFERROR(IF(OR(Q163=\"\",'Historical scenario - input'!$D148=\"\"),\"\",Q163/'Historical scenario - input'!$D148),\"\")","v":""},{"$f":"IFERROR(IF(OR(R163=\"\",'Historical scenario - input'!$D148=\"\"),\"\",R163/'Historical scenario - input'!$D148),\"\")","v":""},{"$f":"IFERROR(IF(OR(S163=\"\",'Historical scenario - input'!$D148=\"\"),\"\",S163/'Historical scenario - input'!$D148),\"\")","v":""},{"$f":"IFERROR(IF(OR(T163=\"\",'Historical scenario - input'!$D148=\"\"),\"\",T163/'Historical scenario - input'!$D148),\"\")","v":""},{"$f":"IFERROR(IF(OR(U163=\"\",'Historical scenario - input'!$D148=\"\"),\"\",U163/'Historical scenario - input'!$D148),\"\")","v":""},{"$f":"IFERROR(IF(OR(V163=\"\",'Historical scenario - input'!$D148=\"\"),\"\",V163/'Historical scenario - input'!$D148),\"\")","v":""},{"$f":"IFERROR(IF(OR(W163=\"\",'Historical scenario - input'!$D148=\"\"),\"\",W163/'Historical scenario - input'!$D148),\"\")","v":""}]
[{"$f":"IFERROR('Historical scenario - input'!A149,\"\")","v":""},{"$f":"IFERROR('Historical scenario - input'!B149,\"\")","v":0},{"$f":"IFERROR('Historical scenario - input'!C149,\"\")","v":0},{"$f":"IFERROR(repcalc('Historical scenario - input'!$CV149:$GH149,'Historical scenario - input'!$G149,'Historical scenario - input'!$E149,'Historical scenario - input'!$F149,20,TRUE,TRUE),\"\")","v":""},"","","","","","","","","","","","","","","","","","","",{"$f":"IFERROR(IF(OR(D164=\"\",'Historical scenario - input'!$D149=\"\"),\"\",D164/'Historical scenario - input'!$D149),\"\")","v":""},{"$f":"IFERROR(IF(OR(E164=\"\",'Historical scenario - input'!$D149=\"\"),\"\",E164/'Historical scenario - input'!$D149),\"\")","v":""},{"$f":"IFERROR(IF(OR(F164=\"\",'Historical scenario - input'!$D149=\"\"),\"\",F164/'Historical scenario - input'!$D149),\"\")","v":""},{"$f":"IFERROR(IF(OR(G164=\"\",'Historical scenario - input'!$D149=\"\"),\"\",G164/'Historical scenario - input'!$D149),\"\")","v":""},{"$f":"IFERROR(IF(OR(H164=\"\",'Historical scenario - input'!$D149=\"\"),\"\",H164/'Historical scenario - input'!$D149),\"\")","v":""},{"$f":"IFERROR(IF(OR(I164=\"\",'Historical scenario - input'!$D149=\"\"),\"\",I164/'Historical scenario - input'!$D149),\"\")","v":""},{"$f":"IFERROR(IF(OR(J164=\"\",'Historical scenario - input'!$D149=\"\"),\"\",J164/'Historical scenario - input'!$D149),\"\")","v":""},{"$f":"IFERROR(IF(OR(K164=\"\",'Historical scenario - input'!$D149=\"\"),\"\",K164/'Historical scenario - input'!$D149),\"\")","v":""},{"$f":"IFERROR(IF(OR(L164=\"\",'Historical scenario - input'!$D149=\"\"),\"\",L164/'Historical scenario - input'!$D149),\"\")","v":""},{"$f":"IFERROR(IF(OR(M164=\"\",'Historical scenario - input'!$D149=\"\"),\"\",M164/'Historical scenario - input'!$D149),\"\")","v":""},{"$f":"IFERROR(IF(OR(N164=\"\",'Historical scenario - input'!$D149=\"\"),\"\",N164/'Historical scenario - input'!$D149),\"\")","v":""},{"$f":"IFERROR(IF(OR(O164=\"\",'Historical scenario - input'!$D149=\"\"),\"\",O164/'Historical scenario - input'!$D149),\"\")","v":""},{"$f":"IFERROR(IF(OR(P164=\"\",'Historical scenario - input'!$D149=\"\"),\"\",P164/'Historical scenario - input'!$D149),\"\")","v":""},{"$f":"IFERROR(IF(OR(Q164=\"\",'Historical scenario - input'!$D149=\"\"),\"\",Q164/'Historical scenario - input'!$D149),\"\")","v":""},{"$f":"IFERROR(IF(OR(R164=\"\",'Historical scenario - input'!$D149=\"\"),\"\",R164/'Historical scenario - input'!$D149),\"\")","v":""},{"$f":"IFERROR(IF(OR(S164=\"\",'Historical scenario - input'!$D149=\"\"),\"\",S164/'Historical scenario - input'!$D149),\"\")","v":""},{"$f":"IFERROR(IF(OR(T164=\"\",'Historical scenario - input'!$D149=\"\"),\"\",T164/'Historical scenario - input'!$D149),\"\")","v":""},{"$f":"IFERROR(IF(OR(U164=\"\",'Historical scenario - input'!$D149=\"\"),\"\",U164/'Historical scenario - input'!$D149),\"\")","v":""},{"$f":"IFERROR(IF(OR(V164=\"\",'Historical scenario - input'!$D149=\"\"),\"\",V164/'Historical scenario - input'!$D149),\"\")","v":""},{"$f":"IFERROR(IF(OR(W164=\"\",'Historical scenario - input'!$D149=\"\"),\"\",W164/'Historical scenario - input'!$D149),\"\")","v":""}]
[{"$f":"IFERROR('Historical scenario - input'!A150,\"\")","v":""},{"$f":"IFERROR('Historical scenario - input'!B150,\"\")","v":0},{"$f":"IFERROR('Historical scenario - input'!C150,\"\")","v":0},{"$f":"IFERROR(repcalc('Historical scenario - input'!$CV150:$GH150,'Historical scenario - input'!$G150,'Historical scenario - input'!$E150,'Historical scenario - input'!$F150,20,TRUE,TRUE),\"\")","v":""},"","","","","","","","","","","","","","","","","","","",{"$f":"IFERROR(IF(OR(D165=\"\",'Historical scenario - input'!$D150=\"\"),\"\",D165/'Historical scenario - input'!$D150),\"\")","v":""},{"$f":"IFERROR(IF(OR(E165=\"\",'Historical scenario - input'!$D150=\"\"),\"\",E165/'Historical scenario - input'!$D150),\"\")","v":""},{"$f":"IFERROR(IF(OR(F165=\"\",'Historical scenario - input'!$D150=\"\"),\"\",F165/'Historical scenario - input'!$D150),\"\")","v":""},{"$f":"IFERROR(IF(OR(G165=\"\",'Historical scenario - input'!$D150=\"\"),\"\",G165/'Historical scenario - input'!$D150),\"\")","v":""},{"$f":"IFERROR(IF(OR(H165=\"\",'Historical scenario - input'!$D150=\"\"),\"\",H165/'Historical scenario - input'!$D150),\"\")","v":""},{"$f":"IFERROR(IF(OR(I165=\"\",'Historical scenario - input'!$D150=\"\"),\"\",I165/'Historical scenario - input'!$D150),\"\")","v":""},{"$f":"IFERROR(IF(OR(J165=\"\",'Historical scenario - input'!$D150=\"\"),\"\",J165/'Historical scenario - input'!$D150),\"\")","v":""},{"$f":"IFERROR(IF(OR(K165=\"\",'Historical scenario - input'!$D150=\"\"),\"\",K165/'Historical scenario - input'!$D150),\"\")","v":""},{"$f":"IFERROR(IF(OR(L165=\"\",'Historical scenario - input'!$D150=\"\"),\"\",L165/'Historical scenario - input'!$D150),\"\")","v":""},{"$f":"IFERROR(IF(OR(M165=\"\",'Historical scenario - input'!$D150=\"\"),\"\",M165/'Historical scenario - input'!$D150),\"\")","v":""},{"$f":"IFERROR(IF(OR(N165=\"\",'Historical scenario - input'!$D150=\"\"),\"\",N165/'Historical scenario - input'!$D150),\"\")","v":""},{"$f":"IFERROR(IF(OR(O165=\"\",'Historical scenario - input'!$D150=\"\"),\"\",O165/'Historical scenario - input'!$D150),\"\")","v":""},{"$f":"IFERROR(IF(OR(P165=\"\",'Historical scenario - input'!$D150=\"\"),\"\",P165/'Historical scenario - input'!$D150),\"\")","v":""},{"$f":"IFERROR(IF(OR(Q165=\"\",'Historical scenario - input'!$D150=\"\"),\"\",Q165/'Historical scenario - input'!$D150),\"\")","v":""},{"$f":"IFERROR(IF(OR(R165=\"\",'Historical scenario - input'!$D150=\"\"),\"\",R165/'Historical scenario - input'!$D150),\"\")","v":""},{"$f":"IFERROR(IF(OR(S165=\"\",'Historical scenario - input'!$D150=\"\"),\"\",S165/'Historical scenario - input'!$D150),\"\")","v":""},{"$f":"IFERROR(IF(OR(T165=\"\",'Historical scenario - input'!$D150=\"\"),\"\",T165/'Historical scenario - input'!$D150),\"\")","v":""},{"$f":"IFERROR(IF(OR(U165=\"\",'Historical scenario - input'!$D150=\"\"),\"\",U165/'Historical scenario - input'!$D150),\"\")","v":""},{"$f":"IFERROR(IF(OR(V165=\"\",'Historical scenario - input'!$D150=\"\"),\"\",V165/'Historical scenario - input'!$D150),\"\")","v":""},{"$f":"IFERROR(IF(OR(W165=\"\",'Historical scenario - input'!$D150=\"\"),\"\",W165/'Historical scenario - input'!$D150),\"\")","v":""}]
[{"$f":"IFERROR('Historical scenario - input'!A151,\"\")","v":""},{"$f":"IFERROR('Historical scenario - input'!B151,\"\")","v":0},{"$f":"IFERROR('Historical scenario - input'!C151,\"\")","v":0},{"$f":"IFERROR(repcalc('Historical scenario - input'!$CV151:$GH151,'Historical scenario - input'!$G151,'Historical scenario - input'!$E151,'Historical scenario - input'!$F151,20,TRUE,TRUE),\"\")","v":""},"","","","","","","","","","","","","","","","","","","",{"$f":"IFERROR(IF(OR(D166=\"\",'Historical scenario - input'!$D151=\"\"),\"\",D166/'Historical scenario - input'!$D151),\"\")","v":""},{"$f":"IFERROR(IF(OR(E166=\"\",'Historical scenario - input'!$D151=\"\"),\"\",E166/'Historical scenario - input'!$D151),\"\")","v":""},{"$f":"IFERROR(IF(OR(F166=\"\",'Historical scenario - input'!$D151=\"\"),\"\",F166/'Historical scenario - input'!$D151),\"\")","v":""},{"$f":"IFERROR(IF(OR(G166=\"\",'Historical scenario - input'!$D151=\"\"),\"\",G166/'Historical scenario - input'!$D151),\"\")","v":""},{"$f":"IFERROR(IF(OR(H166=\"\",'Historical scenario - input'!$D151=\"\"),\"\",H166/'Historical scenario - input'!$D151),\"\")","v":""},{"$f":"IFERROR(IF(OR(I166=\"\",'Historical scenario - input'!$D151=\"\"),\"\",I166/'Historical scenario - input'!$D151),\"\")","v":""},{"$f":"IFERROR(IF(OR(J166=\"\",'Historical scenario - input'!$D151=\"\"),\"\",J166/'Historical scenario - input'!$D151),\"\")","v":""},{"$f":"IFERROR(IF(OR(K166=\"\",'Historical scenario - input'!$D151=\"\"),\"\",K166/'Historical scenario - input'!$D151),\"\")","v":""},{"$f":"IFERROR(IF(OR(L166=\"\",'Historical scenario - input'!$D151=\"\"),\"\",L166/'Historical scenario - input'!$D151),\"\")","v":""},{"$f":"IFERROR(IF(OR(M166=\"\",'Historical scenario - input'!$D151=\"\"),\"\",M166/'Historical scenario - input'!$D151),\"\")","v":""},{"$f":"IFERROR(IF(OR(N166=\"\",'Historical scenario - input'!$D151=\"\"),\"\",N166/'Historical scenario - input'!$D151),\"\")","v":""},{"$f":"IFERROR(IF(OR(O166=\"\",'Historical scenario - input'!$D151=\"\"),\"\",O166/'Historical scenario - input'!$D151),\"\")","v":""},{"$f":"IFERROR(IF(OR(P166=\"\",'Historical scenario - input'!$D151=\"\"),\"\",P166/'Historical scenario - input'!$D151),\"\")","v":""},{"$f":"IFERROR(IF(OR(Q166=\"\",'Historical scenario - input'!$D151=\"\"),\"\",Q166/'Historical scenario - input'!$D151),\"\")","v":""},{"$f":"IFERROR(IF(OR(R166=\"\",'Historical scenario - input'!$D151=\"\"),\"\",R166/'Historical scenario - input'!$D151),\"\")","v":""},{"$f":"IFERROR(IF(OR(S166=\"\",'Historical scenario - input'!$D151=\"\"),\"\",S166/'Historical scenario - input'!$D151),\"\")","v":""},{"$f":"IFERROR(IF(OR(T166=\"\",'Historical scenario - input'!$D151=\"\"),\"\",T166/'Historical scenario - input'!$D151),\"\")","v":""},{"$f":"IFERROR(IF(OR(U166=\"\",'Historical scenario - input'!$D151=\"\"),\"\",U166/'Historical scenario - input'!$D151),\"\")","v":""},{"$f":"IFERROR(IF(OR(V166=\"\",'Historical scenario - input'!$D151=\"\"),\"\",V166/'Historical scenario - input'!$D151),\"\")","v":""},{"$f":"IFERROR(IF(OR(W166=\"\",'Historical scenario - input'!$D151=\"\"),\"\",W166/'Historical scenario - input'!$D151),\"\")","v":""}]
[{"$f":"IFERROR('Historical scenario - input'!A152,\"\")","v":""},{"$f":"IFERROR('Historical scenario - input'!B152,\"\")","v":0},{"$f":"IFERROR('Historical scenario - input'!C152,\"\")","v":0},{"$f":"IFERROR(repcalc('Historical scenario - input'!$CV152:$GH152,'Historical scenario - input'!$G152,'Historical scenario - input'!$E152,'Historical scenario - input'!$F152,20,TRUE,TRUE),\"\")","v":""},"","","","","","","","","","","","","","","","","","","",{"$f":"IFERROR(IF(OR(D167=\"\",'Historical scenario - input'!$D152=\"\"),\"\",D167/'Historical scenario - input'!$D152),\"\")","v":""},{"$f":"IFERROR(IF(OR(E167=\"\",'Historical scenario - input'!$D152=\"\"),\"\",E167/'Historical scenario - input'!$D152),\"\")","v":""},{"$f":"IFERROR(IF(OR(F167=\"\",'Historical scenario - input'!$D152=\"\"),\"\",F167/'Historical scenario - input'!$D152),\"\")","v":""},{"$f":"IFERROR(IF(OR(G167=\"\",'Historical scenario - input'!$D152=\"\"),\"\",G167/'Historical scenario - input'!$D152),\"\")","v":""},{"$f":"IFERROR(IF(OR(H167=\"\",'Historical scenario - input'!$D152=\"\"),\"\",H167/'Historical scenario - input'!$D152),\"\")","v":""},{"$f":"IFERROR(IF(OR(I167=\"\",'Historical scenario - input'!$D152=\"\"),\"\",I167/'Historical scenario - input'!$D152),\"\")","v":""},{"$f":"IFERROR(IF(OR(J167=\"\",'Historical scenario - input'!$D152=\"\"),\"\",J167/'Historical scenario - input'!$D152),\"\")","v":""},{"$f":"IFERROR(IF(OR(K167=\"\",'Historical scenario - input'!$D152=\"\"),\"\",K167/'Historical scenario - input'!$D152),\"\")","v":""},{"$f":"IFERROR(IF(OR(L167=\"\",'Historical scenario - input'!$D152=\"\"),\"\",L167/'Historical scenario - input'!$D152),\"\")","v":""},{"$f":"IFERROR(IF(OR(M167=\"\",'Historical scenario - input'!$D152=\"\"),\"\",M167/'Historical scenario - input'!$D152),\"\")","v":""},{"$f":"IFERROR(IF(OR(N167=\"\",'Historical scenario - input'!$D152=\"\"),\"\",N167/'Historical scenario - input'!$D152),\"\")","v":""},{"$f":"IFERROR(IF(OR(O167=\"\",'Historical scenario - input'!$D152=\"\"),\"\",O167/'Historical scenario - input'!$D152),\"\")","v":""},{"$f":"IFERROR(IF(OR(P167=\"\",'Historical scenario - input'!$D152=\"\"),\"\",P167/'Historical scenario - input'!$D152),\"\")","v":""},{"$f":"IFERROR(IF(OR(Q167=\"\",'Historical scenario - input'!$D152=\"\"),\"\",Q167/'Historical scenario - input'!$D152),\"\")","v":""},{"$f":"IFERROR(IF(OR(R167=\"\",'Historical scenario - input'!$D152=\"\"),\"\",R167/'Historical scenario - input'!$D152),\"\")","v":""},{"$f":"IFERROR(IF(OR(S167=\"\",'Historical scenario - input'!$D152=\"\"),\"\",S167/'Historical scenario - input'!$D152),\"\")","v":""},{"$f":"IFERROR(IF(OR(T167=\"\",'Historical scenario - input'!$D152=\"\"),\"\",T167/'Historical scenario - input'!$D152),\"\")","v":""},{"$f":"IFERROR(IF(OR(U167=\"\",'Historical scenario - input'!$D152=\"\"),\"\",U167/'Historical scenario - input'!$D152),\"\")","v":""},{"$f":"IFERROR(IF(OR(V167=\"\",'Historical scenario - input'!$D152=\"\"),\"\",V167/'Historical scenario - input'!$D152),\"\")","v":""},{"$f":"IFERROR(IF(OR(W167=\"\",'Historical scenario - input'!$D152=\"\"),\"\",W167/'Historical scenario - input'!$D152),\"\")","v":""}]
[{"$f":"IFERROR('Historical scenario - input'!A153,\"\")","v":""},{"$f":"IFERROR('Historical scenario - input'!B153,\"\")","v":0},{"$f":"IFERROR('Historical scenario - input'!C153,\"\")","v":0},{"$f":"IFERROR(repcalc('Historical scenario - input'!$CV153:$GH153,'Historical scenario - input'!$G153,'Historical scenario - input'!$E153,'Historical scenario - input'!$F153,20,TRUE,TRUE),\"\")","v":""},"","","","","","","","","","","","","","","","","","","",{"$f":"IFERROR(IF(OR(D168=\"\",'Historical scenario - input'!$D153=\"\"),\"\",D168/'Historical scenario - input'!$D153),\"\")","v":""},{"$f":"IFERROR(IF(OR(E168=\"\",'Historical scenario - input'!$D153=\"\"),\"\",E168/'Historical scenario - input'!$D153),\"\")","v":""},{"$f":"IFERROR(IF(OR(F168=\"\",'Historical scenario - input'!$D153=\"\"),\"\",F168/'Historical scenario - input'!$D153),\"\")","v":""},{"$f":"IFERROR(IF(OR(G168=\"\",'Historical scenario - input'!$D153=\"\"),\"\",G168/'Historical scenario - input'!$D153),\"\")","v":""},{"$f":"IFERROR(IF(OR(H168=\"\",'Historical scenario - input'!$D153=\"\"),\"\",H168/'Historical scenario - input'!$D153),\"\")","v":""},{"$f":"IFERROR(IF(OR(I168=\"\",'Historical scenario - input'!$D153=\"\"),\"\",I168/'Historical scenario - input'!$D153),\"\")","v":""},{"$f":"IFERROR(IF(OR(J168=\"\",'Historical scenario - input'!$D153=\"\"),\"\",J168/'Historical scenario - input'!$D153),\"\")","v":""},{"$f":"IFERROR(IF(OR(K168=\"\",'Historical scenario - input'!$D153=\"\"),\"\",K168/'Historical scenario - input'!$D153),\"\")","v":""},{"$f":"IFERROR(IF(OR(L168=\"\",'Historical scenario - input'!$D153=\"\"),\"\",L168/'Historical scenario - input'!$D153),\"\")","v":""},{"$f":"IFERROR(IF(OR(M168=\"\",'Historical scenario - input'!$D153=\"\"),\"\",M168/'Historical scenario - input'!$D153),\"\")","v":""},{"$f":"IFERROR(IF(OR(N168=\"\",'Historical scenario - input'!$D153=\"\"),\"\",N168/'Historical scenario - input'!$D153),\"\")","v":""},{"$f":"IFERROR(IF(OR(O168=\"\",'Historical scenario - input'!$D153=\"\"),\"\",O168/'Historical scenario - input'!$D153),\"\")","v":""},{"$f":"IFERROR(IF(OR(P168=\"\",'Historical scenario - input'!$D153=\"\"),\"\",P168/'Historical scenario - input'!$D153),\"\")","v":""},{"$f":"IFERROR(IF(OR(Q168=\"\",'Historical scenario - input'!$D153=\"\"),\"\",Q168/'Historical scenario - input'!$D153),\"\")","v":""},{"$f":"IFERROR(IF(OR(R168=\"\",'Historical scenario - input'!$D153=\"\"),\"\",R168/'Historical scenario - input'!$D153),\"\")","v":""},{"$f":"IFERROR(IF(OR(S168=\"\",'Historical scenario - input'!$D153=\"\"),\"\",S168/'Historical scenario - input'!$D153),\"\")","v":""},{"$f":"IFERROR(IF(OR(T168=\"\",'Historical scenario - input'!$D153=\"\"),\"\",T168/'Historical scenario - input'!$D153),\"\")","v":""},{"$f":"IFERROR(IF(OR(U168=\"\",'Historical scenario - input'!$D153=\"\"),\"\",U168/'Historical scenario - input'!$D153),\"\")","v":""},{"$f":"IFERROR(IF(OR(V168=\"\",'Historical scenario - input'!$D153=\"\"),\"\",V168/'Historical scenario - input'!$D153),\"\")","v":""},{"$f":"IFERROR(IF(OR(W168=\"\",'Historical scenario - input'!$D153=\"\"),\"\",W168/'Historical scenario - input'!$D153),\"\")","v":""}]
[{"$f":"IFERROR('Historical scenario - input'!A154,\"\")","v":""},{"$f":"IFERROR('Historical scenario - input'!B154,\"\")","v":0},{"$f":"IFERROR('Historical scenario - input'!C154,\"\")","v":0},{"$f":"IFERROR(repcalc('Historical scenario - input'!$CV154:$GH154,'Historical scenario - input'!$G154,'Historical scenario - input'!$E154,'Historical scenario - input'!$F154,20,TRUE,TRUE),\"\")","v":""},"","","","","","","","","","","","","","","","","","","",{"$f":"IFERROR(IF(OR(D169=\"\",'Historical scenario - input'!$D154=\"\"),\"\",D169/'Historical scenario - input'!$D154),\"\")","v":""},{"$f":"IFERROR(IF(OR(E169=\"\",'Historical scenario - input'!$D154=\"\"),\"\",E169/'Historical scenario - input'!$D154),\"\")","v":""},{"$f":"IFERROR(IF(OR(F169=\"\",'Historical scenario - input'!$D154=\"\"),\"\",F169/'Historical scenario - input'!$D154),\"\")","v":""},{"$f":"IFERROR(IF(OR(G169=\"\",'Historical scenario - input'!$D154=\"\"),\"\",G169/'Historical scenario - input'!$D154),\"\")","v":""},{"$f":"IFERROR(IF(OR(H169=\"\",'Historical scenario - input'!$D154=\"\"),\"\",H169/'Historical scenario - input'!$D154),\"\")","v":""},{"$f":"IFERROR(IF(OR(I169=\"\",'Historical scenario - input'!$D154=\"\"),\"\",I169/'Historical scenario - input'!$D154),\"\")","v":""},{"$f":"IFERROR(IF(OR(J169=\"\",'Historical scenario - input'!$D154=\"\"),\"\",J169/'Historical scenario - input'!$D154),\"\")","v":""},{"$f":"IFERROR(IF(OR(K169=\"\",'Historical scenario - input'!$D154=\"\"),\"\",K169/'Historical scenario - input'!$D154),\"\")","v":""},{"$f":"IFERROR(IF(OR(L169=\"\",'Historical scenario - input'!$D154=\"\"),\"\",L169/'Historical scenario - input'!$D154),\"\")","v":""},{"$f":"IFERROR(IF(OR(M169=\"\",'Historical scenario - input'!$D154=\"\"),\"\",M169/'Historical scenario - input'!$D154),\"\")","v":""},{"$f":"IFERROR(IF(OR(N169=\"\",'Historical scenario - input'!$D154=\"\"),\"\",N169/'Historical scenario - input'!$D154),\"\")","v":""},{"$f":"IFERROR(IF(OR(O169=\"\",'Historical scenario - input'!$D154=\"\"),\"\",O169/'Historical scenario - input'!$D154),\"\")","v":""},{"$f":"IFERROR(IF(OR(P169=\"\",'Historical scenario - input'!$D154=\"\"),\"\",P169/'Historical scenario - input'!$D154),\"\")","v":""},{"$f":"IFERROR(IF(OR(Q169=\"\",'Historical scenario - input'!$D154=\"\"),\"\",Q169/'Historical scenario - input'!$D154),\"\")","v":""},{"$f":"IFERROR(IF(OR(R169=\"\",'Historical scenario - input'!$D154=\"\"),\"\",R169/'Historical scenario - input'!$D154),\"\")","v":""},{"$f":"IFERROR(IF(OR(S169=\"\",'Historical scenario - input'!$D154=\"\"),\"\",S169/'Historical scenario - input'!$D154),\"\")","v":""},{"$f":"IFERROR(IF(OR(T169=\"\",'Historical scenario - input'!$D154=\"\"),\"\",T169/'Historical scenario - input'!$D154),\"\")","v":""},{"$f":"IFERROR(IF(OR(U169=\"\",'Historical scenario - input'!$D154=\"\"),\"\",U169/'Historical scenario - input'!$D154),\"\")","v":""},{"$f":"IFERROR(IF(OR(V169=\"\",'Historical scenario - input'!$D154=\"\"),\"\",V169/'Historical scenario - input'!$D154),\"\")","v":""},{"$f":"IFERROR(IF(OR(W169=\"\",'Historical scenario - input'!$D154=\"\"),\"\",W169/'Historical scenario - input'!$D154),\"\")","v":""}]
[{"$f":"IFERROR('Historical scenario - input'!A155,\"\")","v":""},{"$f":"IFERROR('Historical scenario - input'!B155,\"\")","v":0},{"$f":"IFERROR('Historical scenario - input'!C155,\"\")","v":0},{"$f":"IFERROR(repcalc('Historical scenario - input'!$CV155:$GH155,'Historical scenario - input'!$G155,'Historical scenario - input'!$E155,'Historical scenario - input'!$F155,20,TRUE,TRUE),\"\")","v":""},"","","","","","","","","","","","","","","","","","","",{"$f":"IFERROR(IF(OR(D170=\"\",'Historical scenario - input'!$D155=\"\"),\"\",D170/'Historical scenario - input'!$D155),\"\")","v":""},{"$f":"IFERROR(IF(OR(E170=\"\",'Historical scenario - input'!$D155=\"\"),\"\",E170/'Historical scenario - input'!$D155),\"\")","v":""},{"$f":"IFERROR(IF(OR(F170=\"\",'Historical scenario - input'!$D155=\"\"),\"\",F170/'Historical scenario - input'!$D155),\"\")","v":""},{"$f":"IFERROR(IF(OR(G170=\"\",'Historical scenario - input'!$D155=\"\"),\"\",G170/'Historical scenario - input'!$D155),\"\")","v":""},{"$f":"IFERROR(IF(OR(H170=\"\",'Historical scenario - input'!$D155=\"\"),\"\",H170/'Historical scenario - input'!$D155),\"\")","v":""},{"$f":"IFERROR(IF(OR(I170=\"\",'Historical scenario - input'!$D155=\"\"),\"\",I170/'Historical scenario - input'!$D155),\"\")","v":""},{"$f":"IFERROR(IF(OR(J170=\"\",'Historical scenario - input'!$D155=\"\"),\"\",J170/'Historical scenario - input'!$D155),\"\")","v":""},{"$f":"IFERROR(IF(OR(K170=\"\",'Historical scenario - input'!$D155=\"\"),\"\",K170/'Historical scenario - input'!$D155),\"\")","v":""},{"$f":"IFERROR(IF(OR(L170=\"\",'Historical scenario - input'!$D155=\"\"),\"\",L170/'Historical scenario - input'!$D155),\"\")","v":""},{"$f":"IFERROR(IF(OR(M170=\"\",'Historical scenario - input'!$D155=\"\"),\"\",M170/'Historical scenario - input'!$D155),\"\")","v":""},{"$f":"IFERROR(IF(OR(N170=\"\",'Historical scenario - input'!$D155=\"\"),\"\",N170/'Historical scenario - input'!$D155),\"\")","v":""},{"$f":"IFERROR(IF(OR(O170=\"\",'Historical scenario - input'!$D155=\"\"),\"\",O170/'Historical scenario - input'!$D155),\"\")","v":""},{"$f":"IFERROR(IF(OR(P170=\"\",'Historical scenario - input'!$D155=\"\"),\"\",P170/'Historical scenario - input'!$D155),\"\")","v":""},{"$f":"IFERROR(IF(OR(Q170=\"\",'Historical scenario - input'!$D155=\"\"),\"\",Q170/'Historical scenario - input'!$D155),\"\")","v":""},{"$f":"IFERROR(IF(OR(R170=\"\",'Historical scenario - input'!$D155=\"\"),\"\",R170/'Historical scenario - input'!$D155),\"\")","v":""},{"$f":"IFERROR(IF(OR(S170=\"\",'Historical scenario - input'!$D155=\"\"),\"\",S170/'Historical scenario - input'!$D155),\"\")","v":""},{"$f":"IFERROR(IF(OR(T170=\"\",'Historical scenario - input'!$D155=\"\"),\"\",T170/'Historical scenario - input'!$D155),\"\")","v":""},{"$f":"IFERROR(IF(OR(U170=\"\",'Historical scenario - input'!$D155=\"\"),\"\",U170/'Historical scenario - input'!$D155),\"\")","v":""},{"$f":"IFERROR(IF(OR(V170=\"\",'Historical scenario - input'!$D155=\"\"),\"\",V170/'Historical scenario - input'!$D155),\"\")","v":""},{"$f":"IFERROR(IF(OR(W170=\"\",'Historical scenario - input'!$D155=\"\"),\"\",W170/'Historical scenario - input'!$D155),\"\")","v":""}]
[{"$f":"IFERROR('Historical scenario - input'!A156,\"\")","v":""},{"$f":"IFERROR('Historical scenario - input'!B156,\"\")","v":0},{"$f":"IFERROR('Historical scenario - input'!C156,\"\")","v":0},{"$f":"IFERROR(repcalc('Historical scenario - input'!$CV156:$GH156,'Historical scenario - input'!$G156,'Historical scenario - input'!$E156,'Historical scenario - input'!$F156,20,TRUE,TRUE),\"\")","v":""},"","","","","","","","","","","","","","","","","","","",{"$f":"IFERROR(IF(OR(D171=\"\",'Historical scenario - input'!$D156=\"\"),\"\",D171/'Historical scenario - input'!$D156),\"\")","v":""},{"$f":"IFERROR(IF(OR(E171=\"\",'Historical scenario - input'!$D156=\"\"),\"\",E171/'Historical scenario - input'!$D156),\"\")","v":""},{"$f":"IFERROR(IF(OR(F171=\"\",'Historical scenario - input'!$D156=\"\"),\"\",F171/'Historical scenario - input'!$D156),\"\")","v":""},{"$f":"IFERROR(IF(OR(G171=\"\",'Historical scenario - input'!$D156=\"\"),\"\",G171/'Historical scenario - input'!$D156),\"\")","v":""},{"$f":"IFERROR(IF(OR(H171=\"\",'Historical scenario - input'!$D156=\"\"),\"\",H171/'Historical scenario - input'!$D156),\"\")","v":""},{"$f":"IFERROR(IF(OR(I171=\"\",'Historical scenario - input'!$D156=\"\"),\"\",I171/'Historical scenario - input'!$D156),\"\")","v":""},{"$f":"IFERROR(IF(OR(J171=\"\",'Historical scenario - input'!$D156=\"\"),\"\",J171/'Historical scenario - input'!$D156),\"\")","v":""},{"$f":"IFERROR(IF(OR(K171=\"\",'Historical scenario - input'!$D156=\"\"),\"\",K171/'Historical scenario - input'!$D156),\"\")","v":""},{"$f":"IFERROR(IF(OR(L171=\"\",'Historical scenario - input'!$D156=\"\"),\"\",L171/'Historical scenario - input'!$D156),\"\")","v":""},{"$f":"IFERROR(IF(OR(M171=\"\",'Historical scenario - input'!$D156=\"\"),\"\",M171/'Historical scenario - input'!$D156),\"\")","v":""},{"$f":"IFERROR(IF(OR(N171=\"\",'Historical scenario - input'!$D156=\"\"),\"\",N171/'Historical scenario - input'!$D156),\"\")","v":""},{"$f":"IFERROR(IF(OR(O171=\"\",'Historical scenario - input'!$D156=\"\"),\"\",O171/'Historical scenario - input'!$D156),\"\")","v":""},{"$f":"IFERROR(IF(OR(P171=\"\",'Historical scenario - input'!$D156=\"\"),\"\",P171/'Historical scenario - input'!$D156),\"\")","v":""},{"$f":"IFERROR(IF(OR(Q171=\"\",'Historical scenario - input'!$D156=\"\"),\"\",Q171/'Historical scenario - input'!$D156),\"\")","v":""},{"$f":"IFERROR(IF(OR(R171=\"\",'Historical scenario - input'!$D156=\"\"),\"\",R171/'Historical scenario - input'!$D156),\"\")","v":""},{"$f":"IFERROR(IF(OR(S171=\"\",'Historical scenario - input'!$D156=\"\"),\"\",S171/'Historical scenario - input'!$D156),\"\")","v":""},{"$f":"IFERROR(IF(OR(T171=\"\",'Historical scenario - input'!$D156=\"\"),\"\",T171/'Historical scenario - input'!$D156),\"\")","v":""},{"$f":"IFERROR(IF(OR(U171=\"\",'Historical scenario - input'!$D156=\"\"),\"\",U171/'Historical scenario - input'!$D156),\"\")","v":""},{"$f":"IFERROR(IF(OR(V171=\"\",'Historical scenario - input'!$D156=\"\"),\"\",V171/'Historical scenario - input'!$D156),\"\")","v":""},{"$f":"IFERROR(IF(OR(W171=\"\",'Historical scenario - input'!$D156=\"\"),\"\",W171/'Historical scenario - input'!$D156),\"\")","v":""}]
[{"$f":"IFERROR('Historical scenario - input'!A157,\"\")","v":""},{"$f":"IFERROR('Historical scenario - input'!B157,\"\")","v":0},{"$f":"IFERROR('Historical scenario - input'!C157,\"\")","v":0},{"$f":"IFERROR(repcalc('Historical scenario - input'!$CV157:$GH157,'Historical scenario - input'!$G157,'Historical scenario - input'!$E157,'Historical scenario - input'!$F157,20,TRUE,TRUE),\"\")","v":""},"","","","","","","","","","","","","","","","","","","",{"$f":"IFERROR(IF(OR(D172=\"\",'Historical scenario - input'!$D157=\"\"),\"\",D172/'Historical scenario - input'!$D157),\"\")","v":""},{"$f":"IFERROR(IF(OR(E172=\"\",'Historical scenario - input'!$D157=\"\"),\"\",E172/'Historical scenario - input'!$D157),\"\")","v":""},{"$f":"IFERROR(IF(OR(F172=\"\",'Historical scenario - input'!$D157=\"\"),\"\",F172/'Historical scenario - input'!$D157),\"\")","v":""},{"$f":"IFERROR(IF(OR(G172=\"\",'Historical scenario - input'!$D157=\"\"),\"\",G172/'Historical scenario - input'!$D157),\"\")","v":""},{"$f":"IFERROR(IF(OR(H172=\"\",'Historical scenario - input'!$D157=\"\"),\"\",H172/'Historical scenario - input'!$D157),\"\")","v":""},{"$f":"IFERROR(IF(OR(I172=\"\",'Historical scenario - input'!$D157=\"\"),\"\",I172/'Historical scenario - input'!$D157),\"\")","v":""},{"$f":"IFERROR(IF(OR(J172=\"\",'Historical scenario - input'!$D157=\"\"),\"\",J172/'Historical scenario - input'!$D157),\"\")","v":""},{"$f":"IFERROR(IF(OR(K172=\"\",'Historical scenario - input'!$D157=\"\"),\"\",K172/'Historical scenario - input'!$D157),\"\")","v":""},{"$f":"IFERROR(IF(OR(L172=\"\",'Historical scenario - input'!$D157=\"\"),\"\",L172/'Historical scenario - input'!$D157),\"\")","v":""},{"$f":"IFERROR(IF(OR(M172=\"\",'Historical scenario - input'!$D157=\"\"),\"\",M172/'Historical scenario - input'!$D157),\"\")","v":""},{"$f":"IFERROR(IF(OR(N172=\"\",'Historical scenario - input'!$D157=\"\"),\"\",N172/'Historical scenario - input'!$D157),\"\")","v":""},{"$f":"IFERROR(IF(OR(O172=\"\",'Historical scenario - input'!$D157=\"\"),\"\",O172/'Historical scenario - input'!$D157),\"\")","v":""},{"$f":"IFERROR(IF(OR(P172=\"\",'Historical scenario - input'!$D157=\"\"),\"\",P172/'Historical scenario - input'!$D157),\"\")","v":""},{"$f":"IFERROR(IF(OR(Q172=\"\",'Historical scenario - input'!$D157=\"\"),\"\",Q172/'Historical scenario - input'!$D157),\"\")","v":""},{"$f":"IFERROR(IF(OR(R172=\"\",'Historical scenario - input'!$D157=\"\"),\"\",R172/'Historical scenario - input'!$D157),\"\")","v":""},{"$f":"IFERROR(IF(OR(S172=\"\",'Historical scenario - input'!$D157=\"\"),\"\",S172/'Historical scenario - input'!$D157),\"\")","v":""},{"$f":"IFERROR(IF(OR(T172=\"\",'Historical scenario - input'!$D157=\"\"),\"\",T172/'Historical scenario - input'!$D157),\"\")","v":""},{"$f":"IFERROR(IF(OR(U172=\"\",'Historical scenario - input'!$D157=\"\"),\"\",U172/'Historical scenario - input'!$D157),\"\")","v":""},{"$f":"IFERROR(IF(OR(V172=\"\",'Historical scenario - input'!$D157=\"\"),\"\",V172/'Historical scenario - input'!$D157),\"\")","v":""},{"$f":"IFERROR(IF(OR(W172=\"\",'Historical scenario - input'!$D157=\"\"),\"\",W172/'Historical scenario - input'!$D157),\"\")","v":""}]
[{"$f":"IFERROR('Historical scenario - input'!A158,\"\")","v":""},{"$f":"IFERROR('Historical scenario - input'!B158,\"\")","v":0},{"$f":"IFERROR('Historical scenario - input'!C158,\"\")","v":0},{"$f":"IFERROR(repcalc('Historical scenario - input'!$CV158:$GH158,'Historical scenario - input'!$G158,'Historical scenario - input'!$E158,'Historical scenario - input'!$F158,20,TRUE,TRUE),\"\")","v":""},"","","","","","","","","","","","","","","","","","","",{"$f":"IFERROR(IF(OR(D173=\"\",'Historical scenario - input'!$D158=\"\"),\"\",D173/'Historical scenario - input'!$D158),\"\")","v":""},{"$f":"IFERROR(IF(OR(E173=\"\",'Historical scenario - input'!$D158=\"\"),\"\",E173/'Historical scenario - input'!$D158),\"\")","v":""},{"$f":"IFERROR(IF(OR(F173=\"\",'Historical scenario - input'!$D158=\"\"),\"\",F173/'Historical scenario - input'!$D158),\"\")","v":""},{"$f":"IFERROR(IF(OR(G173=\"\",'Historical scenario - input'!$D158=\"\"),\"\",G173/'Historical scenario - input'!$D158),\"\")","v":""},{"$f":"IFERROR(IF(OR(H173=\"\",'Historical scenario - input'!$D158=\"\"),\"\",H173/'Historical scenario - input'!$D158),\"\")","v":""},{"$f":"IFERROR(IF(OR(I173=\"\",'Historical scenario - input'!$D158=\"\"),\"\",I173/'Historical scenario - input'!$D158),\"\")","v":""},{"$f":"IFERROR(IF(OR(J173=\"\",'Historical scenario - input'!$D158=\"\"),\"\",J173/'Historical scenario - input'!$D158),\"\")","v":""},{"$f":"IFERROR(IF(OR(K173=\"\",'Historical scenario - input'!$D158=\"\"),\"\",K173/'Historical scenario - input'!$D158),\"\")","v":""},{"$f":"IFERROR(IF(OR(L173=\"\",'Historical scenario - input'!$D158=\"\"),\"\",L173/'Historical scenario - input'!$D158),\"\")","v":""},{"$f":"IFERROR(IF(OR(M173=\"\",'Historical scenario - input'!$D158=\"\"),\"\",M173/'Historical scenario - input'!$D158),\"\")","v":""},{"$f":"IFERROR(IF(OR(N173=\"\",'Historical scenario - input'!$D158=\"\"),\"\",N173/'Historical scenario - input'!$D158),\"\")","v":""},{"$f":"IFERROR(IF(OR(O173=\"\",'Historical scenario - input'!$D158=\"\"),\"\",O173/'Historical scenario - input'!$D158),\"\")","v":""},{"$f":"IFERROR(IF(OR(P173=\"\",'Historical scenario - input'!$D158=\"\"),\"\",P173/'Historical scenario - input'!$D158),\"\")","v":""},{"$f":"IFERROR(IF(OR(Q173=\"\",'Historical scenario - input'!$D158=\"\"),\"\",Q173/'Historical scenario - input'!$D158),\"\")","v":""},{"$f":"IFERROR(IF(OR(R173=\"\",'Historical scenario - input'!$D158=\"\"),\"\",R173/'Historical scenario - input'!$D158),\"\")","v":""},{"$f":"IFERROR(IF(OR(S173=\"\",'Historical scenario - input'!$D158=\"\"),\"\",S173/'Historical scenario - input'!$D158),\"\")","v":""},{"$f":"IFERROR(IF(OR(T173=\"\",'Historical scenario - input'!$D158=\"\"),\"\",T173/'Historical scenario - input'!$D158),\"\")","v":""},{"$f":"IFERROR(IF(OR(U173=\"\",'Historical scenario - input'!$D158=\"\"),\"\",U173/'Historical scenario - input'!$D158),\"\")","v":""},{"$f":"IFERROR(IF(OR(V173=\"\",'Historical scenario - input'!$D158=\"\"),\"\",V173/'Historical scenario - input'!$D158),\"\")","v":""},{"$f":"IFERROR(IF(OR(W173=\"\",'Historical scenario - input'!$D158=\"\"),\"\",W173/'Historical scenario - input'!$D158),\"\")","v":""}]
[{"$f":"IFERROR('Historical scenario - input'!A159,\"\")","v":""},{"$f":"IFERROR('Historical scenario - input'!B159,\"\")","v":0},{"$f":"IFERROR('Historical scenario - input'!C159,\"\")","v":0},{"$f":"IFERROR(repcalc('Historical scenario - input'!$CV159:$GH159,'Historical scenario - input'!$G159,'Historical scenario - input'!$E159,'Historical scenario - input'!$F159,20,TRUE,TRUE),\"\")","v":""},"","","","","","","","","","","","","","","","","","","",{"$f":"IFERROR(IF(OR(D174=\"\",'Historical scenario - input'!$D159=\"\"),\"\",D174/'Historical scenario - input'!$D159),\"\")","v":""},{"$f":"IFERROR(IF(OR(E174=\"\",'Historical scenario - input'!$D159=\"\"),\"\",E174/'Historical scenario - input'!$D159),\"\")","v":""},{"$f":"IFERROR(IF(OR(F174=\"\",'Historical scenario - input'!$D159=\"\"),\"\",F174/'Historical scenario - input'!$D159),\"\")","v":""},{"$f":"IFERROR(IF(OR(G174=\"\",'Historical scenario - input'!$D159=\"\"),\"\",G174/'Historical scenario - input'!$D159),\"\")","v":""},{"$f":"IFERROR(IF(OR(H174=\"\",'Historical scenario - input'!$D159=\"\"),\"\",H174/'Historical scenario - input'!$D159),\"\")","v":""},{"$f":"IFERROR(IF(OR(I174=\"\",'Historical scenario - input'!$D159=\"\"),\"\",I174/'Historical scenario - input'!$D159),\"\")","v":""},{"$f":"IFERROR(IF(OR(J174=\"\",'Historical scenario - input'!$D159=\"\"),\"\",J174/'Historical scenario - input'!$D159),\"\")","v":""},{"$f":"IFERROR(IF(OR(K174=\"\",'Historical scenario - input'!$D159=\"\"),\"\",K174/'Historical scenario - input'!$D159),\"\")","v":""},{"$f":"IFERROR(IF(OR(L174=\"\",'Historical scenario - input'!$D159=\"\"),\"\",L174/'Historical scenario - input'!$D159),\"\")","v":""},{"$f":"IFERROR(IF(OR(M174=\"\",'Historical scenario - input'!$D159=\"\"),\"\",M174/'Historical scenario - input'!$D159),\"\")","v":""},{"$f":"IFERROR(IF(OR(N174=\"\",'Historical scenario - input'!$D159=\"\"),\"\",N174/'Historical scenario - input'!$D159),\"\")","v":""},{"$f":"IFERROR(IF(OR(O174=\"\",'Historical scenario - input'!$D159=\"\"),\"\",O174/'Historical scenario - input'!$D159),\"\")","v":""},{"$f":"IFERROR(IF(OR(P174=\"\",'Historical scenario - input'!$D159=\"\"),\"\",P174/'Historical scenario - input'!$D159),\"\")","v":""},{"$f":"IFERROR(IF(OR(Q174=\"\",'Historical scenario - input'!$D159=\"\"),\"\",Q174/'Historical scenario - input'!$D159),\"\")","v":""},{"$f":"IFERROR(IF(OR(R174=\"\",'Historical scenario - input'!$D159=\"\"),\"\",R174/'Historical scenario - input'!$D159),\"\")","v":""},{"$f":"IFERROR(IF(OR(S174=\"\",'Historical scenario - input'!$D159=\"\"),\"\",S174/'Historical scenario - input'!$D159),\"\")","v":""},{"$f":"IFERROR(IF(OR(T174=\"\",'Historical scenario - input'!$D159=\"\"),\"\",T174/'Historical scenario - input'!$D159),\"\")","v":""},{"$f":"IFERROR(IF(OR(U174=\"\",'Historical scenario - input'!$D159=\"\"),\"\",U174/'Historical scenario - input'!$D159),\"\")","v":""},{"$f":"IFERROR(IF(OR(V174=\"\",'Historical scenario - input'!$D159=\"\"),\"\",V174/'Historical scenario - input'!$D159),\"\")","v":""},{"$f":"IFERROR(IF(OR(W174=\"\",'Historical scenario - input'!$D159=\"\"),\"\",W174/'Historical scenario - input'!$D159),\"\")","v":""}]
[{"$f":"IFERROR('Historical scenario - input'!A160,\"\")","v":""},{"$f":"IFERROR('Historical scenario - input'!B160,\"\")","v":0},{"$f":"IFERROR('Historical scenario - input'!C160,\"\")","v":0},{"$f":"IFERROR(repcalc('Historical scenario - input'!$CV160:$GH160,'Historical scenario - input'!$G160,'Historical scenario - input'!$E160,'Historical scenario - input'!$F160,20,TRUE,TRUE),\"\")","v":""},"","","","","","","","","","","","","","","","","","","",{"$f":"IFERROR(IF(OR(D175=\"\",'Historical scenario - input'!$D160=\"\"),\"\",D175/'Historical scenario - input'!$D160),\"\")","v":""},{"$f":"IFERROR(IF(OR(E175=\"\",'Historical scenario - input'!$D160=\"\"),\"\",E175/'Historical scenario - input'!$D160),\"\")","v":""},{"$f":"IFERROR(IF(OR(F175=\"\",'Historical scenario - input'!$D160=\"\"),\"\",F175/'Historical scenario - input'!$D160),\"\")","v":""},{"$f":"IFERROR(IF(OR(G175=\"\",'Historical scenario - input'!$D160=\"\"),\"\",G175/'Historical scenario - input'!$D160),\"\")","v":""},{"$f":"IFERROR(IF(OR(H175=\"\",'Historical scenario - input'!$D160=\"\"),\"\",H175/'Historical scenario - input'!$D160),\"\")","v":""},{"$f":"IFERROR(IF(OR(I175=\"\",'Historical scenario - input'!$D160=\"\"),\"\",I175/'Historical scenario - input'!$D160),\"\")","v":""},{"$f":"IFERROR(IF(OR(J175=\"\",'Historical scenario - input'!$D160=\"\"),\"\",J175/'Historical scenario - input'!$D160),\"\")","v":""},{"$f":"IFERROR(IF(OR(K175=\"\",'Historical scenario - input'!$D160=\"\"),\"\",K175/'Historical scenario - input'!$D160),\"\")","v":""},{"$f":"IFERROR(IF(OR(L175=\"\",'Historical scenario - input'!$D160=\"\"),\"\",L175/'Historical scenario - input'!$D160),\"\")","v":""},{"$f":"IFERROR(IF(OR(M175=\"\",'Historical scenario - input'!$D160=\"\"),\"\",M175/'Historical scenario - input'!$D160),\"\")","v":""},{"$f":"IFERROR(IF(OR(N175=\"\",'Historical scenario - input'!$D160=\"\"),\"\",N175/'Historical scenario - input'!$D160),\"\")","v":""},{"$f":"IFERROR(IF(OR(O175=\"\",'Historical scenario - input'!$D160=\"\"),\"\",O175/'Historical scenario - input'!$D160),\"\")","v":""},{"$f":"IFERROR(IF(OR(P175=\"\",'Historical scenario - input'!$D160=\"\"),\"\",P175/'Historical scenario - input'!$D160),\"\")","v":""},{"$f":"IFERROR(IF(OR(Q175=\"\",'Historical scenario - input'!$D160=\"\"),\"\",Q175/'Historical scenario - input'!$D160),\"\")","v":""},{"$f":"IFERROR(IF(OR(R175=\"\",'Historical scenario - input'!$D160=\"\"),\"\",R175/'Historical scenario - input'!$D160),\"\")","v":""},{"$f":"IFERROR(IF(OR(S175=\"\",'Historical scenario - input'!$D160=\"\"),\"\",S175/'Historical scenario - input'!$D160),\"\")","v":""},{"$f":"IFERROR(IF(OR(T175=\"\",'Historical scenario - input'!$D160=\"\"),\"\",T175/'Historical scenario - input'!$D160),\"\")","v":""},{"$f":"IFERROR(IF(OR(U175=\"\",'Historical scenario - input'!$D160=\"\"),\"\",U175/'Historical scenario - input'!$D160),\"\")","v":""},{"$f":"IFERROR(IF(OR(V175=\"\",'Historical scenario - input'!$D160=\"\"),\"\",V175/'Historical scenario - input'!$D160),\"\")","v":""},{"$f":"IFERROR(IF(OR(W175=\"\",'Historical scenario - input'!$D160=\"\"),\"\",W175/'Historical scenario - input'!$D160),\"\")","v":""}]

{"sheet":"Cost scenario - input","index":2,"n_rows":190,"n_cols":193,"rows_kept":190,"cut":false,"hidden":false,"merged":[[2,6,3,6],[2,7,3,8],[2,9,3,9],[1,3,1,5],[2,3,3,3],[2,4,3,4],[2,5,3,5]]}
[null,"Unit cost - comparative"]
[null,"Replacement lives - calibrated",null,"Unit cost"]
[null,null,null,"Historical","NEM median","Forecast","Unit cost","Replacement \nlife",null,"Method","Volume",null,null,null,null,null,null,null,null,null,null,null,null,null,null,null,null,null,null,null,null,null,null,null,null,null,null,null,null,null,null,null,null,null,null,null,null,null,null,null,null,null,null,null,null,null,null,null,null,null,null,null,null,null,null,null,null,null,null,null,null,null,null,null,null,null,null,null,null,null,null,null,null,null,null,null,null,null,null,null,null,null,null,null,null,null,null,null,null,null,null,null,"Replacement Cost (NOT depreciated)"]
[null,null,null,null,null,null,null,null,null,null,"Installation date",null,null,null,null,null,null,null,null,null,null,null,null,null,null,null,null,null,null,null,null,null,null,null,null,null,null,null,null,null,null,null,null,null,null,null,null,null,null,null,null,null,null,null,null,null,null,null,null,null,null,null,null,null,null,null,null,null,null,null,null,null,null,null,null,null,null,null,null,null,null,null,null,null,null,null,null,null,null,null,null,null,null,null,null,null,null,null,null,null,null,null,"Installation date"]
["ID","Asset group","Asset category","$ ('000)","$ ('000)","$ ('000)","$ ('000)","μ","σ","#",2019,2018,2017,2016,2015,2014,2013,2012,2011,2010,2009,2008,2007,2006,2005,2004,2003,2002,2001,2000,1999,1998,1997,1996,1995,1994,1993,1992,1991,1990,1989,1988,1987,1986,1985,1984,1983,1982,1981,1980,1979,1978,1977,1976,1975,1974,1973,1972,1971,1970,1969,1968,1967,1966,1965,1964,1963,1962,1961,1960,1959,1958,1957,1956,1955,1954,1953,1952,1951,1950,1949,1948,1947,1946,1945,1944,1943,1942,1941,1940,1939,1938,1937,1936,1935,1934,1933,1932,1931,1930,1929,null,2019,2018,2017,2016,2015,2014,2013,2012,2011,2010,2009,2008,2007,2006,2005,2004,2003,2002,2001,2000,1999,1998,1997,1996,1995,1994,1993,1992,1991,1990,1989,1988,1987,1986,1985,1984,1983,1982,1981,1980,1979,1978,1977,1976,1975,1974,1973,1972,1971,1970,1969,1968,1967,1966,1965,1964,1963,1962,1961,1960,1959,1958,1957,1956,1955,1954,1953,1952,1951,1950,1949,1948,1947,1946,1945,1944,1943,1942,1941,1940,1939,1938,1937,1936,1935,1934,1933,1932,1931,1930,1929]
[1,"OVERHEAD CONDUCTORS","˂ = 1 kv",73.576707756528208,70.67523565049261,59.024418470369092,59.024418470369092,71.837429893915228,8.4756964253042497,2,28.9,68.8,67.2,171.1,141.4,142.69999999999999,162.69999999999999,185.8,168.2,229.3,226.5,224.6,274.89999999999998,238.7,211.2,120,102.3,129.30000000000001,120.5,144.69999999999999,132.4,155.9,158.4,276.2,223.4,225.5,209.9,264.8,254.4,276.2,299.39999999999998,207,205.1,287.7,373.1,361,311.89999999999998,422.4,417.3,377.7,256.39999999999998,321.2,357.3,344.7,350.7,349.9,311.2,339,324.8,372.5,337.9,298.8,251,239.2,260.3,228.3,269.3,150.30000000000001,166.3,175.3,171.8,179.3,194.5,206.7,208.9,205,263.2,263.89999999999998,262.10000000000002,325.2,0.9,0,5,0,0,0,0,0,0,0,0,0,0,0,0,0,0,0,0,0,0,null,{"$f":"IFERROR($G6*K6,\"\")","v":1705.8056937936667},{"$f":"IFERROR($G6*L6,\"\")","v":4060.8799907613934},3966.440921208803,10099.078000280151,8346.0527717101904,8422.7845157216689,9603.2728851290503,10966.736951794577,9927.9071867160801,13534.299155255634,13369.030783538599,13256.884388444898,16225.812637504461,14089.128688877101,12465.957180941952,7082.9302164442906,6038.1980095187582,{"$f":"IFERROR($G6*AB6,\"\")","v":7631.857308218724},7112.4424256794755,8540.8333526624065,7814.8330054768685,9201.9068395305421,9349.4678857064646,16302.544381515943,13186.055086280456,13310.00636506823,12389.225436930472,15629.666010953737,15015.812058861897,16302.544381515943,17671.910890028506,12218.054623366403,12105.908228272701,{"$f":"IFERROR($G6*AR6,\"\")","v":16981.325193925186},22022.010531294709,21307.815067803243,18409.716120908117,24931.914361883904,24630.889827685023,22293.522856258405,15133.860895802634,18958.643212682553,21089.424719462877,20345.717046736227,20699.863557558441,20652.644022782144,18368.39902797886,20009.277861455121,19171.131119175883,{"$f":"IFERROR($G6*BH6,\"\")","v":21986.595880212488},19944.351001137715,17636.496238946285,14815.129036062643,14118.640898112286,15364.056127837075,13475.274736785264,15895.275894070397,8871.3700960964743,9815.7607916223806,10346.980557855703,10140.39509320941,10583.07823173718,11480.249392486789,12200.34729782529,12330.201018460104,{"$f":"IFERROR($G6*BX6,\"\")","v":12100.005786425663},15535.226941401144,15576.544034330402,15470.30008108374,19194.740886564028,53.121976623332181,0,295.12209235184548,0,0,0,0,0,0,0,0,{"$f":"IFERROR($G6*CN6,\"\")","v":0},0,0,0,0,0,0,0,0,0]
[1,"OVERHEAD CONDUCTORS","˃ 11 kv & < = 22 kv ; multiple-phase",28.087269312544368,83.470175910428139,29.979440039488285,28.087269312544368,80.683367535095272,8.9823920831310442,2,13.1,44.6,59.4,71.2,143.9,129.80000000000001,116.7,200.4,139.69999999999999,158.9,163.19999999999999,129.6,145.9,92.1,77.8,31.7,54.8,43.1,74.099999999999994,122.3,111.8,68.7,78.599999999999994,55.4,150.69999999999999,121.8,133,119.1,230.3,201.8,368,248.9,225.6,313.2,250,213.1,172.3,290.89999999999998,358.9,285.39999999999998,173.6,142.4,147.19999999999999,155,177.2,263.60000000000002,161.80000000000001,224.5,248,253.9,367,330.5,275.5,269.39999999999998,425.8,247,223,96.2,83.9,73.3,89.2,79.3,78.5,97.2,96.1,115.2,130.4,159.1,163.1,398.1,0,0,0,0,0,0,0,0,0,0,0,0,0,0,0,0,0,0,0,0,0,null,{"$f":"IFERROR($G7*K7,\"\")","v":367.94322799433121},1252.6922113394789,1668.3837971651353,1999.8135750531592,4041.7580540751346,3645.7275567682591,3277.7843287739279,5628.6887702338918,3923.7915229624477,4463.0670937633004,4583.8423518072404,3640.11010290575,4097.9325927002237,2586.8375036853363,2185.1895525159516,890.36643720765642,1539.1823583274313,1210.5613073706622,2081.2666560595376,3435.073036924176,3140.1567091424604,1929.5954017717982,2207.6593679659873,1556.034719914958,4232.7514854004357,3421.0294022679041,3735.6068185684012,3345.1937751240339,6468.4981226789687,5668.0109472714539,10336.115107016327,6990.921331892293,6336.4879569100094,8796.932748688896,7021.8173281360923,5985.3970905032047,4839.4365025513953,8170.5866430191563,10080.520956272174,8016.1066618001623,4875.9499526577019,3999.6271501063184,4134.4460428065304,4353.5267434443767,4977.0641221828619,7403.8041907866964,4544.5201747696792,6305.591960666211,6965.6427895110037,7131.357678455015,10308.027837703783,9282.8425077959146,7738.0426956059737,7566.7103527994523,11959.559273281393,6937.5555201984589,6263.4610566973943,2701.9953078667681,2356.5218953224726,2058.7968406095019,2505.3844226789579,2227.3204564847683,2204.8506410347327,2730.0825771793125,2699.1865809355136,3235.6534248051112,3662.5799183557856,4468.6845476258086,4581.0336248759859,11181.541913323914,0,0,0,0,0,0,0,0,0,0,0,0,0,0,0,0,0,0,0,0,0]
[1,"OVERHEAD CONDUCTORS","˃ 11 kv & < = 22 kv ; single-phase",28.087269312544368,80.445824675299491,"",28.087269312544368,80.683367535095272,8.9823920831310442,2,5.8,6.7,5.0999999999999996,15.3,25.9,34.299999999999997,46.5,92.8,49.3,41.3,31.5,50.6,64.5,58.8,26.7,17.899999999999999,10.6,26.2,16.399999999999999,25.7,37.6,44.9,23.7,20.2,55.7,51.5,35,38.4,38.1,47.3,103.2,52.3,41.5,86.1,65,61.5,58.6,110.6,125.4,82.3,53.3,54.2,43.6,37.6,51,65.3,90.5,61.5,110.1,101.2,55.5,47,67,60.6,57,36.9,32.200000000000003,18.5,17.600000000000001,13.9,8.5,20.100000000000001,17.600000000000001,15.2,20.9,14.1,19.8,23.2,34.5,40.700000000000003,0,0,0,0,0,0,0,0,0,0,0,0,0,0,0,0,0,0,0,0,0,null,162.90616201275733,188.18470439404726,143.24507349397626,429.73522048192888,727.46027519489905,963.39333742027179,1306.058023033313,2606.4985922041174,1384.7023771084373,1160.0042226080823,884.74898334514762,1421.2158272147451,1811.6288706591117,1651.5314355776088,749.93009064493458,502.76212069454414,297.72505471297029,735.88645598866242,460.6312167257276,721.84282133239026,1056.0813261516682,1261.1183921332422,665.6682827073015,567.36284011339626,1564.4609007087213,1446.4943695960349,983.05442593905286,1078.5511416017036,1070.1249608079404,1328.5278384833484,2898.6061930545789,1468.9641850460703,1165.6216764705912,2418.3138878100699,1825.6725053153839,1727.3670627214785,1645.9139817150999,3106.4519859674069,3522.143571793064,2311.5822644224013,1497.0514543586148,1522.3299967399048,1224.6049420269344,1056.0813261516682,1432.4507349397627,1834.0986861091471,2541.8978727852655,1727.3670627214785,3092.408351311135,2842.4316544294902,1558.8434468462124,1320.1016576895854,1881.8470439404728,1702.0885203401888,1600.9743508150291,1036.4202376328872,904.41007186392869,519.61448228207087,494.33593990078094,390.41304344436674,238.74178915662714,564.5541131821418,494.33593990078094,426.92649355067437,587.02392863217722,396.03049730687559,556.12793238837855,651.62464805102934,969.0107912827807,1143.1518610205558,0,0,0,0,0,0,0,0,0,0,0,0,0,0,0,0,0,0,0,0,0]
[1,"OVERHEAD CONDUCTORS","˃ 11 kv & < = 22 kv ; swer",32.064110269414748,32.43988232225071,16.688485655474182,16.688485655474182,81.388101003727513,9.0215354016778928,2,21.2,39.9,102.3,94.8,83.7,145.80000000000001,219.8,219.6,160.9,142.19999999999999,179.9,178.8,248.7,239.9,203.7,57.2,141.9,235.8,192.4,1020.3,1764.1,206.3,203.8,205.2,257.8,342.9,362.6,644.29999999999995,572.1,632.5,1336.1,1270.3,1500.8,3080.9,2205.1,1864.8,2356,3745.8,4838.8,2967.4,972,669.1,873.7,1232.0999999999999,2034.7,2817.1,1155.7,998.3,1579.8,2069.4,1395,1081.2,1309.3,1193.2,1479.1,1322.5,1481.8,220.5,143.30000000000001,146.4,212,200.4,226.5,291,284,332.6,347.4,438.8,460.8,875.7,0,0,0,0,0,0,0,0,0,0,0,0,0,0,0,0,0,0,0,0,0,null,353.79589589605263,665.87057765341979,1707.2320825550087,1582.0684401389524,1396.8262493631889,2433.1812085681358,3668.1291470732253,3664.7914499421304,2685.1773419657961,2373.1026602084285,3002.2585694198056,2983.901235198784,4150.4263825164289,4003.5677087482563,3399.4445280200907,954.58137949312322,2368.0961145117863,3935.1449175608122,3210.8646401132328,17027.261914280305,29440.157544822003,3442.8345907243238,3401.1133765856384,3424.4772565033018,4302.2916019812446,5722.4817312620962,6051.2448986749387,10752.391307822014,9547.4826434967799,10555.467177087419,22297.485684279054,21199.383328148851,25046.079271735653,51415.555455950409,36799.779718886115,31120.688050328252,39318.072204297168,62511.729568275194,80752.244389708474,49521.41233405409,16221.208057120904,11166.265752077776,14580.729917187793,20561.883176109739,33956.06176319332,47013.132940036317,19286.882872031514,16660.115229859875,26364.469638518112,34535.152215438276,23280.437489386484,18043.590690698686,21850.234268712346,19912.701084111795,24683.93913301186,22070.522279364606,24728.998044281641,3679.811087032057,2391.4599944294505,2443.1942999614203,3537.9589589605266,3344.372525357026,3779.942000964902,4856.3493257429873,4739.5299261546679,5550.5903290107135,5797.5799167117302,7322.9075056220709,7690.0541900425033,14614.106888498742,0,0,0,0,0,0,0,0,0,0,0,0,0,0,0,0,0,0,0,0,0]
[1,"OVERHEAD CONDUCTORS","> 1 kv & < = 11 kv",33.127991650954804,54.932943322228837,28.944029914789557,28.944029914789557,80.915425492322356,8.9953001891166675,2,77.599999999999994,171.2,200.2,313.3,402,349.6,408.1,483,423.3,398.1,579.70000000000005,481.6,618.29999999999995,396.9,281.89999999999998,130.5,102.2,144.4,191.4,230.8,222.3,280.8,314.5,374.9,592.1,432.1,442.4,541.9,489.4,488,433.1,244.7,349.9,473.3,592.20000000000005,608.9,534.4,872.7,784.4,852.9,447.2,509.3,573.29999999999995,574.6,467.6,606.70000000000005,342.3,482.4,594.5,736.1,648.1,678.8,698.4,635.9,941.4,1003.7,671.2,305.39999999999998,321.3,343.1,418.3,432.6,426.1,447.1,541,613.5,780.2,784.2,873.7,1617,0.2,15.7,3.9,0,0,0,0,0,0,0,0,0,0,0,0,0,0,0,0,0,0,null,2246.0567213876693,4955.2179214119715,5794.594788940869,9068.164572303569,11635.500025745401,10118.83285821043,11812.05860822562,13979.966448843355,12252.007862930419,11522.618309077723,16778.854141603508,13939.444806962651,17896.093696314383,11487.885473179975,8159.3220329791757,3777.1959038800373,2958.0798572914928,4179.5179196956124,5539.8873256907209,6680.2821043334297,6434.2578500577183,8127.4836000729074,9102.8974082013156,10851.116815054604,17137.760112546897,12506.715326180569,12804.8388343029,15684.76981082446,14165.208240298009,14124.686598417304,12535.659356095357,7082.6041201490043,10127.516067184864,13699.209358669897,17140.654515538376,17624.01981511536,15467.689586463539,25259.454906636849,22703.697065160926,24686.363114324013,12943.77017789389,14741.194435602321,16593.612350148851,16631.239589038079,13534.228388155598,17560.342949302827,9907.5414398324647,13962.600030894482,17207.22578434239,21305.700420276593,18758.625787775112,19647.207506159149,20214.510492489026,18405.508622814679,27247.909761782888,29051.122825474278,19427.232878806753,8839.506735976729,9299.7168116218854,9930.6966637642981,12107.287713356473,12521.187341137962,12333.051146691831,12940.875774902412,15658.72018390115,17757.162352723393,22582.132139518813,22697.908259177973,25288.398936551635,46802.496372214715,5.7888059829579115,454.42126966219604,112.88171666767927,0,0,0,0,0,0,0,0,0,0,0,0,0,0,0,0,0,0]
[1,"OVERHEAD CONDUCTORS","> 22 kv & < = 66 kv",74.304602523580684,117.68445162530153,52.111615063351117,52.111615063351117,95.611432072521112,9.7781098415041914,2,5.2,21.8,22.9,131.4,68.900000000000006,60.7,41.1,86.3,129.4,142.69999999999999,102.1,62.2,154.9,88,46.5,46.1,35.700000000000003,77.8,113.2,122,367.8,98.1,391.6,49.8,230.4,99.1,79.099999999999994,91.8,44.2,453.7,186.6,41.3,363.2,618.70000000000005,318.8,253.3,119.1,332.6,174.4,96.5,99.9,88.3,159,102.6,112.6,64,189.5,201.1,89.2,276,240,264.39999999999998,377.7,221.4,479.9,310.5,376.5,50.3,52,71.2,131.80000000000001,366,160.5,71.599999999999994,125.3,104.3,190.2,120.1,109.1,724.5,16.600000000000001,24.8,4.7,0,0,0,0,0,0,0,0,0,0,0,0,0,0,0,0,0,0,null,270.98039832942584,1136.0332083810545,1193.3559849507405,6847.4662193243366,3590.4902778648921,3163.1750343454128,2141.7873791037309,4497.2323799672013,6743.2429891976344,7436.3274695402042,5320.5958979681491,3241.3424569404397,8072.0891733130884,4585.8221255748986,2423.1901004458268,2402.3454544204865,1860.384657761635,4054.2836519287166,5899.0348251713467,6357.6170377288363,19166.652020300542,5112.1494377147446,20406.908458808299,2595.1584301548855,12006.516110596098,5164.2610527780953,4122.0287515110731,4783.8462628156321,2303.3333858001197,23643.0397542424,9724.027370821319,2152.2097021164009,18926.938591009126,32241.456239695337,16613.182882196335,13199.872095546838,6206.4933540451175,17332.323170070584,9088.2656670484357,5028.7708536133832,5205.9503448287769,4601.4556100939035,8285.7467950728278,5346.6517054998239,5867.767856133335,3335.1433640544715,9875.1510545050369,10479.645789239908,4648.3560636509201,14382.805757484908,12506.787615204268,13778.311022750035,19682.557009427717,11537.511575025937,25008.3640689022,16180.656477170522,19620.023071351694,2621.2142376865609,2709.8039832942582,3710.3469925105996,6868.3108653496774,19072.851113186509,8363.9142176678542,3731.1916385359395,6529.585367437895,5435.2414511075212,9911.6291850493817,6258.604969108469,5685.3772034116064,37754.865113397886,865.05281005162863,1292.3680535711078,244.92459079775026,0,0,0,0,0,0,0,0,0,0,0,0,0,0,0,0,0,0]
[1,"OVERHEAD CONDUCTORS","> 66 kv & < = 132 kv",413.27279710225974,328.70007375289788,"",328.70007375289788,87.084567583497119,9.3319112503011468,2,0,0,0.2,4.8,1.9,14.8,3.7,0.2,83.2,62.2,5.4,170.1,12.3,1.9,0.1,15.6,89.3,166.6,8.3000000000000007,0,5.3,0,0.1,163,0,27.1,0.4,2.5,0,104.9,24,2.5,234.4,289.7,236.7,119.1,10.1,123.2,17,155.5,26.8,4.8,0,58.8,5.2,19.899999999999999,55.2,4.9000000000000004,5.6,40.1,44.4,46,32.5,85.3,143.69999999999999,0,0,18.3,39.9,0,0,63.3,20.9,0,0,0,13,0,14.4,19.5,0,0,0,0,0,0,0,0,0,0,0,0,0,0,0,0,0,0,0,0,0,null,0,0,65.740014750579576,1577.7603540139098,624.53014013050597,4864.7610915428886,1216.1902728857222,65.740014750579576,27347.846136241104,20445.144587430248,1774.9803982656488,55911.882545367924,4043.0109071606444,624.53014013050597,32.870007375289788,5127.7211505452069,29352.916586133779,54761.432287232783,2728.2106121490528,0,1742.1103908903588,0,32.870007375289788,53578.112021722351,0,8907.7719987035325,131.48002950115915,821.7501843822447,0,34480.637736678989,7888.8017700695491,821.7501843822447,77047.297287679263,95224.41136621451,77803.307457310919,39148.178783970136,3319.8707449042686,40495.849086357019,5587.9012537992639,51112.861468575618,8809.1619765776632,1577.7603540139098,0,19327.564336670395,1709.240383515069,6541.1314676826669,18144.244071159963,1610.6303613891998,1840.7204130162279,13180.872957491205,14594.283274628666,15120.203392633302,10682.752396969181,28038.116291122187,47234.20059829142,0,0,6015.2113496780312,13115.132942740625,0,0,20806.714668558434,6869.8315414355648,0,0,0,4273.1009587876724,0,4733.2810620417295,6409.6514381815086,0,0,0,0,0,0,0,0,0,0,0,0,0,0,0,0,0,0,0,0,0]
[2,"POLES","˂ = 1 kv ; concrete",80.25323492739507,10.79371518438221,"",10.79371518438221,68.13719326356582,8.2545256231697426,2,0,3,1,2,8,5,49,39,62,76,62,84,51,102,64,50,55,125,84,162,111,89,105,69,170,154,99,186,60,91,196,216,56,65,38,32,28,32,33,27,2,5,4,3,1,4,5,7,15,17,8,5,10,3,4,1,1,0,0,0,0,0,0,0,0,0,0,0,0,0,0,0,0,0,0,0,0,0,0,0,0,0,0,0,0,0,0,0,0,0,0,null,0,32.381145553146631,10.79371518438221,21.587430368764419,86.349721475057677,53.968575921911047,528.89204403472831,420.95489219090615,669.21034143169697,820.32235401304797,669.21034143169697,906.67207548810563,550.47947440349265,1100.9589488069853,690.79777180046142,539.68575921911054,593.65433514102153,1349.2143980477763,906.67207548810563,1748.5818598699179,1198.1023854664252,960.64065141001663,1133.3400943601321,744.76634772237242,1834.9315813449757,1662.2321383948604,1068.5778032538387,2007.631024295091,647.62291106293253,982.22808177878107,2115.5681761389133,2331.4424798265572,604.44805032540376,701.59148698484364,410.16117700652399,345.39888590023071,302.22402516270188,345.39888590023071,356.19260108461293,291.43030997831966,21.587430368764419,53.968575921911047,43.174860737528839,32.381145553146631,10.79371518438221,43.174860737528839,53.968575921911047,75.556006290675469,161.90572776573313,183.49315813449758,86.349721475057677,53.968575921911047,107.93715184382209,32.381145553146631,43.174860737528839,10.79371518438221,10.79371518438221,0,0,0,0,0,0,0,0,0,0,0,0,0,0,0,0,0,0,0,0,0,0,0,0,0,0,0,0,0,0,0,0,0,0]
[2,"POLES","˂ = 1 kv ; steel",5.0151029318421374,10.339216187612349,"",5.0151029318421374,64.018296906809553,8.0011434749546613,2,33,651,900,1021,1177,2079,3355,3590,3392,2816,3320,5410,4751,5047,3576,3425,2465,1946,2127,1800,1933,2009,1997,1952,1705,1463,1446,1386,1337,1324,45,46,25,53,48,48,35,38,42,46,40,50,43,42,33,39,31,29,39,51,54,48,22,19,15,18,13,1,0,1,0,1,0,0,0,0,0,0,0,0,0,0,0,0,0,0,0,0,0,0,0,0,0,0,0,0,0,0,0,0,0,null,165.49839675079053,3264.8320086292315,4513.592638657924,5120.4200934108221,5902.7761507781961,10426.398995299804,16825.670336330371,18004.219525313274,17011.229144808531,14122.529856067458,16650.141733715896,27131.706861265964,23826.754029181993,25311.224497007268,17934.008084267483,17176.727541559321,12362.228726990868,9759.3903053647991,10667.123936028227,9027.185277315848,9694.1939672508524,10075.341790070854,10015.160554888749,9789.4809229558523,8550.7504987908451,7337.095589285047,7251.8388394437306,6950.9326635332027,6705.1926198729379,6639.9962817589903,225.67963193289617,230.69473486473831,125.37757329605344,265.80045538763329,240.72494072842261,240.72494072842261,175.52860261447481,190.57391141000122,210.63432313736976,230.69473486473831,200.60411727368549,250.75514659210688,215.6494260692119,210.63432313736976,165.49839675079053,195.58901434184335,155.46819088710626,145.43798502342199,195.58901434184335,255.77024952394902,270.81555831947543,240.72494072842261,110.33226450052702,95.286955705000608,75.226543977632062,90.271852773158471,65.196338113947789,5.0151029318421374,0,5.0151029318421374,0,5.0151029318421374,0,0,0,0,0,0,0,0,0,0,0,0,0,0,0,0,0,0,0,0,0,0,0,0,0,0,0,0,0]
[2,"POLES","˂ = 1 kv ; wood",5.0151029318421374,5.3179873823934134,4.198079415009544,4.198079415009544,64.018296906809553,8.0011434749546613,2,101,1411,1596,1200,1808,2480,2096,2537,1809,2169,2064,2250,4442,4624,5409,5322,4589,4600,4239,4123,3657,4137,4219,4575,5480,5056,4943,5450,4821,4655,4644,3562,3188,4481,5150,4880,4307,5727,4789,4347,3269,4053,4055,4092,3845,3978,3160,3280,3339,3822,3104,2693,2094,2119,1971,1731,2699,1557,1568,1564,1517,1513,1536,1544,1505,1478,1471,1458,1466,1506,1,0,1,0,0,0,0,0,0,0,0,0,0,0,0,0,0,0,0,0,0,null,424.00602091596392,5923.4900545784667,6700.134746355232,5037.6952980114529,7590.1275823372553,10411.236949223668,8799.1744538600033,10650.527475879213,7594.3256617522648,9105.6342511557013,8664.8359125796978,9445.6786837714735,18647.868761472393,19411.919215004131,22707.411555786624,22342.178646680793,19264.986435478797,19311.165309043903,17795.658640225458,17308.68142808435,15352.376420689901,17367.454539894483,17711.697051925265,19206.213323668664,23005.4751942523,21225.489522288255,20751.106548392178,22879.532811802015,20238.940859761013,19542.059676869427,19495.880803304321,14953.558876263996,13383.477175050426,18811.593858657765,21620.108987299151,20486.627545246574,18081.128040446107,24042.40080975966,20104.602318480705,18249.051217046486,13723.5216076662,17014.815869033682,17023.212027863701,17178.540966219054,16141.615350711696,16699.959912907965,13265.930951430159,13769.700481231304,14017.387166716868,16045.059524166478,13030.838504189624,11305.427864620702,8790.7782950299843,8895.7302804052233,8274.4145269838118,7266.8754673815201,11330.616341110759,6536.4096491698601,6582.5885227349645,6565.7962050749265,6368.4864725694779,6351.6941549094399,6448.2499814546591,6481.8346167747359,6318.109519589364,6204.761375384106,6175.3748194790396,6120.7997870839154,6154.3844224039913,6322.3075990043735,4.198079415009544,0,4.198079415009544,0,0,0,0,0,0,0,0,0,0,0,0,0,0,0,0,0,0]
[2,"POLES","˃ 11 kv & < = 22 kv ; concrete",7.2590612270112196,13.532966022983349,"",7.2590612270112196,40.427183456174895,6.3582374488670128,2,0,0,0,0,0,2,0,1,62,2,40,4,0,13,16,6,2,13,7,3377,2381,18,11,54,203,156,123,183,215,277,748,118,28,66,72,1,0,2,2,2,1,1,1,0,3,1,0,2,0,0,0,1,0,0,0,0,0,0,0,0,0,0,0,0,0,0,0,0,0,0,0,0,0,0,0,0,0,0,0,0,0,0,0,0,0,0,0,0,0,0,0,null,0,0,0,0,0,14.518122454022439,0,7.2590612270112196,450.06179607469562,14.518122454022439,290.36244908044876,29.036244908044878,0,94.367795951145851,116.14497963217951,43.554367362067318,14.518122454022439,94.367795951145851,50.813428589078541,24513.849763616887,17283.824781513715,130.66310208620195,79.849673497123419,391.98930625860584,1473.5894290832775,1132.4135514137502,892.86453092238003,1328.4082045430532,1560.6981638074121,2010.7599598821078,5429.7777978043923,856.56922478732395,203.25371435631416,479.09804098274049,522.65240834480778,7.2590612270112196,0,14.518122454022439,14.518122454022439,14.518122454022439,7.2590612270112196,7.2590612270112196,7.2590612270112196,0,21.777183681033659,7.2590612270112196,0,14.518122454022439,0,0,0,7.2590612270112196,0,0,0,0,0,0,0,0,0,0,0,0,0,0,0,0,0,0,0,0,0,0,0,0,0,0,0,0,0,0,0,0,0,0,0,0,0,0,0]
[2,"POLES","˃ 11 kv & < = 22 kv ; steel",7.2590612270112196,13.233557514997734,"",7.2590612270112196,40.427183456174895,6.3582374488670128,2,0,0,2,1,1,6,0,15,39,30,4,144,4,1,2,7,1,4,4,1,1,0,1,1,3,1,0,0,0,1,2,5,0,0,0,1,0,1,0,0,0,0,0,4,1,0,3,0,0,0,0,0,0,0,1,0,0,0,0,0,0,0,0,0,0,0,0,0,0,0,0,0,0,0,0,0,0,0,0,0,0,0,0,0,0,0,0,0,0,0,0,null,0,0,14.518122454022439,7.2590612270112196,7.2590612270112196,43.554367362067318,0,108.8859184051683,283.10338785343754,217.77183681033659,29.036244908044878,1045.3048166896156,29.036244908044878,7.2590612270112196,14.518122454022439,50.813428589078541,7.2590612270112196,29.036244908044878,29.036244908044878,7.2590612270112196,7.2590612270112196,0,7.2590612270112196,7.2590612270112196,21.777183681033659,7.2590612270112196,0,0,0,7.2590612270112196,14.518122454022439,36.295306135056094,0,0,0,7.2590612270112196,0,7.2590612270112196,0,0,0,0,0,29.036244908044878,7.2590612270112196,0,21.777183681033659,0,0,0,0,0,0,0,7.2590612270112196,0,0,0,0,0,0,0,0,0,0,0,0,0,0,0,0,0,0,0,0,0,0,0,0,0,0,0,0,0,0,0,0,0,0,0,0]
[2,"POLES","˃ 11 kv & < = 22 kv ; wood",7.0330834072677817,6.4263767657539805,6.3695728140377277,6.3695728140377277,65.309848388938462,8.0814508839031163,2,149,1586,2281,1745,2538,2894,3219,4308,3541,2537,3641,4030,5172,5097,6027,5526,5167,6041,5840,5474,5718,3678,3109,3233,3911,3774,3885,4021,5148,5812,7868,6910,9902,13014,8504,9146,8604,12801,13759,8383,3852,2601,4618,4967,9499,8605,3368,3733,5176,6807,4687,4434,3609,3981,4158,3370,3144,1370,1207,1004,1003,939,938,903,921,910,915,941,938,934,0,0,0,0,0,0,0,0,0,0,0,0,0,0,0,0,0,0,0,0,0,null,949.06634929162146,10102.142483063835,14528.995588820057,11114.904560495836,16165.975802027753,18433.543723825183,20503.654888387446,27440.119682874531,22554.657334507592,16159.606229213716,23191.614615911367,25669.378440572043,32943.430594203128,32465.712633150299,38389.415350205381,35198.259370372485,32911.582730132941,38478.589369601912,37198.305233980333,34867.041584042519,36421.217350667728,23427.288810030761,19803.001878843297,20592.828907783973,24911.399275701551,24038.767800178382,24745.790382536572,25612.052285245703,32790.560846666223,37019.957195187271,50115.798900848844,44013.748145000696,63071.51000460158,82893.620601886985,54166.847210576838,58256.112957189056,54803.804491980613,81536.901592496957,87638.95234834509,53396.128900078271,24535.594479673327,16567.258889312128,29414.687255226225,31637.668167325395,60504.572160544376,54810.17406479465,21452.721237679067,23777.615314802839,32968.908885459277,43357.682145154809,29854.18777939483,28242.685857443284,22987.78828586216,25357.269372684194,26484.683760768872,21465.460383307141,20025.936927334616,8726.3147552316877,7688.074386543537,6395.0511052938782,6388.6815324798408,5981.0288723814265,5974.6592995673882,5751.724251076068,5866.3765617287472,5796.3112607743324,5828.1591248445211,5993.7680180095022,5974.6592995673882,5949.1810083112377,0,0,0,0,0,0,0,0,0,0,0,0,0,0,0,0,0,0,0,0,0]
[2,"POLES","> 1 kv & < = 11 kv ; concrete",7.0330834072677817,10.767926046117427,"",7.0330834072677817,68.906229880743879,8.3009776460814475,2,0,1,2,1,1,1,4,3,5,8,3,8,51,164,3,1,2,7,2,125,34,244,16,17,15,46,34,80,37,23,28,45,49,104,134,19,14,2,0,5,2,2,1,0,1,2,0,1,2,0,3,1,1,1,1,1,0,0,0,0,1,0,0,0,0,0,0,0,0,0,0,0,0,0,0,0,0,0,0,0,0,0,0,0,0,0,0,0,0,0,0,null,0,7.0330834072677817,14.066166814535563,7.0330834072677817,7.0330834072677817,7.0330834072677817,28.132333629071127,21.099250221803345,35.165417036338908,56.264667258142254,21.099250221803345,56.264667258142254,358.68725377065687,1153.4256787919162,21.099250221803345,7.0330834072677817,14.066166814535563,49.231583850874472,14.066166814535563,879.13542590847271,239.12483584710458,1716.0723513733387,112.52933451628451,119.56241792355229,105.49625110901673,323.52183673431796,239.12483584710458,562.64667258142254,260.22408606890792,161.76091836715898,196.92633540349789,316.48875332705018,344.6210869561213,731.4406743558493,942.43317657388275,133.62858473808785,98.463167701748944,14.066166814535563,0,35.165417036338908,14.066166814535563,14.066166814535563,7.0330834072677817,0,7.0330834072677817,14.066166814535563,0,7.0330834072677817,14.066166814535563,0,21.099250221803345,7.0330834072677817,7.0330834072677817,7.0330834072677817,7.0330834072677817,7.0330834072677817,0,0,0,0,7.0330834072677817,0,0,0,0,0,0,0,0,0,0,0,0,0,0,0,0,0,0,0,0,0,0,0,0,0,0,0,0,0,0]
[2,"POLES","> 1 kv & < = 11 kv ; steel",7.0330834072677817,9.1332864481311766,"",7.0330834072677817,68.906229880743879,8.3009776460814475,2,0,1,0,3,2,8,30,38,30,19,47,48,69,85,29,51,34,22,44,59,41,56,24,36,40,26,29,39,31,28,20,15,10,15,15,6,5,19,15,9,7,5,4,5,8,12,8,8,19,18,10,12,3,5,8,4,2,0,0,0,0,0,0,0,0,0,0,0,0,0,0,0,0,0,0,0,0,0,0,0,0,0,0,0,0,0,0,0,0,0,0,null,0,7.0330834072677817,0,21.099250221803345,14.066166814535563,56.264667258142254,210.99250221803345,267.2571694761757,210.99250221803345,133.62858473808785,330.55492014158574,337.58800354885352,485.28275510147694,597.81208961776144,203.95941881076567,358.68725377065687,239.12483584710458,154.7278349598912,309.45566991978239,414.95192102879912,288.35641969797905,393.85267080699577,168.79400177442676,253.19100266164014,281.32333629071127,182.86016858896232,203.95941881076567,274.29025288344349,218.02558562530123,196.92633540349789,140.66166814535563,105.49625110901673,70.330834072677817,105.49625110901673,105.49625110901673,42.19850044360669,35.165417036338908,133.62858473808785,105.49625110901673,63.297750665410035,49.231583850874472,35.165417036338908,28.132333629071127,35.165417036338908,56.264667258142254,84.39700088721338,56.264667258142254,56.264667258142254,133.62858473808785,126.59550133082007,70.330834072677817,84.39700088721338,21.099250221803345,35.165417036338908,56.264667258142254,28.132333629071127,14.066166814535563,0,0,0,0,0,0,0,0,0,0,0,0,0,0,0,0,0,0,0,0,0,0,0,0,0,0,0,0,0,0,0,0,0,0]
[2,"POLES","> 1 kv & < = 11 kv ; wood",7.0330834072677817,6.0408868933072783,6.1295769017532375,6.0408868933072783,68.906229880743879,8.3009776460814475,2,136,2083,2223,1827,3543,4658,4451,4939,3962,3417,3926,5262,7484,6301,5684,5283,4263,4435,4045,4274,3883,4458,4788,5206,6810,5573,5083,5375,5015,4777,4173,2968,3861,4842,5841,5876,4867,7115,5695,5613,3633,4181,4104,3826,3335,3816,2366,2981,3404,4025,3595,3330,2762,2546,3081,3543,3758,2040,2013,2099,1984,1987,1973,1972,1963,2004,2022,2014,2048,2009,1,0,3,0,0,0,0,0,0,0,0,0,0,0,0,0,0,0,0,0,0,null,821.56061748978982,12583.16739875906,13428.891563822081,11036.700354072398,21402.862262987688,28138.451149025303,26887.987562110695,29835.940366044648,23933.993871283437,20641.710514430972,23716.521943124375,31787.146832582897,45209.997509511668,38063.628314729162,34336.401101558571,31914.005457342351,{"$f":"IFERROR($G21*AA21,\"\")","v":25752.300826168928},26791.333371817778,24435.387483427941,25818.750581995308,23456.763806712162,26930.273770363849,28923.766445155248,31448.857166557693,41138.439743422568,33665.862656401463,30705.828078680897,32469.767051526622,30295.047769936002,28857.316689328869,25208.621005771274,17929.352299336002,{"$f":"IFERROR($G21*AQ21,\"\")","v":23323.8642950594},29249.97433739384,35284.820343807813,35496.25138507357,29400.996509726523,42980.910245881285,34402.850857384947,33907.498132133755,21946.542083385342,25256.948100917733,24791.79981013307,23112.433253793646,20146.357789179772,23052.024384860575,14292.73838956502,18007.883828948998,{"$f":"IFERROR($G21*BG21,\"\")","v":20563.178984817976},24314.569745561796,21716.988381439667,20116.153354713239,16684.929599314703,15380.09803036033,18611.972518279723,21402.862262987688,22701.652945048751,12323.409262346848,12160.305316227552,12679.821589051977,11985.11959632164,12003.242257001562,11918.66984049526,11912.628953601952,{"$f":"IFERROR($G21*BW21,\"\")","v":11858.260971562187},12105.937334187785,12214.673298267317,12166.346203120858,12371.736357493306,12136.141768654323,6.0408868933072783,0,18.122660679921836,0,0,0,0,0,0,0,{"$f":"IFERROR($G21*CM21,\"\")","v":0},0,0,0,0,0,0,0,0,0,0]
[2,"POLES","> 22 kv & < = 66 kv ; concrete",15.234655240385306,15.340209924211653,19.206361735835412,15.234655240385306,70.556540155415206,8.3997940543453335,2,1,16,19,39,12,20,56,98,85,81,143,185,300,250,243,359,89,338,207,451,855,339,937,259,443,109,107,54,148,1360,240,484,1388,2235,661,736,128,216,3,4,1,3,6,5,2,4,3,6,3,2,2,2,1,5,4,2,2,0,0,0,0,1,0,0,0,0,0,0,0,0,0,0,0,0,0,0,0,0,0,0,0,0,0,0,0,0,0,0,0,0,0,null,15.234655240385306,243.7544838461649,289.45844956732083,594.15155437502699,182.81586288462367,304.69310480770611,853.14069346157714,1492.99621355776,1294.9456954327511,1234.0070744712098,2178.5556993750988,2818.4112194712816,4570.3965721155919,3808.6638100963264,3702.0212234136293,5469.2412312983251,1355.8843163942922,5149.3134712502333,3153.5736347597585,6870.8295134137734,13025.630230529438,5164.5481264906184,14274.871960241033,3945.7757072597942,6748.9522714906907,1660.5774212019985,1630.1081107212278,822.67138298080658,2254.7289755770253,20719.131126924018,3656.3172576924735,7373.5731363464884,21145.701473654804,34049.454462261157,10070.107113894688,11212.706256923586,1950.0358707693192,3290.6855319232263,45.703965721155917,60.938620961541226,15.234655240385306,45.703965721155917,91.407931442311835,76.173276201926527,30.469310480770613,60.938620961541226,45.703965721155917,91.407931442311835,45.703965721155917,30.469310480770613,30.469310480770613,30.469310480770613,15.234655240385306,76.173276201926527,60.938620961541226,30.469310480770613,30.469310480770613,0,0,0,0,15.234655240385306,0,0,0,0,0,0,0,0,0,0,0,0,0,0,0,0,0,0,0,0,0,0,0,0,0,0,0,0,0]
[2,"POLES","> 22 kv & < = 66 kv ; steel",15.234655240385306,20.081451095819876,"",15.234655240385306,70.556540155415206,8.3997940543453335,2,0,0,0,1,3,4,32,39,42,35,50,37,29,26,26,53,29,24,29,33,34,33,29,31,27,28,24,31,26,28,0,0,0,4,5,3,1,2,2,4,0,2,0,1,0,0,1,52,0,2,73,4,2,0,0,1,0,0,0,0,0,553,453,0,0,0,0,0,0,37,0,0,0,0,0,0,0,0,0,0,0,0,0,0,0,0,0,0,0,0,0,null,0,0,0,15.234655240385306,45.703965721155917,60.938620961541226,487.5089676923298,594.15155437502699,639.85552009618289,533.21293341348576,761.73276201926535,563.68224389425632,441.80500197117391,396.10103625001796,396.10103625001796,807.43672774042125,441.80500197117391,365.63172576924734,441.80500197117391,502.74362293271508,517.97827817310042,502.74362293271508,441.80500197117391,472.27431245194452,411.33569149040329,426.57034673078857,365.63172576924734,472.27431245194452,396.10103625001796,426.57034673078857,0,0,0,60.938620961541226,76.173276201926527,45.703965721155917,15.234655240385306,30.469310480770613,30.469310480770613,60.938620961541226,0,30.469310480770613,0,15.234655240385306,0,0,15.234655240385306,792.20207250003591,0,30.469310480770613,1112.1298325481273,60.938620961541226,30.469310480770613,0,0,15.234655240385306,0,0,0,0,0,8424.7643479330745,6901.2988238945436,0,0,0,0,0,0,563.68224389425632,0,0,0,0,0,0,0,0,0,0,0,0,0,0,0,0,0,0,0,0,0]
[2,"POLES","> 22 kv & < = 66 kv ; wood",15.234655240385306,7.9766810948395905,13.85369530697684,7.9766810948395905,70.556540155415206,8.3997940543453335,2,24,243,333,267,515,703,765,601,639,413,398,418,850,792,765,755,859,953,1112,1330,818,869,676,485,688,872,585,773,875,890,619,615,882,959,920,1511,1089,1574,941,828,611,517,696,1039,904,557,1362,1174,514,1377,1185,1911,2121,575,1786,983,1613,250,490,260,329,759,204,250,415,342,613,340,256,451,45,55,37,0,0,0,0,0,0,0,0,0,0,0,0,0,0,0,0,0,0,null,191.44034627615017,1938.3335060460206,2656.2348045815838,2129.7738523221706,4107.9907638423892,5607.606809672232,6102.1610375522869,4793.9853379985943,5097.0992196024981,3294.3692921687507,3174.7190757461572,3334.252697642949,6780.1789306136516,6317.5314271129555,6102.1610375522869,6022.3942266038912,6851.9690604672087,7601.7770833821296,8870.0693774616248,10608.985856136655,6524.9251355787846,6931.7358714156044,5392.2364201115633,3868.6903309972013,5487.956593249638,6955.6659147001228,4666.3584404811609,6165.9744863110036,6979.5959579846422,7099.2461744072352,4937.5655977057068,4905.6588733263479,7035.4327256485185,7649.6371699511674,7338.5466072524232,12052.765134302621,8686.605712280314,12555.296043277516,7506.056910244055,6604.6919465271812,4873.75214894699,4123.9441260320682,5551.7700420083547,8287.7716575383347,7210.9197097349897,4443.0113698256519,10864.239651171521,9364.6236053416796,4100.0140827475498,10983.889867594116,9452.3670973849148,15243.437572238458,16918.540602154771,4586.5916295327643,14246.352435383509,7841.0775162273176,12866.38660597626,1994.1702737098976,3908.5737364713996,2073.9370846582933,2624.3280802022255,6054.3009509832491,1627.2429433472764,1994.1702737098976,3310.3226543584301,2728.02493443514,4889.705511136669,2712.0715722454606,2042.0303602789352,3597.4831737726554,358.95064926778156,438.71746021617747,295.13720050906483,0,0,0,0,0,0,0,0,0,0,0,0,0,0,0,0,0,0]
[2,"POLES","> 66 kv & < = 132 kv ; concrete",112.99623546371811,22.257604737526819,"",22.257604737526819,79.638560753242402,8.9240439685852291,2,0,2,0,0,3,45,10,33,14,39,57,266,250,146,259,481,144,442,14,14,13,10,11,37,81,40,11,20,10,293,11,25,891,9,759,640,38,24,12,12,0,0,2,1,0,1,0,0,0,0,0,0,0,0,0,0,0,0,0,0,0,0,0,0,0,0,0,0,0,0,0,0,0,0,0,0,0,0,0,0,0,0,0,0,0,0,0,0,0,0,0,null,0,44.515209475053638,0,0,66.772814212580457,1001.5922131887069,222.57604737526819,734.50095633838498,311.60646632537544,868.04658476354598,1268.6834700390286,5920.5228601821336,5564.4011843817043,3249.6102916789155,5764.7196270194463,10705.9078787504,3205.0950822038621,9837.8612939868544,311.60646632537544,311.60646632537544,289.34886158784866,222.57604737526819,244.83365211279499,823.53137528849231,1802.8659837396724,890.30418950107276,244.83365211279499,445.15209475053638,222.57604737526819,6521.4781880953578,244.83365211279499,556.44011843817043,19831.525821136394,200.31844263774138,16893.521995782856,14244.867032017164,845.78898002601909,534.18251370064365,267.09125685032183,267.09125685032183,0,0,44.515209475053638,22.257604737526819,0,22.257604737526819,0,0,0,0,0,0,0,0,0,0,0,0,0,0,0,0,0,0,0,0,0,0,0,0,0,0,0,0,0,0,0,0,0,0,0,0,0,0,0,0,0,0,0,0,0]
[2,"POLES","> 66 kv & < = 132 kv ; steel",112.99623546371811,19.335327519574019,"",19.335327519574019,79.638560753242402,8.9240439685852291,2,0,0,0,0,0,0,6,9,7,7,5,3,8,3,3,3,6,6,3,3,3,4,6,159,14,2,4,3,3,3,11,0,0,288,0,0,24,197,0,2,1,0,0,0,0,0,0,16,0,0,0,0,0,0,48,0,0,0,0,0,0,0,0,0,0,0,0,0,0,0,0,0,0,0,0,0,0,0,0,0,0,0,0,0,0,0,0,0,0,0,0,null,0,0,0,0,0,0,116.01196511744411,174.01794767616616,135.34729263701814,135.34729263701814,96.676637597870098,58.005982558722053,154.68262015659215,58.005982558722053,58.005982558722053,58.005982558722053,116.01196511744411,116.01196511744411,58.005982558722053,58.005982558722053,58.005982558722053,77.341310078296075,116.01196511744411,3074.317075612269,270.69458527403629,38.670655039148038,77.341310078296075,58.005982558722053,58.005982558722053,58.005982558722053,212.6886027153142,0,0,5568.5743256373171,0,0,464.04786046977642,3809.0595213560819,0,38.670655039148038,19.335327519574019,0,0,0,0,0,0,309.3652403131843,0,0,0,0,0,0,928.09572093955285,0,0,0,0,0,0,0,0,0,0,0,0,0,0,0,0,0,0,0,0,0,0,0,0,0,0,0,0,0,0,0,0,0,0,0,0]
[2,"POLES","> 66 kv & < = 132 kv ; wood",112.99623546371811,22.510104535822652,"",22.510104535822652,79.638560753242402,8.9240439685852291,2,2,2,3,2,4,20,2,1,2,33,14,15,22,21,7,5,15,101,36,7,9,3,6,3,5,4,136,9,8,3,1,3,9,2,15,8,4,203,17,4,143,39,280,90,265,78,7,2,250,39,459,632,14,848,142,0,2,3,2,1,0,213,3,1,2,3,3,2,2,2,0,0,0,0,0,0,0,0,0,0,0,0,0,0,0,0,0,0,0,0,0,null,45.020209071645304,45.020209071645304,67.53031360746796,45.020209071645304,90.040418143290609,450.20209071645303,45.020209071645304,22.510104535822652,45.020209071645304,742.83344968214749,315.14146350151714,337.65156803733976,495.22229978809833,472.71219525227571,157.57073175075857,112.55052267911326,337.65156803733976,2273.520558118088,810.36376328961546,157.57073175075857,202.59094082240387,67.53031360746796,135.06062721493592,67.53031360746796,112.55052267911326,90.040418143290609,3061.3742168718809,202.59094082240387,180.08083628658122,67.53031360746796,22.510104535822652,67.53031360746796,202.59094082240387,45.020209071645304,337.65156803733976,180.08083628658122,90.040418143290609,4569.5512207719985,382.67177710898511,90.040418143290609,3218.9449486226395,877.89407689708344,6302.8292700303427,2025.9094082240388,5965.1777019930032,1755.7881537941669,157.57073175075857,45.020209071645304,5627.5261339556628,877.89407689708344,10332.137981942597,14226.386066639916,315.14146350151714,19088.568646377607,3196.4348440868166,0,45.020209071645304,67.53031360746796,45.020209071645304,22.510104535822652,0,4794.6522661302251,67.53031360746796,22.510104535822652,45.020209071645304,67.53031360746796,67.53031360746796,45.020209071645304,45.020209071645304,45.020209071645304,0,0,0,0,0,0,0,0,0,0,0,0,0,0,0,0,0,0,0,0,0]
[2,"POLES","staking of a wooden pole",8.2154635284717834,9.538273963517419,5.5918656401088143,5.5918656401088143,27.150265650830548,5.2105916795341534,2,1011,1563,1461,1873,1332,2428,4000,2595,2595,2840,2768,2616,2547,4195,2500,2000,1700,1500,1500,1500,1500,800,800,800,800,800,800,400,400,400,0,0,0,0,0,0,0,0,0,0,0,0,0,0,0,0,0,0,0,0,0,0,0,0,0,0,0,0,0,0,0,0,0,0,0,0,0,0,0,0,0,0,0,0,0,0,0,0,0,0,0,0,0,0,0,0,0,0,0,0,0,null,5653.3761621500116,8740.085995490077,8169.7157001989781,10473.564343923808,7448.3650326249408,13577.049774184201,22367.462560435259,14510.891336082374,14510.891336082374,15880.898417909033,15478.284091821199,14628.320514524657,14242.481785357149,23457.876360256476,13979.664100272035,11183.731280217629,9506.171588184985,8387.7984601632215,8387.7984601632215,8387.7984601632215,8387.7984601632215,4473.4925120870512,4473.4925120870512,4473.4925120870512,4473.4925120870512,4473.4925120870512,4473.4925120870512,2236.7462560435256,2236.7462560435256,2236.7462560435256,0,0,0,0,0,0,0,0,0,0,0,0,0,0,0,0,0,0,0,0,0,0,0,0,0,0,0,0,0,0,0,0,0,0,0,0,0,0,0,0,0,0,0,0,0,0,0,0,0,0,0,0,0,0,0,0,0,0,0,0,0]
[3,"SERVICE LINES","˂ = 11 kv ; commercial and industrial ; simple type",1.381630098496788,0.93808842523360148,0.99906117849613196,0.93808842523360148,55.112173242658272,7.4237573534335208,2,20.03737482,366.68395930000003,382.7138592,301.56249109999999,495.92502689999998,649.21094430000005,623.16235710000001,638.19038820000003,527.98482660000002,545.01659519999998,637.18851940000002,927.73045439999999,1364.545226,1128.1042030000001,1172.1864270000001,1095.0425339999999,947.76782920000005,1053.9659160000001,1024.9117220000001,1015.894904,944.76222299999995,1023.909854,1014.8930350000001,1214.2649140000001,1426.6610880000001,1040.9416220000001,1020.9042470000001,963.79772909999997,1071.9995530000001,1161.1658709999999,1059.977128,734.36978729999998,879.64075479999997,981.83136639999998,1040.9416220000001,946.76596050000001,829.54731770000001,1145.1359709999999,1102.055615,987.84257890000003,711.32680630000004,810.51181169999995,745.39034349999997,687.28195649999998,688.28382520000002,720.34362499999997,602.12311350000004,614.14553839999996,658.22776299999998,727.3567061,656.22402550000004,592.10442609999996,459.85775219999999,439.82037739999998,428.79982130000002,386.72133409999998,495.92502689999998,268.50082270000001,251.46905409999999,268.50082270000001,272.50829759999999,243.4541041,243.4541041,293.54754120000001,256.47839779999998,248.46344780000001,257.48026650000003,240.44849790000001,257.48026650000003,278.51951009999999,2.003737482,0,7.0130811890000002,0,0,0,0,0,0,0,0,0,0,0,0,0,0,0,0,0,0,null,18.79682939070922,343.98197793815905,359.01944149200227,282.89228238552096,465.22152751855242,609.01727238280637,584.58139423679825,598.67901626575883,495.29645453243018,511.27375951734723,597.73917474087614,870.29320100934956,1280.0640822183689,1058.2614952916772,1099.6145193846321,1027.2467262838725,889.09003038129697,988.71322639033042,961.45782329443875,952.99925069620076,886.27050599426661,960.51798252002675,952.05940898370045,1139.0878609906747,1338.3342533839766,976.49528694209084,957.69845738252582,904.12749393514025,1005.6303725248948,1089.2762633613931,994.35227478915556,688.90379730739187,825.18081044162852,921.04464035113119,976.49528694209084,888.1501889502232,778.18873691795113,1074.2387997137409,1033.8256163951983,926.68368921900071,667.2874435484141,760.3317490708863,699.24205351824821,644.73124826455353,645.67108969562742,675.74601680331398,564.84472333996814,576.12282098189826,617.47584563770624,682.32490700844846,615.59616268174977,555.44630865399427,431.38723459276173,412.59040522081426,402.25214910376673,362.77880731010646,465.22152751855242,251.87751394056946,235.90020895565232,251.87751394056946,255.63687975867362,228.38147713182627,228.38147713182627,275.37355065550378,240.59941629863917,233.08068447481315,241.53925772971306,225.56195274479595,241.53925772971306,261.27592862654313,1.879682939070922,0,6.5788902886244038,0,0,0,0,0,0,0,0,0,0,0,0,0,0,0,0,0,0]
[3,"SERVICE LINES","˂ = 11 kv ; residential ; simple type",1.0148125443070064,0.71915766314097263,0.57056275928042832,0.57056275928042832,62.166012662041837,7.8845426412723416,2,184.1976487,1830.964671,2161.3191499999998,1820.953929,2897.108671,4100.3998320000001,4234.543772,4559.8928800000003,3783.0593180000001,3871.1538449999998,3784.0603919999999,4324.6404480000001,6642.1271699999998,7183.7083000000002,7664.2239049999998,7747.3130620000002,6355.8199549999999,6323.7855810000001,5630.0411759999997,5757.1775960000004,5415.8113020000001,5660.0734009999996,5499.9015330000002,6051.4934050000002,6827.3258930000002,6347.811361,6318.7802099999999,7692.2539820000002,7054.5697309999996,6807.3044090000003,6127.5750420000004,4976.3397379999997,4356.6748219999999,6714.2045099999996,8965.620336,8079.6696890000003,6799.2958159999998,10001.732110000001,8079.6696890000003,6852.3527469999999,5009.3751860000002,6701.1905459999998,7676.2367949999998,7633.1906060000001,7673.2335730000004,8366.9779780000008,6807.3044090000003,6671.1583209999999,6780.2754059999997,7178.702929,6418.8876280000004,4975.3386639999999,3877.1602910000001,3735.0077569999999,3307.5490829999999,2444.6231419999999,3841.1216199999999,2289.4566450000002,2199.3599690000001,2292.459867,2221.383601,2189.3492270000002,2235.398639,2180.339559,2156.3137790000001,2145.3019629999999,2126.2815540000001,2167.3255949999998,2120.2751090000002,2223.385749,9.0096676000000002,0,69.07411827,0,0,0,0,0,0,0,0,0,0,0,0,0,0,0,0,0,0,null,105.09631869523901,1044.6802548307417,1233.1682179096299,1038.9684982527772,1652.9823172610145,2339.5354422989249,2416.0729788460731,2601.7050636359791,2158.4727629996155,2208.7362194022394,2159.0439385432992,2467.4787869066276,3789.7504056067023,4098.7564295137154,4372.9207389798194,4420.3283176640243,3626.3941710144077,3608.1165501931464,3212.2918282409873,3284.831134841223,3090.060240211249,3229.4270974043179,3138.0389944391377,3452.7567749241148,3895.4179000167946,3621.824765523811,3605.2606719041642,4388.9136570557821,4025.074771255549,3883.9943868608657,3496.1661236614068,2839.3141320301233,2485.7564077278889,3830.8750515986958,5115.449077568881,4609.95863183028,3879.4249819408315,5706.615870265261,4609.95863183028,3909.6972908911425,2858.1629283950688,3823.4497683896798,4379.7748466451512,4355.2142942728051,4378.0613200141006,4773.8860419662597,3883.9943868608657,3806.3144992263492,3868.5726443285862,4095.9005512247327,3662.3782365426837,2838.7429564864397,2212.1632738054686,2131.0563317677233,1887.1643312519304,1394.8109253003104,2191.6009502389088,1306.2787006241122,1254.8728925635573,1307.9922272551637,1267.4387568068541,1249.1611359855929,1275.4352155595541,1244.0205549513123,1230.3123396206477,1224.0294074989993,1213.1770704573171,1236.5952717422961,1209.7500166246509,1268.5811078942218,5.1405808060554747,0,39.411119514993842,0,0,0,0,0,0,0,0,0,0,0,0,0,0,0,0,0,0]
[4,"SWITCHGEAR","˂ = 11 kv ; circuit breaker",267.05535343609733,84.299487634706651,470.83504911898871,84.299487634706651,58.34856650421721,7.6386233382866324,2,54.230514100000001,74.694859039999997,67.53233831,114.6003317,411.33333329999999,123.8092869,129.9485904,108.4610282,87.996683250000004,122.7860697,98.228855719999999,142.2271973,119.7164179,125.85572139999999,65.485903809999996,81.857379769999994,27.626865670000001,191.34162520000001,53.207296849999999,86.973466000000002,21.487562189999998,33.766169150000003,13.301824209999999,30.696517409999998,36.835820900000002,5.116086235,8.1857379770000005,23.533996680000001,23.533996680000001,23.533996680000001,9.2089552240000003,6.139303483,24.55721393,29.673300170000001,30.696517409999998,41.951907130000002,34.789386399999998,45.02155887,33.766169150000003,73.671641789999995,18.417910450000001,11.25538972,1.0232172470000001,15.34825871,15.34825871,13.301824209999999,1.0232172470000001,0,15.34825871,17.394693199999999,24.55721393,13.301824209999999,25.580431180000001,13.301824209999999,21.487562189999998,19.441127689999998,1.0232172470000001,4.0928689880000002,1.0232172470000001,5.116086235,3.0696517409999999,1.0232172470000001,1.0232172470000001,0,0,1.0232172470000001,0,0,3.0696517409999999,1.0232172470000001,0,0,0,0,0,0,0,0,0,0,0,0,0,0,0,0,0,0,0,0,0,null,4571.6045527967344,6296.7383460186356,5692.9415183066712,9660.7492450774298,34675.189244266017,10437.059450088398,10954.599589572359,9143.2091055934688,7418.0753115285734,10350.802764389378,8280.6422081395231,11989.679860110333,10092.032690432423,10609.572829916384,5520.4281384786836,6900.5351737306009,2328.9306209338665,16130.000967552076,4485.3478628827406,7331.8186216145796,1811.390483135895,2846.4707587318385,1121.3369655099366,2587.7006898328523,3105.240828473819,431.28344830547542,690.05351737306023,1983.9038621208874,1983.9038621208874,1983.9038621208874,776.31020703415527,517.54013805086993,2070.1605520348808,2501.4440007618537,2587.7006898328523,3536.5242763577971,2932.7274486458314,3795.2943452567824,2846.4707587318385,6210.4816561046428,1552.6204142369095,948.8235865249444,86.256689661095081,1293.8503453379237,1293.8503453379237,1121.3369655099366,86.256689661095081,0,1293.8503453379237,1466.3637243229157,2070.1605520348808,1121.3369655099366,2156.4172419488746,1121.3369655099366,1811.390483135895,1638.8771033079079,86.256689661095081,345.02675864438032,86.256689661095081,431.28344830547542,258.77006898328523,86.256689661095081,86.256689661095081,0,0,86.256689661095081,0,0,258.77006898328523,86.256689661095081,0,0,0,0,0,0,0,0,0,0,0,0,0,0,0,0,{"$f":"IFERROR($G31*CS31,\"\")","v":0},0,0,0,0]
[4,"SWITCHGEAR","˂ = 11 kv ; fuse",7.0031406810567827,3.3310213827231818,1.3204150054736998,1.3204150054736998,51.0883185094523,7.1476092862895282,2,1263.4202929999999,2870.375016,1844.9454410000001,2261.9465700000001,2921.0773859999999,3144.581713,3173.5544960000002,3681.612944,3652.6401609999998,4708.0772610000004,6898.6266150000001,6316.0667249999997,2863.1318200000001,1832.528534,1902.8910069999999,1695.942556,1365.8597769999999,1027.499059,921.95534929999997,994.38730720000001,827.79380409999999,878.49617460000002,737.77122789999999,786.40411389999997,931.26802959999998,925.05957609999996,792.61256739999999,890.91308170000002,837.1064844,841.24545339999997,806.06421669999997,660.16555879999999,706.72896019999996,819.51586599999996,873.32246329999998,950.92813239999998,720.18060960000003,1103.0352439999999,887.80885490000003,777.09143359999996,519.44061209999995,627.05380660000003,633.26226010000005,555.65659100000005,568.07349810000005,606.35896149999996,452.1823655,563.934529,539.10071489999996,580.49040509999998,462.529788,441.83494289999999,399.41051049999999,321.80484130000002,352.84710899999999,409.75793299999998,366.29875829999997,145.89865800000001,180.04515240000001,160.38504950000001,136.5859777,173.83669889999999,143.8291735,138.65546219999999,132.4470087,168.66298760000001,189.35783269999999,140.7249467,162.45453409999999,130.37752409999999,0,0,0,0,0,0,0,0,0,0,0,0,0,1.0347422550000001,0,0,0,0,0,0,0,null,1668.2391130971782,3790.086242463211,2436.0936445766924,2986.7081926077667,3857.0344126242908,4152.1528797833917,4190.4089772069246,4861.2569756038038,4823.0008781802708,6216.6158623539168,9109.0500996062365,8339.8292792631273,3780.5222177772243,2419.6981742523212,2512.6058394237593,2239.3479993638202,1803.5017449237612,1356.7251756137064,1217.3636775924663,1313.0039216794657,1093.0313603717964,1159.9795311930834,974.16419992591671,1038.3797923598086,1229.6602804017657,1221.4625452395799,1046.5775275219942,1176.3750016494964,1105.3279631810956,1110.7931199558861,1064.3392871060839,871.69250993645005,933.17552385090517,1082.1010466901739,1153.1480851585745,1255.6197751480411,950.9372835670365,1456.4642877439437,1172.2761340023826,1026.0831895505091,685.87717866928347,827.97125547404335,836.16899063622907,733.69730064676241,750.09277110317532,800.64547146804944,597.06838061679309,744.6276141963433,711.83667341555895,766.48824142754665,610.73127255376926,583.40548854777535,527.38763140811068,424.91594128660262,465.90461736161416,541.05052334508696,483.66637694570392,192.64677730167548,237.73432089175913,211.77482601344212,180.35017449237614,229.5365857295734,189.91419891428021,183.08275287977136,174.88501771758567,222.70513969506459,250.03092370105841,185.81533126716661,214.50740453287884,172.15243919814893,0,0,0,0,0,0,0,0,0,0,0,0,0,1.3662892002996936,0,0,0,0,0,0,0]
[4,"SWITCHGEAR","˂ = 11 kv ; switch",24.689389851695381,13.565523919375474,26.477698163320252,13.565523919375474,60.562406172229274,7.7821851797698356,2,457.62563139999997,1182.721951,1044.807378,1712.439292,2906.6541240000001,3177.259235,3909.6692069999999,4563.7186250000004,4177.1398950000003,4910.5946750000003,5939.7299409999996,4461.3275020000001,2485.596751,1942.2969149999999,1542.135689,1567.2110660000001,967.49163160000001,624.79481180000005,342.69681980000001,486.8802379,422.10218049999997,464.93928299999999,447.1775576,383.4443076,404.34045509999999,447.1775576,321.80067229999997,415.83333629999998,317.62144280000001,221.49916400000001,253.88819269999999,234.0368526,202.69263119999999,305.08375419999999,378.22027070000001,304.03894689999998,222.5439714,337.47278290000003,252.84338539999999,255.97780750000001,145.22822550000001,203.73743859999999,237.1712747,213.140705,215.23031979999999,222.5439714,205.82705340000001,175.5276394,281.05318460000001,247.6193485,241.35050419999999,173.4380247,142.09380329999999,120.1528484,152.54187709999999,140.00418859999999,150.4522624,86.719012340000006,80.450168070000004,86.719012340000006,100.3015082,71.046901669999997,95.077471360000004,82.539782829999993,75.226131179999996,79.405360689999995,92.987856600000001,76.270938560000005,77.315745939999999,84.629397580000003,0,1.044807378,8.3584590199999997,1.044807378,1.044807378,0,0,0,0,0,0,0,0,0,0,0,0,0,0,0,0,null,6207.9314488760037,16044.242916260928,14173.359477398972,23230.136176104403,39430.286044473367,43101.186150449117,53036.711144404238,61909.234168736853,56665.091160200063,66614.789522070336,80575.548589266167,60520.244940548633,33718.422179612462,26348.27525896169,20919.878576052077,21260.039202532935,13124.530870265404,8475.6689641745979,4648.8619060908068,6604.7855131036713,5726.0372259932938,6307.1449645937828,6066.1978538307039,5201.6229264961667,5485.0901152302149,6066.1978538307039,4365.3947173567585,5640.9970700513559,4308.7012796099489,3004.752207363671,3444.1263509188593,3174.8325219606522,2749.6317368247514,4138.6209650129676,5130.7561289735168,4124.4476065936797,3018.9255671395113,4577.9951085681569,3429.9529924995713,3472.4730704705407,1970.0969667887052,2763.8050966005917,3217.3525999316212,2891.3653318700517,2919.7120514217327,3018.9255671395113,2792.1518161522731,2381.124390792213,3812.6336983079509,3359.0861949769214,3274.0460376784308,2352.7776725970843,1927.5768874611836,1629.9363389512951,2069.3104825064838,1899.2301692660549,2040.9637643113551,1176.3888361628869,1091.348679271362,1176.3888361628869,1360.6425086365352,963.78844400190223,1289.7757119278167,1119.6953982804221,1020.4818818843671,1077.175319766832,1261.4289929187566,1034.6552413888971,1048.8286008934272,1148.0421171538269,0,14.173359477398973,113.38687576492968,14.173359477398973,14.173359477398973,0,0,0,0,0,0,0,0,0,0,0,0,0,0,0,0]
[4,"SWITCHGEAR","> 11 kv & < = 22 kv ; circuit breaker",22.17325027136015,41.128879321932885,23.914344862005805,22.17325027136015,41.939822953516135,6.4760962742624617,2,28.41042345,56.82084691,85.231270359999996,59.864820850000001,144.08143319999999,91.319218239999998,56.82084691,85.231270359999996,71.026058629999994,33.483713360000003,95.377850159999994,52.762214980000003,77.114006509999996,84.216612380000001,61.894136809999999,26.381107490000002,27.395765470000001,97.407166119999999,67.982084689999994,43.630293160000001,30.439739410000001,32.46905537,20.29315961,53.776872959999999,18.263843649999998,7.102605863,5.073289902,15.219869709999999,27.395765470000001,39.571661239999997,5.073289902,6.087947883,17.249185669999999,34.498371339999998,36.527687299999997,26.381107490000002,28.41042345,13.190553749999999,13.190553749999999,2.029315961,10.1465798,3.043973941,0,3.043973941,15.219869709999999,6.087947883,2.029315961,4.058631922,2.029315961,5.073289902,8.117263844,4.058631922,14.20521173,2.029315961,0,3.043973941,2.029315961,0,0,2.029315961,0,1.01465798,0,1.01465798,0,1.01465798,1.01465798,0,0,0,0,0,0,0,0,0,0,0,0,0,0,0,0,0,0,0,0,0,0,0,0,null,629.95142947216925,1259.902859166071,1889.8542886382402,1327.3976551571893,3194.7536777998589,2024.8438806204767,1259.902859166071,1889.8542886382402,1574.8785737912892,742.44275634576559,2114.8369419419678,1169.9097976228477,1709.8681657735258,1867.3560233078676,1372.3941858179346,584.95489881142385,607.45316414179649,2159.8334726027133,1507.3837778001709,967.42540964949285,674.94796013291477,719.94449079366018,449.96530682918734,1192.4080629532202,404.96877616844182,157.48785737912894,112.49132669621021,337.4739801773236,607.45316414179649,877.43234832800181,112.49132669621021,134.98959204875621,382.47051083806912,764.94102167613823,809.93755233688364,584.95489881142385,629.95142947216925,292.47744951657813,292.47744951657813,44.996530682918731,224.9826533037274,67.494796013291477,0,67.494796013291477,337.4739801773236,134.98959204875621,44.996530682918731,89.993061365837463,44.996530682918731,112.49132669621021,179.98612273167493,89.993061365837463,314.97571484695089,44.996530682918731,0,67.494796013291477,44.996530682918731,0,0,44.996530682918731,0,22.498265330372739,0,22.498265330372739,0,22.498265330372739,22.498265330372739,0,0,0,0,0,0,0,0,0,0,0,0,0,0,0,0,0,0,0,0,0,0,0,0]
[4,"SWITCHGEAR","> 11 kv & < = 22 kv ; switch",6.0360984545838674,14.492480296298961,5.6874251113142673,5.6874251113142673,48.921455824902388,6.994387451728878,2,337.91433769999998,778.44683310000005,997.15826030000005,1032.40086,1638.7808829999999,1442.8734910000001,1703.0468000000001,2049.253514,1905.1734739999999,2388.2043990000002,2941.720523,1805.6649580000001,752.53315689999999,725.58293370000001,596.01455269999997,620.89168180000001,313.03720850000002,400.10716059999999,342.06052590000002,673.75558130000002,408.39953700000001,221.82106830000001,220.78452129999999,147.18968079999999,278.8311559,229.0768976,188.65156279999999,177.2495452,236.33272700000001,228.04035060000001,258.10021499999999,179.32263929999999,301.63519100000002,322.36613199999999,217.6748801,253.95402680000001,237.36927399999999,333.76814949999999,344.13362000000001,211.45559779999999,129.56838099999999,98.471969569999999,136.8242104,99.508516619999995,194.870845,199.01703319999999,116.0932694,134.75111630000001,180.3591864,209.3825037,173.10335699999999,102.61815780000001,132.67802219999999,116.0932694,155.48205720000001,127.4952869,92.252687280000004,44.571523069999998,37.31569373,46.644617169999997,47.681164209999999,26.950223250000001,35.242599640000002,30.059864399999999,38.352240780000002,43.534976020000002,31.096411440000001,25.913676200000001,44.571523069999998,44.571523069999998,0,0,0,0,0,0,0,0,0,0,0,0,0,0,0,0,0,0,0,0,0,null,1921.8624897081093,4427.3580663960065,5671.2629295846691,5871.7025761064451,9320.4435459159686,8206.2349251630803,9685.9511360634078,11654.975894972604,10835.531457437439,13582.7336698238,16730.815172978739,10269.584224749422,4279.9759736496599,4126.6985974664549,3389.7881337347208,3531.2749424754679,1780.37568039862,2275.5795124130905,1945.4436245930244,3831.9344119737616,2322.7417821829204,1261.5907140679772,1255.6954306311197,837.13028670825145,1585.8313178824433,1302.8576998322069,1072.9416355574006,1008.0935143395133,1344.1246861651794,1296.9624163953497,1467.9256440266113,1019.8840817819706,1715.5275597494754,1833.4332341740499,1238.0095791830622,1444.3445091416966,1350.0199696020368,1898.2813548231945,1957.2341920354818,1202.6378768556899,736.91046373173435,560.05195249299243,778.1774500647067,565.94723621422111,1108.3133373160304,1131.8944722009451,660.2717756401322,766.38688262224935,1025.7793657875707,1190.8473094132326,984.51237945459832,583.63308754853006,754.59631517979176,660.2717756401322,884.29255647808134,725.11989628927688,524.68025022249435,253.49719955784118,212.23021356611434,265.28776700029863,271.18305066465308,153.27737646757561,200.43964618053116,170.96322763126176,218.12549728734311,247.60191583661248,176.85851129561627,147.3820927463469,253.49719955784118,253.49719955784118,0,0,0,0,0,0,0,0,0,0,0,0,0,0,0,0,0,0,0,0,0]
[4,"SWITCHGEAR","> 132 kv ; circuit breaker",183.78147948231961,"","",183.78147948231961,59.863679438545084,7.7371622342138515,2,0,0,6.2857142860000002,0,0,0,0,0,0,0,0,0,0,0,0,0,0,0,0,0,0,3.1428571430000001,0,12.57142857,0,0,0,0,0,0,0,0,0,0,0,0,0,0,0,0,0,0,0,0,0,0,0,0,0,0,0,0,0,0,0,0,0,0,0,0,0,0,0,0,0,0,0,0,0,0,0,0,0,0,0,0,0,0,0,0,0,0,0,0,0,0,0,0,0,0,0,null,0,0,1155.1978710842322,0,0,0,0,0,0,0,0,0,0,0,0,0,0,0,0,0,0,577.59893554211612,0,2310.3957418009018,0,0,0,0,0,0,0,0,0,0,0,0,0,0,0,0,0,0,0,0,0,0,0,0,0,0,0,0,0,0,0,0,0,0,0,0,0,0,0,0,0,0,0,0,0,0,0,0,0,0,0,0,0,0,0,0,0,0,0,0,0,0,0,0,0,0,0]
[4,"SWITCHGEAR","> 132 kv ; switch",96.402691889869345,"","",96.402691889869345,52.82454775373391,7.2680497902624408,2,0,1.4772727269999999,8.8636363639999995,1.4772727269999999,0,0,0,0,0,7.3863636359999996,0,0,0,0,0,0,0,0,0,0,0,2.9545454549999999,19.204545450000001,1.4772727269999999,0,1.4772727269999999,0,10.34090909,5.9090909089999997,0,1.4772727269999999,1.4772727269999999,0,0,0,0,0,0,0,0,0,0,0,0,0,0,0,0,0,0,0,0,0,0,0,0,0,1.4772727269999999,0,0,0,0,0,0,0,0,0,0,0,0,0,0,0,0,0,0,0,0,0,0,0,0,0,0,0,0,0,0,0,0,0,null,{"$f":"IFERROR($G37*K37,\"\")","v":0},142.41306753828806,854.4784054225338,142.41306753828806,0,0,0,0,0,712.06533778784296,0,0,0,0,0,0,0,0,0,0,0,284.82613517297881,1851.3698779013423,142.41306753828806,0,142.41306753828806,0,996.89147286441926,569.65227024955493,0,{"$f":"IFERROR($G37*AO37,\"\")","v":142.41306753828806},142.41306753828806,0,0,0,0,0,0,0,0,0,0,0,0,0,0,{"$f":"IFERROR($G37*BE37,\"\")","v":0},0,0,0,0,0,0,0,0,0,0,142.41306753828806,0,0,0,0,{"$f":"IFERROR($G37*BU37,\"\")","v":0},0,0,0,0,0,0,0,0,0,0,0,0,0,0,0,{"$f":"IFERROR($G37*CK37,\"\")","v":0},{"$f":"IFERROR($G37*CL37,\"\")","v":0},0,0,0,0,0,0,0,0,0,0,0]
[4,"SWITCHGEAR","> 22 kv & < = 33 kv ; circuit breaker",115.93235233481873,260.20244981570227,264.50732781530036,115.93235233481873,60.59363810439654,7.7841915511115563,2,3.022900763,14.10687023,19.145038169999999,12.09160305,11.08396947,34.259541980000002,22.167938929999998,13.099236640000001,8.061068702,3.022900763,33.251908399999998,10.07633588,24.18320611,6.0458015270000001,7.0534351150000001,18.137404579999998,6.0458015270000001,21.160305340000001,18.137404579999998,7.0534351150000001,4.030534351,5.038167939,0,4.030534351,15.114503819999999,2.015267176,0,1.007633588,0,0,1.007633588,0,0,6.0458015270000001,0,3.022900763,0,2.015267176,1.007633588,0,0,3.022900763,1.007633588,0,0,0,0,0,0,5.038167939,0,12.09160305,5.038167939,0,13.099236640000001,1.007633588,0,0,0,0,2.015267176,0,0,0,1.007633588,0,0,13.099236640000001,4.030534351,0,0,0,0,0,0,0,0,0,0,0,0,0,0,0,0,0,0,0,0,0,0,null,350.45199632930837,1635.4426498459254,2219.5293105879932,1401.8079850853687,1284.9906538644141,3971.7892916548735,2569.9813065695043,1518.6253174656472,934.53865695544391,350.45199632930837,3854.9719604339184,1168.1733214841358,2803.6159713300613,700.90399277454912,817.72132492296271,2102.7119782077148,{"$f":"IFERROR($G38*AA38,\"\")","v":700.90399277454912},2453.1639741892263,2102.7119782077148,817.72132492296271,467.26932847772196,584.08666062613554,0,467.26932847772196,1752.2599822262036,233.63466429682717,0,116.81733214841358,0,0,116.81733214841358,0,0,700.90399277454912,0,350.45199632930837,0,233.63466429682717,116.81733214841358,0,0,350.45199632930837,116.81733214841358,0,0,0,0,0,0,584.08666062613554,0,1401.8079850853687,584.08666062613554,0,1518.6253174656472,116.81733214841358,0,0,0,0,233.63466429682717,0,0,0,116.81733214841358,0,0,1518.6253174656472,467.26932847772196,0,0,0,0,0,0,0,0,0,0,0,0,0,0,0,0,0,0,0,0,0,0]
[4,"SWITCHGEAR","> 22 kv & < = 33 kv ; switch",9.8991170387462848,25.306379442152654,21.971517413581292,9.8991170387462848,54.055915571731703,7.3522728167371278,2,30.805369129999999,144.78523490000001,110.8993289,102.68456380000001,262.87248319999998,196.1275168,231.0402685,231.0402685,201.26174499999999,100.6308725,166.34899329999999,90.362416109999998,75.986577179999998,33.885906040000002,44.154362419999998,39.020134229999996,18.483221480000001,32.859060399999997,31.83221477,22.590604030000002,14.37583893,26.697986579999998,18.483221480000001,18.483221480000001,17.45637584,7.1879194630000001,9.2416107380000003,17.45637584,11.29530201,23.617449659999998,24.6442953,12.32214765,20.536912749999999,6.161073826,14.37583893,73.932885909999996,23.617449659999998,32.859060399999997,32.859060399999997,26.697986579999998,6.161073826,2.0536912749999998,4.1073825499999996,17.45637584,7.1879194630000001,6.161073826,2.0536912749999998,6.161073826,31.83221477,21.56375839,30.805369129999999,30.805369129999999,25.671140940000001,7.1879194630000001,39.020134229999996,16.429530199999999,9.2416107380000003,6.161073826,8.2147651009999993,4.1073825499999996,1.0268456379999999,4.1073825499999996,3.080536913,2.0536912749999998,1.0268456379999999,3.080536913,3.080536913,1.0268456379999999,2.0536912749999998,2.0536912749999998,0,0,0,0,0,0,0,0,2.0536912749999998,0,0,0,0,0,0,0,0,0,0,0,0,null,304.94595443965181,1433.2459857574734,1097.8054362995183,1016.48651512881,2602.2054774626663,1941.4892433218781,2287.0946585448664,2287.0946585448664,1992.3135691773098,996.15678458865489,1646.7081539543215,894.5081329767828,752.20002087854755,335.44054985391966,437.08920136680064,386.26487561036009,182.96757268358934,325.27568468283329,315.11081961073813,223.62703326894351,142.30811209823517,264.28649385429765,182.96757268358934,182.96757268358934,172.80270751250299,71.154056029319349,91.483786321996433,172.80270751250299,111.81351658497616,233.79189834103863,243.95676351212498,121.97838175606249,203.29730292677081,60.989190887930363,142.30811209823517,731.87029063536613,233.79189834103863,325.27568468283329,325.27568468283329,264.28649385429765,60.989190887930363,20.32973029267708,40.659460585354161,172.80270751250299,71.154056029319349,60.989190887930363,20.32973029267708,60.989190887930363,315.11081961073813,213.46216809785716,304.94595443965181,304.94595443965181,254.12162868321133,71.154056029319349,386.26487561036009,162.63784234141664,91.483786321996433,60.989190887930363,81.318921180607433,40.659460585354161,10.164865151288099,40.659460585354161,30.494595443965181,20.32973029267708,10.164865151288099,30.494595443965181,30.494595443965181,10.164865151288099,20.32973029267708,20.32973029267708,0,0,0,0,0,0,0,0,20.32973029267708,0,0,0,0,0,0,0,0,0,0,0,0]
[4,"SWITCHGEAR","> 33 kv & < = 66 kv ; circuit breaker",183.78147948231961,144.13017082786484,349.4125791710577,144.13017082786484,43.106018584613871,6.5655173889506893,2,18.29315961,54.879478829999996,41.667752440000001,4.0651465800000004,9.146579805,14.22801303,19.309446250000001,19.309446250000001,7.1140065149999998,19.309446250000001,25.407166119999999,24.390879479999999,24.390879479999999,18.29315961,39.635179149999999,16.260586320000002,20.325732899999998,19.309446250000001,6.0977198699999997,18.29315961,4.0651465800000004,11.17915309,11.17915309,3.0488599349999999,6.0977198699999997,5.0814332249999996,9.146579805,3.0488599349999999,25.407166119999999,1.0162866450000001,0,2.0325732900000002,5.0814332249999996,7.1140065149999998,14.22801303,14.22801303,3.0488599349999999,6.0977198699999997,2.0325732900000002,12.195439739999999,4.0651465800000004,12.195439739999999,1.0162866450000001,0,1.0162866450000001,7.1140065149999998,2.0325732900000002,3.0488599349999999,4.0651465800000004,7.1140065149999998,1.0162866450000001,2.0325732900000002,4.0651465800000004,0,2.0325732900000002,0,4.0651465800000004,0,0,0,1.0162866450000001,0,0,1.0162866450000001,0,2.0325732900000002,0,0,0,0,0,0,0,0,0,0,0,0,0,0,0,0,0,0,0,0,0,0,0,0,0,null,2636.5962195706975,7909.788658712092,6005.5802771903827,585.91027101571058,1318.2981097853487,2050.6859485549867,2783.0737866039744,2783.0737866039744,1025.3429742774933,2783.0737866039744,3661.93919312754,3515.461626094263,3515.461626094263,2636.5962195706975,5712.6251416825271,2343.6410840628423,2929.5513550785527,2783.0737866039744,878.86540652356575,2636.5962195706975,585.91027101571058,1611.2532445725531,1611.2532445725531,439.43270326178288,878.86540652356575,732.38783876963817,1318.2981097853487,439.43270326178288,3661.93919312754,146.47756775392764,0,292.95513550785529,732.38783876963817,1025.3429742774933,2050.6859485549867,2050.6859485549867,439.43270326178288,878.86540652356575,292.95513550785529,1757.7308130471315,585.91027101571058,1757.7308130471315,146.47756775392764,0,146.47756775392764,1025.3429742774933,292.95513550785529,439.43270326178288,585.91027101571058,1025.3429742774933,146.47756775392764,292.95513550785529,585.91027101571058,0,292.95513550785529,0,585.91027101571058,0,0,0,146.47756775392764,0,0,146.47756775392764,0,292.95513550785529,0,0,0,0,0,0,0,0,0,0,0,0,0,0,0,0,0,0,0,0,0,0,0,0,0]
[4,"SWITCHGEAR","> 33 kv & < = 66 kv ; switch",96.402691889869345,36.284966473593933,231.67705908145919,36.284966473593933,60.968117081639285,7.8082083144367562,2,7.2046153850000003,34.993846150000003,5.1461538459999998,6.1753846149999996,12.350769229999999,24.701538459999998,51.46153846,59.695384619999999,46.315384620000003,55.578461539999999,82.338461539999997,77.192307690000007,32.935384620000001,56.607692309999997,48.373846149999999,42.198461539999997,38.081538459999997,20.584615379999999,48.373846149999999,42.198461539999997,30.876923080000001,43.227692310000002,24.701538459999998,18.52615385,37.052307689999999,10.292307689999999,14.409230770000001,29.847692309999999,61.753846150000001,7.2046153850000003,27.78923077,32.935384620000001,40.14,53.52,46.315384620000003,103.95230770000001,31.906153849999999,62.783076919999999,42.198461539999997,34.993846150000003,69.98769231,63.812307689999997,18.52615385,8.2338461540000001,40.14,5.1461538459999998,16.46769231,9.2630769229999999,52.490769229999998,8.2338461540000001,13.38,13.38,11.321538459999999,4.116923077,56.607692309999997,23.67230769,8.2338461540000001,10.292307689999999,9.2630769229999999,7.2046153850000003,1.029230769,0,0,7.2046153850000003,0,0,0,0,0,0,0,0,0,2.058461538,0,0,0,0,0,0,0,0,0,0,0,0,0,0,0,0,0,null,261.41922769986405,1269.7505343348541,186.72801977006648,224.07362371682277,448.14724743364553,896.29449486729106,1867.2801977006648,2166.0450295649948,1680.5521781483083,2016.6626136328298,2987.6483164662031,2800.9202965509976,1195.0593267316212,2054.0082176158712,1755.2433857515409,1531.1697622161428,1381.7873462839777,746.91207893512603,1755.2433857515409,1531.1697622161428,1120.3681187655388,1568.5153661991844,896.29449486729106,672.22087133189314,1344.4417423009365,373.45603946756302,522.8384553997281,1083.0225147824974,2240.7362371682279,261.41922769986405,1008.3313068164149,1195.0593267316212,1456.4785542500604,1941.9714056667474,1680.5521781483083,3771.9059997472204,1157.71372274858,2278.0818411512691,1531.1697622161428,1269.7505343348541,2539.501069032558,2315.4274451343103,672.22087133189314,298.76483164662034,1456.4785542500604,186.72801977006648,597.52966336581062,336.11043559337662,1904.625801683706,298.76483164662034,485.49285141668685,485.49285141668685,410.80164345060427,149.38241582331017,2054.0082176158712,858.94889088424986,298.76483164662034,373.45603946756302,336.11043559337662,261.41922769986405,37.345603946756299,0,0,261.41922769986405,0,0,0,0,0,0,0,0,0,74.691207893512598,0,0,0,0,0,0,0,0,0,0,0,0,0,0,0,0,0]
[4,"SWITCHGEAR","> 66 kv & < = 132 kv ; circuit breaker",183.78147948231961,265.76170783976909,260.89354055420756,183.78147948231961,59.863679438545084,7.7371622342138515,2,0,0,2.079365079,0,14.55555556,8.3174603170000001,0,10.396825400000001,0,3.1190476189999998,7.2777777779999999,4.1587301590000001,5.1984126980000003,10.396825400000001,12.47619048,6.2380952379999997,3.1190476189999998,3.1190476189999998,0,0,0,0,0,2.079365079,2.079365079,0,0,2.079365079,3.1190476189999998,0,10.396825400000001,4.1587301590000001,0,0,0,4.1587301590000001,0,5.1984126980000003,0,0,0,1.03968254,0,0,0,0,0,0,0,0,0,2.079365079,1.03968254,0,2.079365079,0,0,1.03968254,0,0,0,0,0,0,0,0,0,0,0,0,0,0,0,0,0,0,0,0,0,0,0,0,0,0,0,0,0,0,0,0,0,null,0,0,382.14879060249041,0,2675.0415355039031,1528.595162593743,0,1910.7439539313596,0,573.2231859956263,1337.5207673843886,764.2975813887623,955.37197659811682,1910.7439539313596,2292.8927447176311,1146.4463719912526,573.2231859956263,573.2231859956263,0,0,0,0,0,382.14879060249041,382.14879060249041,0,0,382.14879060249041,573.2231859956263,0,1910.7439539313596,764.2975813887623,0,0,0,764.2975813887623,0,955.37197659811682,0,0,0,191.07439539313594,0,0,0,0,0,0,0,0,0,382.14879060249041,191.07439539313594,0,382.14879060249041,0,0,191.07439539313594,0,0,0,0,0,0,0,0,0,0,0,0,0,0,0,0,0,0,0,0,0,0,0,0,0,0,0,0,0,0,0,0,0]
[4,"SWITCHGEAR","> 66 kv & < = 132 kv ; switch",96.402691889869345,"","",96.402691889869345,52.82454775373391,7.2680497902624408,2,0,1.0707964599999999,6.4247787609999998,0,20.34513274,18.20353982,2.1415929199999999,64.247787610000003,6.4247787609999998,4.2831858409999999,17.132743359999999,17.132743359999999,13.92035398,32.123893809999998,12.849557519999999,0,4.2831858409999999,8.5663716809999997,1.0707964599999999,0,1.0707964599999999,8.5663716809999997,1.0707964599999999,2.1415929199999999,4.2831858409999999,13.92035398,0,7.4955752210000002,8.5663716809999997,3.2123893809999999,3.2123893809999999,0,4.2831858409999999,3.2123893809999999,1.0707964599999999,26.769911499999999,0,10.7079646,1.0707964599999999,5.3539823010000003,0,0,2.1415929199999999,0,0,0,0,0,0,0,22.486725660000001,0,0,0,0,0,0,2.1415929199999999,0,0,0,0,0,0,0,0,0,0,0,0,0,0,0,0,0,0,0,0,0,0,0,0,0,0,0,0,0,0,0,0,0,null,0,103.2276612101428,619.36596735725948,0,1961.3255629927132,1754.8702405724277,206.4553224202856,6193.6596735725952,619.36596735725948,412.91064493697388,1651.6425793622848,1651.6425793622848,1341.9595957318566,3096.8298372683107,1238.7319345217136,0,412.91064493697388,825.82128977754508,103.2276612101428,0,103.2276612101428,825.82128977754508,103.2276612101428,206.4553224202856,412.91064493697388,1341.9595957318566,0,722.59362856740233,825.82128977754508,309.68298372683108,309.68298372683108,0,412.91064493697388,309.68298372683108,103.2276612101428,2580.6915302535699,0,1032.2766121014281,103.2276612101428,516.13830614711674,0,0,206.4553224202856,0,0,0,0,0,0,0,2167.7808854129989,0,0,0,0,0,0,206.4553224202856,0,0,0,0,0,0,0,0,0,0,0,0,0,0,0,0,0,0,0,0,0,0,0,0,0,0,0,0,0,0,0,0,0]
[5,"TRANSFORMERS","ground outdoor / indoor chamber mounted ; ˂ 22 kv ; < = 60 kva ; single phase",88.882369855923329,"","",88.882369855923329,59.033871191321985,7.6833502582741851,2,0,0,0,0,0,0,0,0,0,0,0,0,0,0,0,0,0,0,0,0,0,0,0,0,0,0,0,0,0,0,0,2,0,0,0,0,0,0,0,0,0,0,0,0,0,0,0,0,0,0,0,0,0,0,0,0,0,0,0,0,0,0,0,0,0,0,0,0,0,0,0,0,0,0,0,0,0,0,0,0,0,0,0,0,0,0,0,0,0,0,0,null,0,0,0,0,0,0,0,0,0,0,0,0,0,0,0,0,0,0,0,0,0,0,0,0,0,0,0,0,0,0,0,177.76473971184666,0,0,0,0,0,0,0,0,0,0,0,0,0,0,0,0,0,0,0,0,0,0,0,0,0,0,0,0,0,0,0,0,0,0,0,0,0,0,0,0,0,0,0,0,0,0,0,0,0,0,0,0,0,0,0,0,0,0,0]
[5,"TRANSFORMERS","ground outdoor / indoor chamber mounted ; ˂ 22 kv ; > 60 kva and < = 600 kva ; multiple phase",88.882369855923329,104.73127436035278,"",88.882369855923329,59.033871191321985,7.6833502582741851,2,0,0,0,0,0,0,0,0,0,0,0,0,0,1,0,1,1,0,0,0,0,0,0,0,0,0,0,0,0,0,1,0,0,0,0,0,0,1,0,0,0,0,0,0,0,0,0,0,0,0,0,0,0,0,0,0,0,0,0,0,0,0,0,0,0,0,0,0,0,0,0,0,0,0,0,0,0,0,0,0,0,0,0,0,0,0,0,0,0,0,0,null,0,0,0,0,0,0,0,0,0,0,0,0,0,88.882369855923329,0,88.882369855923329,88.882369855923329,0,0,0,0,0,0,0,0,0,0,0,0,0,88.882369855923329,0,0,0,0,0,0,88.882369855923329,0,0,0,0,0,0,0,0,0,0,0,0,0,0,0,0,0,0,0,0,0,0,0,0,0,0,0,0,0,0,0,0,0,0,0,0,0,0,0,0,0,0,0,0,0,0,0,0,0,0,0,0,0]
[5,"TRANSFORMERS","ground outdoor / indoor chamber mounted ; ˂ 22 kv ; > 600 kva ; multiple phase",257.64879963763252,79.807177684517512,73.793296238633474,73.793296238633474,59.033871191321985,7.6833502582741851,2,0,0,0,0,0,0,0,5,2,0,0,1,1,1,0,0,0,0,1,1,0,2,2,0,3,0,0,0,0,0,0,0,1,0,3,2,0,2,0,0,2,3,0,2,0,0,2,0,0,0,0,0,2,0,0,2,0,1,0,0,0,0,0,0,0,0,0,0,0,0,0,0,0,2,0,0,0,0,0,0,0,0,0,0,0,0,0,0,0,0,0,null,0,0,0,0,0,0,0,368.9664811931674,147.58659247726695,0,0,73.793296238633474,73.793296238633474,73.793296238633474,0,0,0,0,73.793296238633474,73.793296238633474,0,147.58659247726695,147.58659247726695,0,221.37988871590042,0,0,0,0,0,0,0,73.793296238633474,0,221.37988871590042,147.58659247726695,0,147.58659247726695,0,0,147.58659247726695,221.37988871590042,0,147.58659247726695,0,0,147.58659247726695,0,0,0,0,0,147.58659247726695,0,0,147.58659247726695,0,73.793296238633474,0,0,0,0,0,0,0,0,0,0,0,0,0,0,0,147.58659247726695,0,0,0,0,0,0,0,0,0,0,0,0,0,0,0,0,0]
[5,"TRANSFORMERS","ground outdoor / indoor chamber mounted ; > = 22 kv & < = 33 kv ; < = 15 mva",326.94814984594308,259.9488943094276,980.77608481184518,259.9488943094276,76.271918371659183,8.7333795504179932,2,0,0,1,0,0,1,5,1,2,0,1,2,1,3,1,3,0,1,0,3,4,4,1,0,4,2,2,2,0,0,0,4,3,1,4,3,0,2,2,0,4,0,1,1,8,0,2,1,6,1,2,2,9,3,3,2,2,1,0,0,2,0,0,0,0,0,1,1,0,0,2,0,0,0,0,5,1,0,0,0,0,0,0,0,0,0,0,0,2,0,0,null,0,0,259.9488943094276,0,0,259.9488943094276,1299.7444715471379,259.9488943094276,519.8977886188552,0,259.9488943094276,519.8977886188552,259.9488943094276,779.8466829282828,259.9488943094276,779.8466829282828,0,259.9488943094276,0,779.8466829282828,1039.7955772377104,1039.7955772377104,259.9488943094276,0,1039.7955772377104,519.8977886188552,519.8977886188552,519.8977886188552,0,0,0,1039.7955772377104,779.8466829282828,259.9488943094276,1039.7955772377104,779.8466829282828,0,519.8977886188552,519.8977886188552,0,1039.7955772377104,0,259.9488943094276,259.9488943094276,2079.5911544754208,0,519.8977886188552,259.9488943094276,1559.6933658565656,259.9488943094276,519.8977886188552,519.8977886188552,2339.5400487848483,779.8466829282828,779.8466829282828,519.8977886188552,519.8977886188552,259.9488943094276,0,0,519.8977886188552,0,0,0,0,0,259.9488943094276,259.9488943094276,0,0,519.8977886188552,0,0,0,0,1299.7444715471379,259.9488943094276,0,0,0,0,0,0,0,0,0,0,0,519.8977886188552,0,0]
[5,"TRANSFORMERS","ground outdoor / indoor chamber mounted ; > = 22 kv & < = 33 kv ; > 15 mva and < = 40 mva",1559.8831738849797,1486.0410436434431,"",1486.0410436434431,59.491239215604935,7.7130564120590313,2,0,0,0,0,0,0,2,2,0,0,0,0,2,0,0,5,0,0,0,0,1,2,0,0,0,0,0,0,0,0,0,0,0,0,0,2,0,0,0,0,0,0,2,0,0,0,0,0,0,0,0,0,0,0,0,0,0,2,0,0,0,0,0,0,0,0,2,0,0,0,0,0,0,0,0,0,0,0,0,0,0,0,0,0,0,0,0,0,0,0,0,null,0,0,0,0,0,0,2972.0820872868862,2972.0820872868862,0,0,0,0,2972.0820872868862,0,0,7430.2052182172156,0,0,0,0,1486.0410436434431,2972.0820872868862,0,0,0,0,0,0,0,0,0,0,0,0,0,2972.0820872868862,0,0,0,0,0,0,2972.0820872868862,0,0,0,0,0,0,0,0,0,0,0,0,0,0,2972.0820872868862,0,0,0,0,0,0,0,0,2972.0820872868862,0,0,0,0,0,0,0,0,0,0,0,0,0,0,0,0,0,0,0,0,0,0,0,0]
[5,"TRANSFORMERS","ground outdoor / indoor chamber mounted ; > = 22 kv & < = 33 kv ; > 40 mva",1559.8831738849797,"","",1559.8831738849797,59.491239215604935,7.7130564120590313,2,0,0,0,0,0,0,0,0,0,0,0,0,0,0,0,0,0,0,0,0,0,0,0,0,0,0,0,0,0,0,0,0,0,0,0,0,0,0,0,0,0,2,0,0,0,0,0,0,0,0,0,0,0,0,0,0,0,0,0,0,0,0,0,0,0,0,0,0,0,0,0,0,0,0,0,0,0,0,0,0,0,0,0,0,0,0,0,0,0,0,0,null,0,0,0,0,0,0,0,0,0,0,0,0,0,0,0,0,0,0,0,0,0,0,0,0,0,0,0,0,0,0,0,0,0,0,0,0,0,0,0,0,0,3119.7663477699593,0,0,0,0,0,0,0,0,0,0,0,0,0,0,0,0,0,0,0,0,0,0,0,0,0,0,0,0,0,0,0,0,0,0,0,0,0,0,0,0,0,0,0,0,0,0,0,0,0]
[5,"TRANSFORMERS","ground outdoor / indoor chamber mounted ; > 132 kv ; < = 100 mva",5908.1751185735202,"","",5908.1751185735202,84.285461055675427,9.1807113589130669,2,0,0,0,0,0,0,0,0,0,0,0,0,0,0,0,0,0,0,0,0,4,1,2,0,0,0,0,0,0,0,0,0,0,0,0,0,0,0,0,0,0,0,0,0,0,0,0,0,0,0,0,0,0,0,0,0,0,0,0,0,0,0,0,0,0,0,0,0,0,0,0,0,0,0,0,0,0,0,0,0,0,0,0,0,0,0,0,0,0,0,0,null,0,0,0,0,0,0,0,0,0,0,0,0,0,0,0,0,0,0,0,0,23632.700474294081,5908.1751185735202,11816.35023714704,0,0,0,0,0,0,0,0,0,0,0,0,0,0,0,0,0,0,0,0,0,0,0,0,0,0,0,0,0,0,0,0,0,0,0,0,0,0,0,0,0,0,0,0,0,0,0,0,0,0,0,0,0,0,0,0,0,0,0,0,0,0,0,0,0,0,0,0]
[5,"TRANSFORMERS","ground outdoor / indoor chamber mounted ; > 33 kv & < = 66 kv ; < = 15 mva",5908.1751185735202,696.55032194125829,727.89451752487707,696.55032194125829,84.285461055675427,9.1807113589130669,2,0,0,1,1,1,1,4,2,2,1,5,2,6,2,1,3,3,2,3,9,4,5,6,4,3,0,0,5,10,5,2,1,6,12,8,5,8,6,5,12,3,0,5,6,4,1,1,5,3,2,3,2,4,2,3,5,1,1,0,0,0,2,3,1,0,1,0,4,0,1,0,0,0,3,0,0,0,0,0,0,0,0,0,0,0,0,0,0,0,0,1,null,0,0,696.55032194125829,696.55032194125829,696.55032194125829,696.55032194125829,2786.2012877650332,1393.1006438825166,1393.1006438825166,696.55032194125829,3482.7516097062917,1393.1006438825166,4179.3019316475493,1393.1006438825166,696.55032194125829,2089.6509658237746,2089.6509658237746,1393.1006438825166,2089.6509658237746,6268.9528974713248,2786.2012877650332,3482.7516097062917,4179.3019316475493,2786.2012877650332,2089.6509658237746,0,0,3482.7516097062917,6965.5032194125833,3482.7516097062917,1393.1006438825166,696.55032194125829,4179.3019316475493,8358.6038632950986,5572.4025755300663,3482.7516097062917,5572.4025755300663,4179.3019316475493,3482.7516097062917,8358.6038632950986,2089.6509658237746,0,3482.7516097062917,4179.3019316475493,2786.2012877650332,696.55032194125829,696.55032194125829,3482.7516097062917,2089.6509658237746,1393.1006438825166,2089.6509658237746,1393.1006438825166,2786.2012877650332,1393.1006438825166,2089.6509658237746,3482.7516097062917,696.55032194125829,696.55032194125829,0,0,0,1393.1006438825166,2089.6509658237746,696.55032194125829,0,696.55032194125829,0,2786.2012877650332,0,696.55032194125829,0,0,0,2089.6509658237746,0,0,0,0,0,0,0,0,0,0,0,0,0,0,0,0,696.55032194125829]
[5,"TRANSFORMERS","ground outdoor / indoor chamber mounted ; > 33 kv & < = 66 kv ; > 15 mva and < = 40 mva",319.97322179362283,704.3602957778802,2103.0437472995104,319.97322179362283,53.799808481141298,7.3348352729383972,2,0,0,0,0,0,1,1,0,3,4,2,11,6,3,8,2,0,4,2,3,0,1,1,6,0,1,1,2,1,1,0,0,2,8,0,2,4,2,5,1,6,2,1,0,2,0,0,2,0,1,0,1,0,0,0,0,0,1,0,0,0,0,0,0,0,0,0,0,0,0,0,0,0,0,0,0,0,0,0,0,0,0,0,0,0,0,0,0,0,0,0,null,0,0,0,0,0,319.97322179362283,319.97322179362283,0,959.91966538086854,1279.8928871744913,639.94644358724565,3519.7054397298512,1919.8393307617371,959.91966538086854,2559.7857743489826,{"$f":"IFERROR($G52*Z52,\"\")","v":639.94644358724565},0,1279.8928871744913,639.94644358724565,959.91966538086854,0,319.97322179362283,319.97322179362283,1919.8393307617371,0,319.97322179362283,319.97322179362283,639.94644358724565,319.97322179362283,319.97322179362283,0,0,639.94644358724565,2559.7857743489826,0,639.94644358724565,1279.8928871744913,639.94644358724565,1599.8661089681141,319.97322179362283,1919.8393307617371,639.94644358724565,319.97322179362283,0,639.94644358724565,0,0,639.94644358724565,0,319.97322179362283,0,319.97322179362283,0,0,0,0,0,319.97322179362283,0,0,0,0,0,0,0,0,0,0,0,0,0,0,0,0,0,0,0,0,0,0,0,0,0,0,0,0,0,0,0,0,0]
[5,"TRANSFORMERS","ground outdoor / indoor chamber mounted ; > 33 kv & < = 66 kv ; > 40 mva",319.97322179362283,"","",319.97322179362283,53.799808481141298,7.3348352729383972,2,0,0,0,0,0,1,0,1,0,0,0,0,2,0,0,0,0,0,0,0,0,0,0,0,0,0,0,0,0,0,0,0,0,0,0,0,0,0,0,0,0,0,0,0,0,0,0,0,0,0,0,0,0,0,0,0,0,0,0,0,0,0,0,0,0,0,0,0,0,0,0,0,0,0,0,0,0,0,0,0,0,0,0,0,0,0,0,0,0,0,0,null,{"$f":"IFERROR($G53*K53,\"\")","v":0},0,0,0,0,319.97322179362283,0,319.97322179362283,0,0,0,0,639.94644358724565,0,0,0,0,0,0,0,0,0,0,0,0,0,0,0,0,0,0,0,0,0,0,0,0,0,0,0,0,0,0,{"$f":"IFERROR($G53*BB53,\"\")","v":0},0,0,0,0,0,0,0,0,0,0,0,0,0,0,0,{"$f":"IFERROR($G53*BR53,\"\")","v":0},0,0,0,0,0,0,0,0,0,0,0,0,0,0,0,{"$f":"IFERROR($G53*CH53,\"\")","v":0},{"$f":"IFERROR($G53*CI53,\"\")","v":0},{"$f":"IFERROR($G53*CJ53,\"\")","v":0},0,0,0,0,0,0,0,0,0,0,0,0,0]
[5,"TRANSFORMERS","ground outdoor / indoor chamber mounted ; > 66 kv & < = 132 kv ; < = 100 mva",5908.1751185735202,530.69188745290887,4170.5840872053222,530.69188745290887,84.285461055675427,9.1807113589130669,2,0,0,0,0,1,1,1,6,0,2,4,5,6,3,4,3,3,0,0,2,1,2,3,0,0,0,1,1,3,0,2,0,0,0,1,3,1,0,1,0,0,0,0,0,0,0,0,1,2,0,1,0,3,0,3,0,1,0,0,0,0,0,2,0,0,0,3,0,0,0,0,0,0,0,0,0,0,0,0,0,0,0,0,0,0,0,0,0,0,0,0,null,0,0,0,0,530.69188745290887,530.69188745290887,530.69188745290887,3184.1513247174535,0,1061.3837749058177,2122.7675498116355,2653.4594372645442,3184.1513247174535,1592.0756623587267,2122.7675498116355,1592.0756623587267,1592.0756623587267,0,0,1061.3837749058177,530.69188745290887,1061.3837749058177,1592.0756623587267,0,0,0,530.69188745290887,530.69188745290887,1592.0756623587267,0,1061.3837749058177,0,{"$f":"IFERROR($G54*AQ54,\"\")","v":0},0,530.69188745290887,1592.0756623587267,530.69188745290887,0,530.69188745290887,0,0,0,0,0,0,0,0,530.69188745290887,1061.3837749058177,0,530.69188745290887,0,1592.0756623587267,0,1592.0756623587267,0,530.69188745290887,0,0,0,0,0,1061.3837749058177,0,0,0,1592.0756623587267,0,0,0,0,0,0,0,0,0,0,0,0,0,0,0,0,0,0,0,0,0,0,0,0]
[5,"TRANSFORMERS","ground outdoor / indoor chamber mounted ; > 66 kv & < = 132 kv ; > 100 mva",5908.1751185735202,"","",5908.1751185735202,84.285461055675427,9.1807113589130669,2,0,0,0,0,0,0,0,0,0,0,0,0,0,0,0,1,0,0,0,0,0,0,0,0,1,0,0,0,0,0,0,0,0,0,0,0,0,0,0,0,0,0,0,0,0,0,0,0,0,0,0,0,0,0,0,0,0,0,0,0,0,0,0,0,0,0,0,0,0,0,0,0,0,0,0,0,0,0,0,0,0,0,0,0,0,0,0,0,0,0,0,null,0,0,0,0,0,0,0,0,0,0,0,0,0,0,0,5908.1751185735202,0,0,0,0,0,0,0,0,5908.1751185735202,0,0,0,0,0,0,{"$f":"IFERROR($G55*AP55,\"\")","v":0},0,0,0,0,0,0,0,0,0,0,0,0,0,0,0,0,0,0,0,0,0,0,0,0,0,0,0,0,0,0,0,0,0,0,0,0,0,0,0,0,0,0,0,0,0,0,0,0,0,0,0,0,0,0,0,0,0,0,0]
[5,"TRANSFORMERS","kiosk mounted ; < = 22 kv ; < = 60 kva ; multiple phase",243.75459561080777,37.393718435832831,"",37.393718435832831,55.893874996265765,7.476220635873835,2,1.0085714290000001,3.0257142859999999,1.0085714290000001,10.08571429,6.0514285709999998,5.042857143,11.094285709999999,9.0771428570000001,10.08571429,10.08571429,10.08571429,22.18857143,15.128571429999999,22.18857143,7.06,10.08571429,10.08571429,9.0771428570000001,6.0514285709999998,7.06,3.0257142859999999,3.0257142859999999,0,6.0514285709999998,3.0257142859999999,2.0171428570000001,2.0171428570000001,7.06,7.06,7.06,3.0257142859999999,7.06,7.06,8.0685714290000004,18.15428571,1.0085714290000001,3.0257142859999999,6.0514285709999998,7.06,0,2.0171428570000001,2.0171428570000001,1.0085714290000001,4.0342857140000001,2.0171428570000001,2.0171428570000001,4.0342857140000001,4.0342857140000001,3.0257142859999999,1.0085714290000001,3.0257142859999999,2.0171428570000001,4.0342857140000001,2.0171428570000001,4.0342857140000001,3.0257142859999999,2.0171428570000001,3.0257142859999999,2.0171428570000001,4.0342857140000001,3.0257142859999999,0,2.0171428570000001,1.0085714290000001,0,1.0085714290000001,0,1.0085714290000001,0,3.0257142859999999,0,1.0085714290000001,0,0,0,0,0,0,0,0,0,0,0,0,0,0,0,0,0,0,0,null,37.714236038451567,113.14270807796096,37.714236038451567,377.14236038451565,226.28541611852822,188.57118011747039,414.85659608642368,339.42812419648919,377.14236038451565,377.14236038451565,377.14236038451565,829.71319254678463,565.71354038980485,829.71319254678463,263.99965215697978,377.14236038451565,377.14236038451565,339.42812419648919,226.28541611852822,263.99965215697978,113.14270807796096,113.14270807796096,0,226.28541611852822,113.14270807796096,75.428472039509415,75.428472039509415,263.99965215697978,263.99965215697978,263.99965215697978,113.14270807796096,263.99965215697978,263.99965215697978,301.71388819543137,678.85624824340346,37.714236038451567,113.14270807796096,226.28541611852822,263.99965215697978,0,75.428472039509415,75.428472039509415,37.714236038451567,150.85694407901883,75.428472039509415,75.428472039509415,150.85694407901883,150.85694407901883,113.14270807796096,37.714236038451567,113.14270807796096,75.428472039509415,150.85694407901883,75.428472039509415,150.85694407901883,113.14270807796096,75.428472039509415,113.14270807796096,75.428472039509415,150.85694407901883,113.14270807796096,0,75.428472039509415,37.714236038451567,0,37.714236038451567,0,37.714236038451567,0,113.14270807796096,0,37.714236038451567,0,0,0,0,0,0,0,0,0,0,0,0,0,0,0,0,0,0,0]
[5,"TRANSFORMERS","kiosk mounted ; < = 22 kv ; < = 60 kva ; single phase",243.75459561080777,17.302905584339072,"",17.302905584339072,55.893874996265765,7.476220635873835,2,0,0,1.0109890109999999,1.0109890109999999,1.0109890109999999,0,1.0109890109999999,0,1.0109890109999999,15.164835160000001,3.0329670329999998,2.0219780219999999,5.0549450550000001,3.0329670329999998,2.0219780219999999,0,3.0329670329999998,1.0109890109999999,2.0219780219999999,2.0219780219999999,1.0109890109999999,5.0549450550000001,3.0329670329999998,5.0549450550000001,1.0109890109999999,1.0109890109999999,1.0109890109999999,2.0219780219999999,0,6.0659340659999996,3.0329670329999998,3.0329670329999998,1.0109890109999999,0,0,3.0329670329999998,1.0109890109999999,2.0219780219999999,0,1.0109890109999999,0,2.0219780219999999,1.0109890109999999,1.0109890109999999,1.0109890109999999,0,0,1.0109890109999999,1.0109890109999999,0,0,0,1.0109890109999999,0,0,1.0109890109999999,0,0,0,0,0,0,0,0,0,0,0,0,0,0,0,0,0,0,0,0,0,0,0,0,0,0,0,0,0,0,0,0,0,0,0,null,0,0,17.493047404137336,17.493047404137336,17.493047404137336,0,17.493047404137336,0,17.493047404137336,262.39571097554551,52.479142212412,34.986094808274672,87.465237020686686,52.479142212412,34.986094808274672,0,52.479142212412,17.493047404137336,34.986094808274672,34.986094808274672,17.493047404137336,87.465237020686686,52.479142212412,87.465237020686686,17.493047404137336,17.493047404137336,17.493047404137336,34.986094808274672,0,104.958284424824,52.479142212412,52.479142212412,17.493047404137336,0,0,52.479142212412,17.493047404137336,34.986094808274672,0,17.493047404137336,0,34.986094808274672,17.493047404137336,17.493047404137336,17.493047404137336,0,0,17.493047404137336,17.493047404137336,0,0,0,17.493047404137336,0,0,17.493047404137336,0,0,0,0,0,0,0,0,0,0,0,0,0,0,0,0,0,0,0,0,0,0,0,0,0,0,0,0,0,0,0,0,0,0,0]
[5,"TRANSFORMERS","kiosk mounted ; < = 22 kv ; > 60 kva and < = 600 kva ; multiple phase",243.75459561080777,54.459160746624434,203.47732091033987,54.459160746624434,55.893874996265765,7.476220635873835,2,6.007017544,52.060818709999999,87.101754389999996,93.108771930000003,132.15438599999999,192.2245614,254.297076,192.2245614,220.2573099,216.2526316,266.31111110000001,399.46666670000002,331.3871345,371.43391810000003,343.4011696,300.35087720000001,192.2245614,109.1274854,90.105263160000007,99.115789469999996,76.088888890000007,64.0748538,58.06783626,61.071345030000003,100.1169591,102.1192982,89.104093570000003,70.08187135,62.07251462,54.063157889999999,49.057309940000003,27.03157895,23.02690058,27.03157895,17.01988304,30.03508772,31.03625731,38.044444439999999,40.04678363,18.02105263,10.01169591,14.01637427,3.003508772,13.01520468,8.009356725,9.010526316,13.01520468,2.002339181,10.01169591,12.01403509,6.007017544,2.002339181,11.0128655,2.002339181,6.007017544,1.001169591,11.0128655,0,2.002339181,1.001169591,1.001169591,0,0,0,0,0,0,0,0,0,0,0,0,4.004678363,0,0,0,0,0,1.001169591,0,0,0,8.009356725,0,0,0,0,0,0,0,null,327.1371340364891,2835.1884947287631,4743.4884436380107,5070.6255774566634,7197.0169505454533,10468.388288731978,13848.80533928057,10468.388288731978,11995.028245463172,11776.936826184954,14503.07960800706,21754.619414733548,18047.065227098752,20227.979452556436,18701.339495825239,16356.856701824456,10468.388288731978,5942.9912692735106,4907.0570105473371,5397.7627112753153,4143.7370310925562,3489.4627629106594,3162.3256290920071,3325.8941960013335,5452.2855690901242,5561.3312760062754,4852.5341549108953,3816.5998972739035,3380.4170516377753,2944.2342060016472,2671.6199278194367,1472.1171032731193,1254.0256801827593,1472.1171032731193,926.8885463641069,1635.6856701824456,1690.2085258188877,2071.8685152739822,2180.9142270914581,981.41140200054906,545.22855690901235,763.31997945478076,163.56856701824455,708.7971238183386,436.18284536383243,490.70570105473365,708.7971238183386,109.04571132734331,545.22855690901235,654.27426818189656,327.1371340364891,109.04571132734331,599.75141254545451,109.04571132734331,327.1371340364891,54.522855690901238,599.75141254545451,0,109.04571132734331,54.522855690901238,54.522855690901238,0,0,0,0,0,0,0,0,0,0,0,0,218.0914227091458,0,0,0,0,0,54.522855690901238,0,0,0,436.18284536383243,0,0,0,0,0,0,0]
[5,"TRANSFORMERS","kiosk mounted ; < = 22 kv ; > 600 kva ; multiple phase",189.00455547430752,52.762561516676499,183.02889391662626,52.762561516676499,55.569326149808134,7.4544836273083419,2,39.30207394,50.678990079999998,55.850315600000002,67.227231739999993,73.432822360000003,68.261496840000007,85.844003610000001,77.56988278,94.118124440000003,138.5915239,139.625789,187.20198379999999,163.4138864,88.946798920000006,137.5572588,98.255184850000006,78.604147879999999,51.713255179999997,43.439134359999997,43.439134359999997,32.062218209999997,41.370604149999998,46.541929670000002,57.918845810000001,22.753832280000001,32.062218209999997,5.1713255179999997,9.3083859330000003,14.47971145,14.47971145,29.99368801,4.1370604149999997,17.582506760000001,17.582506760000001,21.719567179999999,13.445446349999999,12.411181239999999,8.2741208299999993,10.34265104,3.1027953109999999,5.1713255179999997,20.685302069999999,9.3083859330000003,4.1370604149999997,7.239855726,0,7.239855726,2.0685302069999998,3.1027953109999999,1.0342651039999999,1.0342651039999999,4.1370604149999997,9.3083859330000003,3.1027953109999999,4.1370604149999997,1.0342651039999999,3.1027953109999999,0,0,2.0685302069999998,0,0,3.1027953109999999,0,0,0,0,0,0,3.1027953109999999,0,0,0,1.0342651039999999,0,0,0,0,1.0342651039999999,0,0,0,0,0,0,0,0,0,0,0,0,null,2073.6780939922182,2673.9533316990378,2946.8057125707974,3547.0809502776165,3874.5038071126778,3601.6514262409187,4529.3495213104243,4092.7857120211352,4965.9133305997138,7312.4438054636912,7367.014281426993,9877.2561862913772,8622.1352338591842,4693.0609497279547,7257.8733295003894,5184.195234980546,4147.3561879844365,2728.5238076623396,2291.9599989006756,2291.9599989006756,1691.6847606662304,2182.8190464464469,2455.671427318206,3055.946665025026,1200.5504754136396,1691.6847606662304,272.85238076623392,491.1342854108787,763.98666612435011,763.98666612435011,1582.5438087396274,218.2819046446447,927.69809454188044,927.69809454188044,1145.9799994503378,709.41619016104846,654.84571367012131,436.5638092892894,545.70476174351813,163.71142847029287,272.85238076623392,1091.4095229594107,491.1342854108787,218.2819046446447,381.99333311493757,0,381.99333311493757,109.14095229594106,163.71142847029287,54.570476174351811,54.570476174351811,218.2819046446447,491.1342854108787,163.71142847029287,218.2819046446447,54.570476174351811,163.71142847029287,0,0,109.14095229594106,0,0,163.71142847029287,0,0,0,0,0,0,163.71142847029287,0,0,0,54.570476174351811,0,0,0,0,54.570476174351811,0,0,0,0,0,0,0,0,0,0,0,0]
[5,"TRANSFORMERS","kiosk mounted ; < = 22 kv ; > 600 kva ; single phase",189.00455547430752,"","",189.00455547430752,55.569326149808134,7.4544836273083419,2,2,0,0,0,1,0,0,0,0,0,0,0,1,0,0,0,0,0,0,0,0,0,0,0,0,0,0,0,0,0,0,0,0,0,0,0,0,0,0,0,0,0,1,0,0,0,0,0,0,0,0,0,0,0,0,0,0,0,0,0,0,0,0,0,0,0,0,0,0,0,0,0,0,0,0,0,0,0,0,0,0,0,0,0,0,0,0,0,0,0,0,null,378.00911094861505,0,0,0,189.00455547430752,0,0,0,0,0,0,0,189.00455547430752,0,0,0,0,0,0,0,0,0,0,0,0,0,0,0,0,0,0,0,0,0,0,0,0,0,0,0,0,0,189.00455547430752,0,0,0,0,0,0,0,0,0,0,0,0,0,0,0,0,0,0,0,0,0,0,0,0,0,0,0,0,0,0,0,0,0,0,0,0,0,0,0,0,0,0,0,0,0,0,0,0]
[5,"TRANSFORMERS","pole mounted ; < = 22 kv ; < = 60 kva ; multiple phase",19.726269399239442,12.885644400526054,16.67071192328229,12.885644400526054,56.438601101701884,7.5125628850414214,2,117.02674690000001,261.05966619999998,270.06172370000002,374.08549870000002,499.11407450000002,412.09418579999999,333.07612590000002,359.08206960000001,437.09990090000002,1188.2715840000001,545.12459039999999,523.11956110000006,329.07521150000002,302.0690391,328.07498290000001,316.07223959999999,365.0834413,481.10995960000002,496.11338869999997,514.11750359999996,463.10584469999998,609.13922119999995,574.13121999999998,755.17259769999998,797.18219920000001,847.19362950000004,736.16825419999998,705.16116739999995,719.1643679,761.17396940000003,596.13624930000003,444.10150119999997,497.11361729999999,597.13647790000005,587.13419190000002,627.14333610000006,579.13236300000005,698.15956719999997,613.14013560000001,584.13350609999998,382.08732759999998,416.09510019999999,364.08321269999999,313.0715538,265.0605807,292.06675300000001,235.05372249999999,317.0724682,238.05440830000001,317.0724682,274.06263810000002,263.06012340000001,263.06012340000001,257.05875179999998,346.0790978,224.05120779999999,103.0235464,21.004800729999999,22.00502934,15.003429089999999,17.003886309999999,13.00297188,5.0011430309999998,3.0006858190000001,32.007315400000003,1.0002286060000001,0,2.0004572129999998,1.0002286060000001,3.0006858190000001,0,1.0002286060000001,0,2.0004572129999998,0,0,0,1.0002286060000001,0,0,0,0,0,1.0002286060000001,0,0,0,0,0,0,0,null,1507.9650459037648,3363.9220259732306,3479.9193377913198,4820.3327116416522,6431.4064793046691,5310.0991377431137,4291.9005166522466,4627.0038594705475,5632.3138905025789,15311.645082673826,7024.2816258768189,6740.7326432938626,4240.346156416902,3892.3542222512006,4227.4575663580663,4072.7944843634691,4704.3354011121273,6199.4118569570564,6392.7407091281602,6624.7353314757729,5967.4172346094429,7849.1513947965805,7398.0507401601917,9730.885554983719,10272.206341320525,10916.63584812802,9486.0023425772706,9086.4560481762255,9266.8963102884936,9808.2170966252997,7681.599722743149,5722.5340222029945,6405.6292991869968,7694.4883128019856,7565.602412213625,8081.146017144195,7462.4936904543729,8996.2359177643739,7900.7057550319259,7526.9366420371161,4923.4414334009034,5361.6534979784574,4691.4468110532916,4034.1287141869616,3415.4763874971395,3763.4683203742761,3028.8186831549301,4085.6830744223053,3067.4844533314381,4085.6830744223053,3531.4736980266634,3389.6992060909029,3389.6992060909029,3312.3676657378865,4459.452188705679,2887.0441912191691,1327.5247837914962,270.66039291069006,283.54898309838251,193.3288520422482,219.10603241763312,167.55167179571976,64.442950693635041,38.665770421335289,412.4348844598814,12.888590136149881,0,25.777180285185402,12.888590136149881,38.665770421335289,0,12.888590136149881,0,25.777180285185402,0,0,0,12.888590136149881,0,0,0,0,0,12.888590136149881,0,0,0,0,0,0,0]
[5,"TRANSFORMERS","pole mounted ; < = 22 kv ; < = 60 kva ; single phase",13.360723432309619,9.6488736205468477,9.8360380909214964,9.6488736205468477,49.628461751999865,7.0447471034807112,2,386.26199430000003,1499.7828999999999,769.50631669999996,814.77139420000003,1137.66228,1060.208703,848.97167490000004,889.20729930000005,997.84348520000003,1405.229182,1833.738582,1525.936056,1075.2970620000001,1066.2440469999999,1001.867048,921.39579890000005,667.91136510000001,677.97027119999996,670.92903690000003,600.51669419999996,641.75820929999998,546.19860129999995,577.38121020000006,688.02917730000001,820.80673790000003,708.14698950000002,644.77588109999999,684.00561489999996,699.093974,771.51809800000001,804.71248809999997,679.98205240000004,810.74783179999997,727.25891109999998,808.73605050000003,814.77139420000003,671.93492760000004,928.43703310000001,879.14839319999999,668.91725570000006,439.57419659999999,357.09116660000001,399.33857219999999,301.76718299999999,397.32679100000001,487.85694590000003,287.68471449999998,323.89677649999999,313.83787039999999,371.17363510000001,284.66704270000002,246.44319949999999,207.2134657,182.06620040000001,648.79944350000005,242.41963699999999,116.6833108,27.15904647,11.06479671,12.070687319999999,13.076577929999999,4.0235624400000001,1.00589061,1.00589061,20.117812199999999,1.00589061,0,1.00589061,1.00589061,0,0,0,0,1.00589061,0,0,0,0,0,0,0,0,0,0,0,0,0,0,0,0,0,null,3726.993167421087,14471.215660357249,7424.8692000507981,7861.6262122725575,10977.159562583181,10229.819786650887,8191.6203985340844,8579.8488534134758,9628.0656817808085,13558.878785022425,17693.511830838783,14723.564157379697,10375.40545578333,10288.054058163412,9666.8885307423425,8890.4316180888982,6444.5923515768245,6541.6494652966721,6473.709485403313,5794.3096893643778,6192.2438564841523,5270.2012756631548,5571.078328098195,6638.7065790165198,7919.8604808904211,6832.8208064562159,6221.3609903106408,6599.8837339145357,6745.4694040118638,7444.2806235666776,7764.569098552709,6561.0608878476651,7822.8033671705725,7017.2293226204147,7803.3919436546939,7861.6262122725575,6483.415197643696,8958.3715970173707,8482.7917396936282,6454.298062852321,4241.3958698468141,3445.5275375370397,3853.1674149674227,2911.7134115954332,3833.7559924164307,4707.2700158950611,2775.833452773601,3125.2390625510079,3028.1819488311603,3581.4074963588714,2746.7163189471135,2377.8992866187141,1999.3765430148192,1756.7337582327561,6260.1838354126257,2339.0764405518426,1125.8625195361892,262.05420704358897,106.76282509183254,116.46853646381732,126.17424783580209,38.822845487939112,9.7057113719847781,9.7057113719847781,194.11422743969553,9.7057113719847781,0,9.7057113719847781,9.7057113719847781,0,0,0,0,9.7057113719847781,0,0,0,0,0,0,0,0,0,0,0,0,0,0,0,0,0]
[5,"TRANSFORMERS","pole mounted ; < = 22 kv ; > 60 kva and < = 600 kva ; multiple phase",38.13142141338686,20.620616672593204,35.851334116404097,20.620616672593204,48.840294381890395,6.9885831455231608,2,123.0145138,347.04094559999999,701.08271709999997,775.09144900000001,1043.123073,922.10879480000006,900.10619889999998,773.09121300000004,799.09428100000002,1434.16921,1674.1975299999999,1467.173104,831.09805700000004,726.08566710000002,660.07787919999998,531.06265729999996,455.0536894,472.05569539999999,394.0464915,445.05250940000002,406.04790750000001,484.0571114,497.05864539999999,467.0551054,528.06230330000005,458.05404340000001,303.03575360000002,324.03823160000002,331.03905759999998,370.04365949999999,280.0330396,247.02914569999999,214.02525170000001,281.03315759999998,327.03858559999998,278.03280369999999,265.0312697,372.04389550000002,371.04377749999998,333.03929360000001,186.02194779999999,196.0231278,234.02761169999999,206.02430770000001,195.02300980000001,177.0208858,143.01687380000001,153.01805379999999,137.01616580000001,162.01911580000001,132.01557579999999,108.0127439,92.010855879999994,112.01321590000001,258.03044369999998,76.008967900000002,43.005073950000003,9.0010619890000001,11.001297989999999,20.002359970000001,11.001297989999999,16.001887979999999,7.0008259910000001,2.0002359969999999,103.0121539,2.0002359969999999,4.0004719949999998,2.0002359969999999,3.0003539959999999,1.000117999,3.0003539959999999,1.000117999,2.0002359969999999,5.0005899940000003,0,0,1.000117999,0,0,2.0002359969999999,0,0,0,0,1.000117999,0,0,0,0,0,0,null,2536.6351342352268,7156.1983089118712,14456.757965099205,15982.863656033825,21509.841030670457,19014.451987997705,18560.744892141836,15941.617556223106,16477.816853762481,29573.453523045824,34522.985500332361,30254.014169922724,17137.754450734017,14972.33421273322,13611.212921041482,10950.83948531203,9383.4876945666892,9734.0795429578193,8125.481652401756,9177.2571955130843,8372.9582512660836,9981.5561418221459,10249.655790591833,9630.9642934310159,10888.97033559595,9445.3568442827709,6248.7841130760062,6681.8681610885787,6826.229510426102,7630.5284546731027,5774.4539652527128,5093.8933204378754,4413.3326735609771,5795.0770151580728,6743.7373108046595,5733.207867504053,5465.1082187343663,7671.7745544838244,7651.1515045784627,6867.4756102368237,3835.8872782729427,4042.1177773265485,4825.7936716681879,4248.348274318093,4021.4947274211881,3650.2798291246977,2949.0961323424385,3155.3266313960439,2825.3578329102752,3340.9340805442894,2722.2425833834718,2227.2893877168799,1897.3205888186983,2309.7815873383224,5320.7468693968412,1567.3517907453418,886.79114489947381,185.60744892141835,226.8535487527601,412.46099748859291,226.8535487527601,329.96879807335677,144.36134915193844,41.246099748859287,2124.174138190077,41.246099748859287,82.492199518339191,41.246099748859287,61.869149633599243,20.623049884739952,61.869149633599243,20.623049884739952,41.246099748859287,103.11524940307916,0,0,20.623049884739952,0,0,41.246099748859287,0,0,0,0,20.623049884739952,0,0,0,0,0,0]
[5,"TRANSFORMERS","pole mounted ; < = 22 kv ; > 60 kva and < = 600 kva ; single phase",74.201559863176087,14.007068443531248,34.623053091002291,14.007068443531248,43.082864705329015,6.5637538577653123,2,4,25,25,26,30,29,25,17,17,19,78,55,46,26,16,15,10,10,8,15,9,8,6,3,12,6,4,13,12,10,8,11,19,20,11,8,16,14,9,3,2,8,1,0,4,7,2,7,2,4,3,0,1,0,2,4,2,1,0,0,0,0,0,0,1,0,0,0,0,0,0,0,0,0,0,0,0,0,0,0,0,0,0,0,0,0,0,0,0,0,0,null,56.02827377412499,350.17671108828119,350.17671108828119,364.18377953181243,420.21205330593745,406.20498486240621,350.17671108828119,238.1201635400312,238.1201635400312,266.13430042709371,1092.5513385954373,770.38876439421858,644.32514840243743,364.18377953181243,224.11309509649996,210.10602665296872,140.07068443531247,140.07068443531247,112.05654754824998,210.10602665296872,126.06361599178123,112.05654754824998,84.042410661187489,42.021205330593745,168.08482132237498,84.042410661187489,56.02827377412499,182.09188976590622,168.08482132237498,140.07068443531247,112.05654754824998,154.07775287884371,266.13430042709371,280.14136887062494,154.07775287884371,112.05654754824998,224.11309509649996,196.09895820943746,126.06361599178123,42.021205330593745,28.014136887062495,112.05654754824998,14.007068443531248,0,56.02827377412499,98.049479104718728,28.014136887062495,98.049479104718728,28.014136887062495,56.02827377412499,42.021205330593745,0,14.007068443531248,0,28.014136887062495,56.02827377412499,28.014136887062495,14.007068443531248,0,0,0,0,0,0,14.007068443531248,0,0,0,0,0,0,0,0,0,0,0,0,0,0,0,0,0,0,0,0,0,0,0,0,0,0]
[5,"TRANSFORMERS","pole mounted ; < = 22 kv ; > 600 kva ; multiple phase",61.175297518025097,33.083136000278877,49.800678681274618,33.083136000278877,23.844224717267771,4.8830548550336568,2,102.7901408,100.77464790000001,102.7901408,72.557746480000006,76.588732390000004,75.580985920000003,86.666197179999998,62.480281689999998,82.635211269999999,74.573239439999995,62.480281689999998,67.519014080000005,76.588732390000004,97.75140845,47.364084509999998,51.395070420000003,23.178169010000001,39.30211268,18.139436620000001,6.0464788729999999,12.09295775,26.201408449999999,13.10070423,7.0542253519999996,9.0697183100000007,4.0309859149999996,1.0077464789999999,1.0077464789999999,1.0077464789999999,2.0154929579999998,0,0,3.023239437,0,4.0309859149999996,3.023239437,4.0309859149999996,4.0309859149999996,3.023239437,1.0077464789999999,0,0,0,0,1.0077464789999999,0,0,1.0077464789999999,2.0154929579999998,0,0,1.0077464789999999,0,0,0,0,0,0,0,0,0,0,0,0,0,0,0,0,0,0,0,0,0,0,0,0,0,0,0,0,0,0,0,0,0,0,0,0,0,0,0,null,3400.6202075742149,3333.9413818559183,3400.6202075742149,2400.4377946715963,2533.7954497473338,2500.4560362265229,2867.1895879329254,2067.0436564860042,2733.8319328571879,2467.1166223748805,2067.0436564860042,2233.7407254133846,2533.7954497473338,3233.9231399701598,1566.9524493730321,1700.3101044487701,766.80651759527927,1300.237138890725,600.10944866789907,200.03648287827195,400.07296588887647,866.82475915020609,433.41237974051876,233.37589669683112,300.05472433394954,133.35765524115357,33.33941381855918,33.33941381855918,33.33941381855918,66.67882763711836,0,0,100.01824145567754,0,133.35765524115357,100.01824145567754,133.35765524115357,133.35765524115357,100.01824145567754,33.33941381855918,0,0,0,0,33.33941381855918,0,0,33.33941381855918,66.67882763711836,0,0,33.33941381855918,0,0,0,0,0,0,0,0,0,0,0,0,0,0,0,0,0,0,0,0,0,0,0,0,0,0,0,0,0,0,0,0,0,0,0,0,0,0,0]
[5,"TRANSFORMERS","pole mounted ; < = 22 kv ; > 600 kva ; single phase",61.175297518025097,"","",61.175297518025097,23.844224717267771,4.8830548550336568,2,71.29789864,74.353522870000006,38.704573549999999,57.038318910000001,66.205191589999998,60.09394314,57.038318910000001,42.778739180000002,47.871446229999997,29.537700869999998,28.519159460000001,21.389369590000001,35.64894932,28.519159460000001,18.333745360000002,25.463535230000002,12.22249691,20.37082818,11.203955499999999,12.22249691,1.018541409,7.1297898640000001,3.055624227,3.055624227,4.0741656370000001,0,3.055624227,2.037082818,2.037082818,4.0741656370000001,3.055624227,2.037082818,9.1668726819999993,3.055624227,4.0741656370000001,4.0741656370000001,3.055624227,0,0,1.018541409,0,0,2.037082818,0,0,1.018541409,0,0,2.037082818,0,0,0,1.018541409,0,0,0,0,0,0,0,0,0,0,0,0,0,0,0,0,0,0,0,0,0,0,0,0,0,0,0,0,0,0,0,0,0,0,0,0,0,0,null,{"$f":"IFERROR($G66*K66,\"\")","v":4361.670161711997},4548.598883085534,2367.7638022295346,3489.3361292472468,4050.122292756103,3676.2648506207834,3489.3361292472468,2617.0020967824971,2928.5499657383907,1806.9776387206787,1744.6680649295001,1308.5010483912486,2180.8350808559985,1744.6680649295001,1121.5723270177123,1557.7393435559636,{"$f":"IFERROR($G66*AA66,\"\")","v":747.71488488239243},1246.1914746000698,685.40531109121355,747.71488488239243,62.309573730003486,436.16701617119969,186.92872119001046,186.92872119001046,249.23829498118926,0,186.92872119001046,124.61914746000697,124.61914746000697,249.23829498118926,186.92872119001046,124.61914746000697,{"$f":"IFERROR($G66*AQ66,\"\")","v":560.78616363120659},186.92872119001046,249.23829498118926,249.23829498118926,186.92872119001046,0,0,62.309573730003486,0,0,124.61914746000697,0,0,62.309573730003486,0,0,{"$f":"IFERROR($G66*BG66,\"\")","v":124.61914746000697},0,0,0,62.309573730003486,0,0,0,0,0,0,0,0,0,0,0,{"$f":"IFERROR($G66*BW66,\"\")","v":0},0,0,0,0,0,0,0,0,0,0,0,0,0,{"$f":"IFERROR($G66*CK66,\"\")","v":0},{"$f":"IFERROR($G66*CL66,\"\")","v":0},0,0,0,0,0,0,0,0,0,0,0]
[6,"UNDERGROUND CABLES","˂ = 1 kv",207.15243447495183,283.28671812373136,178.14979537741439,178.14979537741439,26.789932721994113,5.1758992186859771,2,70.099999999999994,209.77,83.09,163.26,247.07,278.60000000000002,376.04,395.43,352.36,512.78,1132.72,1237.58,634.32000000000005,221.26,307.32,83.28,17.12,13.12,4.43,6.12,3.79,2.12,3.54,0.06,3.17,10.7,8.07,1.63,5.3,0,1.22,0.55000000000000004,0,0.72,0,0.51,0,0,0.26,0,0,0,0.04,0,0,0.19,0,0,0.08,0.45,0,0,0,0,0,0,0,0,0,0,0,0,0,0,0,0,0,0,0,0,0,0,0,0,0,0,0,0,0,0,0,0,0,0,0,0,0,0,0,0,0,null,12488.300655956748,37370.482576320217,14802.466497909363,29084.735593316673,44015.46994389777,49632.532992147651,66991.449053722914,70445.773586090974,62772.861899185737,91351.652073630554,201793.83621990483,220474.62376318048,113003.97820380151,39417.423725206703,54748.995115386992,14836.314959031071,3049.9244968613348,2337.3253153516766,789.20359352194566,1090.2767477097761,675.18772448040056,377.67756620011852,630.6502756360469,10.688987722644864,564.73485134640362,1906.2028105383338,1437.6688486957341,290.38416646518544,944.19391550029627,0,217.34275036044556,97.982387457577929,0,128.26785267173835,0,90.856395642481345,0,0,46.31894679812774,0,0,0,7.125991815096576,0,0,33.848461121708738,0,0,14.251983630193152,80.167407919836478,0,0,0,0,0,0,0,0,0,0,0,0,0,0,0,0,0,0,0,0,0,0,0,0,0,0,0,0,0,0,0,0,0,0,0,0,0,0,0,0,0]
[6,"UNDERGROUND CABLES","> 1 kv & < = 11 kv",410.68106254293127,516.31394117407092,119.4265472957949,119.4265472957949,56.267323487111625,7.5011548102349961,2,10.63,37.69,16.45,24.19,33.76,72.39,104.89,91.95,109.2,143.91,175.7,165,87.24,46.24,58.21,45.71,64.28,40.909999999999997,12.56,32.56,107.41,17.579999999999998,15.26,12.27,11.02,23.26,18.07,27.91,15.75,11.55,8.34,3.76,4.42,20.12,20.420000000000002,10.85,6.06,17,9.98,7.81,2.91,4.5599999999999996,2.37,2.63,25.76,1.52,0.63,3.91,2.29,1.9,1.47,0.43,0.55000000000000004,0.49,3.54,0.12,0.46,0,0,0.01,0.24,0,0.34,0,0.81,0,0,0,0,0.03,0,0,0,0,0,0,0,0,0,0,0,0,0,0.41,0,0,0,0,0,0,0,null,1269.5041977542999,4501.1865675785093,1964.5667030158261,2888.9281790852788,4031.8402367060357,8645.2877587425937,12526.650545855928,10981.271023848341,13041.378964700803,17186.674421337844,20983.244359871162,19705.38030380616,10418.771986085147,5522.2835469575566,6951.8193180882217,5458.9874768907848,7676.7384601736967,4885.7400498709694,1499.9974340351841,3888.5283799510826,12827.60544504133,2099.5187014600742,1822.4491117338303,1465.3637353194035,1316.0805511996598,2777.8614901001897,2158.0377096350139,3333.1949350256359,1880.9681199087697,1379.3766212664311,996.0174044469295,449.04381783218884,527.8653390474135,2402.8621315913938,2438.6900957801322,1295.7780381593748,723.72487661251705,2030.2513040285135,1191.8769420120332,932.72133438015817,347.53125263076316,544.58505566882468,283.04091709103392,314.09181938794057,3076.4278583396767,181.52835188960825,75.238724796350795,466.9577999265581,273.48679330737036,226.91043986201032,175.5570245248185,51.353415337191805,65.684601012687196,58.519008174939501,422.76997742711399,14.331185675495387,54.93621175606566,0,0,1.1942654729579492,28.662371350990774,0,40.605026080570269,0,96.735503309593881,0,0,0,0,3.5827964188738468,0,0,0,0,0,0,0,0,0,0,0,0,0,48.964884391275909,0,0,0,0,0,0,0]
[6,"UNDERGROUND CABLES","> 11 kv & < = 22 kv",3280.3565235566016,143.93035422602335,"",143.93035422602335,64.373089245618388,8.023284193247699,2,2.97,7.85,5.44,12.95,12.04,22.09,17.260000000000002,23.77,21.16,35.1,74.790000000000006,97.83,32.29,16.329999999999998,23.26,15.34,3.83,4.13,5.76,16.96,12.07,13.72,11.46,7.2,22.19,20.67,10.02,14.73,6.94,7.59,11.05,1.72,13.74,4.3600000000000003,51.9,3.94,3.03,5.19,2.14,6.87,1.1599999999999999,0.05,1.9,0.13,4.37,0,0.06,0.08,0.65,1.86,0.74,0.34,0.13,0,3.07,0,0.96,7.0000000000000007E-2,0,0.23,0.13,0.04,0.34,0.67,0,0,0.19,0,0,0,0,0,0,0,0,0,0,0,0,0,0,0,0,0,0,0,0,0,0,0,0,null,427.47315205128939,1129.8532806742833,782.98112698956709,1863.8980872270024,1732.9214648813211,3179.4215248528558,2484.2379139411632,3421.2245199525751,3045.5662954226541,5051.9554333334199,10764.551192564288,14080.706553931865,4647.5111379582941,2350.3826845109611,3347.8200392973035,2207.8916338271983,551.2532566856695,594.4323629534764,829.03884034189446,2441.0588076733561,1737.2393755081018,1974.7244599810406,1649.4418594302279,1036.2985504273681,3193.8145602754585,2975.0404218519029,1442.182149344754,2120.0941177493241,998.87665832860216,1092.4313885755173,1590.4304141975581,247.56020926876016,1977.6030670655609,627.53634442546183,7469.9853843306119,567.08559565053201,436.10897330485074,746.9985384330613,308.01095804368998,988.80153353278047,166.95921090218707,7.1965177113011682,273.46767302944437,18.710946049383036,628.97564796772213,0,8.6358212535614012,11.514428338081869,93.554730246915184,267.71045886040343,106.50846212725727,48.936320436847943,18.710946049383036,0,441.86618747389167,0,138.17314005698242,10.075124795821635,0,33.103981471985371,18.710946049383036,5.7572141690409344,48.936320436847943,96.433337331435652,0,0,27.346767302944439,0,0,0,0,0,0,0,0,0,0,0,0,0,0,0,0,0,0,0,0,0,0,0,0]
[6,"UNDERGROUND CABLES","> 22 kv & < = 33 kv",410.68106254293127,811.04509420602835,"",410.68106254293127,56.267323487111625,7.5011548102349961,2,0,2.5299999999999998,0.01,0.78,0.01,0.6,3.66,2.34,10.46,5.89,5.18,0.51,0.96,0.75,5.99,1.48,0.26,2.42,0,0.12,0.42,0.28000000000000003,0.02,0.01,0.03,0,0.63,0.06,0.44,0.55000000000000004,0.16,0,0.13,0.62,0.41,0,0.28999999999999998,1.38,0.25,0.13,0,0,0.83,0,4.2699999999999996,1.26,0.83,0,0,0,0,0,0.53,0,0.75,0,0,0,0,0,0,0,0,0,0,0,0,0,0,0.05,0,0,0,0,0,0,0,0,0,0,0,0,0,0,0,0,0,0,0,0,0,null,0,1039.0230882336161,4.1068106254293131,320.33122878348638,4.1068106254293131,246.40863752575876,1503.0926889071286,960.99368635045914,4295.7239141990613,2418.9114583778651,2127.3279039723839,209.44734189689495,394.253820041214,308.01079690719848,2459.9795646321586,607.80797256353833,106.77707626116214,993.84817135389369,0,49.28172750515175,172.48604626803112,114.99069751202077,8.2136212508586262,4.1068106254293131,12.320431876287937,0,258.72906940204672,24.640863752575875,180.69966751888975,225.87458439861223,65.708970006869009,0,53.388538130581068,254.6222587766174,168.3792356426018,0,119.09750813745006,566.73986630924514,102.67026563573282,53.388538130581068,0,0,340.86528191063292,0,1753.6081370583163,517.45813880409344,340.86528191063292,0,0,0,0,0,217.66096314775359,0,308.01079690719848,0,0,0,0,0,0,0,0,0,0,0,0,0,0,20.534053127146564,0,0,0,0,0,0,0,0,0,0,0,0,0,0,0,0,0,0,0,0,0]
[6,"UNDERGROUND CABLES","> 33 kv & < = 66 kv",410.68106254293127,1394.5716331411027,"",410.68106254293127,56.267323487111625,7.5011548102349961,2,0,0.2,0,0,0,0,0,0,0.15,1.17,8.84,3.5,0.8,0,0,0,0,0,0,0,2.58,0,0,0,0.16,0,0,0,0,0.35,0,0,0.64,0,0,0,0,0,0,0,0,0,0,0,0,0,0,0.71,0,0,0,0,0,0,0,0,0,0,0,0,0,0,0,0,0,0,0,0,0,0,0,0,0,0,0,0,0,0,0,0,0,0,0,0,0,0,0,0,0,0,0,null,0,82.136212508586254,0,0,0,0,0,0,61.602159381439691,480.49684317522957,3630.4205928795122,1437.3837189002595,328.54485003434502,0,0,0,0,0,0,0,1059.5571413607627,0,0,0,65.708970006869009,0,0,0,0,143.73837189002595,0,0,262.83588002747604,0,0,0,0,0,0,0,0,0,0,0,0,0,0,291.58355440548121,0,0,0,0,0,0,0,0,0,0,0,0,0,0,0,0,0,0,0,0,0,0,0,0,0,0,0,0,0,0,0,0,0,0,0,0,0,0,0,0,0,0,0]
[6,"UNDERGROUND CABLES","> 66 kv & < = 132 kv",3280.3565235566016,"","",3280.3565235566016,64.373089245618388,8.023284193247699,2,0,0,0,0,6.14,0,0,0,0,0,8.8800000000000008,0.04,0,0,0,0,0,0,0,0,0,0,0,0,0,0,0,0,0,0,0,0,0,0,0,0,0,0,0,0,0,0,0,0,0,0,0,0,0,0,0,0,0,0,0,0,0,0,0,0,0,0,0,0,0,0,0,0,0,0,0,0,0,0,0,0,0,0,0,0,0,0,0,0,0,0,0,0,0,0,0,null,0,0,0,0,20141.389054637533,0,0,0,0,0,29129.565929182623,131.21426094226408,0,0,0,0,0,0,0,0,0,0,0,0,0,0,0,0,0,0,0,0,0,0,0,0,0,0,0,0,0,0,0,0,0,0,0,0,0,0,0,0,0,0,0,0,0,0,0,0,0,0,0,0,0,0,0,0,0,0,0,0,0,0,0,0,0,0,0,0,0,0,0,0,0,0,0,0,0,0,0]
["","","","","","","","","","","","","","","","","","","","","","","","","","","","","","","","","","","","","","","","","","","","","","","","","","","","","","","","","","","","","","","","","","","","","","","","","","","","","","","","","","","","","","","","","","","","","","","","","","","","","",null,"","","","","","","","","","","","","","","","","","","","","","","","","","","","","","","","","","","","","","","","","","","","","","","","","","","","","","","","","","","","","","","","","","","","","","","","","","","","","","","","","","","","","","","","","","",""]
["","","","","","","","","","","","","","","","","","","","","","","","","","","","","","","","","","","","","","","","","","","","","","","","","","","","","","","","","","","","","","","","","","","","","","","","","","","","","","","","","","","","","","","","","","","","","","","","","","","","","",null,"","","","","","","","","","","","","","","","","","","","","","","","","","","","","","","","","","","","","","","","","","","","","","","","","","","","","","","","","","","","","","","","","","","","","","","","","","","","","","","","","","","","","","","","","","",""]
["","","","","","","","","","","","","","","","","","","","","","","","","","","","","","","","","","","","","","","","","","","","","","","","","","","","","","","","","","","","","","","","","","","","","","","","","","","","","","","","","","","","","","","","","","","","","","","","","","","","","",null,"","","","","","","","","","","","","","","","","","","","","","","","","","","","","","","","","","","","","","","","","","","","","","","","","","","","","","","","","","","","","","","","","","","","","","","","","","","","","","","","","","","","","","","","","","",""]
["","","","","","","","","","","","","","","","","","","","","","","","","","","","","","","","","","","","","","","","","","","","","","","","","","","","","","","","","","","","","","","","","","","","","","","","","","","","","","","","","","","","","","","","","","","","","","","","","","","","","",null,"","","","","","","","","","","","","","","","","","","","","","","","","","","","","","","","","","","","","","","","","","","","","","","","","","","","","","","","","","","","","","","","","","","","","","","","","","","","","","","","","","","","","","","","","","",""]
["","","","","","","","","","","","","","","","","","","","","","","","","","","","","","","","","","","","","","","","","","","","","","","","","","","","","","","","","","","","","","","","","","","","","","","","","","","","","","","","","","","","","","","","","","","","","","","","","","","","","",null,"","","","","","","","","","","","","","","","","","","","","","","","","","","","","","","","","","","","","","","","","","","","","","","","","","","","","","","","","","","","","","","","","","","","","","","","","","","","","","","","","","","","","","","","","","",""]
["","","","","","","","","","","","","","","","","","","","","","","","","","","","","","","","","","","","","","","","","","","","","","","","","","","","","","","","","","","","","","","","","","","","","","","","","","","","","","","","","","","","","","","","","","","","","","","","","","","","","",null,"","","","","","","","","","","","","","","","","","","","","","","","","","","","","","","","","","","","","","","","","","","","","","","","","","","","","","","","","","","","","","","","","","","","","","","","","","","","","","","","","","","","","","","","","","",""]
["","","","","","","","","","","","","","","","","","","","","","","","","","","","","","","","","","","","","","","","","","","","","","","","","","","","","","","","","","","","","","","","","","","","","","","","","","","","","","","","","","","","","","","","","","","","","","","","","","","","","",null,"","","","","","","","","","","","","","","","","","","","","","","","","","","","","","","","","","","","","","","","","","","","","","","","","","","","","","","","","","","","","","","","","","","","","","","","","","","","","","","","","","","","","","","","","","",""]
["","","","","","","","","","","","","","","","","","","","","","","","","","","","","","","","","","","","","","","","","","","","","","","","","","","","","","","","","","","","","","","","","","","","","","","","","","","","","","","","","","","","","","","","","","","","","","","","","","","","","",null,"","","","","","","","","","","","","","","","","","","","","","","","","","","","","","","","","","","","","","","","","","","","","","","","","","","","","","","","","","","","","","","","","","","","","","","","","","","","","","","","","","","","","","","","","","",""]
["","","","","","","","","","","","","","","","","","","","","","","","","","","","","","","","","","","","","","","","","","","","","","","","","","","","","","","","","","","","","","","","","","","","","","","","","","","","","","","","","","","","","","","","","","","","","","","","","","","","","",null,"","","","","","","","","","","","","","","",{"$f":"IFERROR($G81*Z81,\"\")","v":""},"","","","","","","","","","","","","","","","","","","","","","","","","","","","","","","",{"$f":"IFERROR($G81*BF81,\"\")","v":""},"","","","","","","","","","","","","","","","","","","","","","","","","","","","","","","","","","","","","","","","","","",""]
["","","","","","","","","","","","","","","","","","","","","","","","","","","","","","","","","","","","","","","","","","","","","","","","","","","","","","","","","","","","","","","","","","","","","","","","","","","","","","","","","","","","","","","","","","","","","","","","","","","","","",null,{"$f":"IFERROR($G82*K82,\"\")","v":""},"","","","","","","","","","","","","","","","","","","","","","","","","","","","","","","",{"$f":"IFERROR($G82*AQ82,\"\")","v":""},"","","","","","","","","","","","","","","","","","","","","","","","","","","","","","","","","","","","","","","","","","","","","","","","","","","","","","","","","",""]
["","","","","","","","","","","","","","","","","","","","","","","","","","","","","","","","","","","","","","","","","","","","","","","","","","","","","","","","","","","","","","","","","","","","","","","","","","","","","","","","","","","","","","","","","","","","","","","","","","","","","",null,"","","","","","","","","","","","","","","","","","","","","","","","","","","","","","","","","","","","","","","","","","","","","","","","","","","","","","","","","","","","","","","","","","","","","","","","","","","","","","","","","","","","","","","","","","",""]
["","","","","","","","","","","","","","","","","","","","","","","","","","","","","","","","","","","","","","","","","","","","","","","","","","","","","","","","","","","","","","","","","","","","","","","","","","","","","","","","","","","","","","","","","","","","","","","","","","","","","",null,"","","","","","","","","","","","","","","","","","","","","","","","","","","","","","","","","","","","","","","","","","","","","","","","","","","","","","","","","","","",{"$f":"IFERROR($G84*BR84,\"\")","v":""},"","","","","","","","","","","","","","","","","","","","","","","","","","","","","","",""]
["","","","","","","","","","","","","","","","","","","","","","","","","","","","","","","","","","","","","","","","","","","","","","","","","","","","","","","","","","","","","","","","","","","","","","","","","","","","","","","","","","","","","","","","","","","","","","","","","","","","","",null,"","","","","","","","","","","","","","","","","","","","","","","","","","","","","","","","","","","","","","","","","","","","","","","","","","","","","","","","","","","","","","","","","","","","","","","","","","","",{"$f":"IFERROR($G85*CH85,\"\")","v":""},{"$f":"IFERROR($G85*CI85,\"\")","v":""},{"$f":"IFERROR($G85*CJ85,\"\")","v":""},"","","","","","","","","","","","",""]
["","","","","","","","","","","","","","","","","","","","","","","","","","","","","","","","","","","","","","","","","","","","","","","","","","","","","","","","","","","","","","","","","","","","","","","","","","","","","","","","","","","","","","","","","","","","","","","","","","","","","",null,{"$f":"IFERROR($G86*K86,\"\")","v":""},{"$f":"IFERROR($G86*L86,\"\")","v":""},"","","","","","","","","","","","","","",{"$f":"IFERROR($G86*AA86,\"\")","v":""},"","","","","","","","","",{"$f":"IFERROR($G86*AK86,\"\")","v":""},"","","","",{"$f":"IFERROR($G86*AP86,\"\")","v":""},"","","","","","","","","","","","","","","",{"$f":"IFERROR($G86*BF86,\"\")","v":""},{"$f":"IFERROR($G86*BG86,\"\")","v":""},"","","","","","","","","","","","","","","",{"$f":"IFERROR($G86*BW86,\"\")","v":""},{"$f":"IFERROR($G86*BX86,\"\")","v":""},{"$f":"IFERROR($G86*BY86,\"\")","v":""},"","","","",{"$f":"IFERROR($G86*CD86,\"\")","v":""},"","","","","","",{"$f":"IFERROR($G86*CK86,\"\")","v":""},{"$f":"IFERROR($G86*CL86,\"\")","v":""},{"$f":"IFERROR($G86*CM86,\"\")","v":""},{"$f":"IFERROR($G86*CN86,\"\")","v":""},{"$f":"IFERROR($G86*CO86,\"\")","v":""},{"$f":"IFERROR($G86*CP86,\"\")","v":""},{"$f":"IFERROR($G86*CQ86,\"\")","v":""},"","","","","",""]
["","","","","","","","","","","","","","","","","","","","","","","","","","","","","","","","","","","","","","","","","","","","","","","","","","","","","","","","","","","","","","","","","","","","","","","","","","","","","","","","","","","","","","","","","","","","","","","","","","","","","",null,{"$f":"IFERROR($G87*K87,\"\")","v":""},"","","","","","","","","","","","","","","","","","","","","","","","","","","","","","","","","","","","","","","","","","","","","","","","","","","","","","","","","","","","","","","","","","","","","","","","","","","","","","","","","","","","","","","","","",""]
["","","","","","","","","","","","","","","","","","","","","","","","","","","","","","","","","","","","","","","","","","","","","","","","","","","","","","","","","","","","","","","","","","","","","","","","","","","","","","","","","","","","","","","","","","","","","","","","","","","","","",null,"","","","","","","","","","","","","","","","","","","","","","","","","","","","","","","","","","","","","","","","","","","","","","","","","","","","","","","","","","","","","","","","","","","","","","","","","","","","","","","","","","","","","","","","","","",""]
["","","","","","","","","","","","","","","","","","","","","","","","","","","","","","","","","","","","","","","","","","","","","","","","","","","","","","","","","","","","","","","","","","","","","","","","","","","","","","","","","","","","","","","","","","","","","","","","","","","","","",null,"","","","","","","","","","","","","","","","","","","","","","","","","","","","","","","",{"$f":"IFERROR($G89*AP89,\"\")","v":""},"","","","","","","","","","",{"$f":"IFERROR($G89*BA89,\"\")","v":""},"","","","","","","","","","","","","","","","","","","","","","","","","","","","","","","","","","","","","","","","","","","","","","","",""]
["","","","","","","","","","","","","","","","","","","","","","","","","","","","","","","","","","","","","","","","","","","","","","","","","","","","","","","","","","","","","","","","","","","","","","","","","","","","","","","","","","","","","","","","","","","","","","","","","","","","","",null,"","","","","","","","","","","","","","","","","","","","","","","","","","","","","","","","","","","","","","","","","","","","","","","","","","","","","","","","","","","","","","","","","","","","","","","","","","","","","","","","","","","","","","","","","","",""]
["","","","","","","","","","","","","","","","","","","","","","","","","","","","","","","","","","","","","","","","","","","","","","","","","","","","","","","","","","","","","","","","","","","","","","","","","","","","","","","","","","","","","","","","","","","","","","","","","","","","","",null,"","","","","","","","","","","","","","","","","","","","","","","","","","","","","","","","","","","","","","","","","","","","","","","","","","","","","","","","","","","","","","","","","","","","","","","","","","","","","","","","","","","","","","","","","","",""]
["","","","","","","","","","","","","","","","","","","","","","","","","","","","","","","","","","","","","","","","","","","","","","","","","","","","","","","","","","","","","","","","","","","","","","","","","","","","","","","","","","","","","","","","","","","","","","","","","","","","","",null,"","","","","","","","","","","","","","","","","","","","","","","","","","","","","","","","","","","","","","","","","","","","","","","","","","","","","","","","","","","","","","","","","","","","","","","","","","","","","","","","","","","","","","","","","","",""]
["","","","","","","","","","","","","","","","","","","","","","","","","","","","","","","","","","","","","","","","","","","","","","","","","","","","","","","","","","","","","","","","","","","","","","","","","","","","","","","","","","","","","","","","","","","","","","","","","","","","","",null,"","","","","","","","","","","","","","","","","","","","","","","","","","","","","","","","","","","","","","","","","","","","","","","","","","","","","","","","","","","","","","","","","","","","","","","","","","","","","","","","","","","","","","","","","","",""]
["","","","","","","","","","","","","","","","","","","","","","","","","","","","","","","","","","","","","","","","","","","","","","","","","","","","","","","","","","","","","","","","","","","","","","","","","","","","","","","","","","","","","","","","","","","","","","","","","","","","","",null,"","","","","","","","","","","","","","","","","","","","","","","","","","","","","","","","","","","","","","","","","","","","","","","","","","","","","","","","","","","","","","","",{"$f":"IFERROR($G94*BV94,\"\")","v":""},"","","","","","","","","","","","","","","","","","","","","","","","","","",""]
["","","","","","","","","","","","","","","","","","","","","","","","","","","","","","","","","","","","","","","","","","","","","","","","","","","","","","","","","","","","","","","","","","","","","","","","","","","","","","","","","","","","","","","","","","","","","","","","","","","","","",null,"","","","","","","","","","","","","","","","","","","","","","","","","","","","","","","","","","","","","","","","","","","","","","","","","","","","","","","","","","","","","","","","","","","","","","","","","","","","","","","","","","","","","","","","","","",""]
["","","","","","","","","","","","","","","","","","","","","","","","","","","","","","","","","","","","","","","","","","","","","","","","","","","","","","","","","","","","","","","","","","","","","","","","","","","","","","","","","","","","","","","","","","","","","","","","","","","","","",null,"","","","","","","","","","","","","","","","","","","","","","","","","","","","","","","","","","","","","","","","","","","","","","","","","","","","","","","","","","","","","","","","","","","","","","","","","","","","","","","","","","","","","","","","","","",""]
["","","","","","","","","","","","","","","","","","","","","","","","","","","","","","","","","","","","","","","","","","","","","","","","","","","","","","","","","","","","","","","","","","","","","","","","","","","","","","","","","","","","","","","","","","","","","","","","","","","","","",null,"","","","","","","","","","","","","","","","","","","","","",{"$f":"IFERROR($G97*AF97,\"\")","v":""},"","","","","","","","","","","","","","","","","","","","","","","","","","","","","","","","","","","","","","","","","","","","","","","","","","","","","","","","","","","","","","","","","","","","",""]
["","","","","","","","","","","","","","","","","","","","","","","","","","","","","","","","","","","","","","","","","","","","","","","","","","","","","","","","","","","","","","","","","","","","","","","","","","","","","","","","","","","","","","","","","","","","","","","","","","","","","",null,"","","","","","","","","","","","","","","","","",{"$f":"IFERROR($G98*AB98,\"\")","v":""},"","","","","","","","","","","","","","","","","","","","","","","","","","","","","","","","","","","","","","","","","","","","","","","","","","","","","","","","","","","","","","","","","","","","","","","","",""]
["","","","","","","","","","","","","","","","","","","","","","","","","","","","","","","","","","","","","","","","","","","","","","","","","","","","","","","","","","","","","","","","","","","","","","","","","","","","","","","","","","","","","","","","","","","","","","","","","","","","","",null,"","","","","","","","","","","","","","","","","","","","","","","","","","","","","","","","","","","","","","","","","","","","","","","","","","","","","","","","","","","","","","","","","","","","","","","","","","","","","","","","","","","","","","","","","","",""]
["","","","","","","","","","","","","","","","","","","","","","","","","","","","","","","","","","","","","","","","","","","","","","","","","","","","","","","","","","","","","","","","","","","","","","","","","","","","","","","","","","","","","","","","","","","","","","","","","","","","","",null,"","","","","","","","","","","","","","","","","","","","","","","","","","","","","","","","","","","","","",{"$f":"IFERROR($G100*AV100,\"\")","v":""},"","","","","","","","","","","","","","","","","","","","","","","","","","","","","","","","","","","","","","","","","","","","","","","","","","","","",""]
["","","","","","","","","","","","","","","","","","","","","","","","","","","","","","","","","","","","","","","","","","","","","","","","","","","","","","","","","","","","","","","","","","","","","","","","","","","","","","","","","","","","","","","","","","","","","","","","","","","","","",null,"","","","","","","","","","","","","","","","","","","","","","","","","","","","","","","","","","","","","","","","","","","","","","","","","","","","","","","","","","","","","","","","","","","","","","","","","","","","","","","","","","","","","","","","","","",""]
["","","","","","","","","","","","","","","","","","","","","","","","","","","","","","","","","","","","","","","","","","","","","","","","","","","","","","","","","","","","","","","","","","","","","","","","","","","","","","","","","","","","","","","","","","","","","","","","","","","","","",null,"","","","","","","","","","","","",{"$f":"IFERROR($G102*W102,\"\")","v":""},{"$f":"IFERROR($G102*X102,\"\")","v":""},{"$f":"IFERROR($G102*Y102,\"\")","v":""},{"$f":"IFERROR($G102*Z102,\"\")","v":""},{"$f":"IFERROR($G102*AA102,\"\")","v":""},"","","","","","","","","","","","","","","","","","","","","","","","","","","","","","","","","","","","","","","","","","","","","","","","","","","","","","","","","","","","","","","","","","","","","","","","","",""]
["","","","","","","","","","","","","","","","","","","","","","","","","","","","","","","","","","","","","","","","","","","","","","","","","","","","","","","","","","","","","","","","","","","","","","","","","","","","","","","","","","","","","","","","","","","","","","","","","","","","","",null,"","","","","","","","","","","","","","","","","","","","","","","","","","","","","","","","","","","","","","","","","","","","","","","","","","","","","","","","","","","","","","","","","","","","","","","","","","","","","","","","","","","","","","","","","","",""]
["","","","","","","","","","","","","","","","","","","","","","","","","","","","","","","","","","","","","","","","","","","","","","","","","","","","","","","","","","","","","","","","","","","","","","","","","","","","","","","","","","","","","","","","","","","","","","","","","","","","","",null,"","","","","","","","","","","","","","","","","","","","","","","","","","","","","","","","","","","","","","","","","","","","","","","","","","","","","","","","","","","","","","","","","","","","","","","","","","","","","","","","","","","","","","","","","","",""]
["","","","","","","","","","","","","","","","","","","","","","","","","","","","","","","","","","","","","","","","","","","","","","","","","","","","","","","","","","","","","","","","","","","","","","","","","","","","","","","","","","","","","","","","","","","","","","","","","","","","","",null,"","","","","","","","","","","","","","","","","","","","","","","","","","","","","","","","","","","","","","","","","","","","","","","","","","","","","","","","","","","","","","","","","","","","","","","","","","","","","","","","","","","","","","","","","","",""]
["","","","","","","","","","","","","","","","","","","","","","","","","","","","","","","","","","","","","","","","","","","","","","","","","","","","","","","","","","","","","","","","","","","","","","","","","","","","","","","","","","","","","","","","","","","","","","","","","","","","","",null,"","","","","","","","","","","","","","","","","","","","","","","","","","","","","","","","","","","","","","","","","","","","","","","","","","","","","","","","","","","","","","","","","","","","","","","","","","","","","","","","","","","","","","","","","","",""]
["","","","","","","","","","","","","","","","","","","","","","","","","","","","","","","","","","","","","","","","","","","","","","","","","","","","","","","","","","","","","","","","","","","","","","","","","","","","","","","","","","","","","","","","","","","","","","","","","","","","","",null,"","","","","","","","","","","","","","","","","","","","","","","","","","","","","","","","","","","","","","","","","","","","","","","","","","","","","","","","","","","","","","","","","","","","","","","","","","","","","","","","","","","","","","","","","","",""]
["","","","","","","","","","","","","","","","","","","","","","","","","","","","","","","","","","","","","","","","","","","","","","","","","","","","","","","","","","","","","","","","","","","","","","","","","","","","","","","","","","","","","","","","","","","","","","","","","","","","","",null,"","","","","","","","","","","","","","","","","","","","","","","","","","","","","","","","","","","","","","","","","","","","","","","","","","","","","","","","","","","","","","","","","","","","","","","","","","","","","","","","","","","","","","","","","","",""]
["","","","","","","","","","","","","","","","","","","","","","","","","","","","","","","","","","","","","","","","","","","","","","","","","","","","","","","","","","","","","","","","","","","","","","","","","","","","","","","","","","","","","","","","","","","","","","","","","","","","","",null,"","","","","","","","","","","","","","","","","","","","","","","","","","","","","","","","","","","","","","","","","","","","","","","","","","","","","","","","","",{"$f":"IFERROR($G109*BP109,\"\")","v":""},"","","","","","","","","","","","","","","","","","","","","","","","","","","","","","","","",""]
["","","","","","","","","","","","","","","","","","","","","","","","","","","","","","","","","","","","","","","","","","","","","","","","","","","","","","","","","","","","","","","","","","","","","","","","","","","","","","","","","","","","","","","","","","","","","","","","","","","","","",null,"","","","","","","","","","","","","","","","","","","","","","","","","","","","","","","","","","","","","","","","","","","","","","","","","","","","","","","","","","","","","","","","","","","","","","","","","","","","","","","","","","","","","","","","","","",""]
["","","","","","","","","","","","","","","","","","","","","","","","","","","","","","","","","","","","","","","","","","","","","","","","","","","","","","","","","","","","","","","","","","","","","","","","","","","","","","","","","","","","","","","","","","","","","","","","","","","","","",null,"","","","","","","","","","","","","","","","","","","","","","","","","","","","","","","","","","","","","","","","","","","","","","","","","","","","","","","","","","","","","","","","","","","","","","","","","","","","","","","","","","","","","","","","","","",""]
["","","","","","","","","","","","","","","","","","","","","","","","","","","","","","","","","","","","","","","","","","","","","","","","","","","","","","","","","","","","","","","","","","","","","","","","","","","","","","","","","","","","","","","","","","","","","","","","","","","","","",null,"","","","","","","","","","","","","","","","","","","","","","","","","","","","","","","","","","","","","","","","","","","","","","","","","","","","","","","","","","","","","","","","","","","","","","","","","","","","","","","","","","","","","","","","","","",""]
["","","","","","","","","","","","","","","","","","","","","","","","","","","","","","","","","","","","","","","","","","","","","","","","","","","","","","","","","","","","","","","","","","","","","","","","","","","","","","","","","","","","","","","","","","","","","","","","","","","","","",null,"","","","","","","","","","","","","","","","","","","","","","","","","","","","","","","","","","","","","","","","","","","","","","","","","","","","","","","","","","","","","","","","","","","","","","","","","","","","","","",{"$f":"IFERROR($G113*CK113,\"\")","v":""},"","","","","","","","","","","",""]
["","","","","","","","","","","","","","","","","","","","","","","","","","","","","","","","","","","","","","","","","","","","","","","","","","","","","","","","","","","","","","","","","","","","","","","","","","","","","","","","","","","","","","","","","","","","","","","","","","","","","",null,"","","","","","","","","","","","","","","","","","","","","","","","","","","","","","","","","","","","","","","","","","","","","","","","","","","","","","","","","","","","","","","","","","","","","","","","","","","","","","","","","","","","","","","","","","",""]
["","","","","","","","","","","","","","","","","","","","","","","","","","","","","","","","","","","","","","","","","","","","","","","","","","","","","","","","","","","","","","","","","","","","","","","","","","","","","","","","","","","","","","","","","","","","","","","","","","","","","",null,"","","","","","","","","","","","","","","","","","","","","","","","","","","","","","","","","",{"$f":"IFERROR($G115*AR115,\"\")","v":""},"","","","","","","","","","","","","","","","","","","","","","","","","","","","","","","","","","","","","","","","","","","","","","","","","","","","","","",{"$f":"IFERROR($G115*CU115,\"\")","v":""},"",""]
["","","","","","","","","","","","","","","","","","","","","","","","","","","","","","","","","","","","","","","","","","","","","","","","","","","","","","","","","","","","","","","","","","","","","","","","","","","","","","","","","","","","","","","","","","","","","","","","","","","","","",null,"","","","","","","","","","","","","","","","","","","","","","","","","","","","","","","","","","","","","","","","","","","","","","","","","","","","","","","","","","","","","","","","","","","","","","","","","","","","","","","","","","","","","","","","","","",""]
["","","","","","","","","","","","","","","","","","","","","","","","","","","","","","","","","","","","","","","","","","","","","","","","","","","","","","","","","","","","","","","","","","","","","","","","","","","","","","","","","","","","","","","","","","","","","","","","","","","","","",null,"","","","","","","","","","","","","","","","","","","","","","","","","","","","","","","","","","","","","","","","","","","","","","","","","","","","","","","","","","","","","","","","","","","","","","","","","","","","","","","","","","","","","","","","","","",""]
["","","","","","","","","","","","","","","","","","","","","","","","","","","","","","","","","","","","","","","","","","","","","","","","","","","","","","","","","","","","","","","","","","","","","","","","","","","","","","","","","","","","","","","","","","","","","","","","","","","","","",null,"","","","","","","","","","","","","","","","","","","","","","","","","","","","","","","","","","","","","","","","","","","","","","","","","","","","","","","","","","","","","","","","",{"$f":"IFERROR($G118*BW118,\"\")","v":""},{"$f":"IFERROR($G118*BX118,\"\")","v":""},"","","","","","","","","","","","","","","","","","","","","","","","",""]
["","","","","","","","","","","","","","","","","","","","","","","","","","","","","","","","","","","","","","","","","","","","","","","","","","","","","","","","","","","","","","","","","","","","","","","","","","","","","","","","","","","","","","","","","","","","","","","","","","","","","",null,"","","","","","","","","","","","","","","","","","","","","","","","","","","","","","","","","","","","","","","","","","","","","","","","","","","","","","","","","","","","","","","","","","","","","","","","","","","","","","","","","","","","","","","","","","",""]
["","","","","","","","","","","","","","","","","","","","","","","","","","","","","","","","","","","","","","","","","","","","","","","","","","","","","","","","","","","","","","","","","","","","","","","","","","","","","","","","","","","","","","","","","","","","","","","","","","","","","",null,"","","","","","","","","","","","","","","","","","","","","","","","","","","","","","","","","","","","","","","","","","","","","","","","","","","","","",{"$f":"IFERROR($G120*BL120,\"\")","v":""},"","","","","","","","","","","","","","","","","","","","","","","","","","","","","","","","","","","","",""]
["","","","","","","","","","","","","","","","","","","","","","","","","","","","","","","","","","","","","","","","","","","","","","","","","","","","","","","","","","","","","","","","","","","","","","","","","","","","","","","","","","","","","","","","","","","","","","","","","","","","","",null,"","","","","","","","","","","","","","","","","","","","","","","","","","","","","","","","","","","","","","","","","","","","","","","","","","","","","","","","","","","","","","","","","","","","","","","","","","","","","","","","","","","","","","","","","","",""]
["","","","","","","","","","","","","","","","","","","","","","","","","","","","","","","","","","","","","","","","","","","","","","","","","","","","","","","","","","","","","","","","","","","","","","","","","","","","","","","","","","","","","","","","","","","","","","","","","","","","","",null,"","","","","","","","","","","",{"$f":"IFERROR($G122*V122,\"\")","v":""},"","","","","","","","","","","","","","","","","","","","","","","","","","","","","","","","","","","","","","","","","","","","","","","","","","","","","","","","","","","","","","","","","","","","","","","","","","","","","","",""]
["","","","","","","","","","","","","","","","","","","","","","","","","","","","","","","","","","","","","","","","","","","","","","","","","","","","","","","","","","","","","","","","","","","","","","","","","","","","","","","","","","","","","","","","","","","","","","","","","","","","","",null,{"$f":"IFERROR($G123*K123,\"\")","v":""},"","","","","","","","","","","","","","","","","","","","","","","","","","","","","","","","","","","","","","","","","","","","","","","","","","","","","","","","","","","","","","","","","","","","","","","","","","","","","","","","","","","","","","","","","",""]
["","","","","","","","","","","","","","","","","","","","","","","","","","","","","","","","","","","","","","","","","","","","","","","","","","","","","","","","","","","","","","","","","","","","","","","","","","","","","","","","","","","","","","","","","","","","","","","","","","","","","",null,"","","","","","","","","","","","","","","","","","","","","","","","","","","","","","","","","","","","","","","","","","","","","","","","","","","","","","","","","","","","","","","","","","","","","","","","","","","","",{"$f":"IFERROR($G124*CI124,\"\")","v":""},"","","","","","","","","","","","","",""]
["","","","","","","","","","","","","","","","","","","","","","","","","","","","","","","","","","","","","","","","","","","","","","","","","","","","","","","","","","","","","","","","","","","","","","","","","","","","","","","","","","","","","","","","","","","","","","","","","","","","","",null,"","","","","","","","","","","","","","","","","","","","","","","","","","","","","","","","","","","","","","","","","","","","","","","","","","","","","","","","","","","","","","","","","","","","","","","","","","","","","","","","","","","","","","","","","","",""]
["","","","","","","","","","","","","","","","","","","","","","","","","","","","","","","","","","","","","","","","","","","","","","","","","","","","","","","","","","","","","","","","","","","","","","","","","","","","","","","","","","","","","","","","","","","","","","","","","","","","","",null,"","","","","","","","","","","","","","","","","","","","","","","","","","","","",{"$f":"IFERROR($G126*AM126,\"\")","v":""},"","","","","","","","","","","","","","","","","","","","","","","","","","","","","","","","","","",{"$f":"IFERROR($G126*BV126,\"\")","v":""},"","","","","","","","","","","","","","","","","","","","","","","","","","",""]
["","","","","","","","","","","","","","","","","","","","","","","","","","","","","","","","","","","","","","","","","","","","","","","","","","","","","","","","","","","","","","","","","","","","","","","","","","","","","","","","","","","","","","","","","","","","","","","","","","","","","",null,"","","","","","","","","","","","","","","","","",{"$f":"IFERROR($G127*AB127,\"\")","v":""},"","","","","","","","","","","","","","","","","","","","","","","","","","","","","","","","","","","","","","","","","","","","","","","","","","","","","","","","","","","","","","","","","","","","","","","","",""]
["","","","","","","","","","","","","","","","","","","","","","","","","","","","","","","","","","","","","","","","","","","","","","","","","","","","","","","","","","","","","","","","","","","","","","","","","","","","","","","","","","","","","","","","","","","","","","","","","","","","","",null,"","","","","","","","","","","","","","","","","","","","","","","","","","","","","","","","","","","","","","","","","","","","","","","","","","","","","","","","","","","","","","","","","","","","","","","","","","","","","","","","","","","","","","","","","","",""]
["","","","","","","","","","","","","","","","","","","","","","","","","","","","","","","","","","","","","","","","","","","","","","","","","","","","","","","","","","","","","","","","","","","","","","","","","","","","","","","","","","","","","","","","","","","","","","","","","","","","","",null,"","","","","","","","","","","","","","","","","","","","","","","","","","","","","","","","","","","","","","","","","","","","","","","","",{"$f":"IFERROR($G129*BG129,\"\")","v":""},"","","","","","","","","","","","","","","","","","","","","","","","","","","","","","","","","","","","","","","","","",""]
["","","","","","","","","","","","","","","","","","","","","","","","","","","","","","","","","","","","","","","","","","","","","","","","","","","","","","","","","","","","","","","","","","","","","","","","","","","","","","","","","","","","","","","","","","","","","","","","","","","","","",null,"","","","","","","","","","","","","","","","","","","","","","","","","","","","","","","","","","","","","","","","","","","","","","","","","","","","","","","","","","","","","","","","","","","","","","","",{"$f":"IFERROR($G130*CD130,\"\")","v":""},"","","","","","","","","","","","","","","","","","",""]
["","","","","","","","","","","","","","","","","","","","","","","","","","","","","","","","","","","","","","","","","","","","","","","","","","","","","","","","","","","","","","","","","","","","","","","","","","","","","","","","","","","","","","","","","","","","","","","","","","","","","",null,"","","","","","","","","","","","","","","","","","","","","","","","","","","","","","","","","","","","","","","","","","","","","","","","","","","","","","","","","","","","","","","","","","",{"$f":"IFERROR($G131*BY131,\"\")","v":""},{"$f":"IFERROR($G131*BZ131,\"\")","v":""},{"$f":"IFERROR($G131*CA131,\"\")","v":""},{"$f":"IFERROR($G131*CB131,\"\")","v":""},{"$f":"IFERROR($G131*CC131,\"\")","v":""},"","","","","","","","","","","","","","","","","","","",""]
["","","","","","","","","","","","","","","","","","","","","","","","","","","","","","","","","","","","","","","","","","","","","","","","","","","","","","","","","","","","","","","","","","","","","","","","","","","","","","","","","","","","","","","","","","","","","","","","","","","","","",null,"","","","","","","","","","","","","","","","","","","","","","","","","","","","","","","","","","","","","","","","","","","","","","","","","","","","","","","","","","","","","","","","","","","","","","","","","","","","","","","","","","","","","","","","","","",""]
["","","","","","","","","","","","","","","","","","","","","","","","","","","","","","","","","","","","","","","","","","","","","","","","","","","","","","","","","","","","","","","","","","","","","","","","","","","","","","","","","","","","","","","","","","","","","","","","","","","","","",null,"","","","","","","","","","","","","","","","","","","","","","","","","","","","","","","","","","","","","","","","","","","","","","","","","","","","","","","","","","","","","","","","","","","","","","","","","","","","","","","","","","","","","","","","","","",""]
["","","","","","","","","","","","","","","","","","","","","","","","","","","","","","","","","","","","","","","","","","","","","","","","","","","","","","","","","","","","","","","","","","","","","","","","","","","","","","","","","","","","","","","","","","","","","","","","","","","","","",null,"","","","","","","","","","","","","","","","","","","","","","","","","","","","","","","","","","","","","","","","","","","","","","","","","","","","","","","","","","","","","","","","","","","","","","","","","","","","","","","","","","","","","","","","","","",""]
["","","","","","","","","","","","","","","","","","","","","","","","","","","","","","","","","","","","","","","","","","","","","","","","","","","","","","","","","","","","","","","","","","","","","","","","","","","","","","","","","","","","","","","","","","","","","","","","","","","","","",null,"","","","","","","","","","","","",{"$f":"IFERROR($G135*W135,\"\")","v":""},{"$f":"IFERROR($G135*X135,\"\")","v":""},{"$f":"IFERROR($G135*Y135,\"\")","v":""},"","","","","","","","","","","","","","","","","","","","","","","","","","","","","","","","","","","","","","","","","","","","","","","","","","","","","","","","","","","","","","","","","","","","","","","","","","","",""]
["","","","","","","","","","","","","","","","","","","","","","","","","","","","","","","","","","","","","","","","","","","","","","","","","","","","","","","","","","","","","","","","","","","","","","","","","","","","","","","","","","","","","","","","","","","","","","","","","","","","","",null,"","","","","","","","","","","","","","","","","","","","","","","","","","","","","","","","","","","","","","","","","","","","","","","","","","","","","","","","","","","","","","","","","","","","","","","","","","","","","","","","","","","","","","","","","","",""]
["","","","","","","","","","","","","","","","","","","","","","","","","","","","","","","","","","","","","","","","","","","","","","","","","","","","","","","","","","","","","","","","","","","","","","","","","","","","","","","","","","","","","","","","","","","","","","","","","","","","","",null,"","","","","","","","","","","","","","","","","","","","","","","","","","","","","","","","","","","","","","","","","","","","","","","","","","","","","","","","","","","","","","","","","","","","","","","","","","","","","","","","","","","","","","","","","","",""]
["","","","","","","","","","","","","","","","","","","","","","","","","","","","","","","","","","","","","","","","","","","","","","","","","","","","","","","","","","","","","","","","","","","","","","","","","","","","","","","","","","","","","","","","","","","","","","","","","","","","","",null,"","","","","","","","","","","","","","","","","","","","","","","","","","","","","","","","","","","","","","","","","","","","","","","","","","","","","","","","","","","","","","","","","","","","","","","","","","","","","","","","","","","","","","","","","","",""]
["","","","","","","","","","","","","","","","","","","","","","","","","","","","","","","","","","","","","","","","","","","","","","","","","","","","","","","","","","","","","","","","","","","","","","","","","","","","","","","","","","","","","","","","","","","","","","","","","","","","","",null,"","","","","","","","","","","","","","","","","","","","","","","","","","","","","","","","","","","","","","","","","","","","","","","","","","","","","","","","","","","","","","","","","","","","","","","","","","","","","","","","","","","","","",{"$f":"IFERROR($G139*CR139,\"\")","v":""},"","","","",""]
["","","","","","","","","","","","","","","","","","","","","","","","","","","","","","","","","","","","","","","","","","","","","","","","","","","","","","","","","","","","","","","","","","","","","","","","","","","","","","","","","","","","","","","","","","","","","","","","","","","","","",null,"","","","","","","","","","","","","","","","","","","","","","","","","","","","","","","","","","","","","","","","","","","","","","","","","","","","","","","","","","","","","","","","","","","","","","","","","","","","","","","","","","","","","","","","","","",""]
["","","","","","","","","","","","","","","","","","","","","","","","","","","","","","","","","","","","","","","","","","","","","","","","","","","","","","","","","","","","","","","","","","","","","","","","","","","","","","","","","","","","","","","","","","","","","","","","","","","","","",null,"","","","","","","","","","","","","","","","","","","","","","","","","","","","","","","","","","","","","","","","","","","","","","","","","","","","","","","","","","","","","","","","","","","","","","","","","","","","","","","","","","","","","","","","","","",""]
["","","","","","","","","","","","","","","","","","","","","","","","","","","","","","","","","","","","","","","","","","","","","","","","","","","","","","","","","","","","","","","","","","","","","","","","","","","","","","","","","","","","","","","","","","","","","","","","","","","","","",null,"","","","","","","","","","","","","","","","","","","","","","","","","","","","","","","","","","","","","","","","","","","","","","","","","","","","","","","","","","","","","","","","","","","","","","","","","","","","","","","","","","","","","","","","","","",""]
["","","","","","","","","","","","","","","","","","","","","","","","","","","","","","","","","","","","","","","","","","","","","","","","","","","","","","","","","","","","","","","","","","","","","","","","","","","","","","","","","","","","","","","","","","","","","","","","","","","","","",null,"","","","","","","","","","","","","","","","","","","","","","","","","","","","","","","","","","","","","","","","","","","","",{"$f":"IFERROR($G143*BC143,\"\")","v":""},"","","","","","","","","","","","","","","","","","","","","","","","","","","","","","","","","","","","","","","","","","","","","",""]
["","","","","","","","","","","","","","","","","","","","","","","","","","","","","","","","","","","","","","","","","","","","","","","","","","","","","","","","","","","","","","","","","","","","","","","","","","","","","","","","","","","","","","","","","","","","","","","","","","","","","",null,"","","","","","","","","","","","","","","","","","","","","","","","","","","","","","","","","","","","","","","","","","","","","","","","","","","","","","","","","","","","","","","","","","","","","","","","","","","","","","","","","","","","","","","","","","",""]
["","","","","","","","","","","","","","","","","","","","","","","","","","","","","","","","","","","","","","","","","","","","","","","","","","","","","","","","","","","","","","","","","","","","","","","","","","","","","","","","","","","","","","","","","","","","","","","","","","","","","",null,"","","","","","","","","","","","","","","","","","","","","","","","","","","","","","","","","","","","","","","","","","","","","","","","","","","","","","","","","","","","","","","","","","","","","","","","","","","","","","","","","","","","","","","","","","",""]
["","","","","","","","","","","","","","","","","","","","","","","","","","","","","","","","","","","","","","","","","","","","","","","","","","","","","","","","","","","","","","","","","","","","","","","","","","","","","","","","","","","","","","","","","","","","","","","","","","","","","",null,"","",{"$f":"IFERROR($G146*M146,\"\")","v":""},"","","","","","","","","","","","","","","","","","","","","","","","","","","","","","","","","","","","","","","","","","","","","","","","","","","","","","","","","","","","","","","","","","","","","","","","","","","","","","","","","","","","","","","",""]
["","","","","","","","","","","","","","","","","","","","","","","","","","","","","","","","","","","","","","","","","","","","","","","","","","","","","","","","","","","","","","","","","","","","","","","","","","","","","","","","","","","","","","","","","","","","","","","","","","","","","",null,{"$f":"IFERROR($G147*K147,\"\")","v":""},"","","","","","","","","","","","","","","","","","","","","","","","","","","","","","","","","","","","","","","","","","","","","","","","","","","","","","","","","","","","","","","","","","","","","","","","","","","","","","","","","","","","","","","","","",""]
["","","","","","","","","","","","","","","","","","","","","","","","","","","","","","","","","","","","","","","","","","","","","","","","","","","","","","","","","","","","","","","","","","","","","","","","","","","","","","","","","","","","","","","","","","","","","","","","","","","","","",null,"","","","","","","","","","","","","","","","","","","","","","","","","","","","","","","","","","","","","","","","","","","","","","","","","","","","","","","","","","","","","","","","","","","","","","","","","","","","","","","","","","","","","","","","","","",""]
["","","","","","","","","","","","","","","","","","","","","","","","","","","","","","","","","","","","","","","","","","","","","","","","","","","","","","","","","","","","","","","","","","","","","","","","","","","","","","","","","","","","","","","","","","","","","","","","","","","","","",null,"","","","","","","","","","","","","","","","","","","","","","","","","","","","","","","","","","","","","","","","","","","","","","","","","","","","","","","","","","","","","","","","","","","","","","","","","","","","","","","","","","","","","","","","","","",""]
["","","","","","","","","","","","","","","","","","","","","","","","","","","","","","","","","","","","","","","","","","","","","","","","","","","","","","","","","","","","","","","","","","","","","","","","","","","","","","","","","","","","","","","","","","","","","","","","","","","","","",null,"","","","","","","","","","","","","","","","","","","","","","","","","","","","","","","","","","","","","","","","","","","","","","","","","","","","","","","","","","","","","","","","",{"$f":"IFERROR($G150*BW150,\"\")","v":""},{"$f":"IFERROR($G150*BX150,\"\")","v":""},"","","","","","","","","","","","","","","","","","","","","","","","",""]
["","","","","","","","","","","","","","","","","","","","","","","","","","","","","","","","","","","","","","","","","","","","","","","","","","","","","","","","","","","","","","","","","","","","","","","","","","","","","","","","","","","","","","","","","","","","","","","","","","","","","",null,"","","","","","","","","","","","","","","","","","","","","","","","","","","","","","","","","","","","","","","","","","","","","","","","","","","","","","","","","","","","",{"$f":"IFERROR($G151*BS151,\"\")","v":""},"","","","","","","","","","","","","","","","","","","","","","","","","","","","","",""]
["","","","","","","","","","","","","","","","","","","","","","","","","","","","","","","","","","","","","","","","","","","","","","","","","","","","","","","","","","","","","","","","","","","","","","","","","","","","","","","","","","","","","","","","","","","","","","","","","","","","","",null,"","","","","","","","","","","","","","","","","","","","","","","","","","","","","","","","","","","","","","","","","","","","","","","","","","","","","","","","","","","","","","","","","","","","","","","","","","","","","","","","","","","","","","","","","","",""]
["","","","","","","","","","","","","","","","","","","","","","","","","","","","","","","","","","","","","","","","","","","","","","","","","","","","","","","","","","","","","","","","","","","","","","","","","","","","","","","","","","","","","","","","","","","","","","","","","","","","","",null,"","","","","","","","","","","","","","","","","",{"$f":"IFERROR($G153*AB153,\"\")","v":""},"","","","","","","","","","","","","","","","","","","","",{"$f":"IFERROR($G153*AW153,\"\")","v":""},"","","","","","","","","","","","","","","","","","","","","","","","","","","","","","","","","","","","","","","","","","","","","","","","","","","",""]
["","","","","","","","","","","","","","","","","","","","","","","","","","","","","","","","","","","","","","","","","","","","","","","","","","","","","","","","","","","","","","","","","","","","","","","","","","","","","","","","","","","","","","","","","","","","","","","","","","","","","",null,"","","","","","","","","","","",{"$f":"IFERROR($G154*V154,\"\")","v":""},"","",{"$f":"IFERROR($G154*Y154,\"\")","v":""},{"$f":"IFERROR($G154*Z154,\"\")","v":""},{"$f":"IFERROR($G154*AA154,\"\")","v":""},"","","","","","","","","","","","","","","","",{"$f":"IFERROR($G154*AR154,\"\")","v":""},"","","","","","","","","","","","","","","","","","","","","","","","","","","","","","","","","","","","","","","","","","","","","","","","","","","","","","","","",""]
["","","","","","","","","","","","","","","","","","","","","","","","","","","","","","","","","","","","","","","","","","","","","","","","","","","","","","","","","","","","","","","","","","","","","","","","","","","","","","","","","","","","","","","","","","","","","","","","","","","","","",null,"","","","","","","","","","","","","","","","","","","","","","","","","","","","","","","","","","","","","","","","","","","","","","","","","","","","","","","","","","","","","","","","","","","","","","","","","","","","","","","","","","","","","","","","","","",""]
["","","","","","","","","","","","","","","","","","","","","","","","","","","","","","","","","","","","","","","","","","","","","","","","","","","","","","","","","","","","","","","","","","","","","","","","","","","","","","","","","","","","","","","","","","","","","","","","","","","","","",null,"","","","","","","","","","","","","","","","","","","","","","","","","","","","","","","","","","","","","","","","","","","","","","","","","","","","","","","","","","","","","","","","","","","","","","","","","","","","","","","","","","","","","","","","","","",""]
["","","","","","","","","","","","","","","","","","","","","","","","","","","","","","","","","","","","","","","","","","","","","","","","","","","","","","","","","","","","","","","","","","","","","","","","","","","","","","","","","","","","","","","","","","","","","","","","","","","","","",null,"","","","","","","","","","","","","","","","","","","","","","","","","","","","","","","","","","","","","","","","","","","","","","","","","","","","","","","","","","","","","","","","","","","","","","","","","","","","","","","","","","","","","","","","","","",""]
["","","","","","","","","","","","","","","","","","","","","","","","","","","","","","","","","","","","","","","","","","","","","","","","","","","","","","","","","","","","","","","","","","","","","","","","","","","","","","","","","","","","","","","","","","","","","","","","","","","","","",null,"","","","","","","","","","","","","","","","","","","","","","","","","","","","","","","","","","","","","","","","","","","","","","","","","","","","","","","","","","","","","","","","","","","","","","","","","","","","","","","","","","","","","","","","","","",""]
["","","","","","","","","","","","","","","","","","","","","","","","","","","","","","","","","","","","","","","","","","","","","","","","","","","","","","","","","","","","","","","","","","","","","","","","","","","","","","","","","","","","","","","","","","","","","","","","","","","","","",null,"","","","","","","","","","","","","","","","","","","","","","","","","","","","","","","","","","","","","","","","","","","","","","","","","","","","","","","","","","","","","","","","","","","","","","","","","","","","","","","","","","","","","","","","","","",""]
["","","","","","","","","","","","","","","","","","","","","","","","","","","","","","","","","","","","","","","","","","","","","","","","","","","","","","","","","","","","","","","","","","","","","","","","","","","","","","","","","","","","","","","","","","","","","","","","","","","","","",null,"","","","","","","","","","","","","","","","","","","","","","","","","","","","","","","","","","","","","","","","","","","","","","","","","","","","","","","","","","","","","","","","","","","","","","","","","","","","","","","","","","","","","","","","","","",""]
["","","","","","","","","","","","","","","","","","","","","","","","","","","","","","","","","","","","","","","","","","","","","","","","","","","","","","","","","","","","","","","","","","","","","","","","","","","","","","","","","","","","","","","","","","","","","","","","","","","","","",null,"","","","","","","","","","","","","","","","","","","","","","","","","","","","","","","","","","","","","","","","","","","","","","","","","","","","","","","","","","","","","","","","","","","","","","","","","","","","","","","","","","","","","","","","","","",""]
["","","","","","","","","","","","","","","","","","","","","","","","","","","","","","","","","","","","","","","","","","","","","","","","","","","","","","","","","","","","","","","","","","","","","","","","","","","","","","","","","","","","","","","","","","","","","","","","","","","","","",null,"","","","","","","","","","","","","","","","","","","","","","","","","","","","","","","","","","","","","","","","","","","","","","","","","","","","","","","","","","","","","","","","","","","","","","","","","","","","","","","","","","","","","","","","","","",""]
["","","","","","","","","","","","","","","","","","","","","","","","","","","","","","","","","","","","","","","","","","","","","","","","","","","","","","","","","","","","","","","","","","","","","","","","","","","","","","","","","","","","","","","","","","","","","","","","","","","","","",null,"","","","","","","","","","","","","","","","","","","","","","","","","","","","","","","","","","","","","","","","","","","","","","","","","","","","","","","","","","","","","","","","","","","","","","","","","","","","","","","","","","","","","","","","","","",""]
["","","","","","","","","","","","","","","","","","","","","","","","","","","","","","","","","","","","","","","","","","","","","","","","","","","","","","","","","","","","","","","","","","","","","","","","","","","","","","","","","","","","","","","","","","","","","","","","","","","","","",null,"","","","","","","","","","","","","","","","","","","","","","","","","","","","","","","","","","","","","","","","","","","","","","","","","","","","","","","","","","","","","","","","","","","","","","","","","","","","","","","","","","","",{"$f":"IFERROR($G164*CP164,\"\")","v":""},"","","","","","",""]
["","","","","","","","","","","","","","","","","","","","","","","","","","","","","","","","","","","","","","","","","","","","","","","","","","","","","","","","","","","","","","","","","","","","","","","","","","","","","","","","","","","","","","","","","","","","","","","","","","","","","",null,"","","","","","","","","","","","","","","","","","","","","","","","","","","","","","","","","","","","","","","","","","","","","","","","","","","","","","","","","","","","","","","","","","","","","","","","","","","","","","","","","","","","","","","","","","",""]
["","","","","","","","","","","","","","","","","","","","","","","","","","","","","","","","","","","","","","","","","","","","","","","","","","","","","","","","","","","","","","","","","","","","","","","","","","","","","","","","","","","","","","","","","","","","","","","","","","","","","",null,"","","","","","","","","","","","","","","","","","","","","","","","","","","","","","","","","","","","","","","","","","","","","","","","","","","","","","","","","","","","","","","","","","","","","","","","","","","","","","","","","","","","","","","","","","",""]
["","","","","","","","","","","","","","","","","","","","","","","","","","","","","","","","","","","","","","","","","","","","","","","","","","","","","","","","","","","","","","","","","","","","","","","","","","","","","","","","","","","","","","","","","","","","","","","","","","","","","",null,"","","","","","","","","","","","","","","","","","","","","","","","","","","","","","","","","","","","","","","","","","","","","","","","","","","","","","","","","","","","","","","","","","","","","","","","","","","","","","","","","","","","","","","","","","",""]
["","","","","","","","","","","","","","","","","","","","","","","","","","","","","","","","","","","","","","","","","","","","","","","","","","","","","","","","","","","","","","","","","","","","","","","","","","","","","","","","","","","","","","","","","","","","","","","","","","","","","",null,"","","","","","","","","","","","","","","","","","","","","","","","","","","","","","","","","","","","","","","","","","","","","","","","","","","","","","","","","","","","","","","","","","","","","","","","","","","","","","","","","","","","","","","","","","",""]
["","","","","","","","","","","","","","","","","","","","","","","","","","","","","","","","","","","","","","","","","","","","","","","","","","","","","","","","","","","","","","","","","","","","","","","","","","","","","","","","","","","","","","","","","","","","","","","","","","","","","",null,"","","","","","","","","","","","","","","","","","","","","",{"$f":"IFERROR($G169*AF169,\"\")","v":""},"","","","","","","","","","","","","","","","","","","","","","","","","","","","","","","","","","","","","","","","","","","","","","","","","","","","","","","","","","","","","","","","","","","","",""]
["","","","","","","","","","","","","","","","","","","","","","","","","","","","","","","","","","","","","","","","","","","","","","","","","","","","","","","","","","","","","","","","","","","","","","","","","","","","","","","","","","","","","","","","","","","","","","","","","","","","","",null,"","","","","","","","","","","","","","","","","",{"$f":"IFERROR($G170*AB170,\"\")","v":""},{"$f":"IFERROR($G170*AC170,\"\")","v":""},{"$f":"IFERROR($G170*AD170,\"\")","v":""},{"$f":"IFERROR($G170*AE170,\"\")","v":""},"","","","","","","","","","","","","","","","","","","","","","","","","","","","","","","","","",{"$f":"IFERROR($G170*BM170,\"\")","v":""},"","","","","","","","","","","","","","","","","","","","","","","","","","","","","","","","","","","",""]
["","","","","","","","","","","","","","","","","","","","","","","","","","","","","","","","","","","","","","","","","","","","","","","","","","","","","","","","","","","","","","","","","","","","","","","","","","","","","","","","","","","","","","","","","","","","","","","","","","","","","",null,"","","","","","","","","","","","","","","","","","","","","","","","","","","","","","","","","","","","","","","","","","","","","","","","","","","","","","","","","","","","","","","","","","","","","","","","","","","","","","","",{"$f":"IFERROR($G171*CL171,\"\")","v":""},"","","","","","","","","","",""]
["","","","","","","","","","","","","","","","","","","","","","","","","","","","","","","","","","","","","","","","","","","","","","","","","","","","","","","","","","","","","","","","","","","","","","","","","","","","","","","","","","","","","","","","","","","","","","","","","","","","","",null,"","","","","","","","","","","","","","","","","","","","","","","","","","","","","","","","","","","","","","","","","","","","","","","","","","","","","","","","","","","","","","","","","","","","","","","","","","","","",{"$f":"IFERROR($G172*CI172,\"\")","v":""},"","","","","","","","","","","","","",""]
["","","","","","","","","","","","","","","","","","","","","","","","","","","","","","","","","","","","","","","","","","","","","","","","","","","","","","","","","","","","","","","","","","","","","","","","","","","","","","","","","","","","","","","","","","","","","","","","","","","","","",null,"","","","","","","","","","","","","","","","","","","","","","","","","","","","","","","","","","","","","","","","","","","","","","","","","","","","","","","","","","","","","","","","","","","","","","","","","","","","","","","","","","","","","","","","","","",""]
["","","","","","","","","","","","","","","","","","","","","","","","","","","","","","","","","","","","","","","","","","","","","","","","","","","","","","","","","","","","","","","","","","","","","","","","","","","","","","","","","","","","","","","","","","","","","","","","","","","","","",null,"","","","","",{"$f":"IFERROR($G174*P174,\"\")","v":""},"","","","","","","","","","","","","","","","","","","","","","","","","","","","","","","","","","","","","","","","","","","","","","","","","","","","","","","","","","","","","","","","","","","","","","","","","","","","","","","","","","","","",""]
["","","","","","","","","","","","","","","","","","","","","","","","","","","","","","","","","","","","","","","","","","","","","","","","","","","","","","","","","","","","","","","","","","","","","","","","","","","","","","","","","","","","","","","","","","","","","","","","","","","","","",null,"","","","","","","","","","","","","","","","","","","","","","","","","","","","","","","","","","","","","","","","","","","","","","","","","","","","","","","","","","","","","","","","","","","","","","","","","","","","","","","","","","","","","","","","","","",""]
["","","","","","","","","","","","","","","","","","","","","","","","","","","","","","","","","","","","","","","","","","","","","","","","","","","","","","","","","","","","","","","","","","","","","","","","","","","","","","","","","","","","","","","","","","","","","","","","","","","","","",null,"","","","","","","","","","","","","","","","","","","","","","","","","","","","","","","","","","","","","","","","","","","","","","","","","","","","","","","","","","","","","","","","","","","","","","","","","","","","","","","","","","","","","","","","","","",""]
["","","","","","","","","","","","","","","","","","","","","","","","","","","","","","","","","","","","","","","","","","","","","","","","","","","","","","","","","","","","","","","","","","","","","","","","","","","","","","","","","","","","","","","","","","","","","","","","","","","","","",null,"","","","","","","","","","","","","","","","","","","","","","","","","","","","","","","","","","","","","","","","","","","","","","","","","","","","","","","","","","","","","","","","","","","","","","",{"$f":"IFERROR($G177*CC177,\"\")","v":""},"","","","","","","","","","","","","","","","","","","",""]
["","","","","","","","","","","","","","","","","","","","","","","","","","","","","","","","","","","","","","","","","","","","","","","","","","","","","","","","","","","","","","","","","","","","","","","","","","","","","","","","","","","","","","","","","","","","","","","","","","","","","",null,"","","","","","","","","","","","","","","","","","","","","","","","","","","","","","","","","","","","","","","","","","","","","","","","","","","",{"$f":"IFERROR($G178*BJ178,\"\")","v":""},"","","","","","","","","","","","","","","","","","","","","","","","","","","","","","","","","","","","","","",""]
["","","","","","","","","","","","","","","","","","","","","","","","","","","","","","","","","","","","","","","","","","","","","","","","","","","","","","","","","","","","","","","","","","","","","","","","","","","","","","","","","","","","","","","","","","","","","","","","","","","","","",null,"","","","","","","","","","","","",{"$f":"IFERROR($G179*W179,\"\")","v":""},"","","","","","","","","","","","","","","","","","","","","","","","","","","","","","","","","","","","","","","","","","","","","","","","","","","","","","","","","","","","","","","","","","","","","","","","","","","","","",""]
["","","","","","","","","","","","","","","","","","","","","","","","","","","","","","","","","","","","","","","","","","","","","","","","","","","","","","","","","","","","","","","","","","","","","","","","","","","","","","","","","","","","","","","","","","","","","","","","","","","","","",null,"","","","","","","","","","","","","","","","","","","","","","","","","","","","","","","","","","","","","","","","","","","","","","","","","","","","","","","","","","","","","","","","","","","","","","","","","","","","","","","","","","","","","","","","","","",""]
["","","","","","","","","","","","","","","","","","","","","","","","","","","","","","","","","","","","","","","","","","","","","","","","","","","","","","","","","","","","","","","","","","","","","","","","","","","","","","","","","","","","","","","","","","","","","","","","","","","","","",null,"","","","","","","","","","","","","","","","","","","","","","","","","","","","","","","","","","","","","","","","","","","","","","","","","","","","","","","","","","","","","","","","","","","","","","","","","","","","","","","","","","","","","","","","","","",""]
["","","","","","","","","","","","","","","","","","","","","","","","","","","","","","","","","","","","","","","","","","","","","","","","","","","","","","","","","","","","","","","","","","","","","","","","","","","","","","","","","","","","","","","","","","","","","","","","","","","","","",null,"","","","","","","","","","","","","","","","","","","","","","","","","","","","","","","","","","","","","","","","","","","","","","","","","","","","","","","","","","","","","","","","","","","","","","","","","","","","","","","","","","","","","","","","","","",""]
["","","","","","","","","","","","","","","","","","","","","","","","","","","","","","","","","","","","","","","","","","","","","","","","","","","","","","","","","","","","","","","","","","","","","","","","","","","","","","","","","","","","","","","","","","","","","","","","","","","","","",null,"","","","","","","","","","","","","","","","","","","","","","","","","","","","","","","","","","","","","","","","","","","","","","","","","","","","","","","","","","","","","","","","","","","","","","","","","","","","","","","","","","","","","","","","","","",""]
["","","","","","","","","","","","","","","","","","","","","","","","","","","","","","","","","","","","","","","","","","","","","","","","","","","","","","","","","","","","","","","","","","","","","","","","","","","","","","","","","","","","","","","","","","","","","","","","","","","","","",null,"","","","","","","","","","","","","","","","","","","","","","","","","","","","","","","","","","","","","","","","","","","","","","","","","","","","","","","","","","","","","","","","","","","","","","","","","","","","","","","","","","","","","","","","","","",""]
["","","","","","","","","","","","","","","","","","","","","","","","","","","","","","","","","","","","","","","","","","","","","","","","","","","","","","","","","","","","","","","","","","","","","","","","","","","","","","","","","","","","","","","","","","","","","","","","","","","","","",null,"","","","","","","","","","","","","","","","","","","","","","","","","","","","","","","","","","","","","","","","","","","","","","","","","","","","","","","","","","","","","","","","","","","","","","","","","","","","","","","","","","","","","","","","","","",""]
["","","","","","","","","","","","","","","","","","","","","","","","","","","","","","","","","","","","","","","","","","","","","","","","","","","","","","","","","","","","","","","","","","","","","","","","","","","","","","","","","","","","","","","","","","","","","","","","","","","","","",null,"","","","","","","","","","","","","","","","","","","","","","","","","","","","","","","","","","","","","","","","","","","","","","","","","","","","","","","","","","","","","","","","","","","","","","","","","","","","","","","","","","","","","","","","","","",""]
["","","","","","","","","","","","","","","","","","","","","","","","","","","","","","","","","","","","","","","","","","","","","","","","","","","","","","","","","","","","","","","","","","","","","","","","","","","","","","","","","","","","","","","","","","","","","","","","","","","","","",null,"","","","","","","","","","","","","","","","","","","","","","","","","","","","","","","","","","","","","","","","","","","","","","","","","","","","","","","","","","","","","","","","","","","","","","","","","","","","","","","","","","","","","","","","","","",""]
["","","","","","","","","","","","","","","","","","","","","","","","","","","","","","","","","","","","","","","","","","","","","","","","","","","","","","","","","","","","","","","","","","","","","","","","","","","","","","","","","","","","","","","","","","","","","","","","","","","","","",null,"","","","","","","","","","","","","","","","","","","","","","","","","","","","","","","","","","","","","","","","","","","","","","","","","","","","","","","","","","","","","","","","","","","","","","","","","","","","","","","","","","","","","","","","","","",""]
["","","","","","","","","","","","","","","","","","","","","","","","","","","","","","","","","","","","","","","","","","","","","","","","","","","","","","","","","","","","","","","","","","","","","","","","","","","","","","","","","","","","","","","","","","","","","","","","","","","","","",null,"","","","","","","","","","","","","","","","","","","","","","","","","","","","","","","","","","","","","","","","","","","","","","","","","","","","","","","","","","","","","","","","","","","","","","","","","","","","","","","","","","","","","","","","","","",""]
["","","","","","","","","","","","","","","","","","","","","","","","","","","","","","","","","","","","","","","","","","","","","","","","","","","","","","","","","","","","","","","","","","","","","","","","","","","","","","","","","","","","","","","","","","","","","","","","","","","","","",null,"","","","","","","","","","","","","","","","","","","","","","","","",{"$f":"IFERROR($G190*AI190,\"\")","v":""},"","","","","","","","","","","","","","","","","","","","","","","","","","","","","","","","","","",{"$f":"IFERROR($G190*BR190,\"\")","v":""},"","","","","","","","","","","","","","","","","","","","","","","","","","","","","","",""]

{"sheet":"Cost scenario - output","index":3,"n_rows":175,"n_cols":43,"rows_kept":175,"cut":false,"hidden":false,"merged":[]}
[null,null,null,"Replacement expenditure forecast ($,000)",null,null,null,null,null,null,null,null,null,null,null,null,null,null,null,null,null,null,null,"Replacement quantity forecast (#)"]
[null,null,null,1,2,3,4,5,6,7,8,9,10,11,12,13,14,15,16,17,18,19,20,1,2,3,4,5,6,7,8,9,10,11,12,13,14,15,16,17,18,19,20]
[]
[]
["ID","Asset group",null,2020,2021,2022,2023,2024,2025,2026,2027,2028,2029,2030,2031,2032,2033,2034,2035,2036,2037,2038,2039,2020,2021,2022,2023,2024,2025,2026,2027,2028,2029,2030,2031,2032,2033,2034,2035,2036,2037,2038,2039]
[{"$f":"IFERROR(IF('Historical scenario - output'!A6=\"\",\"\",'Historical scenario - output'!A6),\"\")","v":1},{"$f":"IFERROR(IF('Historical scenario - output'!B6=\"\",\"\",'Historical scenario - output'!B6),\"\")","v":"OVERHEAD CONDUCTORS"},null,{"$f":"IFERROR(IF($A6=\"\",\"\",SUMIFS(D$21:D$175,$A$21:$A$175,$A6)),\"\")","v":13097.754919099822},{"$f":"IFERROR(IF($A6=\"\",\"\",SUMIFS(E$21:E$175,$A$21:$A$175,$A6)),\"\")","v":14753.999316714793},16498.546779265653,18322.616244981502,20217.336116006943,22174.234541996597,24185.692163538439,26245.323055333505,28348.253524322303,30491.274620206688,32672.852380667544,34892.989538061236,37152.943133516768,39454.8135800624,41801.031431851727,44193.777591040838,46634.380000312209,{"$f":"IFERROR(IF($A6=\"\",\"\",SUMIFS(U$21:U$175,$A$21:$A$175,$A6)),\"\")","v":49122.734138567073},51656.795115170724,54232.185374693247,{"$f":"IFERROR(IF($A6=\"\",\"\",SUMIFS(X$21:X$175,$A$21:$A$175,$A6)),\"\")","v":331.02863858165233},{"$f":"IFERROR(IF($A6=\"\",\"\",SUMIFS(Y$21:Y$175,$A$21:$A$175,$A6)),\"\")","v":378.84110042562537},430.27434804405738,485.14122940593398,543.21338951756286,604.23427150623684,667.93413046779233,734.04598885127223,802.32125910802108,872.54365600580718,944.54004481104062,1018.1870386973817,1093.4124696583019,1170.1912934641302,1248.5360130396487,1328.4822614812806,1410.0707101358969,{"$f":"IFERROR(IF($A6=\"\",\"\",SUMIFS(AO$21:AO$175,$A$21:$A$175,$A6)),\"\")","v":1493.3268903495593},1578.2407784648215,1664.748048319417]
[{"$f":"IFERROR(IF('Historical scenario - output'!A7=\"\",\"\",'Historical scenario - output'!A7),\"\")","v":2},{"$f":"IFERROR(IF('Historical scenario - output'!B7=\"\",\"\",'Historical scenario - output'!B7),\"\")","v":"POLES"},null,{"$f":"IFERROR(IF($A7=\"\",\"\",SUMIFS(D$21:D$175,$A$21:$A$175,$A7)),\"\")","v":41560.975649381726},44616.503481215848,47680.539834864285,50764.103284866105,53882.150963100881,57050.438204270882,60282.245831943248,63585.455504590936,66960.371493864383,70398.546660160893,73882.703022675501,77387.675908463818,80882.183488345967,84331.149549108173,87698.291835817916,90948.720450443958,94051.346597954034,96980.953134949523,99719.804970902595,102258.67819949875,7422.8158021381796,7925.4380438334556,8425.2137825675418,8924.7376869680174,9427.3420038783952,9936.493908483395,10455.172810113829,10985.317182685249,11527.415213012515,12080.287296611838,12641.076904231999,13205.435635059765,13767.863740321107,14322.152831705289,14861.874189311586,15380.862362430562,15873.655317803568,16335.863891924122,16764.450655780609,17157.900636532922]
[{"$f":"IFERROR(IF('Historical scenario - output'!A8=\"\",\"\",'Historical scenario - output'!A8),\"\")","v":3},{"$f":"IFERROR(IF('Historical scenario - output'!B8=\"\",\"\",'Historical scenario - output'!B8),\"\")","v":"SERVICE LINES"},null,3846.0410530901054,3822.5517317754643,3806.3019820790987,3799.8060855993508,3804.9030992635808,3822.7166969643408,3853.6492853685454,3897.4101087016234,3953.075292208971,4019.1758611793898,4093.8079472871345,4174.7579071345717,4259.6341469021054,4345.9972178038743,4431.4802692853391,4513.8931664883276,4591.3053467390018,4662.1045870565476,4725.0310246513291,4779.1877615124495,5959.0778047336062,5966.1803861312528,5979.155150102436,6002.4788508226147,6039.6924996099597,6093.253466989313,6164.4563258825374,6253.4257046539442,6359.1789538576004,6479.7511586836317,6612.370510190296,6753.6687490648847,6899.9096278998595,7047.2182229157161,7191.7953853620947,7330.1043969214024,7459.0205828280359,7575.9387599525617,7678.8374593620038,7766.3024213245062]
[{"$f":"IFERROR(IF('Historical scenario - output'!A9=\"\",\"\",'Historical scenario - output'!A9),\"\")","v":4},{"$f":"IFERROR(IF('Historical scenario - output'!B9=\"\",\"\",'Historical scenario - output'!B9),\"\")","v":"SWITCHGEAR"},null,12547.695021137321,11928.119452261239,11456.842949785894,11105.060168756809,10850.307994155486,10675.255307122792,10566.694971570281,10514.71972196718,10512.047416430862,10553.460352490627,10635.331529480589,10755.222330058417,10911.547007532281,11103.307161702445,11329.903114483186,11591.028950231823,11886.654831269096,12217.095107377607,12583.154620992593,12986.339041866833,2047.0764665854367,1888.0066254818178,1760.4412442781158,1659.3719774717586,1580.4027088263892,1519.757839241377,1474.2426795621532,1441.178401647777,1418.3299077441463,1403.839738242063,1396.1758093183664,1394.0961141950258,1396.6299774557438,1403.0731733866903,1412.9931212303497,1426.2401947376582,1442.9615714397962,1463.6146112938156,1488.9771504455525,1520.1520871267794]
[{"$f":"IFERROR(IF('Historical scenario - output'!A10=\"\",\"\",'Historical scenario - output'!A10),\"\")","v":5},{"$f":"IFERROR(IF('Historical scenario - output'!B10=\"\",\"\",'Historical scenario - output'!B10),\"\")","v":"TRANSFORMERS"},null,22475.79246895347,21733.229647230779,21415.050185787222,21371.396105812051,21524.201229262504,21828.672873644922,22256.090872210989,22785.716635965713,23400.838962273498,24086.846936051163,24830.324262674334,25618.614070050327,26439.549791881956,27281.233357802728,28131.892212390274,28979.944627420158,29814.42695166629,30625.880829176611,31407.677381287169,32157.602434033175,1349.2087975481704,1336.9200684783295,1334.8742330959979,1339.9521198032071,1350.6440811164734,1366.1448877854602,1385.9284007856822,1409.5426133148881,1436.5168931308067,1466.3321908310677,1498.4270579865163,1532.2213787656381,1567.1452468544687,1602.6654698285911,1638.307041021952,1673.6708476677788,1708.451033033105,1742.4553456162107,1775.6296289018558,1808.0840713056382]
[{"$f":"IFERROR(IF('Historical scenario - output'!A11=\"\",\"\",'Historical scenario - output'!A11),\"\")","v":6},{"$f":"IFERROR(IF('Historical scenario - output'!B11=\"\",\"\",'Historical scenario - output'!B11),\"\")","v":"UNDERGROUND CABLES"},null,3006.958430194049,3860.9560575163132,5154.2384499384843,7009.6633334592661,9566.0948117013613,12956.732535562531,17282.823221919385,22584.517570310971,28813.024791209573,35809.923039844296,43299.873071910966,50901.599078805593,58158.833577261794,64588.561223020537,69739.464684662002,73250.324552183156,74897.361128682795,74621.549600454469,72531.311982717059,68881.438232676126,17.274981457042454,22.087123493619426,29.380962661903098,39.844614594914788,54.257033875808951,73.366030712411899,97.740447865432998,127.60638027221555,162.69073264201461,202.10498990001494,244.30426198245416,287.14890153525221,328.07821646204951,364.38131401429996,393.5252354173067,413.48284987198008,422.99868555116075,421.7423451632132,410.32369355202144,390.17459177156366]
[{"$f":"IFERROR(IF('Historical scenario - output'!A12=\"\",\"\",'Historical scenario - output'!A12),\"\")","v":""},{"$f":"IFERROR(IF('Historical scenario - output'!B12=\"\",\"\",'Historical scenario - output'!B12),\"\")","v":""},null,"","","","","","","","","","","","","","","","","","","","","","","","","","","","","","","","","","","","","","","",""]
[{"$f":"IFERROR(IF('Historical scenario - output'!A13=\"\",\"\",'Historical scenario - output'!A13),\"\")","v":""},{"$f":"IFERROR(IF('Historical scenario - output'!B13=\"\",\"\",'Historical scenario - output'!B13),\"\")","v":""},null,"","","","","","","","","","","","","","","","","","","","","","","","","","","","","","","","","","","","","","","",""]
[{"$f":"IFERROR(IF('Historical scenario - output'!A14=\"\",\"\",'Historical scenario - output'!A14),\"\")","v":""},{"$f":"IFERROR(IF('Historical scenario - output'!B14=\"\",\"\",'Historical scenario - output'!B14),\"\")","v":""},null,"","","","","","","","","","","","","","","","","","","","","","","","","","","","","","","","","","","","","","","",""]
[{"$f":"IFERROR(IF('Historical scenario - output'!A15=\"\",\"\",'Historical scenario - output'!A15),\"\")","v":""},{"$f":"IFERROR(IF('Historical scenario - output'!B15=\"\",\"\",'Historical scenario - output'!B15),\"\")","v":""},null,"","","","","","","","","","","","","","","","","","","","","","","","","","","","","","","","","","","","","","","",""]
[{"$f":"IFERROR(IF('Historical scenario - output'!A16=\"\",\"\",'Historical scenario - output'!A16),\"\")","v":""},{"$f":"IFERROR(IF('Historical scenario - output'!B16=\"\",\"\",'Historical scenario - output'!B16),\"\")","v":""},null,"","","","","","","","","","","","","","","","","","","","","","","","","","","","","","","","","","","","","","","",""]
[{"$f":"IFERROR(IF('Historical scenario - output'!A17=\"\",\"\",'Historical scenario - output'!A17),\"\")","v":""},{"$f":"IFERROR(IF('Historical scenario - output'!B17=\"\",\"\",'Historical scenario - output'!B17),\"\")","v":""},null,"","","","","","","","","","","","","","","","","","","","","","","","","","","","","","","","","","","","","","","",""]
[null,null,"Total",{"$f":"IFERROR(SUM(D$6:D$17),\"\")","v":96535.217541856502},{"$f":"IFERROR(SUM(E$6:E$17),\"\")","v":100715.35968671444},106011.52018172061,112372.64522347509,119844.99421349076,128508.05015956206,138427.19634655089,149613.1425968699,161987.6114803096,175359.22746993304,189414.89221469607,203730.85883257395,217804.69114544085,231105.06208950016,243132.06354849046,253477.68933780826,261875.47485662345,268230.31739758182,272623.77509572153,275295.43104428053]
[]
["ID","Asset group","Asset category"]
[{"$f":"IFERROR('Cost scenario - input'!A6,\"\")","v":1},{"$f":"IFERROR('Cost scenario - input'!B6,\"\")","v":"OVERHEAD CONDUCTORS"},{"$f":"IFERROR('Cost scenario - input'!C6,\"\")","v":"˂ = 1 kv"},{"$f":"IFERROR(repcalc('Cost scenario - input'!$CY6:$GK6,'Cost scenario - input'!$J6,'Cost scenario - input'!$H6,'Cost scenario - input'!$I6,20,TRUE,TRUE),\"\")","v":7968.6619144761726},8681.262430488845,9375.578626840741,10043.106617344161,10677.026507631666,11272.526280230513,11826.975046778758,12339.931714310644,12812.990688798156,13249.481511408583,13654.052522292885,14032.178302554728,14389.635779988927,14731.994129884662,15064.159220951458,15390.005169734366,15712.114807455435,16031.638978290379,16348.273027571111,16660.338861106815,{"$f":"IFERROR(IF(OR(D21=\"\",'Cost scenario - input'!$G6=\"\"),\"\",D21/'Cost scenario - input'!$G6),\"\")","v":135.00619101358075},{"$f":"IFERROR(IF(OR(E21=\"\",'Cost scenario - input'!$G6=\"\"),\"\",E21/'Cost scenario - input'!$G6),\"\")","v":147.07916918905241},{"$f":"IFERROR(IF(OR(F21=\"\",'Cost scenario - input'!$G6=\"\"),\"\",F21/'Cost scenario - input'!$G6),\"\")","v":158.84237184898967},{"$f":"IFERROR(IF(OR(G21=\"\",'Cost scenario - input'!$G6=\"\"),\"\",G21/'Cost scenario - input'!$G6),\"\")","v":170.15172495745827},{"$f":"IFERROR(IF(OR(H21=\"\",'Cost scenario - input'!$G6=\"\"),\"\",H21/'Cost scenario - input'!$G6),\"\")","v":180.89168490481023},{"$f":"IFERROR(IF(OR(I21=\"\",'Cost scenario - input'!$G6=\"\"),\"\",I21/'Cost scenario - input'!$G6),\"\")","v":190.98072581417208},{"$f":"IFERROR(IF(OR(J21=\"\",'Cost scenario - input'!$G6=\"\"),\"\",J21/'Cost scenario - input'!$G6),\"\")","v":200.37427480485945},{"$f":"IFERROR(IF(OR(K21=\"\",'Cost scenario - input'!$G6=\"\"),\"\",K21/'Cost scenario - input'!$G6),\"\")","v":209.0648588178031},{"$f":"IFERROR(IF(OR(L21=\"\",'Cost scenario - input'!$G6=\"\"),\"\",L21/'Cost scenario - input'!$G6),\"\")","v":217.07949050324686},{"$f":"IFERROR(IF(OR(M21=\"\",'Cost scenario - input'!$G6=\"\"),\"\",M21/'Cost scenario - input'!$G6),\"\")","v":224.47457941597457},{"$f":"IFERROR(IF(OR(N21=\"\",'Cost scenario - input'!$G6=\"\"),\"\",N21/'Cost scenario - input'!$G6),\"\")","v":231.32887838865145},{"$f":"IFERROR(IF(OR(O21=\"\",'Cost scenario - input'!$G6=\"\"),\"\",O21/'Cost scenario - input'!$G6),\"\")","v":237.73513854438119},{"$f":"IFERROR(IF(OR(P21=\"\",'Cost scenario - input'!$G6=\"\"),\"\",P21/'Cost scenario - input'!$G6),\"\")","v":243.79123340643639},{"$f":"IFERROR(IF(OR(Q21=\"\",'Cost scenario - input'!$G6=\"\"),\"\",Q21/'Cost scenario - input'!$G6),\"\")","v":249.59151672591719},{"$f":"IFERROR(IF(OR(R21=\"\",'Cost scenario - input'!$G6=\"\"),\"\",R21/'Cost scenario - input'!$G6),\"\")","v":255.2191044205515},{"$f":"IFERROR(IF(OR(S21=\"\",'Cost scenario - input'!$G6=\"\"),\"\",S21/'Cost scenario - input'!$G6),\"\")","v":260.7396323177723},{"$f":"IFERROR(IF(OR(T21=\"\",'Cost scenario - input'!$G6=\"\"),\"\",T21/'Cost scenario - input'!$G6),\"\")","v":266.19685910744022},{"$f":"IFERROR(IF(OR(U21=\"\",'Cost scenario - input'!$G6=\"\"),\"\",U21/'Cost scenario - input'!$G6),\"\")","v":271.61028255345605},{"$f":"IFERROR(IF(OR(V21=\"\",'Cost scenario - input'!$G6=\"\"),\"\",V21/'Cost scenario - input'!$G6),\"\")","v":276.97474115358079},{"$f":"IFERROR(IF(OR(W21=\"\",'Cost scenario - input'!$G6=\"\"),\"\",W21/'Cost scenario - input'!$G6),\"\")","v":282.2618043999957}]
[{"$f":"IFERROR('Cost scenario - input'!A7,\"\")","v":1},{"$f":"IFERROR('Cost scenario - input'!B7,\"\")","v":"OVERHEAD CONDUCTORS"},{"$f":"IFERROR('Cost scenario - input'!C7,\"\")","v":"˃ 11 kv & < = 22 kv ; multiple-phase"},{"$f":"IFERROR(repcalc('Cost scenario - input'!$CY7:$GK7,'Cost scenario - input'!$J7,'Cost scenario - input'!$H7,'Cost scenario - input'!$I7,20,TRUE,TRUE),\"\")","v":684.07684151473336},804.47487308734401,937.09743245031814,1081.5776714169594,1237.3153513448224,1403.5075643318473,1579.1926210397219,1763.3032988530806,1954.7242845738408,2152.3477879187094,2355.1211194191815,2562.0806174573386,2772.3676735681674,2985.2246320928625,3199.970813934473,3415.9615355604619,3632.5354183426921,3848.9571656795706,4064.3640336553258,4277.7242407459344,{"$f":"IFERROR(IF(OR(D22=\"\",'Cost scenario - input'!$G7=\"\"),\"\",D22/'Cost scenario - input'!$G7),\"\")","v":24.355405785538938},{"$f":"IFERROR(IF(OR(E22=\"\",'Cost scenario - input'!$G7=\"\"),\"\",E22/'Cost scenario - input'!$G7),\"\")","v":28.64197527126813},{"$f":"IFERROR(IF(OR(F22=\"\",'Cost scenario - input'!$G7=\"\"),\"\",F22/'Cost scenario - input'!$G7),\"\")","v":33.363778515549413},{"$f":"IFERROR(IF(OR(G22=\"\",'Cost scenario - input'!$G7=\"\"),\"\",G22/'Cost scenario - input'!$G7),\"\")","v":38.507754505487085},{"$f":"IFERROR(IF(OR(H22=\"\",'Cost scenario - input'!$G7=\"\"),\"\",H22/'Cost scenario - input'!$G7),\"\")","v":44.052532753414063},{"$f":"IFERROR(IF(OR(I22=\"\",'Cost scenario - input'!$G7=\"\"),\"\",I22/'Cost scenario - input'!$G7),\"\")","v":49.969527073427933},{"$f":"IFERROR(IF(OR(J22=\"\",'Cost scenario - input'!$G7=\"\"),\"\",J22/'Cost scenario - input'!$G7),\"\")","v":56.224498133551954},{"$f":"IFERROR(IF(OR(K22=\"\",'Cost scenario - input'!$G7=\"\"),\"\",K22/'Cost scenario - input'!$G7),\"\")","v":62.779449266915812},{"$f":"IFERROR(IF(OR(L22=\"\",'Cost scenario - input'!$G7=\"\"),\"\",L22/'Cost scenario - input'!$G7),\"\")","v":69.59467162230753},{"$f":"IFERROR(IF(OR(M22=\"\",'Cost scenario - input'!$G7=\"\"),\"\",M22/'Cost scenario - input'!$G7),\"\")","v":76.630724189247744},{"$f":"IFERROR(IF(OR(N22=\"\",'Cost scenario - input'!$G7=\"\"),\"\",N22/'Cost scenario - input'!$G7),\"\")","v":83.85012772912512},{"$f":"IFERROR(IF(OR(O22=\"\",'Cost scenario - input'!$G7=\"\"),\"\",O22/'Cost scenario - input'!$G7),\"\")","v":91.218572690263599},{"$f":"IFERROR(IF(OR(P22=\"\",'Cost scenario - input'!$G7=\"\"),\"\",P22/'Cost scenario - input'!$G7),\"\")","v":98.705489761867639},{"$f":"IFERROR(IF(OR(Q22=\"\",'Cost scenario - input'!$G7=\"\"),\"\",Q22/'Cost scenario - input'!$G7),\"\")","v":106.2839038880721},{"$f":"IFERROR(IF(OR(R22=\"\",'Cost scenario - input'!$G7=\"\"),\"\",R22/'Cost scenario - input'!$G7),\"\")","v":113.9295806340739},{"$f":"IFERROR(IF(OR(S22=\"\",'Cost scenario - input'!$G7=\"\"),\"\",S22/'Cost scenario - input'!$G7),\"\")","v":121.61956712662065},{"$f":"IFERROR(IF(OR(T22=\"\",'Cost scenario - input'!$G7=\"\"),\"\",T22/'Cost scenario - input'!$G7),\"\")","v":129.33031609165099},{"$f":"IFERROR(IF(OR(U22=\"\",'Cost scenario - input'!$G7=\"\"),\"\",U22/'Cost scenario - input'!$G7),\"\")","v":137.03564852993898},{"$f":"IFERROR(IF(OR(V22=\"\",'Cost scenario - input'!$G7=\"\"),\"\",V22/'Cost scenario - input'!$G7),\"\")","v":144.70484789491783},{"$f":"IFERROR(IF(OR(W22=\"\",'Cost scenario - input'!$G7=\"\"),\"\",W22/'Cost scenario - input'!$G7),\"\")","v":152.30117934018642}]
[{"$f":"IFERROR('Cost scenario - input'!A8,\"\")","v":1},{"$f":"IFERROR('Cost scenario - input'!B8,\"\")","v":"OVERHEAD CONDUCTORS"},{"$f":"IFERROR('Cost scenario - input'!C8,\"\")","v":"˃ 11 kv & < = 22 kv ; single-phase"},{"$f":"IFERROR(repcalc('Cost scenario - input'!$CY8:$GK8,'Cost scenario - input'!$J8,'Cost scenario - input'!$H8,'Cost scenario - input'!$I8,20,TRUE,TRUE),\"\")","v":99.534094395036703},117.95285125215794,138.5281091096673,161.29527000645675,186.26699189665533,213.43785675693195,242.79086042017914,274.30513382458093,307.96406817415175,343.76284544743135,381.71430278396048,421.85210779913285,464.23040183273969,508.91937313267414,555.99662815030058,605.5346965280761,657.58548184001074,712.16289738540047,769.22524733884052,828.65908057154297,{"$f":"IFERROR(IF(OR(D23=\"\",'Cost scenario - input'!$G8=\"\"),\"\",D23/'Cost scenario - input'!$G8),\"\")","v":3.5437440816143231},{"$f":"IFERROR(IF(OR(E23=\"\",'Cost scenario - input'!$G8=\"\"),\"\",E23/'Cost scenario - input'!$G8),\"\")","v":4.1995129515661995},{"$f":"IFERROR(IF(OR(F23=\"\",'Cost scenario - input'!$G8=\"\"),\"\",F23/'Cost scenario - input'!$G8),\"\")","v":4.9320604138543906},{"$f":"IFERROR(IF(OR(G23=\"\",'Cost scenario - input'!$G8=\"\"),\"\",G23/'Cost scenario - input'!$G8),\"\")","v":5.7426468985512544},{"$f":"IFERROR(IF(OR(H23=\"\",'Cost scenario - input'!$G8=\"\"),\"\",H23/'Cost scenario - input'!$G8),\"\")","v":6.6317230708314012},{"$f":"IFERROR(IF(OR(I23=\"\",'Cost scenario - input'!$G8=\"\"),\"\",I23/'Cost scenario - input'!$G8),\"\")","v":7.5990960310835947},{"$f":"IFERROR(IF(OR(J23=\"\",'Cost scenario - input'!$G8=\"\"),\"\",J23/'Cost scenario - input'!$G8),\"\")","v":8.6441603745275302},{"$f":"IFERROR(IF(OR(K23=\"\",'Cost scenario - input'!$G8=\"\"),\"\",K23/'Cost scenario - input'!$G8),\"\")","v":9.7661730933049604},{"$f":"IFERROR(IF(OR(L23=\"\",'Cost scenario - input'!$G8=\"\"),\"\",L23/'Cost scenario - input'!$G8),\"\")","v":10.96454285915963},{"$f":"IFERROR(IF(OR(M23=\"\",'Cost scenario - input'!$G8=\"\"),\"\",M23/'Cost scenario - input'!$G8),\"\")","v":12.239098134538112},{"$f":"IFERROR(IF(OR(N23=\"\",'Cost scenario - input'!$G8=\"\"),\"\",N23/'Cost scenario - input'!$G8),\"\")","v":13.590295964210334},{"$f":"IFERROR(IF(OR(O23=\"\",'Cost scenario - input'!$G8=\"\"),\"\",O23/'Cost scenario - input'!$G8),\"\")","v":15.019335027016128},{"$f":"IFERROR(IF(OR(P23=\"\",'Cost scenario - input'!$G8=\"\"),\"\",P23/'Cost scenario - input'!$G8),\"\")","v":16.528142934329487},{"$f":"IFERROR(IF(OR(Q23=\"\",'Cost scenario - input'!$G8=\"\"),\"\",Q23/'Cost scenario - input'!$G8),\"\")","v":18.119218620707283},{"$f":"IFERROR(IF(OR(R23=\"\",'Cost scenario - input'!$G8=\"\"),\"\",R23/'Cost scenario - input'!$G8),\"\")","v":19.795325133368546},{"$f":"IFERROR(IF(OR(S23=\"\",'Cost scenario - input'!$G8=\"\"),\"\",S23/'Cost scenario - input'!$G8),\"\")","v":21.559044768286945},{"$f":"IFERROR(IF(OR(T23=\"\",'Cost scenario - input'!$G8=\"\"),\"\",T23/'Cost scenario - input'!$G8),\"\")","v":23.41222546494825},{"$f":"IFERROR(IF(OR(U23=\"\",'Cost scenario - input'!$G8=\"\"),\"\",U23/'Cost scenario - input'!$G8),\"\")","v":25.35536258298109},{"$f":"IFERROR(IF(OR(V23=\"\",'Cost scenario - input'!$G8=\"\"),\"\",V23/'Cost scenario - input'!$G8),\"\")","v":27.386971612626233},{"$f":"IFERROR(IF(OR(W23=\"\",'Cost scenario - input'!$G8=\"\"),\"\",W23/'Cost scenario - input'!$G8),\"\")","v":29.503013317191584}]
[{"$f":"IFERROR('Cost scenario - input'!A9,\"\")","v":1},{"$f":"IFERROR('Cost scenario - input'!B9,\"\")","v":"OVERHEAD CONDUCTORS"},{"$f":"IFERROR('Cost scenario - input'!C9,\"\")","v":"˃ 11 kv & < = 22 kv ; swer"},{"$f":"IFERROR(repcalc('Cost scenario - input'!$CY9:$GK9,'Cost scenario - input'!$J9,'Cost scenario - input'!$H9,'Cost scenario - input'!$I9,20,TRUE,TRUE),\"\")","v":951.42139698582264},1136.2824913377353,1345.5363475241043,1580.4374944296487,1842.1386734410908,2131.7318135183723,2450.302739471399,2798.9937804581305,3179.066351607481,3591.9541760713496,4039.2973987720752,4522.9486186670174,5044.9438901505773,5607.4348980341238,6212.5824961624858,6862.4161623574473,7558.6681024206619,8302.5941437702095,9094.7956633556387,9935.0572093753181,{"$f":"IFERROR(IF(OR(D24=\"\",'Cost scenario - input'!$G9=\"\"),\"\",D24/'Cost scenario - input'!$G9),\"\")","v":57.010648936486099},{"$f":"IFERROR(IF(OR(E24=\"\",'Cost scenario - input'!$G9=\"\"),\"\",E24/'Cost scenario - input'!$G9),\"\")","v":68.087813046416841},{"$f":"IFERROR(IF(OR(F24=\"\",'Cost scenario - input'!$G9=\"\"),\"\",F24/'Cost scenario - input'!$G9),\"\")","v":80.626629360030606},{"$f":"IFERROR(IF(OR(G24=\"\",'Cost scenario - input'!$G9=\"\"),\"\",G24/'Cost scenario - input'!$G9),\"\")","v":94.702271198059918},{"$f":"IFERROR(IF(OR(H24=\"\",'Cost scenario - input'!$G9=\"\"),\"\",H24/'Cost scenario - input'!$G9),\"\")","v":110.38381261614529},{"$f":"IFERROR(IF(OR(I24=\"\",'Cost scenario - input'!$G9=\"\"),\"\",I24/'Cost scenario - input'!$G9),\"\")","v":127.73668369479159},{"$f":"IFERROR(IF(OR(J24=\"\",'Cost scenario - input'!$G9=\"\"),\"\",J24/'Cost scenario - input'!$G9),\"\")","v":146.8259487443456},{"$f":"IFERROR(IF(OR(K24=\"\",'Cost scenario - input'!$G9=\"\"),\"\",K24/'Cost scenario - input'!$G9),\"\")","v":167.72005790351628},{"$f":"IFERROR(IF(OR(L24=\"\",'Cost scenario - input'!$G9=\"\"),\"\",L24/'Cost scenario - input'!$G9),\"\")","v":190.49459712749186},{"$f":"IFERROR(IF(OR(M24=\"\",'Cost scenario - input'!$G9=\"\"),\"\",M24/'Cost scenario - input'!$G9),\"\")","v":215.23547733602248},{"$f":"IFERROR(IF(OR(N24=\"\",'Cost scenario - input'!$G9=\"\"),\"\",N24/'Cost scenario - input'!$G9),\"\")","v":242.04097856219201},{"$f":"IFERROR(IF(OR(O24=\"\",'Cost scenario - input'!$G9=\"\"),\"\",O24/'Cost scenario - input'!$G9),\"\")","v":271.02211141508775},{"$f":"IFERROR(IF(OR(P24=\"\",'Cost scenario - input'!$G9=\"\"),\"\",P24/'Cost scenario - input'!$G9),\"\")","v":302.3008794387361},{"$f":"IFERROR(IF(OR(Q24=\"\",'Cost scenario - input'!$G9=\"\"),\"\",Q24/'Cost scenario - input'!$G9),\"\")","v":336.00621493147668},{"$f":"IFERROR(IF(OR(R24=\"\",'Cost scenario - input'!$G9=\"\"),\"\",R24/'Cost scenario - input'!$G9),\"\")","v":372.26759961438592},{"$f":"IFERROR(IF(OR(S24=\"\",'Cost scenario - input'!$G9=\"\"),\"\",S24/'Cost scenario - input'!$G9),\"\")","v":411.20664295303675},{"$f":"IFERROR(IF(OR(T24=\"\",'Cost scenario - input'!$G9=\"\"),\"\",T24/'Cost scenario - input'!$G9),\"\")","v":452.92714141149509},{"$f":"IFERROR(IF(OR(U24=\"\",'Cost scenario - input'!$G9=\"\"),\"\",U24/'Cost scenario - input'!$G9),\"\")","v":497.50434612063083},{"$f":"IFERROR(IF(OR(V24=\"\",'Cost scenario - input'!$G9=\"\"),\"\",V24/'Cost scenario - input'!$G9),\"\")","v":544.97429252200311},{"$f":"IFERROR(IF(OR(W24=\"\",'Cost scenario - input'!$G9=\"\"),\"\",W24/'Cost scenario - input'!$G9),\"\")","v":595.32407040877354}]
[{"$f":"IFERROR('Cost scenario - input'!A10,\"\")","v":1},{"$f":"IFERROR('Cost scenario - input'!B10,\"\")","v":"OVERHEAD CONDUCTORS"},{"$f":"IFERROR('Cost scenario - input'!C10,\"\")","v":"> 1 kv & < = 11 kv"},{"$f":"IFERROR(repcalc('Cost scenario - input'!$CY10:$GK10,'Cost scenario - input'!$J10,'Cost scenario - input'!$H10,'Cost scenario - input'!$I10,20,TRUE,TRUE),\"\")","v":3156.9849601736069},3709.7628772287339,4314.6061058990517,4967.5537227442019,5662.976242036194,6393.6963200723249,7151.2081364752239,7925.98624911562,8707.8661334916051,9486.471220111478,10251.655986106714,10993.932288907272,11704.847074959587,12377.283873533604,13005.667681347326,13586.062152010227,14116.158327069485,14595.16424150356,15023.613396244707,15403.116308779398,{"$f":"IFERROR(IF(OR(D25=\"\",'Cost scenario - input'!$G10=\"\"),\"\",D25/'Cost scenario - input'!$G10),\"\")","v":109.07205974661045},{"$f":"IFERROR(IF(OR(E25=\"\",'Cost scenario - input'!$G10=\"\"),\"\",E25/'Cost scenario - input'!$G10),\"\")","v":128.17022674970195},{"$f":"IFERROR(IF(OR(F25=\"\",'Cost scenario - input'!$G10=\"\"),\"\",F25/'Cost scenario - input'!$G10),\"\")","v":149.06722106773438},{"$f":"IFERROR(IF(OR(G25=\"\",'Cost scenario - input'!$G10=\"\"),\"\",G25/'Cost scenario - input'!$G10),\"\")","v":171.62619501736788},{"$f":"IFERROR(IF(OR(H25=\"\",'Cost scenario - input'!$G10=\"\"),\"\",H25/'Cost scenario - input'!$G10),\"\")","v":195.65265302405516},{"$f":"IFERROR(IF(OR(I25=\"\",'Cost scenario - input'!$G10=\"\"),\"\",I25/'Cost scenario - input'!$G10),\"\")","v":220.89862188835468},{"$f":"IFERROR(IF(OR(J25=\"\",'Cost scenario - input'!$G10=\"\"),\"\",J25/'Cost scenario - input'!$G10),\"\")","v":247.07023028680484},{"$f":"IFERROR(IF(OR(K25=\"\",'Cost scenario - input'!$G10=\"\"),\"\",K25/'Cost scenario - input'!$G10),\"\")","v":273.8383795362812},{"$f":"IFERROR(IF(OR(L25=\"\",'Cost scenario - input'!$G10=\"\"),\"\",L25/'Cost scenario - input'!$G10),\"\")","v":300.8518910161207},{"$f":"IFERROR(IF(OR(M25=\"\",'Cost scenario - input'!$G10=\"\"),\"\",M25/'Cost scenario - input'!$G10),\"\")","v":327.7522600701904},{"$f":"IFERROR(IF(OR(N25=\"\",'Cost scenario - input'!$G10=\"\"),\"\",N25/'Cost scenario - input'!$G10),\"\")","v":354.18896457360336},{"$f":"IFERROR(IF(OR(O25=\"\",'Cost scenario - input'!$G10=\"\"),\"\",O25/'Cost scenario - input'!$G10),\"\")","v":379.83419452208665},{"$f":"IFERROR(IF(OR(P25=\"\",'Cost scenario - input'!$G10=\"\"),\"\",P25/'Cost scenario - input'!$G10),\"\")","v":404.39590165634644},{"$f":"IFERROR(IF(OR(Q25=\"\",'Cost scenario - input'!$G10=\"\"),\"\",Q25/'Cost scenario - input'!$G10),\"\")","v":427.62821590400489},{"$f":"IFERROR(IF(OR(R25=\"\",'Cost scenario - input'!$G10=\"\"),\"\",R25/'Cost scenario - input'!$G10),\"\")","v":449.33852402846668},{"$f":"IFERROR(IF(OR(S25=\"\",'Cost scenario - input'!$G10=\"\"),\"\",S25/'Cost scenario - input'!$G10),\"\")","v":469.39082746967949},{"$f":"IFERROR(IF(OR(T25=\"\",'Cost scenario - input'!$G10=\"\"),\"\",T25/'Cost scenario - input'!$G10),\"\")","v":487.70535300810127},{"$f":"IFERROR(IF(OR(U25=\"\",'Cost scenario - input'!$G10=\"\"),\"\",U25/'Cost scenario - input'!$G10),\"\")","v":504.25473869641962},{"$f":"IFERROR(IF(OR(V25=\"\",'Cost scenario - input'!$G10=\"\"),\"\",V25/'Cost scenario - input'!$G10),\"\")","v":519.05741669262432},{"$f":"IFERROR(IF(OR(W25=\"\",'Cost scenario - input'!$G10=\"\"),\"\",W25/'Cost scenario - input'!$G10),\"\")","v":532.1690294725978}]
[{"$f":"IFERROR('Cost scenario - input'!A11,\"\")","v":1},{"$f":"IFERROR('Cost scenario - input'!B11,\"\")","v":"OVERHEAD CONDUCTORS"},{"$f":"IFERROR('Cost scenario - input'!C11,\"\")","v":"> 22 kv & < = 66 kv"},{"$f":"IFERROR(repcalc('Cost scenario - input'!$CY11:$GK11,'Cost scenario - input'!$J11,'Cost scenario - input'!$H11,'Cost scenario - input'!$I11,20,TRUE,TRUE),\"\")","v":81.706367373272116},107.55644455260585,140.22863275417782,181.08527888908478,231.63528590500204,293.51686851554797,368.47055774624977,458.30194978067516,564.83432324395278,689.8519949282794,835.03609663991858,1001.8952669566194,1191.6944797855292,1405.3857899416525,1643.5450824905552,1906.3189013151566,2193.3850644223385,2503.9300464166436,2836.6450618384779,3189.7414987605353,{"$f":"IFERROR(IF(OR(D26=\"\",'Cost scenario - input'!$G11=\"\"),\"\",D26/'Cost scenario - input'!$G11),\"\")","v":1.5679108635175327},{"$f":"IFERROR(IF(OR(E26=\"\",'Cost scenario - input'!$G11=\"\"),\"\",E26/'Cost scenario - input'!$G11),\"\")","v":2.0639629844872682},{"$f":"IFERROR(IF(OR(F26=\"\",'Cost scenario - input'!$G11=\"\"),\"\",F26/'Cost scenario - input'!$G11),\"\")","v":2.6909285498771145},{"$f":"IFERROR(IF(OR(G26=\"\",'Cost scenario - input'!$G11=\"\"),\"\",G26/'Cost scenario - input'!$G11),\"\")","v":3.4749504245635601},{"$f":"IFERROR(IF(OR(H26=\"\",'Cost scenario - input'!$G11=\"\"),\"\",H26/'Cost scenario - input'!$G11),\"\")","v":4.4449838221940992},{"$f":"IFERROR(IF(OR(I26=\"\",'Cost scenario - input'!$G11=\"\"),\"\",I26/'Cost scenario - input'!$G11),\"\")","v":5.6324653948783778},{"$f":"IFERROR(IF(OR(J26=\"\",'Cost scenario - input'!$G11=\"\"),\"\",J26/'Cost scenario - input'!$G11),\"\")","v":7.0707952017665736},{"$f":"IFERROR(IF(OR(K26=\"\",'Cost scenario - input'!$G11=\"\"),\"\",K26/'Cost scenario - input'!$G11),\"\")","v":8.7946218750565688},{"$f":"IFERROR(IF(OR(L26=\"\",'Cost scenario - input'!$G11=\"\"),\"\",L26/'Cost scenario - input'!$G11),\"\")","v":10.838933365571078},{"$f":"IFERROR(IF(OR(M26=\"\",'Cost scenario - input'!$G11=\"\"),\"\",M26/'Cost scenario - input'!$G11),\"\")","v":13.237969962927444},{"$f":"IFERROR(IF(OR(N26=\"\",'Cost scenario - input'!$G11=\"\"),\"\",N26/'Cost scenario - input'!$G11),\"\")","v":16.0239918802129},{"$f":"IFERROR(IF(OR(O26=\"\",'Cost scenario - input'!$G11=\"\"),\"\",O26/'Cost scenario - input'!$G11),\"\")","v":19.225949257927123},{"$f":"IFERROR(IF(OR(P26=\"\",'Cost scenario - input'!$G11=\"\"),\"\",P26/'Cost scenario - input'!$G11),\"\")","v":22.868116413909039},{"$f":"IFERROR(IF(OR(Q26=\"\",'Cost scenario - input'!$G11=\"\"),\"\",Q26/'Cost scenario - input'!$G11),\"\")","v":26.968762880082519},{"$f":"IFERROR(IF(OR(R26=\"\",'Cost scenario - input'!$G11=\"\"),\"\",R26/'Cost scenario - input'!$G11),\"\")","v":31.538939648915662},{"$f":"IFERROR(IF(OR(S26=\"\",'Cost scenario - input'!$G11=\"\"),\"\",S26/'Cost scenario - input'!$G11),\"\")","v":36.581458835955871},{"$f":"IFERROR(IF(OR(T26=\"\",'Cost scenario - input'!$G11=\"\"),\"\",T26/'Cost scenario - input'!$G11),\"\")","v":42.090137904109888},{"$f":"IFERROR(IF(OR(U26=\"\",'Cost scenario - input'!$G11=\"\"),\"\",U26/'Cost scenario - input'!$G11),\"\")","v":48.049365642816149},{"$f":"IFERROR(IF(OR(V26=\"\",'Cost scenario - input'!$G11=\"\"),\"\",V26/'Cost scenario - input'!$G11),\"\")","v":54.434027008950338},{"$f":"IFERROR(IF(OR(W26=\"\",'Cost scenario - input'!$G11=\"\"),\"\",W26/'Cost scenario - input'!$G11),\"\")","v":61.209799291056825}]
[{"$f":"IFERROR('Cost scenario - input'!A12,\"\")","v":1},{"$f":"IFERROR('Cost scenario - input'!B12,\"\")","v":"OVERHEAD CONDUCTORS"},{"$f":"IFERROR('Cost scenario - input'!C12,\"\")","v":"> 66 kv & < = 132 kv"},{"$f":"IFERROR(repcalc('Cost scenario - input'!$CY12:$GK12,'Cost scenario - input'!$J12,'Cost scenario - input'!$H12,'Cost scenario - input'!$I12,20,TRUE,TRUE),\"\")","v":155.36934418117943},196.70734876737293,246.97152468759157,307.56019015099184,379.97706375151461,465.81783857106097,566.75220160690753,684.50092899077481,820.80767443312061,977.40508432086085,1155.9749546528078,1358.102335719133,1585.2238332312352,1838.5708834428144,2119.1095088151283,2427.4789735351023,2763.9327987615911,3128.2866655213047,3519.8786851666196,3937.5481753537042,{"$f":"IFERROR(IF(OR(D27=\"\",'Cost scenario - input'!$G12=\"\"),\"\",D27/'Cost scenario - input'!$G12),\"\")","v":0.47267815430421595},{"$f":"IFERROR(IF(OR(E27=\"\",'Cost scenario - input'!$G12=\"\"),\"\",E27/'Cost scenario - input'!$G12),\"\")","v":0.59844023313255712},{"$f":"IFERROR(IF(OR(F27=\"\",'Cost scenario - input'!$G12=\"\"),\"\",F27/'Cost scenario - input'!$G12),\"\")","v":0.75135828802172344},{"$f":"IFERROR(IF(OR(G27=\"\",'Cost scenario - input'!$G12=\"\"),\"\",G27/'Cost scenario - input'!$G12),\"\")","v":0.9356864044460238},{"$f":"IFERROR(IF(OR(H27=\"\",'Cost scenario - input'!$G12=\"\"),\"\",H27/'Cost scenario - input'!$G12),\"\")","v":1.1559993261126082},{"$f":"IFERROR(IF(OR(I27=\"\",'Cost scenario - input'!$G12=\"\"),\"\",I27/'Cost scenario - input'!$G12),\"\")","v":1.4171516095285155},{"$f":"IFERROR(IF(OR(J27=\"\",'Cost scenario - input'!$G12=\"\"),\"\",J27/'Cost scenario - input'!$G12),\"\")","v":1.7242229219363263},{"$f":"IFERROR(IF(OR(K27=\"\",'Cost scenario - input'!$G12=\"\"),\"\",K27/'Cost scenario - input'!$G12),\"\")","v":2.0824483583942004},{"$f":"IFERROR(IF(OR(L27=\"\",'Cost scenario - input'!$G12=\"\"),\"\",L27/'Cost scenario - input'!$G12),\"\")","v":2.4971326141233767},{"$f":"IFERROR(IF(OR(M27=\"\",'Cost scenario - input'!$G12=\"\"),\"\",M27/'Cost scenario - input'!$G12),\"\")","v":2.9735468969064809},{"$f":"IFERROR(IF(OR(N27=\"\",'Cost scenario - input'!$G12=\"\"),\"\",N27/'Cost scenario - input'!$G12),\"\")","v":3.5168077130454751},{"$f":"IFERROR(IF(OR(O27=\"\",'Cost scenario - input'!$G12=\"\"),\"\",O27/'Cost scenario - input'!$G12),\"\")","v":4.1317372406192217},{"$f":"IFERROR(IF(OR(P27=\"\",'Cost scenario - input'!$G12=\"\"),\"\",P27/'Cost scenario - input'!$G12),\"\")","v":4.8227060466768741},{"$f":"IFERROR(IF(OR(Q27=\"\",'Cost scenario - input'!$G12=\"\"),\"\",Q27/'Cost scenario - input'!$G12),\"\")","v":5.5934605138694629},{"$f":"IFERROR(IF(OR(R27=\"\",'Cost scenario - input'!$G12=\"\"),\"\",R27/'Cost scenario - input'!$G12),\"\")","v":6.4469395598863803},{"$f":"IFERROR(IF(OR(S27=\"\",'Cost scenario - input'!$G12=\"\"),\"\",S27/'Cost scenario - input'!$G12),\"\")","v":7.3850880099283858},{"$f":"IFERROR(IF(OR(T27=\"\",'Cost scenario - input'!$G12=\"\"),\"\",T27/'Cost scenario - input'!$G12),\"\")","v":8.4086771481511526},{"$f":"IFERROR(IF(OR(U27=\"\",'Cost scenario - input'!$G12=\"\"),\"\",U27/'Cost scenario - input'!$G12),\"\")","v":9.5171462233166757},{"$f":"IFERROR(IF(OR(V27=\"\",'Cost scenario - input'!$G12=\"\"),\"\",V27/'Cost scenario - input'!$G12),\"\")","v":10.708481580118866},{"$f":"IFERROR(IF(OR(W27=\"\",'Cost scenario - input'!$G12=\"\"),\"\",W27/'Cost scenario - input'!$G12),\"\")","v":11.979152089615223}]
[{"$f":"IFERROR('Cost scenario - input'!A13,\"\")","v":2},{"$f":"IFERROR('Cost scenario - input'!B13,\"\")","v":"POLES"},{"$f":"IFERROR('Cost scenario - input'!C13,\"\")","v":"˂ = 1 kv ; concrete"},{"$f":"IFERROR(repcalc('Cost scenario - input'!$CY13:$GK13,'Cost scenario - input'!$J13,'Cost scenario - input'!$H13,'Cost scenario - input'!$I13,20,TRUE,TRUE),\"\")","v":5.2141602282995176},6.6160438002966631,8.2992018991800922,10.29569223518998,12.63697662884165,15.35397165425268,18.477725295927517,22.040903823297789,26.080231388425531,30.639950623188469,35.776266080554983,41.562598517724993,48.095326369312353,55.499535487960415,63.934157147318203,73.595767249396971,84.720266405785239,97.581678294584322,112.48740464919132,129.76946438382856,{"$f":"IFERROR(IF(OR(D28=\"\",'Cost scenario - input'!$G13=\"\"),\"\",D28/'Cost scenario - input'!$G13),\"\")","v":0.48307372755620437},{"$f":"IFERROR(IF(OR(E28=\"\",'Cost scenario - input'!$G13=\"\"),\"\",E28/'Cost scenario - input'!$G13),\"\")","v":0.6129533425033894},{"$f":"IFERROR(IF(OR(F28=\"\",'Cost scenario - input'!$G13=\"\"),\"\",F28/'Cost scenario - input'!$G13),\"\")","v":0.76889205963007878},{"$f":"IFERROR(IF(OR(G28=\"\",'Cost scenario - input'!$G13=\"\"),\"\",G28/'Cost scenario - input'!$G13),\"\")","v":0.95385991378456647},{"$f":"IFERROR(IF(OR(H28=\"\",'Cost scenario - input'!$G13=\"\"),\"\",H28/'Cost scenario - input'!$G13),\"\")","v":1.1707717327140998},{"$f":"IFERROR(IF(OR(I28=\"\",'Cost scenario - input'!$G13=\"\"),\"\",I28/'Cost scenario - input'!$G13),\"\")","v":1.4224918289921953},{"$f":"IFERROR(IF(OR(J28=\"\",'Cost scenario - input'!$G13=\"\"),\"\",J28/'Cost scenario - input'!$G13),\"\")","v":1.7118966899055814},{"$f":"IFERROR(IF(OR(K28=\"\",'Cost scenario - input'!$G13=\"\"),\"\",K28/'Cost scenario - input'!$G13),\"\")","v":2.0420127311854137},{"$f":"IFERROR(IF(OR(L28=\"\",'Cost scenario - input'!$G13=\"\"),\"\",L28/'Cost scenario - input'!$G13),\"\")","v":2.4162423172108429},{"$f":"IFERROR(IF(OR(M28=\"\",'Cost scenario - input'!$G13=\"\"),\"\",M28/'Cost scenario - input'!$G13),\"\")","v":2.8386843732473546},{"$f":"IFERROR(IF(OR(N28=\"\",'Cost scenario - input'!$G13=\"\"),\"\",N28/'Cost scenario - input'!$G13),\"\")","v":3.3145460547560925},{"$f":"IFERROR(IF(OR(O28=\"\",'Cost scenario - input'!$G13=\"\"),\"\",O28/'Cost scenario - input'!$G13),\"\")","v":3.8506295383690796},{"$f":"IFERROR(IF(OR(P28=\"\",'Cost scenario - input'!$G13=\"\"),\"\",P28/'Cost scenario - input'!$G13),\"\")","v":4.4558639493196095},{"$f":"IFERROR(IF(OR(Q28=\"\",'Cost scenario - input'!$G13=\"\"),\"\",Q28/'Cost scenario - input'!$G13),\"\")","v":5.1418380548214353},{"$f":"IFERROR(IF(OR(R28=\"\",'Cost scenario - input'!$G13=\"\"),\"\",R28/'Cost scenario - input'!$G13),\"\")","v":5.9232762820929992},{"$f":"IFERROR(IF(OR(S28=\"\",'Cost scenario - input'!$G13=\"\"),\"\",S28/'Cost scenario - input'!$G13),\"\")","v":6.8183907016450807},{"$f":"IFERROR(IF(OR(T28=\"\",'Cost scenario - input'!$G13=\"\"),\"\",T28/'Cost scenario - input'!$G13),\"\")","v":7.849036680935388},{"$f":"IFERROR(IF(OR(U28=\"\",'Cost scenario - input'!$G13=\"\"),\"\",U28/'Cost scenario - input'!$G13),\"\")","v":9.0406015563370197},{"$f":"IFERROR(IF(OR(V28=\"\",'Cost scenario - input'!$G13=\"\"),\"\",V28/'Cost scenario - input'!$G13),\"\")","v":10.421565024427654},{"$f":"IFERROR(IF(OR(W28=\"\",'Cost scenario - input'!$G13=\"\"),\"\",W28/'Cost scenario - input'!$G13),\"\")","v":12.022687477579209}]
[{"$f":"IFERROR('Cost scenario - input'!A14,\"\")","v":2},{"$f":"IFERROR('Cost scenario - input'!B14,\"\")","v":"POLES"},{"$f":"IFERROR('Cost scenario - input'!C14,\"\")","v":"˂ = 1 kv ; steel"},{"$f":"IFERROR(repcalc('Cost scenario - input'!$CY14:$GK14,'Cost scenario - input'!$J14,'Cost scenario - input'!$H14,'Cost scenario - input'!$I14,20,TRUE,TRUE),\"\")","v":31.01670623804268},37.236968520975289,44.222742766924185,51.974929091406558,60.485163323320258,69.742558580271194,79.7443217170661,90.510805724455125,102.10541698913532,114.65958687208823,128.40272980074204,143.69673471430497,161.074066635989,181.27799282026507,205.30281161427303,234.43129278318611,270.26590393210438,314.74989506320929,370.17406021771524,439.16511708842421,{"$f":"IFERROR(IF(OR(D29=\"\",'Cost scenario - input'!$G14=\"\"),\"\",D29/'Cost scenario - input'!$G14),\"\")","v":6.1846599480760185},{"$f":"IFERROR(IF(OR(E29=\"\",'Cost scenario - input'!$G14=\"\"),\"\",E29/'Cost scenario - input'!$G14),\"\")","v":7.4249659532506307},{"$f":"IFERROR(IF(OR(F29=\"\",'Cost scenario - input'!$G14=\"\"),\"\",F29/'Cost scenario - input'!$G14),\"\")","v":8.8179132847190385},{"$f":"IFERROR(IF(OR(G29=\"\",'Cost scenario - input'!$G14=\"\"),\"\",G29/'Cost scenario - input'!$G14),\"\")","v":10.363681423446923},{"$f":"IFERROR(IF(OR(H29=\"\",'Cost scenario - input'!$G14=\"\"),\"\",H29/'Cost scenario - input'!$G14),\"\")","v":12.060602572937215},{"$f":"IFERROR(IF(OR(I29=\"\",'Cost scenario - input'!$G14=\"\"),\"\",I29/'Cost scenario - input'!$G14),\"\")","v":13.906505913858382},{"$f":"IFERROR(IF(OR(J29=\"\",'Cost scenario - input'!$G14=\"\"),\"\",J29/'Cost scenario - input'!$G14),\"\")","v":15.900834499477478},{"$f":"IFERROR(IF(OR(K29=\"\",'Cost scenario - input'!$G14=\"\"),\"\",K29/'Cost scenario - input'!$G14),\"\")","v":18.047646669379301},{"$f":"IFERROR(IF(OR(L29=\"\",'Cost scenario - input'!$G14=\"\"),\"\",L29/'Cost scenario - input'!$G14),\"\")","v":20.359585511364603},{"$f":"IFERROR(IF(OR(M29=\"\",'Cost scenario - input'!$G14=\"\"),\"\",M29/'Cost scenario - input'!$G14),\"\")","v":22.862858136786379},{"$f":"IFERROR(IF(OR(N29=\"\",'Cost scenario - input'!$G14=\"\"),\"\",N29/'Cost scenario - input'!$G14),\"\")","v":25.6032092552839},{"$f":"IFERROR(IF(OR(O29=\"\",'Cost scenario - input'!$G14=\"\"),\"\",O29/'Cost scenario - input'!$G14),\"\")","v":28.652798689721525},{"$f":"IFERROR(IF(OR(P29=\"\",'Cost scenario - input'!$G14=\"\"),\"\",P29/'Cost scenario - input'!$G14),\"\")","v":32.117798742133417},{"$f":"IFERROR(IF(OR(Q29=\"\",'Cost scenario - input'!$G14=\"\"),\"\",Q29/'Cost scenario - input'!$G14),\"\")","v":36.146415195047332},{"$f":"IFERROR(IF(OR(R29=\"\",'Cost scenario - input'!$G14=\"\"),\"\",R29/'Cost scenario - input'!$G14),\"\")","v":40.936908854004642},{"$f":"IFERROR(IF(OR(S29=\"\",'Cost scenario - input'!$G14=\"\"),\"\",S29/'Cost scenario - input'!$G14),\"\")","v":46.745061062400822},{"$f":"IFERROR(IF(OR(T29=\"\",'Cost scenario - input'!$G14=\"\"),\"\",T29/'Cost scenario - input'!$G14),\"\")","v":53.890400178253344},{"$f":"IFERROR(IF(OR(U29=\"\",'Cost scenario - input'!$G14=\"\"),\"\",U29/'Cost scenario - input'!$G14),\"\")","v":62.760405786446341},{"$f":"IFERROR(IF(OR(V29=\"\",'Cost scenario - input'!$G14=\"\"),\"\",V29/'Cost scenario - input'!$G14),\"\")","v":73.811856954597673},{"$f":"IFERROR(IF(OR(W29=\"\",'Cost scenario - input'!$G14=\"\"),\"\",W29/'Cost scenario - input'!$G14),\"\")","v":87.568515154505704}]
[{"$f":"IFERROR('Cost scenario - input'!A15,\"\")","v":2},{"$f":"IFERROR('Cost scenario - input'!B15,\"\")","v":"POLES"},{"$f":"IFERROR('Cost scenario - input'!C15,\"\")","v":"˂ = 1 kv ; wood"},{"$f":"IFERROR(repcalc('Cost scenario - input'!$CY15:$GK15,'Cost scenario - input'!$J15,'Cost scenario - input'!$H15,'Cost scenario - input'!$I15,20,TRUE,TRUE),\"\")","v":10410.684962167205},10686.601214215492,10925.798644096607,11136.795058575468,11328.931526975026,11511.71688609229,11694.213379354436,11884.508062038722,12089.302297228038,12313.637529055935,12560.761371450175,12832.12547249797,13127.496766981356,13445.157258310028,13782.164499816059,14134.645143345395,14498.096625849166,14867.676423725557,15238.463440078096,15605.681223998219,{"$f":"IFERROR(IF(OR(D30=\"\",'Cost scenario - input'!$G15=\"\"),\"\",D30/'Cost scenario - input'!$G15),\"\")","v":2479.8685143843418},{"$f":"IFERROR(IF(OR(E30=\"\",'Cost scenario - input'!$G15=\"\"),\"\",E30/'Cost scenario - input'!$G15),\"\")","v":2545.5929147045917},{"$f":"IFERROR(IF(OR(F30=\"\",'Cost scenario - input'!$G15=\"\"),\"\",F30/'Cost scenario - input'!$G15),\"\")","v":2602.5707386652111},{"$f":"IFERROR(IF(OR(G30=\"\",'Cost scenario - input'!$G15=\"\"),\"\",G30/'Cost scenario - input'!$G15),\"\")","v":2652.8309633109093},{"$f":"IFERROR(IF(OR(H30=\"\",'Cost scenario - input'!$G15=\"\"),\"\",H30/'Cost scenario - input'!$G15),\"\")","v":2698.5986702562823},{"$f":"IFERROR(IF(OR(I30=\"\",'Cost scenario - input'!$G15=\"\"),\"\",I30/'Cost scenario - input'!$G15),\"\")","v":2742.138904026931},{"$f":"IFERROR(IF(OR(J30=\"\",'Cost scenario - input'!$G15=\"\"),\"\",J30/'Cost scenario - input'!$G15),\"\")","v":2785.6103287478782},{"$f":"IFERROR(IF(OR(K30=\"\",'Cost scenario - input'!$G15=\"\"),\"\",K30/'Cost scenario - input'!$G15),\"\")","v":2830.9393146655621},{"$f":"IFERROR(IF(OR(L30=\"\",'Cost scenario - input'!$G15=\"\"),\"\",L30/'Cost scenario - input'!$G15),\"\")","v":2879.7221543748606},{"$f":"IFERROR(IF(OR(M30=\"\",'Cost scenario - input'!$G15=\"\"),\"\",M30/'Cost scenario - input'!$G15),\"\")","v":2933.1597408640114},{"$f":"IFERROR(IF(OR(N30=\"\",'Cost scenario - input'!$G15=\"\"),\"\",N30/'Cost scenario - input'!$G15),\"\")","v":2992.0256692956391},{"$f":"IFERROR(IF(OR(O30=\"\",'Cost scenario - input'!$G15=\"\"),\"\",O30/'Cost scenario - input'!$G15),\"\")","v":3056.6657282896581},{"$f":"IFERROR(IF(OR(P30=\"\",'Cost scenario - input'!$G15=\"\"),\"\",P30/'Cost scenario - input'!$G15),\"\")","v":3127.0244007405258},{"$f":"IFERROR(IF(OR(Q30=\"\",'Cost scenario - input'!$G15=\"\"),\"\",Q30/'Cost scenario - input'!$G15),\"\")","v":3202.6924527056526},{"$f":"IFERROR(IF(OR(R30=\"\",'Cost scenario - input'!$G15=\"\"),\"\",R30/'Cost scenario - input'!$G15),\"\")","v":3282.9689811346093},{"$f":"IFERROR(IF(OR(S30=\"\",'Cost scenario - input'!$G15=\"\"),\"\",S30/'Cost scenario - input'!$G15),\"\")","v":3366.9313383661324},{"$f":"IFERROR(IF(OR(T30=\"\",'Cost scenario - input'!$G15=\"\"),\"\",T30/'Cost scenario - input'!$G15),\"\")","v":3453.5069951305832},{"$f":"IFERROR(IF(OR(U30=\"\",'Cost scenario - input'!$G15=\"\"),\"\",U30/'Cost scenario - input'!$G15),\"\")","v":3541.5424421388075},{"$f":"IFERROR(IF(OR(V30=\"\",'Cost scenario - input'!$G15=\"\"),\"\",V30/'Cost scenario - input'!$G15),\"\")","v":3629.8654536156391},{"$f":"IFERROR(IF(OR(W30=\"\",'Cost scenario - input'!$G15=\"\"),\"\",W30/'Cost scenario - input'!$G15),\"\")","v":3717.3382590626243}]
[{"$f":"IFERROR('Cost scenario - input'!A16,\"\")","v":2},{"$f":"IFERROR('Cost scenario - input'!B16,\"\")","v":"POLES"},{"$f":"IFERROR('Cost scenario - input'!C16,\"\")","v":"˃ 11 kv & < = 22 kv ; concrete"},{"$f":"IFERROR(repcalc('Cost scenario - input'!$CY16:$GK16,'Cost scenario - input'!$J16,'Cost scenario - input'!$H16,'Cost scenario - input'!$I16,20,TRUE,TRUE),\"\")","v":323.77447968161323},404.39757220740648,498.98396476130495,607.97949697230297,731.5544314070936,869.6470002941503,1022.0026893644924,1188.1750764274789,1367.4540547748875,1558.698712718566,1760.0753334930905,1968.7325482564743,2180.4785518667968,2389.5499988798811,2588.5692826671993,2768.7699467012567,2920.5282667504034,3034.1788821177302,3101.0263606112076,3114.4088540437501,{"$f":"IFERROR(IF(OR(D31=\"\",'Cost scenario - input'!$G16=\"\"),\"\",D31/'Cost scenario - input'!$G16),\"\")","v":44.602803249108455},{"$f":"IFERROR(IF(OR(E31=\"\",'Cost scenario - input'!$G16=\"\"),\"\",E31/'Cost scenario - input'!$G16),\"\")","v":55.709348572874553},{"$f":"IFERROR(IF(OR(F31=\"\",'Cost scenario - input'!$G16=\"\"),\"\",F31/'Cost scenario - input'!$G16),\"\")","v":68.739462191690606},{"$f":"IFERROR(IF(OR(G31=\"\",'Cost scenario - input'!$G16=\"\"),\"\",G31/'Cost scenario - input'!$G16),\"\")","v":83.754562464632485},{"$f":"IFERROR(IF(OR(H31=\"\",'Cost scenario - input'!$G16=\"\"),\"\",H31/'Cost scenario - input'!$G16),\"\")","v":100.77810456880486},{"$f":"IFERROR(IF(OR(I31=\"\",'Cost scenario - input'!$G16=\"\"),\"\",I31/'Cost scenario - input'!$G16),\"\")","v":119.80157944641155},{"$f":"IFERROR(IF(OR(J31=\"\",'Cost scenario - input'!$G16=\"\"),\"\",J31/'Cost scenario - input'!$G16),\"\")","v":140.78992550187962},{"$f":"IFERROR(IF(OR(K31=\"\",'Cost scenario - input'!$G16=\"\"),\"\",K31/'Cost scenario - input'!$G16),\"\")","v":163.6816441231048},{"$f":"IFERROR(IF(OR(L31=\"\",'Cost scenario - input'!$G16=\"\"),\"\",L31/'Cost scenario - input'!$G16),\"\")","v":188.37891181941589},{"$f":"IFERROR(IF(OR(M31=\"\",'Cost scenario - input'!$G16=\"\"),\"\",M31/'Cost scenario - input'!$G16),\"\")","v":214.72455789718288},{"$f":"IFERROR(IF(OR(N31=\"\",'Cost scenario - input'!$G16=\"\"),\"\",N31/'Cost scenario - input'!$G16),\"\")","v":242.46597162506205},{"$f":"IFERROR(IF(OR(O31=\"\",'Cost scenario - input'!$G16=\"\"),\"\",O31/'Cost scenario - input'!$G16),\"\")","v":271.21035168166816},{"$f":"IFERROR(IF(OR(P31=\"\",'Cost scenario - input'!$G16=\"\"),\"\",P31/'Cost scenario - input'!$G16),\"\")","v":300.38023976890565},{"$f":"IFERROR(IF(OR(Q31=\"\",'Cost scenario - input'!$G16=\"\"),\"\",Q31/'Cost scenario - input'!$G16),\"\")","v":329.18168398804551},{"$f":"IFERROR(IF(OR(R31=\"\",'Cost scenario - input'!$G16=\"\"),\"\",R31/'Cost scenario - input'!$G16),\"\")","v":356.59835365970503},{"$f":"IFERROR(IF(OR(S31=\"\",'Cost scenario - input'!$G16=\"\"),\"\",S31/'Cost scenario - input'!$G16),\"\")","v":381.42259172557567},{"$f":"IFERROR(IF(OR(T31=\"\",'Cost scenario - input'!$G16=\"\"),\"\",T31/'Cost scenario - input'!$G16),\"\")","v":402.32864490562719},{"$f":"IFERROR(IF(OR(U31=\"\",'Cost scenario - input'!$G16=\"\"),\"\",U31/'Cost scenario - input'!$G16),\"\")","v":417.98502412783694},{"$f":"IFERROR(IF(OR(V31=\"\",'Cost scenario - input'!$G16=\"\"),\"\",V31/'Cost scenario - input'!$G16),\"\")","v":427.19385656538901},{"$f":"IFERROR(IF(OR(W31=\"\",'Cost scenario - input'!$G16=\"\"),\"\",W31/'Cost scenario - input'!$G16),\"\")","v":429.037413605898}]
[{"$f":"IFERROR('Cost scenario - input'!A17,\"\")","v":2},{"$f":"IFERROR('Cost scenario - input'!B17,\"\")","v":"POLES"},{"$f":"IFERROR('Cost scenario - input'!C17,\"\")","v":"˃ 11 kv & < = 22 kv ; steel"},{"$f":"IFERROR(repcalc('Cost scenario - input'!$CY17:$GK17,'Cost scenario - input'!$J17,'Cost scenario - input'!$H17,'Cost scenario - input'!$I17,20,TRUE,TRUE),\"\")","v":16.188358069215166},14.527072400562364,13.084792223006785,11.870934669047001,10.888916544091494,10.137400540198952,9.6128315189284024,9.3132198003649567,9.2428555869069573,9.4174300299768419,9.8689035262015903,10.649387265698588,11.833269799682066,13.5168175396644,15.814521724679093,18.851595880838612,22.752303823943155,27.624267542440236,33.539577703312979,40.514352889712242,{"$f":"IFERROR(IF(OR(D32=\"\",'Cost scenario - input'!$G17=\"\"),\"\",D32/'Cost scenario - input'!$G17),\"\")","v":2.2300897544406597},{"$f":"IFERROR(IF(OR(E32=\"\",'Cost scenario - input'!$G17=\"\"),\"\",E32/'Cost scenario - input'!$G17),\"\")","v":2.00123293443326},{"$f":"IFERROR(IF(OR(F32=\"\",'Cost scenario - input'!$G17=\"\"),\"\",F32/'Cost scenario - input'!$G17),\"\")","v":1.8025460612341742},{"$f":"IFERROR(IF(OR(G32=\"\",'Cost scenario - input'!$G17=\"\"),\"\",G32/'Cost scenario - input'!$G17),\"\")","v":1.6353264282817783},{"$f":"IFERROR(IF(OR(H32=\"\",'Cost scenario - input'!$G17=\"\"),\"\",H32/'Cost scenario - input'!$G17),\"\")","v":1.5000447307943148},{"$f":"IFERROR(IF(OR(I32=\"\",'Cost scenario - input'!$G17=\"\"),\"\",I32/'Cost scenario - input'!$G17),\"\")","v":1.3965167427541914},{"$f":"IFERROR(IF(OR(J32=\"\",'Cost scenario - input'!$G17=\"\"),\"\",J32/'Cost scenario - input'!$G17),\"\")","v":1.324252712342296},{"$f":"IFERROR(IF(OR(K32=\"\",'Cost scenario - input'!$G17=\"\"),\"\",K32/'Cost scenario - input'!$G17),\"\")","v":1.2829785435215977},{"$f":"IFERROR(IF(OR(L32=\"\",'Cost scenario - input'!$G17=\"\"),\"\",L32/'Cost scenario - input'!$G17),\"\")","v":1.2732852496840734},{"$f":"IFERROR(IF(OR(M32=\"\",'Cost scenario - input'!$G17=\"\"),\"\",M32/'Cost scenario - input'!$G17),\"\")","v":1.2973344259632715},{"$f":"IFERROR(IF(OR(N32=\"\",'Cost scenario - input'!$G17=\"\"),\"\",N32/'Cost scenario - input'!$G17),\"\")","v":1.3595289001667401},{"$f":"IFERROR(IF(OR(O32=\"\",'Cost scenario - input'!$G17=\"\"),\"\",O32/'Cost scenario - input'!$G17),\"\")","v":1.4670474504432951},{"$f":"IFERROR(IF(OR(P32=\"\",'Cost scenario - input'!$G17=\"\"),\"\",P32/'Cost scenario - input'!$G17),\"\")","v":1.6301377588124009},{"$f":"IFERROR(IF(OR(Q32=\"\",'Cost scenario - input'!$G17=\"\"),\"\",Q32/'Cost scenario - input'!$G17),\"\")","v":1.8620613763895324},{"$f":"IFERROR(IF(OR(R32=\"\",'Cost scenario - input'!$G17=\"\"),\"\",R32/'Cost scenario - input'!$G17),\"\")","v":2.1785904857549219},{"$f":"IFERROR(IF(OR(S32=\"\",'Cost scenario - input'!$G17=\"\"),\"\",S32/'Cost scenario - input'!$G17),\"\")","v":2.5969743595344212},{"$f":"IFERROR(IF(OR(T32=\"\",'Cost scenario - input'!$G17=\"\"),\"\",T32/'Cost scenario - input'!$G17),\"\")","v":3.1343314393438426},{"$f":"IFERROR(IF(OR(U32=\"\",'Cost scenario - input'!$G17=\"\"),\"\",U32/'Cost scenario - input'!$G17),\"\")","v":3.805487607632978},{"$f":"IFERROR(IF(OR(V32=\"\",'Cost scenario - input'!$G17=\"\"),\"\",V32/'Cost scenario - input'!$G17),\"\")","v":4.6203739925089824},{"$f":"IFERROR(IF(OR(W32=\"\",'Cost scenario - input'!$G17=\"\"),\"\",W32/'Cost scenario - input'!$G17),\"\")","v":5.5812110716130796}]
[{"$f":"IFERROR('Cost scenario - input'!A18,\"\")","v":2},{"$f":"IFERROR('Cost scenario - input'!B18,\"\")","v":"POLES"},{"$f":"IFERROR('Cost scenario - input'!C18,\"\")","v":"˃ 11 kv & < = 22 kv ; wood"},{"$f":"IFERROR(repcalc('Cost scenario - input'!$CY18:$GK18,'Cost scenario - input'!$J18,'Cost scenario - input'!$H18,'Cost scenario - input'!$I18,20,TRUE,TRUE),\"\")","v":11531.314237970153},12497.025106297711,13509.738265024382,14573.312746427438,15690.981745606859,16864.967415196712,18096.191475194926,19384.107714232323,20726.663393144259,22120.376210586877,23560.495005368179,25041.198749517727,26555.782020896684,28096.777440003425,29655.976682985274,31224.33048996799,32791.732191997042,34346.71533198731,35876.120052308717,37364.801125376944,{"$f":"IFERROR(IF(OR(D33=\"\",'Cost scenario - input'!$G18=\"\"),\"\",D33/'Cost scenario - input'!$G18),\"\")","v":1810.3748202009097},{"$f":"IFERROR(IF(OR(E33=\"\",'Cost scenario - input'!$G18=\"\"),\"\",E33/'Cost scenario - input'!$G18),\"\")","v":1961.9879497657769},{"$f":"IFERROR(IF(OR(F33=\"\",'Cost scenario - input'!$G18=\"\"),\"\",F33/'Cost scenario - input'!$G18),\"\")","v":2120.9802697051578},{"$f":"IFERROR(IF(OR(G33=\"\",'Cost scenario - input'!$G18=\"\"),\"\",G33/'Cost scenario - input'!$G18),\"\")","v":2287.9576341932557},{"$f":"IFERROR(IF(OR(H33=\"\",'Cost scenario - input'!$G18=\"\"),\"\",H33/'Cost scenario - input'!$G18),\"\")","v":2463.4276432205834},{"$f":"IFERROR(IF(OR(I33=\"\",'Cost scenario - input'!$G18=\"\"),\"\",I33/'Cost scenario - input'!$G18),\"\")","v":2647.7391667504721},{"$f":"IFERROR(IF(OR(J33=\"\",'Cost scenario - input'!$G18=\"\"),\"\",J33/'Cost scenario - input'!$G18),\"\")","v":2841.0369115042099},{"$f":"IFERROR(IF(OR(K33=\"\",'Cost scenario - input'!$G18=\"\"),\"\",K33/'Cost scenario - input'!$G18),\"\")","v":3043.2351242633126},{"$f":"IFERROR(IF(OR(L33=\"\",'Cost scenario - input'!$G18=\"\"),\"\",L33/'Cost scenario - input'!$G18),\"\")","v":3254.0115323692244},{"$f":"IFERROR(IF(OR(M33=\"\",'Cost scenario - input'!$G18=\"\"),\"\",M33/'Cost scenario - input'!$G18),\"\")","v":3472.819427047978},{"$f":"IFERROR(IF(OR(N33=\"\",'Cost scenario - input'!$G18=\"\"),\"\",N33/'Cost scenario - input'!$G18),\"\")","v":3698.9128930976103},{"$f":"IFERROR(IF(OR(O33=\"\",'Cost scenario - input'!$G18=\"\"),\"\",O33/'Cost scenario - input'!$G18),\"\")","v":3931.3780500836906},{"$f":"IFERROR(IF(OR(P33=\"\",'Cost scenario - input'!$G18=\"\"),\"\",P33/'Cost scenario - input'!$G18),\"\")","v":4169.1621708713528},{"$f":"IFERROR(IF(OR(Q33=\"\",'Cost scenario - input'!$G18=\"\"),\"\",Q33/'Cost scenario - input'!$G18),\"\")","v":4411.0929037629812},{"$f":"IFERROR(IF(OR(R33=\"\",'Cost scenario - input'!$G18=\"\"),\"\",R33/'Cost scenario - input'!$G18),\"\")","v":4655.8815714654011},{"$f":"IFERROR(IF(OR(S33=\"\",'Cost scenario - input'!$G18=\"\"),\"\",S33/'Cost scenario - input'!$G18),\"\")","v":4902.1074727575988},{"$f":"IFERROR(IF(OR(T33=\"\",'Cost scenario - input'!$G18=\"\"),\"\",T33/'Cost scenario - input'!$G18),\"\")","v":5148.1838969998489},{"$f":"IFERROR(IF(OR(U33=\"\",'Cost scenario - input'!$G18=\"\"),\"\",U33/'Cost scenario - input'!$G18),\"\")","v":5392.3106517114493},{"$f":"IFERROR(IF(OR(V33=\"\",'Cost scenario - input'!$G18=\"\"),\"\",V33/'Cost scenario - input'!$G18),\"\")","v":5632.421686622738},{"$f":"IFERROR(IF(OR(W33=\"\",'Cost scenario - input'!$G18=\"\"),\"\",W33/'Cost scenario - input'!$G18),\"\")","v":5866.1392555289858}]
[{"$f":"IFERROR('Cost scenario - input'!A19,\"\")","v":2},{"$f":"IFERROR('Cost scenario - input'!B19,\"\")","v":"POLES"},{"$f":"IFERROR('Cost scenario - input'!C19,\"\")","v":"> 1 kv & < = 11 kv ; concrete"},{"$f":"IFERROR(repcalc('Cost scenario - input'!$CY19:$GK19,'Cost scenario - input'!$J19,'Cost scenario - input'!$H19,'Cost scenario - input'!$I19,20,TRUE,TRUE),\"\")","v":0.82764347928352489},1.0137980224445242,1.2336508811729068,1.492680031836993,1.7977793205891697,2.1578470357113204,2.5845559142342212,3.0933173583744646,3.7044355727763314,4.4444229578337531,5.3474166547152322,6.4565991074338118,7.8254858586321561,9.5189061068985268,11.61347185795149,14.197316806074518,17.368893517191665,21.234653130282293,25.905499288398602,31.492007162066464,{"$f":"IFERROR(IF(OR(D34=\"\",'Cost scenario - input'!$G19=\"\"),\"\",D34/'Cost scenario - input'!$G19),\"\")","v":0.11767860998609266},{"$f":"IFERROR(IF(OR(E34=\"\",'Cost scenario - input'!$G19=\"\"),\"\",E34/'Cost scenario - input'!$G19),\"\")","v":0.14414702111976876},{"$f":"IFERROR(IF(OR(F34=\"\",'Cost scenario - input'!$G19=\"\"),\"\",F34/'Cost scenario - input'!$G19),\"\")","v":0.17540683221502651},{"$f":"IFERROR(IF(OR(G34=\"\",'Cost scenario - input'!$G19=\"\"),\"\",G34/'Cost scenario - input'!$G19),\"\")","v":0.21223693014851799},{"$f":"IFERROR(IF(OR(H34=\"\",'Cost scenario - input'!$G19=\"\"),\"\",H34/'Cost scenario - input'!$G19),\"\")","v":0.25561751745065292},{"$f":"IFERROR(IF(OR(I34=\"\",'Cost scenario - input'!$G19=\"\"),\"\",I34/'Cost scenario - input'!$G19),\"\")","v":0.30681379855121077},{"$f":"IFERROR(IF(OR(J34=\"\",'Cost scenario - input'!$G19=\"\"),\"\",J34/'Cost scenario - input'!$G19),\"\")","v":0.36748546328391568},{"$f":"IFERROR(IF(OR(K34=\"\",'Cost scenario - input'!$G19=\"\"),\"\",K34/'Cost scenario - input'!$G19),\"\")","v":0.43982378414251727},{"$f":"IFERROR(IF(OR(L34=\"\",'Cost scenario - input'!$G19=\"\"),\"\",L34/'Cost scenario - input'!$G19),\"\")","v":0.52671571745449175},{"$f":"IFERROR(IF(OR(M34=\"\",'Cost scenario - input'!$G19=\"\"),\"\",M34/'Cost scenario - input'!$G19),\"\")","v":0.63193093277423906},{"$f":"IFERROR(IF(OR(N34=\"\",'Cost scenario - input'!$G19=\"\"),\"\",N34/'Cost scenario - input'!$G19),\"\")","v":0.76032322454606027},{"$f":"IFERROR(IF(OR(O34=\"\",'Cost scenario - input'!$G19=\"\"),\"\",O34/'Cost scenario - input'!$G19),\"\")","v":0.91803249493127748},{"$f":"IFERROR(IF(OR(P34=\"\",'Cost scenario - input'!$G19=\"\"),\"\",P34/'Cost scenario - input'!$G19),\"\")","v":1.1126678592415851},{"$f":"IFERROR(IF(OR(Q34=\"\",'Cost scenario - input'!$G19=\"\"),\"\",Q34/'Cost scenario - input'!$G19),\"\")","v":1.3534470666254248},{"$f":"IFERROR(IF(OR(R34=\"\",'Cost scenario - input'!$G19=\"\"),\"\",R34/'Cost scenario - input'!$G19),\"\")","v":1.6512632063982733},{"$f":"IFERROR(IF(OR(S34=\"\",'Cost scenario - input'!$G19=\"\"),\"\",S34/'Cost scenario - input'!$G19),\"\")","v":2.0186475808609674},{"$f":"IFERROR(IF(OR(T34=\"\",'Cost scenario - input'!$G19=\"\"),\"\",T34/'Cost scenario - input'!$G19),\"\")","v":2.4695986825981846},{"$f":"IFERROR(IF(OR(U34=\"\",'Cost scenario - input'!$G19=\"\"),\"\",U34/'Cost scenario - input'!$G19),\"\")","v":3.0192522824823929},{"$f":"IFERROR(IF(OR(V34=\"\",'Cost scenario - input'!$G19=\"\"),\"\",V34/'Cost scenario - input'!$G19),\"\")","v":3.683377231333361},{"$f":"IFERROR(IF(OR(W34=\"\",'Cost scenario - input'!$G19=\"\"),\"\",W34/'Cost scenario - input'!$G19),\"\")","v":4.4776956760563298}]
[{"$f":"IFERROR('Cost scenario - input'!A20,\"\")","v":2},{"$f":"IFERROR('Cost scenario - input'!B20,\"\")","v":"POLES"},{"$f":"IFERROR('Cost scenario - input'!C20,\"\")","v":"> 1 kv & < = 11 kv ; steel"},{"$f":"IFERROR(repcalc('Cost scenario - input'!$CY20:$GK20,'Cost scenario - input'!$J20,'Cost scenario - input'!$H20,'Cost scenario - input'!$I20,20,TRUE,TRUE),\"\")","v":3.980570663096906},5.0352915773961229,6.2933162553649131,7.7725089503901819,9.4869432420537265,11.445588044680475,13.651111410345653,16.09892759268763,18.776614380120026,21.663815891546786,24.732719833205408,27.949158331665455,31.274330469051055,34.667086942996733,38.086658669677185,41.495658224016481,44.863142262602949,48.167499991322082,51.398930964185865,54.561296220701131,{"$f":"IFERROR(IF(OR(D35=\"\",'Cost scenario - input'!$G20=\"\"),\"\",D35/'Cost scenario - input'!$G20),\"\")","v":0.56597802593717306},{"$f":"IFERROR(IF(OR(E35=\"\",'Cost scenario - input'!$G20=\"\"),\"\",E35/'Cost scenario - input'!$G20),\"\")","v":0.71594367446187268},{"$f":"IFERROR(IF(OR(F35=\"\",'Cost scenario - input'!$G20=\"\"),\"\",F35/'Cost scenario - input'!$G20),\"\")","v":0.89481609856376576},{"$f":"IFERROR(IF(OR(G35=\"\",'Cost scenario - input'!$G20=\"\"),\"\",G35/'Cost scenario - input'!$G20),\"\")","v":1.1051353297414759},{"$f":"IFERROR(IF(OR(H35=\"\",'Cost scenario - input'!$G20=\"\"),\"\",H35/'Cost scenario - input'!$G20),\"\")","v":1.3489024219804073},{"$f":"IFERROR(IF(OR(I35=\"\",'Cost scenario - input'!$G20=\"\"),\"\",I35/'Cost scenario - input'!$G20),\"\")","v":1.6273926216846712},{"$f":"IFERROR(IF(OR(J35=\"\",'Cost scenario - input'!$G20=\"\"),\"\",J35/'Cost scenario - input'!$G20),\"\")","v":1.9409852862314978},{"$f":"IFERROR(IF(OR(K35=\"\",'Cost scenario - input'!$G20=\"\"),\"\",K35/'Cost scenario - input'!$G20),\"\")","v":2.2890283905991322},{"$f":"IFERROR(IF(OR(L35=\"\",'Cost scenario - input'!$G20=\"\"),\"\",L35/'Cost scenario - input'!$G20),\"\")","v":2.6697556808037888},{"$f":"IFERROR(IF(OR(M35=\"\",'Cost scenario - input'!$G20=\"\"),\"\",M35/'Cost scenario - input'!$G20),\"\")","v":3.0802728528940855},{"$f":"IFERROR(IF(OR(N35=\"\",'Cost scenario - input'!$G20=\"\"),\"\",N35/'Cost scenario - input'!$G20),\"\")","v":3.516625411785582},{"$f":"IFERROR(IF(OR(O35=\"\",'Cost scenario - input'!$G20=\"\"),\"\",O35/'Cost scenario - input'!$G20),\"\")","v":3.9739551933627881},{"$f":"IFERROR(IF(OR(P35=\"\",'Cost scenario - input'!$G20=\"\"),\"\",P35/'Cost scenario - input'!$G20),\"\")","v":4.4467452834034473},{"$f":"IFERROR(IF(OR(Q35=\"\",'Cost scenario - input'!$G20=\"\"),\"\",Q35/'Cost scenario - input'!$G20),\"\")","v":4.9291448622908103},{"$f":"IFERROR(IF(OR(R35=\"\",'Cost scenario - input'!$G20=\"\"),\"\",R35/'Cost scenario - input'!$G20),\"\")","v":5.4153571718372557},{"$f":"IFERROR(IF(OR(S35=\"\",'Cost scenario - input'!$G20=\"\"),\"\",S35/'Cost scenario - input'!$G20),\"\")","v":5.9000662755024473},{"$f":"IFERROR(IF(OR(T35=\"\",'Cost scenario - input'!$G20=\"\"),\"\",T35/'Cost scenario - input'!$G20),\"\")","v":6.3788724894464774},{"$f":"IFERROR(IF(OR(U35=\"\",'Cost scenario - input'!$G20=\"\"),\"\",U35/'Cost scenario - input'!$G20),\"\")","v":6.8487030797256301},{"$f":"IFERROR(IF(OR(V35=\"\",'Cost scenario - input'!$G20=\"\"),\"\",V35/'Cost scenario - input'!$G20),\"\")","v":7.3081645684838206},{"$f":"IFERROR(IF(OR(W35=\"\",'Cost scenario - input'!$G20=\"\"),\"\",W35/'Cost scenario - input'!$G20),\"\")","v":7.7578059381919307}]
[{"$f":"IFERROR('Cost scenario - input'!A21,\"\")","v":2},{"$f":"IFERROR('Cost scenario - input'!B21,\"\")","v":"POLES"},{"$f":"IFERROR('Cost scenario - input'!C21,\"\")","v":"> 1 kv & < = 11 kv ; wood"},{"$f":"IFERROR(repcalc('Cost scenario - input'!$CY21:$GK21,'Cost scenario - input'!$J21,'Cost scenario - input'!$H21,'Cost scenario - input'!$I21,20,TRUE,TRUE),\"\")","v":10790.812484966573},11594.633956496786,12367.216424383359,13102.669610791389,13797.209072266716,14449.203304837174,15059.087365921934,15629.161924233405,16163.304765715382,16666.625779235594,17145.096215130423,17605.179118857373,18053.4813960334,18496.44038653704,18940.050585725836,19389.630505500918,19849.626441127195,20323.449366737379,20813.343009211647,21320.284539947137,{"$f":"IFERROR(IF(OR(D36=\"\",'Cost scenario - input'!$G21=\"\"),\"\",D36/'Cost scenario - input'!$G21),\"\")","v":1786.2960647254883},{"$f":"IFERROR(IF(OR(E36=\"\",'Cost scenario - input'!$G21=\"\"),\"\",E36/'Cost scenario - input'!$G21),\"\")","v":1919.3595512179718},{"$f":"IFERROR(IF(OR(F36=\"\",'Cost scenario - input'!$G21=\"\"),\"\",F36/'Cost scenario - input'!$G21),\"\")","v":2047.2517765702657},{"$f":"IFERROR(IF(OR(G36=\"\",'Cost scenario - input'!$G21=\"\"),\"\",G36/'Cost scenario - input'!$G21),\"\")","v":2168.9976723960658},{"$f":"IFERROR(IF(OR(H36=\"\",'Cost scenario - input'!$G21=\"\"),\"\",H36/'Cost scenario - input'!$G21),\"\")","v":2283.9707671985543},{"$f":"IFERROR(IF(OR(I36=\"\",'Cost scenario - input'!$G21=\"\"),\"\",I36/'Cost scenario - input'!$G21),\"\")","v":2391.9009840832314},{"$f":"IFERROR(IF(OR(J36=\"\",'Cost scenario - input'!$G21=\"\"),\"\",J36/'Cost scenario - input'!$G21),\"\")","v":2492.8603418491339},{"$f":"IFERROR(IF(OR(K36=\"\",'Cost scenario - input'!$G21=\"\"),\"\",K36/'Cost scenario - input'!$G21),\"\")","v":2587.2296899895632},{"$f":"IFERROR(IF(OR(L36=\"\",'Cost scenario - input'!$G21=\"\"),\"\",L36/'Cost scenario - input'!$G21),\"\")","v":2675.6509517870245},{"$f":"IFERROR(IF(OR(M36=\"\",'Cost scenario - input'!$G21=\"\"),\"\",M36/'Cost scenario - input'!$G21),\"\")","v":2758.9700111254542},{"$f":"IFERROR(IF(OR(N36=\"\",'Cost scenario - input'!$G21=\"\"),\"\",N36/'Cost scenario - input'!$G21),\"\")","v":2838.1753404662386},{"$f":"IFERROR(IF(OR(O36=\"\",'Cost scenario - input'!$G21=\"\"),\"\",O36/'Cost scenario - input'!$G21),\"\")","v":2914.3368233499318},{"$f":"IFERROR(IF(OR(P36=\"\",'Cost scenario - input'!$G21=\"\"),\"\",P36/'Cost scenario - input'!$G21),\"\")","v":2988.5481577274554},{"$f":"IFERROR(IF(OR(Q36=\"\",'Cost scenario - input'!$G21=\"\"),\"\",Q36/'Cost scenario - input'!$G21),\"\")","v":3061.8749718736362},{"$f":"IFERROR(IF(OR(R36=\"\",'Cost scenario - input'!$G21=\"\"),\"\",R36/'Cost scenario - input'!$G21),\"\")","v":3135.3095861982765},{"$f":"IFERROR(IF(OR(S36=\"\",'Cost scenario - input'!$G21=\"\"),\"\",S36/'Cost scenario - input'!$G21),\"\")","v":3209.7324197516036},{"$f":"IFERROR(IF(OR(T36=\"\",'Cost scenario - input'!$G21=\"\"),\"\",T36/'Cost scenario - input'!$G21),\"\")","v":3285.8795060570778},{"$f":"IFERROR(IF(OR(U36=\"\",'Cost scenario - input'!$G21=\"\"),\"\",U36/'Cost scenario - input'!$G21),\"\")","v":3364.3154930203718},{"$f":"IFERROR(IF(OR(V36=\"\",'Cost scenario - input'!$G21=\"\"),\"\",V36/'Cost scenario - input'!$G21),\"\")","v":3445.4118040632129},{"$f":"IFERROR(IF(OR(W36=\"\",'Cost scenario - input'!$G21=\"\"),\"\",W36/'Cost scenario - input'!$G21),\"\")","v":3529.3301987772625}]
[{"$f":"IFERROR('Cost scenario - input'!A22,\"\")","v":2},{"$f":"IFERROR('Cost scenario - input'!B22,\"\")","v":"POLES"},{"$f":"IFERROR('Cost scenario - input'!C22,\"\")","v":"> 22 kv & < = 66 kv ; concrete"},{"$f":"IFERROR(repcalc('Cost scenario - input'!$CY22:$GK22,'Cost scenario - input'!$J22,'Cost scenario - input'!$H22,'Cost scenario - input'!$I22,20,TRUE,TRUE),\"\")","v":3.542234014237863},4.5866013807091432,5.9393329759640237,7.7041329659933666,10.025032223661769,13.101593669227798,17.20846848182352,22.71978910933607,30.138587894050559,40.130953371959933,53.563957221721729,71.545501629217156,95.463179182060173,127.01807631301796,168.24830567564373,221.53608998059053,289.59164709489727,375.40717159440209,482.17508913611931,613.16664357934576,{"$f":"IFERROR(IF(OR(D37=\"\",'Cost scenario - input'!$G22=\"\"),\"\",D37/'Cost scenario - input'!$G22),\"\")","v":0.2325115966423586},{"$f":"IFERROR(IF(OR(E37=\"\",'Cost scenario - input'!$G22=\"\"),\"\",E37/'Cost scenario - input'!$G22),\"\")","v":0.30106368068970762},{"$f":"IFERROR(IF(OR(F37=\"\",'Cost scenario - input'!$G22=\"\"),\"\",F37/'Cost scenario - input'!$G22),\"\")","v":0.38985673664734727},{"$f":"IFERROR(IF(OR(G37=\"\",'Cost scenario - input'!$G22=\"\"),\"\",G37/'Cost scenario - input'!$G22),\"\")","v":0.50569788711533181},{"$f":"IFERROR(IF(OR(H37=\"\",'Cost scenario - input'!$G22=\"\"),\"\",H37/'Cost scenario - input'!$G22),\"\")","v":0.65804129240066889},{"$f":"IFERROR(IF(OR(I37=\"\",'Cost scenario - input'!$G22=\"\"),\"\",I37/'Cost scenario - input'!$G22),\"\")","v":0.85998622630441879},{"$f":"IFERROR(IF(OR(J37=\"\",'Cost scenario - input'!$G22=\"\"),\"\",J37/'Cost scenario - input'!$G22),\"\")","v":1.1295607422874829},{"$f":"IFERROR(IF(OR(K37=\"\",'Cost scenario - input'!$G22=\"\"),\"\",K37/'Cost scenario - input'!$G22),\"\")","v":1.4913228262040705},{"$f":"IFERROR(IF(OR(L37=\"\",'Cost scenario - input'!$G22=\"\"),\"\",L37/'Cost scenario - input'!$G22),\"\")","v":1.9782914295399776},{"$f":"IFERROR(IF(OR(M37=\"\",'Cost scenario - input'!$G22=\"\"),\"\",M37/'Cost scenario - input'!$G22),\"\")","v":2.6341884826889568},{"$f":"IFERROR(IF(OR(N37=\"\",'Cost scenario - input'!$G22=\"\"),\"\",N37/'Cost scenario - input'!$G22),\"\")","v":3.5159284129863262},{"$f":"IFERROR(IF(OR(O37=\"\",'Cost scenario - input'!$G22=\"\"),\"\",O37/'Cost scenario - input'!$G22),\"\")","v":4.6962337184735441},{"$f":"IFERROR(IF(OR(P37=\"\",'Cost scenario - input'!$G22=\"\"),\"\",P37/'Cost scenario - input'!$G22),\"\")","v":6.2661857243082428},{"$f":"IFERROR(IF(OR(Q37=\"\",'Cost scenario - input'!$G22=\"\"),\"\",Q37/'Cost scenario - input'!$G22),\"\")","v":8.3374434346441753},{"$f":"IFERROR(IF(OR(R37=\"\",'Cost scenario - input'!$G22=\"\"),\"\",R37/'Cost scenario - input'!$G22),\"\")","v":11.043788193489076},{"$f":"IFERROR(IF(OR(S37=\"\",'Cost scenario - input'!$G22=\"\"),\"\",S37/'Cost scenario - input'!$G22),\"\")","v":14.541588666432308},{"$f":"IFERROR(IF(OR(T37=\"\",'Cost scenario - input'!$G22=\"\"),\"\",T37/'Cost scenario - input'!$G22),\"\")","v":19.008743061492023},{"$f":"IFERROR(IF(OR(U37=\"\",'Cost scenario - input'!$G22=\"\"),\"\",U37/'Cost scenario - input'!$G22),\"\")","v":24.641658486582692},{"$f":"IFERROR(IF(OR(V37=\"\",'Cost scenario - input'!$G22=\"\"),\"\",V37/'Cost scenario - input'!$G22),\"\")","v":31.649885181381002},{"$f":"IFERROR(IF(OR(W37=\"\",'Cost scenario - input'!$G22=\"\"),\"\",W37/'Cost scenario - input'!$G22),\"\")","v":40.248146998030649}]
[{"$f":"IFERROR('Cost scenario - input'!A23,\"\")","v":2},{"$f":"IFERROR('Cost scenario - input'!B23,\"\")","v":"POLES"},{"$f":"IFERROR('Cost scenario - input'!C23,\"\")","v":"> 22 kv & < = 66 kv ; steel"},{"$f":"IFERROR(repcalc('Cost scenario - input'!$CY23:$GK23,'Cost scenario - input'!$J23,'Cost scenario - input'!$H23,'Cost scenario - input'!$I23,20,TRUE,TRUE),\"\")","v":593.96187234363754},656.78364271307987,716.8680890146145,772.33663336638995,821.3511845449658,862.2205180332777,893.50363563284418,914.10108211191312,923.3258776663198,920.9474005494144,907.2040565880684,882.78360839523373,848.773229336746,806.5842903132982,757.85921041117729,704.36912623711498,647.91151272668674,590.21622469151316,532.86687114622237,477.24224435243167,{"$f":"IFERROR(IF(OR(D38=\"\",'Cost scenario - input'!$G23=\"\"),\"\",D38/'Cost scenario - input'!$G23),\"\")","v":38.987549305947759},{"$f":"IFERROR(IF(OR(E38=\"\",'Cost scenario - input'!$G23=\"\"),\"\",E38/'Cost scenario - input'!$G23),\"\")","v":43.111158890686447},{"$f":"IFERROR(IF(OR(F38=\"\",'Cost scenario - input'!$G23=\"\"),\"\",F38/'Cost scenario - input'!$G23),\"\")","v":47.055091021310432},{"$f":"IFERROR(IF(OR(G38=\"\",'Cost scenario - input'!$G23=\"\"),\"\",G38/'Cost scenario - input'!$G23),\"\")","v":50.696036187219711},{"$f":"IFERROR(IF(OR(H38=\"\",'Cost scenario - input'!$G23=\"\"),\"\",H38/'Cost scenario - input'!$G23),\"\")","v":53.913342414711096},{"$f":"IFERROR(IF(OR(I38=\"\",'Cost scenario - input'!$G23=\"\"),\"\",I38/'Cost scenario - input'!$G23),\"\")","v":56.595998033984451},{"$f":"IFERROR(IF(OR(J38=\"\",'Cost scenario - input'!$G23=\"\"),\"\",J38/'Cost scenario - input'!$G23),\"\")","v":58.64941618529506},{"$f":"IFERROR(IF(OR(K38=\"\",'Cost scenario - input'!$G23=\"\"),\"\",K38/'Cost scenario - input'!$G23),\"\")","v":60.001428827134667},{"$f":"IFERROR(IF(OR(L38=\"\",'Cost scenario - input'!$G23=\"\"),\"\",L38/'Cost scenario - input'!$G23),\"\")","v":60.606942730065192},{"$f":"IFERROR(IF(OR(M38=\"\",'Cost scenario - input'!$G23=\"\"),\"\",M38/'Cost scenario - input'!$G23),\"\")","v":60.450819924568393},{"$f":"IFERROR(IF(OR(N38=\"\",'Cost scenario - input'!$G23=\"\"),\"\",N38/'Cost scenario - input'!$G23),\"\")","v":59.548709325772961},{"$f":"IFERROR(IF(OR(O38=\"\",'Cost scenario - input'!$G23=\"\"),\"\",O38/'Cost scenario - input'!$G23),\"\")","v":57.945755546543424},{"$f":"IFERROR(IF(OR(P38=\"\",'Cost scenario - input'!$G23=\"\"),\"\",P38/'Cost scenario - input'!$G23),\"\")","v":55.71332044894239},{"$f":"IFERROR(IF(OR(Q38=\"\",'Cost scenario - input'!$G23=\"\"),\"\",Q38/'Cost scenario - input'!$G23),\"\")","v":52.944046162274596},{"$f":"IFERROR(IF(OR(R38=\"\",'Cost scenario - input'!$G23=\"\"),\"\",R38/'Cost scenario - input'!$G23),\"\")","v":49.745740776737783},{"$f":"IFERROR(IF(OR(S38=\"\",'Cost scenario - input'!$G23=\"\"),\"\",S38/'Cost scenario - input'!$G23),\"\")","v":46.234661377168159},{"$f":"IFERROR(IF(OR(T38=\"\",'Cost scenario - input'!$G23=\"\"),\"\",T38/'Cost scenario - input'!$G23),\"\")","v":42.528793891518355},{"$f":"IFERROR(IF(OR(U38=\"\",'Cost scenario - input'!$G23=\"\"),\"\",U38/'Cost scenario - input'!$G23),\"\")","v":38.741685675099383},{"$f":"IFERROR(IF(OR(V38=\"\",'Cost scenario - input'!$G23=\"\"),\"\",V38/'Cost scenario - input'!$G23),\"\")","v":34.977284535698189},{"$f":"IFERROR(IF(OR(W38=\"\",'Cost scenario - input'!$G23=\"\"),\"\",W38/'Cost scenario - input'!$G23),\"\")","v":31.326094146674073}]
[{"$f":"IFERROR('Cost scenario - input'!A24,\"\")","v":2},{"$f":"IFERROR('Cost scenario - input'!B24,\"\")","v":"POLES"},{"$f":"IFERROR('Cost scenario - input'!C24,\"\")","v":"> 22 kv & < = 66 kv ; wood"},{"$f":"IFERROR(repcalc('Cost scenario - input'!$CY24:$GK24,'Cost scenario - input'!$J24,'Cost scenario - input'!$H24,'Cost scenario - input'!$I24,20,TRUE,TRUE),\"\")","v":2657.0895923571361},2943.6418161502379,3241.7587054641085,3550.2326210954893,3867.7073043125456,4192.6111709019151,4523.0826018928074,4856.8995248233687,5191.4271181318272,5523.5971204868874,5849.9298320126527,6166.6056036087193,6469.5868761732663,6754.7853609196063,7018.2626139244321,7256.4469575342837,7466.3462423689525,7645.7349028637636,7793.2953901369083,7908.6982513792909,{"$f":"IFERROR(IF(OR(D39=\"\",'Cost scenario - input'!$G24=\"\"),\"\",D39/'Cost scenario - input'!$G24),\"\")","v":333.10716083110123},{"$f":"IFERROR(IF(OR(E39=\"\",'Cost scenario - input'!$G24=\"\"),\"\",E39/'Cost scenario - input'!$G24),\"\")","v":369.0309015932188},{"$f":"IFERROR(IF(OR(F39=\"\",'Cost scenario - input'!$G24=\"\"),\"\",F39/'Cost scenario - input'!$G24),\"\")","v":406.40445154079458},{"$f":"IFERROR(IF(OR(G39=\"\",'Cost scenario - input'!$G24=\"\"),\"\",G39/'Cost scenario - input'!$G24),\"\")","v":445.07641447421861},{"$f":"IFERROR(IF(OR(H39=\"\",'Cost scenario - input'!$G24=\"\"),\"\",H39/'Cost scenario - input'!$G24),\"\")","v":484.87676244380737},{"$f":"IFERROR(IF(OR(I39=\"\",'Cost scenario - input'!$G24=\"\"),\"\",I39/'Cost scenario - input'!$G24),\"\")","v":525.60847312979206},{"$f":"IFERROR(IF(OR(J39=\"\",'Cost scenario - input'!$G24=\"\"),\"\",J39/'Cost scenario - input'!$G24),\"\")","v":567.03816388233906},{"$f":"IFERROR(IF(OR(K39=\"\",'Cost scenario - input'!$G24=\"\"),\"\",K39/'Cost scenario - input'!$G24),\"\")","v":608.88726364721742},{"$f":"IFERROR(IF(OR(L39=\"\",'Cost scenario - input'!$G24=\"\"),\"\",L39/'Cost scenario - input'!$G24),\"\")","v":650.82545690467089},{"$f":"IFERROR(IF(OR(M39=\"\",'Cost scenario - input'!$G24=\"\"),\"\",M39/'Cost scenario - input'!$G24),\"\")","v":692.46808977486967},{"$f":"IFERROR(IF(OR(N39=\"\",'Cost scenario - input'!$G24=\"\"),\"\",N39/'Cost scenario - input'!$G24),\"\")","v":733.37892821078037},{"$f":"IFERROR(IF(OR(O39=\"\",'Cost scenario - input'!$G24=\"\"),\"\",O39/'Cost scenario - input'!$G24),\"\")","v":773.0791202870231},{"$f":"IFERROR(IF(OR(P39=\"\",'Cost scenario - input'!$G24=\"\"),\"\",P39/'Cost scenario - input'!$G24),\"\")","v":811.06249569870363},{"$f":"IFERROR(IF(OR(Q39=\"\",'Cost scenario - input'!$G24=\"\"),\"\",Q39/'Cost scenario - input'!$G24),\"\")","v":846.81652439252287},{"$f":"IFERROR(IF(OR(R39=\"\",'Cost scenario - input'!$G24=\"\"),\"\",R39/'Cost scenario - input'!$G24),\"\")","v":879.84746167987146},{"$f":"IFERROR(IF(OR(S39=\"\",'Cost scenario - input'!$G24=\"\"),\"\",S39/'Cost scenario - input'!$G24),\"\")","v":909.70754268072062},{"$f":"IFERROR(IF(OR(T39=\"\",'Cost scenario - input'!$G24=\"\"),\"\",T39/'Cost scenario - input'!$G24),\"\")","v":936.02165532218748},{"$f":"IFERROR(IF(OR(U39=\"\",'Cost scenario - input'!$G24=\"\"),\"\",U39/'Cost scenario - input'!$G24),\"\")","v":958.51079063572843},{"$f":"IFERROR(IF(OR(V39=\"\",'Cost scenario - input'!$G24=\"\"),\"\",V39/'Cost scenario - input'!$G24),\"\")","v":977.00977354838449},{"$f":"IFERROR(IF(OR(W39=\"\",'Cost scenario - input'!$G24=\"\"),\"\",W39/'Cost scenario - input'!$G24),\"\")","v":991.47730206936819}]
[{"$f":"IFERROR('Cost scenario - input'!A25,\"\")","v":2},{"$f":"IFERROR('Cost scenario - input'!B25,\"\")","v":"POLES"},{"$f":"IFERROR('Cost scenario - input'!C25,\"\")","v":"> 66 kv & < = 132 kv ; concrete"},{"$f":"IFERROR(repcalc('Cost scenario - input'!$CY25:$GK25,'Cost scenario - input'!$J25,'Cost scenario - input'!$H25,'Cost scenario - input'!$I25,20,TRUE,TRUE),\"\")","v":1.1598876819106506E-2},1.9675939300464962E-2,3.3021842122296891E-2,5.4823445365973909E-2,9.0029689262689852E-2,0.14622351284408391,0.23486641061903046,0.37304366238990466,0.58586687185078146,0.90971806173505154,1.3965418273453718,2.1194027216657614,3.1795159731219007,4.7149209449961438,6.9108874964458851,10.012014808647754,14.3357914804613,20.287130362492249,28.373074542509261,39.216505228921932,{"$f":"IFERROR(IF(OR(D40=\"\",'Cost scenario - input'!$G25=\"\"),\"\",D40/'Cost scenario - input'!$G25),\"\")","v":5.211197231636763E-4},{"$f":"IFERROR(IF(OR(E40=\"\",'Cost scenario - input'!$G25=\"\"),\"\",E40/'Cost scenario - input'!$G25),\"\")","v":8.8400973655942809E-4},{"$f":"IFERROR(IF(OR(F40=\"\",'Cost scenario - input'!$G25=\"\"),\"\",F40/'Cost scenario - input'!$G25),\"\")","v":1.4836206551292253E-3},{"$f":"IFERROR(IF(OR(G40=\"\",'Cost scenario - input'!$G25=\"\"),\"\",G40/'Cost scenario - input'!$G25),\"\")","v":2.4631332082890463E-3},{"$f":"IFERROR(IF(OR(H40=\"\",'Cost scenario - input'!$G25=\"\"),\"\",H40/'Cost scenario - input'!$G25),\"\")","v":4.0448956805714939E-3},{"$f":"IFERROR(IF(OR(I40=\"\",'Cost scenario - input'!$G25=\"\"),\"\",I40/'Cost scenario - input'!$G25),\"\")","v":6.5695978775985632E-3},{"$f":"IFERROR(IF(OR(J40=\"\",'Cost scenario - input'!$G25=\"\"),\"\",J40/'Cost scenario - input'!$G25),\"\")","v":1.0552187146312309E-2},{"$f":"IFERROR(IF(OR(K40=\"\",'Cost scenario - input'!$G25=\"\"),\"\",K40/'Cost scenario - input'!$G25),\"\")","v":1.6760278870481725E-2},{"$f":"IFERROR(IF(OR(L40=\"\",'Cost scenario - input'!$G25=\"\"),\"\",L40/'Cost scenario - input'!$G25),\"\")","v":2.6322098840357102E-2},{"$f":"IFERROR(IF(OR(M40=\"\",'Cost scenario - input'!$G25=\"\"),\"\",M40/'Cost scenario - input'!$G25),\"\")","v":4.0872235465716875E-2},{"$f":"IFERROR(IF(OR(N40=\"\",'Cost scenario - input'!$G25=\"\"),\"\",N40/'Cost scenario - input'!$G25),\"\")","v":6.2744479642536335E-2},{"$f":"IFERROR(IF(OR(O40=\"\",'Cost scenario - input'!$G25=\"\"),\"\",O40/'Cost scenario - input'!$G25),\"\")","v":9.5221509531634413E-2},{"$f":"IFERROR(IF(OR(P40=\"\",'Cost scenario - input'!$G25=\"\"),\"\",P40/'Cost scenario - input'!$G25),\"\")","v":0.14285076991061693},{"$f":"IFERROR(IF(OR(Q40=\"\",'Cost scenario - input'!$G25=\"\"),\"\",Q40/'Cost scenario - input'!$G25),\"\")","v":0.21183415738561848},{"$f":"IFERROR(IF(OR(R40=\"\",'Cost scenario - input'!$G25=\"\"),\"\",R40/'Cost scenario - input'!$G25),\"\")","v":0.31049556221087771},{"$f":"IFERROR(IF(OR(S40=\"\",'Cost scenario - input'!$G25=\"\"),\"\",S40/'Cost scenario - input'!$G25),\"\")","v":0.44982444996730819},{"$f":"IFERROR(IF(OR(T40=\"\",'Cost scenario - input'!$G25=\"\"),\"\",T40/'Cost scenario - input'!$G25),\"\")","v":0.64408509583651807},{"$f":"IFERROR(IF(OR(U40=\"\",'Cost scenario - input'!$G25=\"\"),\"\",U40/'Cost scenario - input'!$G25),\"\")","v":0.91146961237422341},{"$f":"IFERROR(IF(OR(V40=\"\",'Cost scenario - input'!$G25=\"\"),\"\",V40/'Cost scenario - input'!$G25),\"\")","v":1.2747586668511379},{"$f":"IFERROR(IF(OR(W40=\"\",'Cost scenario - input'!$G25=\"\"),\"\",W40/'Cost scenario - input'!$G25),\"\")","v":1.7619373554065334}]
[{"$f":"IFERROR('Cost scenario - input'!A26,\"\")","v":2},{"$f":"IFERROR('Cost scenario - input'!B26,\"\")","v":"POLES"},{"$f":"IFERROR('Cost scenario - input'!C26,\"\")","v":"> 66 kv & < = 132 kv ; steel"},{"$f":"IFERROR(repcalc('Cost scenario - input'!$CY26:$GK26,'Cost scenario - input'!$J26,'Cost scenario - input'!$H26,'Cost scenario - input'!$I26,20,TRUE,TRUE),\"\")","v":0.95321810593148815},1.2949013274534817,1.7379644981981599,2.3048351487765246,3.0204763235158119,3.9119912250422595,5.0080379637436421,6.338074556118789,7.9314839602843348,9.816662258004202,12.020186535992886,14.566207771446251,17.476232348600799,20.769457648469039,24.463806872064787,28.577761761248283,33.133017566941447,38.157884331015346,43.691238264349636,49.786697030770284,{"$f":"IFERROR(IF(OR(D41=\"\",'Cost scenario - input'!$G26=\"\"),\"\",D41/'Cost scenario - input'!$G26),\"\")","v":4.9299299686881577E-2},{"$f":"IFERROR(IF(OR(E41=\"\",'Cost scenario - input'!$G26=\"\"),\"\",E41/'Cost scenario - input'!$G26),\"\")","v":6.6970746998859729E-2},{"$f":"IFERROR(IF(OR(F41=\"\",'Cost scenario - input'!$G26=\"\"),\"\",F41/'Cost scenario - input'!$G26),\"\")","v":8.9885443959443687E-2},{"$f":"IFERROR(IF(OR(G41=\"\",'Cost scenario - input'!$G26=\"\"),\"\",G41/'Cost scenario - input'!$G26),\"\")","v":0.11920331561196658},{"$f":"IFERROR(IF(OR(H41=\"\",'Cost scenario - input'!$G26=\"\"),\"\",H41/'Cost scenario - input'!$G26),\"\")","v":0.15621542073482067},{"$f":"IFERROR(IF(OR(I41=\"\",'Cost scenario - input'!$G26=\"\"),\"\",I41/'Cost scenario - input'!$G26),\"\")","v":0.20232350453241485},{"$f":"IFERROR(IF(OR(J41=\"\",'Cost scenario - input'!$G26=\"\"),\"\",J41/'Cost scenario - input'!$G26),\"\")","v":0.25900973017776818},{"$f":"IFERROR(IF(OR(K41=\"\",'Cost scenario - input'!$G26=\"\"),\"\",K41/'Cost scenario - input'!$G26),\"\")","v":0.32779763103068577},{"$f":"IFERROR(IF(OR(L41=\"\",'Cost scenario - input'!$G26=\"\"),\"\",L41/'Cost scenario - input'!$G26),\"\")","v":0.41020685852127087},{"$f":"IFERROR(IF(OR(M41=\"\",'Cost scenario - input'!$G26=\"\"),\"\",M41/'Cost scenario - input'!$G26),\"\")","v":0.50770602401569642},{"$f":"IFERROR(IF(OR(N41=\"\",'Cost scenario - input'!$G26=\"\"),\"\",N41/'Cost scenario - input'!$G26),\"\")","v":0.62166966263303858},{"$f":"IFERROR(IF(OR(O41=\"\",'Cost scenario - input'!$G26=\"\"),\"\",O41/'Cost scenario - input'!$G26),\"\")","v":0.75334683401148628},{"$f":"IFERROR(IF(OR(P41=\"\",'Cost scenario - input'!$G26=\"\"),\"\",P41/'Cost scenario - input'!$G26),\"\")","v":0.90384982260625402},{"$f":"IFERROR(IF(OR(Q41=\"\",'Cost scenario - input'!$G26=\"\"),\"\",Q41/'Cost scenario - input'!$G26),\"\")","v":1.0741714939890823},{"$f":"IFERROR(IF(OR(R41=\"\",'Cost scenario - input'!$G26=\"\"),\"\",R41/'Cost scenario - input'!$G26),\"\")","v":1.2652388146670377},{"$f":"IFERROR(IF(OR(S41=\"\",'Cost scenario - input'!$G26=\"\"),\"\",S41/'Cost scenario - input'!$G26),\"\")","v":1.4780076382113378},{"$f":"IFERROR(IF(OR(T41=\"\",'Cost scenario - input'!$G26=\"\"),\"\",T41/'Cost scenario - input'!$G26),\"\")","v":1.7136000170361432},{"$f":"IFERROR(IF(OR(U41=\"\",'Cost scenario - input'!$G26=\"\"),\"\",U41/'Cost scenario - input'!$G26),\"\")","v":1.9734801126273351},{"$f":"IFERROR(IF(OR(V41=\"\",'Cost scenario - input'!$G26=\"\"),\"\",V41/'Cost scenario - input'!$G26),\"\")","v":2.2596585560869884},{"$f":"IFERROR(IF(OR(W41=\"\",'Cost scenario - input'!$G26=\"\"),\"\",W41/'Cost scenario - input'!$G26),\"\")","v":2.5749083888219104}]
[{"$f":"IFERROR('Cost scenario - input'!A27,\"\")","v":2},{"$f":"IFERROR('Cost scenario - input'!B27,\"\")","v":"POLES"},{"$f":"IFERROR('Cost scenario - input'!C27,\"\")","v":"> 66 kv & < = 132 kv ; wood"},{"$f":"IFERROR(repcalc('Cost scenario - input'!$CY27:$GK27,'Cost scenario - input'!$J27,'Cost scenario - input'!$H27,'Cost scenario - input'!$I27,20,TRUE,TRUE),\"\")","v":64.770375009155103},83.642903806422609,107.13050410357738,136.09214746307086,171.46912727099962,214.27003909016136,265.5474819995311,326.36543768088933,397.75672575958566,480.67058642895222,575.91129840812914,684.069765129742,805.45112334601276,940.00254028910717,1087.2463341965718,1246.2242291312305,1415.4587926101131,1592.9377835334592,1776.1261874329443,1962.0091345750873,{"$f":"IFERROR(IF(OR(D42=\"\",'Cost scenario - input'!$G27=\"\"),\"\",D42/'Cost scenario - input'!$G27),\"\")","v":2.8773911247759565},{"$f":"IFERROR(IF(OR(E42=\"\",'Cost scenario - input'!$G27=\"\"),\"\",E42/'Cost scenario - input'!$G27),\"\")","v":3.715793663832748},{"$f":"IFERROR(IF(OR(F42=\"\",'Cost scenario - input'!$G27=\"\"),\"\",F42/'Cost scenario - input'!$G27),\"\")","v":4.7592184182481052},{"$f":"IFERROR(IF(OR(G42=\"\",'Cost scenario - input'!$G27=\"\"),\"\",G42/'Cost scenario - input'!$G27),\"\")","v":6.0458247648958441},{"$f":"IFERROR(IF(OR(H42=\"\",'Cost scenario - input'!$G27=\"\"),\"\",H42/'Cost scenario - input'!$G27),\"\")","v":7.6174291859961425},{"$f":"IFERROR(IF(OR(I42=\"\",'Cost scenario - input'!$G27=\"\"),\"\",I42/'Cost scenario - input'!$G27),\"\")","v":9.5188380289025911},{"$f":"IFERROR(IF(OR(J42=\"\",'Cost scenario - input'!$G27=\"\"),\"\",J42/'Cost scenario - input'!$G27),\"\")","v":11.796812474901571},{"$f":"IFERROR(IF(OR(K42=\"\",'Cost scenario - input'!$G27=\"\"),\"\",K42/'Cost scenario - input'!$G27),\"\")","v":14.498619371647534},{"$f":"IFERROR(IF(OR(L42=\"\",'Cost scenario - input'!$G27=\"\"),\"\",L42/'Cost scenario - input'!$G27),\"\")","v":17.670141208211376},{"$f":"IFERROR(IF(OR(M42=\"\",'Cost scenario - input'!$G27=\"\"),\"\",M42/'Cost scenario - input'!$G27),\"\")","v":21.353547499702255},{"$f":"IFERROR(IF(OR(N42=\"\",'Cost scenario - input'!$G27=\"\"),\"\",N42/'Cost scenario - input'!$G27),\"\")","v":25.584567921113919},{"$f":"IFERROR(IF(OR(O42=\"\",'Cost scenario - input'!$G27=\"\"),\"\",O42/'Cost scenario - input'!$G27),\"\")","v":30.389453058341473},{"$f":"IFERROR(IF(OR(P42=\"\",'Cost scenario - input'!$G27=\"\"),\"\",P42/'Cost scenario - input'!$G27),\"\")","v":35.781758457150445},{"$f":"IFERROR(IF(OR(Q42=\"\",'Cost scenario - input'!$G27=\"\"),\"\",Q42/'Cost scenario - input'!$G27),\"\")","v":41.759137048572306},{"$f":"IFERROR(IF(OR(R42=\"\",'Cost scenario - input'!$G27=\"\"),\"\",R42/'Cost scenario - input'!$G27),\"\")","v":48.300368062099601},{"$f":"IFERROR(IF(OR(S42=\"\",'Cost scenario - input'!$G27=\"\"),\"\",S42/'Cost scenario - input'!$G27),\"\")","v":55.362880574276552},{"$f":"IFERROR(IF(OR(T42=\"\",'Cost scenario - input'!$G27=\"\"),\"\",T42/'Cost scenario - input'!$G27),\"\")","v":62.881040394883435},{"$f":"IFERROR(IF(OR(U42=\"\",'Cost scenario - input'!$G27=\"\"),\"\",U42/'Cost scenario - input'!$G27),\"\")","v":70.765454731605217},{"$f":"IFERROR(IF(OR(V42=\"\",'Cost scenario - input'!$G27=\"\"),\"\",V42/'Cost scenario - input'!$G27),\"\")","v":78.903506849842103},{"$f":"IFERROR(IF(OR(W42=\"\",'Cost scenario - input'!$G27=\"\"),\"\",W42/'Cost scenario - input'!$G27),\"\")","v":87.161262687729405}]
[{"$f":"IFERROR('Cost scenario - input'!A28,\"\")","v":2},{"$f":"IFERROR('Cost scenario - input'!B28,\"\")","v":"POLES"},{"$f":"IFERROR('Cost scenario - input'!C28,\"\")","v":"staking of a wooden pole"},{"$f":"IFERROR(repcalc('Cost scenario - input'!$CY28:$GK28,'Cost scenario - input'!$J28,'Cost scenario - input'!$H28,'Cost scenario - input'!$I28,20,TRUE,TRUE),\"\")","v":5126.8331552113295},5679.4469163595668,6232.2012146744019,6791.2144336365473,7364.5152534213439,7959.8046955629752,8582.0952838695939,9231.648601415809,9902.5717688005407,10582.310781032329,11252.121188744306,11888.435452141417,12464.912117075268,12954.869480051517,13333.788005033304,13581.606554531782,13684.615558440555,13636.834038983077,13440.818785211079,13107.880742242134,{"$f":"IFERROR(IF(OR(D43=\"\",'Cost scenario - input'!$G28=\"\"),\"\",D43/'Cost scenario - input'!$G28),\"\")","v":916.83768623445758},{"$f":"IFERROR(IF(OR(E43=\"\",'Cost scenario - input'!$G28=\"\"),\"\",E43/'Cost scenario - input'!$G28),\"\")","v":1015.6622640613103},{"$f":"IFERROR(IF(OR(F43=\"\",'Cost scenario - input'!$G28=\"\"),\"\",F43/'Cost scenario - input'!$G28),\"\")","v":1114.5119743172384},{"$f":"IFERROR(IF(OR(G43=\"\",'Cost scenario - input'!$G28=\"\"),\"\",G43/'Cost scenario - input'!$G28),\"\")","v":1214.4809748154812},{"$f":"IFERROR(IF(OR(H43=\"\",'Cost scenario - input'!$G28=\"\"),\"\",H43/'Cost scenario - input'!$G28),\"\")","v":1317.005044004962},{"$f":"IFERROR(IF(OR(I43=\"\",'Cost scenario - input'!$G28=\"\"),\"\",I43/'Cost scenario - input'!$G28),\"\")","v":1423.4613647491149},{"$f":"IFERROR(IF(OR(J43=\"\",'Cost scenario - input'!$G28=\"\"),\"\",J43/'Cost scenario - input'!$G28),\"\")","v":1534.7463326573404},{"$f":"IFERROR(IF(OR(K43=\"\",'Cost scenario - input'!$G28=\"\"),\"\",K43/'Cost scenario - input'!$G28),\"\")","v":1650.9067269427751},{"$f":"IFERROR(IF(OR(L43=\"\",'Cost scenario - input'!$G28=\"\"),\"\",L43/'Cost scenario - input'!$G28),\"\")","v":1770.8887169556247},{"$f":"IFERROR(IF(OR(M43=\"\",'Cost scenario - input'!$G28=\"\"),\"\",M43/'Cost scenario - input'!$G28),\"\")","v":1892.4472550142325},{"$f":"IFERROR(IF(OR(N43=\"\",'Cost scenario - input'!$G28=\"\"),\"\",N43/'Cost scenario - input'!$G28),\"\")","v":2012.2302488879805},{"$f":"IFERROR(IF(OR(O43=\"\",'Cost scenario - input'!$G28=\"\"),\"\",O43/'Cost scenario - input'!$G28),\"\")","v":2126.0230873340647},{"$f":"IFERROR(IF(OR(P43=\"\",'Cost scenario - input'!$G28=\"\"),\"\",P43/'Cost scenario - input'!$G28),\"\")","v":2229.1150966983369},{"$f":"IFERROR(IF(OR(Q43=\"\",'Cost scenario - input'!$G28=\"\"),\"\",Q43/'Cost scenario - input'!$G28),\"\")","v":2316.7347561304109},{"$f":"IFERROR(IF(OR(R43=\"\",'Cost scenario - input'!$G28=\"\"),\"\",R43/'Cost scenario - input'!$G28),\"\")","v":2384.4972077644265},{"$f":"IFERROR(IF(OR(S43=\"\",'Cost scenario - input'!$G28=\"\"),\"\",S43/'Cost scenario - input'!$G28),\"\")","v":2428.8148944629311},{"$f":"IFERROR(IF(OR(T43=\"\",'Cost scenario - input'!$G28=\"\"),\"\",T43/'Cost scenario - input'!$G28),\"\")","v":2447.2361174569032},{"$f":"IFERROR(IF(OR(U43=\"\",'Cost scenario - input'!$G28=\"\"),\"\",U43/'Cost scenario - input'!$G28),\"\")","v":2438.6912913590163},{"$f":"IFERROR(IF(OR(V43=\"\",'Cost scenario - input'!$G28=\"\"),\"\",V43/'Cost scenario - input'!$G28),\"\")","v":2403.6376498040336},{"$f":"IFERROR(IF(OR(W43=\"\",'Cost scenario - input'!$G28=\"\"),\"\",W43/'Cost scenario - input'!$G28),\"\")","v":2344.0979425941755}]
[{"$f":"IFERROR('Cost scenario - input'!A29,\"\")","v":3},{"$f":"IFERROR('Cost scenario - input'!B29,\"\")","v":"SERVICE LINES"},{"$f":"IFERROR('Cost scenario - input'!C29,\"\")","v":"˂ = 11 kv ; commercial and industrial ; simple type"},{"$f":"IFERROR(repcalc('Cost scenario - input'!$CY29:$GK29,'Cost scenario - input'!$J29,'Cost scenario - input'!$H29,'Cost scenario - input'!$I29,20,TRUE,TRUE),\"\")","v":1138.4233499706872},1068.1244931213882,1007.7524020446009,957.20501061600805,916.01952956908201,883.48533261551199,858.74421574665837,840.87254141955941,828.94323268071093,822.06837747036536,819.4251258347457,820.2685725407315,823.93551576113134,829.84256501575999,837.48127931429838,846.41208938782472,856.25789823830189,866.69760210148422,877.45939665656317,888.31362817582146,{"$f":"IFERROR(IF(OR(D44=\"\",'Cost scenario - input'!$G29=\"\"),\"\",D44/'Cost scenario - input'!$G29),\"\")","v":1213.5565468545235},{"$f":"IFERROR(IF(OR(E44=\"\",'Cost scenario - input'!$G29=\"\"),\"\",E44/'Cost scenario - input'!$G29),\"\")","v":1138.6181349113281},{"$f":"IFERROR(IF(OR(F44=\"\",'Cost scenario - input'!$G29=\"\"),\"\",F44/'Cost scenario - input'!$G29),\"\")","v":1074.2616313527712},{"$f":"IFERROR(IF(OR(G44=\"\",'Cost scenario - input'!$G29=\"\"),\"\",G44/'Cost scenario - input'!$G29),\"\")","v":1020.3782339363649},{"$f":"IFERROR(IF(OR(H44=\"\",'Cost scenario - input'!$G29=\"\"),\"\",H44/'Cost scenario - input'!$G29),\"\")","v":976.47461041956262},{"$f":"IFERROR(IF(OR(I44=\"\",'Cost scenario - input'!$G29=\"\"),\"\",I44/'Cost scenario - input'!$G29),\"\")","v":941.79323489201749},{"$f":"IFERROR(IF(OR(J44=\"\",'Cost scenario - input'!$G29=\"\"),\"\",J44/'Cost scenario - input'!$G29),\"\")","v":915.41926394925417},{"$f":"IFERROR(IF(OR(K44=\"\",'Cost scenario - input'!$G29=\"\"),\"\",K44/'Cost scenario - input'!$G29),\"\")","v":896.36810219694007},{"$f":"IFERROR(IF(OR(L44=\"\",'Cost scenario - input'!$G29=\"\"),\"\",L44/'Cost scenario - input'!$G29),\"\")","v":883.65148783739517},{"$f":"IFERROR(IF(OR(M44=\"\",'Cost scenario - input'!$G29=\"\"),\"\",M44/'Cost scenario - input'!$G29),\"\")","v":876.32290875527542},{"$f":"IFERROR(IF(OR(N44=\"\",'Cost scenario - input'!$G29=\"\"),\"\",N44/'Cost scenario - input'!$G29),\"\")","v":873.50520888336678},{"$f":"IFERROR(IF(OR(O44=\"\",'Cost scenario - input'!$G29=\"\"),\"\",O44/'Cost scenario - input'!$G29),\"\")","v":874.40432103878629},{"$f":"IFERROR(IF(OR(P44=\"\",'Cost scenario - input'!$G29=\"\"),\"\",P44/'Cost scenario - input'!$G29),\"\")","v":878.3132736724217},{"$f":"IFERROR(IF(OR(Q44=\"\",'Cost scenario - input'!$G29=\"\"),\"\",Q44/'Cost scenario - input'!$G29),\"\")","v":884.61017393868144},{"$f":"IFERROR(IF(OR(R44=\"\",'Cost scenario - input'!$G29=\"\"),\"\",R44/'Cost scenario - input'!$G29),\"\")","v":892.75302496750237},{"$f":"IFERROR(IF(OR(S44=\"\",'Cost scenario - input'!$G29=\"\"),\"\",S44/'Cost scenario - input'!$G29),\"\")","v":902.27324697781273},{"$f":"IFERROR(IF(OR(T44=\"\",'Cost scenario - input'!$G29=\"\"),\"\",T44/'Cost scenario - input'!$G29),\"\")","v":912.76885547871223},{"$f":"IFERROR(IF(OR(U44=\"\",'Cost scenario - input'!$G29=\"\"),\"\",U44/'Cost scenario - input'!$G29),\"\")","v":923.89755463154813},{"$f":"IFERROR(IF(OR(V44=\"\",'Cost scenario - input'!$G29=\"\"),\"\",V44/'Cost scenario - input'!$G29),\"\")","v":935.36960168553344},{"$f":"IFERROR(IF(OR(W44=\"\",'Cost scenario - input'!$G29=\"\"),\"\",W44/'Cost scenario - input'!$G29),\"\")","v":946.94018632051109}]
[{"$f":"IFERROR('Cost scenario - input'!A30,\"\")","v":3},{"$f":"IFERROR('Cost scenario - input'!B30,\"\")","v":"SERVICE LINES"},{"$f":"IFERROR('Cost scenario - input'!C30,\"\")","v":"˂ = 11 kv ; residential ; simple type"},{"$f":"IFERROR(repcalc('Cost scenario - input'!$CY30:$GK30,'Cost scenario - input'!$J30,'Cost scenario - input'!$H30,'Cost scenario - input'!$I30,20,TRUE,TRUE),\"\")","v":2707.6177031194184},2754.4272386540761,2798.5495800344979,2842.6010749833426,2888.8835696944989,2939.2313643488287,2994.9050696218869,3056.5375672820642,3124.13205952826,3197.1074837090246,3274.3828214523887,3354.4893345938399,3435.6986311409742,3516.1546527881142,3593.9989899710404,3667.4810771005032,3735.0474485007003,3795.4069849550638,3847.5716279947655,3890.8741333366279,{"$f":"IFERROR(IF(OR(D45=\"\",'Cost scenario - input'!$G30=\"\"),\"\",D45/'Cost scenario - input'!$G30),\"\")","v":4745.5212578790824},{"$f":"IFERROR(IF(OR(E45=\"\",'Cost scenario - input'!$G30=\"\"),\"\",E45/'Cost scenario - input'!$G30),\"\")","v":4827.5622512199243},{"$f":"IFERROR(IF(OR(F45=\"\",'Cost scenario - input'!$G30=\"\"),\"\",F45/'Cost scenario - input'!$G30),\"\")","v":4904.8935187496645},{"$f":"IFERROR(IF(OR(G45=\"\",'Cost scenario - input'!$G30=\"\"),\"\",G45/'Cost scenario - input'!$G30),\"\")","v":4982.1006168862496},{"$f":"IFERROR(IF(OR(H45=\"\",'Cost scenario - input'!$G30=\"\"),\"\",H45/'Cost scenario - input'!$G30),\"\")","v":5063.2178891903968},{"$f":"IFERROR(IF(OR(I45=\"\",'Cost scenario - input'!$G30=\"\"),\"\",I45/'Cost scenario - input'!$G30),\"\")","v":5151.4602320972954},{"$f":"IFERROR(IF(OR(J45=\"\",'Cost scenario - input'!$G30=\"\"),\"\",J45/'Cost scenario - input'!$G30),\"\")","v":5249.0370619332834},{"$f":"IFERROR(IF(OR(K45=\"\",'Cost scenario - input'!$G30=\"\"),\"\",K45/'Cost scenario - input'!$G30),\"\")","v":5357.0576024570046},{"$f":"IFERROR(IF(OR(L45=\"\",'Cost scenario - input'!$G30=\"\"),\"\",L45/'Cost scenario - input'!$G30),\"\")","v":5475.5274660202049},{"$f":"IFERROR(IF(OR(M45=\"\",'Cost scenario - input'!$G30=\"\"),\"\",M45/'Cost scenario - input'!$G30),\"\")","v":5603.4282499283563},{"$f":"IFERROR(IF(OR(N45=\"\",'Cost scenario - input'!$G30=\"\"),\"\",N45/'Cost scenario - input'!$G30),\"\")","v":5738.8653013069297},{"$f":"IFERROR(IF(OR(O45=\"\",'Cost scenario - input'!$G30=\"\"),\"\",O45/'Cost scenario - input'!$G30),\"\")","v":5879.2644280260984},{"$f":"IFERROR(IF(OR(P45=\"\",'Cost scenario - input'!$G30=\"\"),\"\",P45/'Cost scenario - input'!$G30),\"\")","v":6021.5963542274376},{"$f":"IFERROR(IF(OR(Q45=\"\",'Cost scenario - input'!$G30=\"\"),\"\",Q45/'Cost scenario - input'!$G30),\"\")","v":6162.6080489770347},{"$f":"IFERROR(IF(OR(R45=\"\",'Cost scenario - input'!$G30=\"\"),\"\",R45/'Cost scenario - input'!$G30),\"\")","v":6299.0423603945919},{"$f":"IFERROR(IF(OR(S45=\"\",'Cost scenario - input'!$G30=\"\"),\"\",S45/'Cost scenario - input'!$G30),\"\")","v":6427.8311499435895},{"$f":"IFERROR(IF(OR(T45=\"\",'Cost scenario - input'!$G30=\"\"),\"\",T45/'Cost scenario - input'!$G30),\"\")","v":6546.251727349324},{"$f":"IFERROR(IF(OR(U45=\"\",'Cost scenario - input'!$G30=\"\"),\"\",U45/'Cost scenario - input'!$G30),\"\")","v":6652.0412053210139},{"$f":"IFERROR(IF(OR(V45=\"\",'Cost scenario - input'!$G30=\"\"),\"\",V45/'Cost scenario - input'!$G30),\"\")","v":6743.46785767647},{"$f":"IFERROR(IF(OR(W45=\"\",'Cost scenario - input'!$G30=\"\"),\"\",W45/'Cost scenario - input'!$G30),\"\")","v":6819.362235003995}]
[{"$f":"IFERROR('Cost scenario - input'!A31,\"\")","v":4},{"$f":"IFERROR('Cost scenario - input'!B31,\"\")","v":"SWITCHGEAR"},{"$f":"IFERROR('Cost scenario - input'!C31,\"\")","v":"˂ = 11 kv ; circuit breaker"},{"$f":"IFERROR(repcalc('Cost scenario - input'!$CY31:$GK31,'Cost scenario - input'!$J31,'Cost scenario - input'!$H31,'Cost scenario - input'!$I31,20,TRUE,TRUE),\"\")","v":989.46185886349338},1051.2367700123191,1112.0536014188874,1171.4333669045493,1229.1240655089264,1285.1338318461926,1339.7286075692016,1393.3917640852908,1446.7487176514337,1500.4652063555468,1555.1326792626066,1611.1573896523983,1668.6707004698355,1727.476525108473,1787.0478345410702,1846.5782268306209,1905.0874503282485,1961.5724652225856,2015.1891337772263,2065.4448514703586,{"$f":"IFERROR(IF(OR(D46=\"\",'Cost scenario - input'!$G31=\"\"),\"\",D46/'Cost scenario - input'!$G31),\"\")","v":11.737459937492259},{"$f":"IFERROR(IF(OR(E46=\"\",'Cost scenario - input'!$G31=\"\"),\"\",E46/'Cost scenario - input'!$G31),\"\")","v":12.470262862896904},{"$f":"IFERROR(IF(OR(F46=\"\",'Cost scenario - input'!$G31=\"\"),\"\",F46/'Cost scenario - input'!$G31),\"\")","v":13.191700597727568},{"$f":"IFERROR(IF(OR(G46=\"\",'Cost scenario - input'!$G31=\"\"),\"\",G46/'Cost scenario - input'!$G31),\"\")","v":13.896091183622598},{"$f":"IFERROR(IF(OR(H46=\"\",'Cost scenario - input'!$G31=\"\"),\"\",H46/'Cost scenario - input'!$G31),\"\")","v":14.580445267177257},{"$f":"IFERROR(IF(OR(I46=\"\",'Cost scenario - input'!$G31=\"\"),\"\",I46/'Cost scenario - input'!$G31),\"\")","v":15.244859344994341},{"$f":"IFERROR(IF(OR(J46=\"\",'Cost scenario - input'!$G31=\"\"),\"\",J46/'Cost scenario - input'!$G31),\"\")","v":15.89248814150119},{"$f":"IFERROR(IF(OR(K46=\"\",'Cost scenario - input'!$G31=\"\"),\"\",K46/'Cost scenario - input'!$G31),\"\")","v":16.529065634695773},{"$f":"IFERROR(IF(OR(L46=\"\",'Cost scenario - input'!$G31=\"\"),\"\",L46/'Cost scenario - input'!$G31),\"\")","v":17.162010805102422},{"$f":"IFERROR(IF(OR(M46=\"\",'Cost scenario - input'!$G31=\"\"),\"\",M46/'Cost scenario - input'!$G31),\"\")","v":17.799220949686951},{"$f":"IFERROR(IF(OR(N46=\"\",'Cost scenario - input'!$G31=\"\"),\"\",N46/'Cost scenario - input'!$G31),\"\")","v":18.447712114235298},{"$f":"IFERROR(IF(OR(O46=\"\",'Cost scenario - input'!$G31=\"\"),\"\",O46/'Cost scenario - input'!$G31),\"\")","v":19.112303465401776},{"$f":"IFERROR(IF(OR(P46=\"\",'Cost scenario - input'!$G31=\"\"),\"\",P46/'Cost scenario - input'!$G31),\"\")","v":19.794553291956579},{"$f":"IFERROR(IF(OR(Q46=\"\",'Cost scenario - input'!$G31=\"\"),\"\",Q46/'Cost scenario - input'!$G31),\"\")","v":20.49213552274616},{"$f":"IFERROR(IF(OR(R46=\"\",'Cost scenario - input'!$G31=\"\"),\"\",R46/'Cost scenario - input'!$G31),\"\")","v":21.198798292640284},{"$f":"IFERROR(IF(OR(S46=\"\",'Cost scenario - input'!$G31=\"\"),\"\",S46/'Cost scenario - input'!$G31),\"\")","v":21.904975684221984},{"$f":"IFERROR(IF(OR(T46=\"\",'Cost scenario - input'!$G31=\"\"),\"\",T46/'Cost scenario - input'!$G31),\"\")","v":22.599039493377791},{"$f":"IFERROR(IF(OR(U46=\"\",'Cost scenario - input'!$G31=\"\"),\"\",U46/'Cost scenario - input'!$G31),\"\")","v":23.26909119213903},{"$f":"IFERROR(IF(OR(V46=\"\",'Cost scenario - input'!$G31=\"\"),\"\",V46/'Cost scenario - input'!$G31),\"\")","v":23.905117223364471},{"$f":"IFERROR(IF(OR(W46=\"\",'Cost scenario - input'!$G31=\"\"),\"\",W46/'Cost scenario - input'!$G31),\"\")","v":24.501274081528361}]
[{"$f":"IFERROR('Cost scenario - input'!A32,\"\")","v":4},{"$f":"IFERROR('Cost scenario - input'!B32,\"\")","v":"SWITCHGEAR"},{"$f":"IFERROR('Cost scenario - input'!C32,\"\")","v":"˂ = 11 kv ; fuse"},{"$f":"IFERROR(repcalc('Cost scenario - input'!$CY32:$GK32,'Cost scenario - input'!$J32,'Cost scenario - input'!$H32,'Cost scenario - input'!$I32,20,TRUE,TRUE),\"\")","v":1681.8287956032048},1537.8995480276026,1422.0310103105019,1329.9980606133356,1257.9126378520532,1202.3208117359477,1160.2336717458895,1129.1126162220517,1106.8287343695808,1091.6126546649909,1082.0067312683202,1076.8267846530996,1075.1365311441398,1076.2347377387268,1079.6531441985428,1085.1621938027195,1092.7813402929808,1102.7908086779482,1115.7418447534442,1132.4624354924122,{"$f":"IFERROR(IF(OR(D47=\"\",'Cost scenario - input'!$G32=\"\"),\"\",D47/'Cost scenario - input'!$G32),\"\")","v":1273.7122712414553},{"$f":"IFERROR(IF(OR(E47=\"\",'Cost scenario - input'!$G32=\"\"),\"\",E47/'Cost scenario - input'!$G32),\"\")","v":1164.7092328187227},{"$f":"IFERROR(IF(OR(F47=\"\",'Cost scenario - input'!$G32=\"\"),\"\",F47/'Cost scenario - input'!$G32),\"\")","v":1076.957626515572},{"$f":"IFERROR(IF(OR(G47=\"\",'Cost scenario - input'!$G32=\"\"),\"\",G47/'Cost scenario - input'!$G32),\"\")","v":1007.2576084790841},{"$f":"IFERROR(IF(OR(H47=\"\",'Cost scenario - input'!$G32=\"\"),\"\",H47/'Cost scenario - input'!$G32),\"\")","v":952.66460365676937},{"$f":"IFERROR(IF(OR(I47=\"\",'Cost scenario - input'!$G32=\"\"),\"\",I47/'Cost scenario - input'!$G32),\"\")","v":910.56282059185946},{"$f":"IFERROR(IF(OR(J47=\"\",'Cost scenario - input'!$G32=\"\"),\"\",J47/'Cost scenario - input'!$G32),\"\")","v":878.68864480955733},{"$f":"IFERROR(IF(OR(K47=\"\",'Cost scenario - input'!$G32=\"\"),\"\",K47/'Cost scenario - input'!$G32),\"\")","v":855.11949768927514},{"$f":"IFERROR(IF(OR(L47=\"\",'Cost scenario - input'!$G32=\"\"),\"\",L47/'Cost scenario - input'!$G32),\"\")","v":838.24307492817775},{"$f":"IFERROR(IF(OR(M47=\"\",'Cost scenario - input'!$G32=\"\"),\"\",M47/'Cost scenario - input'!$G32),\"\")","v":826.71936485103345},{"$f":"IFERROR(IF(OR(N47=\"\",'Cost scenario - input'!$G32=\"\"),\"\",N47/'Cost scenario - input'!$G32),\"\")","v":819.44443737985966},{"$f":"IFERROR(IF(OR(O47=\"\",'Cost scenario - input'!$G32=\"\"),\"\",O47/'Cost scenario - input'!$G32),\"\")","v":815.521468772454},{"$f":"IFERROR(IF(OR(P47=\"\",'Cost scenario - input'!$G32=\"\"),\"\",P47/'Cost scenario - input'!$G32),\"\")","v":814.24137614857977},{"$f":"IFERROR(IF(OR(Q47=\"\",'Cost scenario - input'!$G32=\"\"),\"\",Q47/'Cost scenario - input'!$G32),\"\")","v":815.07308935240917},{"$f":"IFERROR(IF(OR(R47=\"\",'Cost scenario - input'!$G32=\"\"),\"\",R47/'Cost scenario - input'!$G32),\"\")","v":817.66197727449821},{"$f":"IFERROR(IF(OR(S47=\"\",'Cost scenario - input'!$G32=\"\"),\"\",S47/'Cost scenario - input'!$G32),\"\")","v":821.83418796684816},{"$f":"IFERROR(IF(OR(T47=\"\",'Cost scenario - input'!$G32=\"\"),\"\",T47/'Cost scenario - input'!$G32),\"\")","v":827.60445448054008},{"$f":"IFERROR(IF(OR(U47=\"\",'Cost scenario - input'!$G32=\"\"),\"\",U47/'Cost scenario - input'!$G32),\"\")","v":835.18500176565419},{"$f":"IFERROR(IF(OR(V47=\"\",'Cost scenario - input'!$G32=\"\"),\"\",V47/'Cost scenario - input'!$G32),\"\")","v":844.99330901891028},{"$f":"IFERROR(IF(OR(W47=\"\",'Cost scenario - input'!$G32=\"\"),\"\",W47/'Cost scenario - input'!$G32),\"\")","v":857.65644195034008}]
[{"$f":"IFERROR('Cost scenario - input'!A33,\"\")","v":4},{"$f":"IFERROR('Cost scenario - input'!B33,\"\")","v":"SWITCHGEAR"},{"$f":"IFERROR('Cost scenario - input'!C33,\"\")","v":"˂ = 11 kv ; switch"},{"$f":"IFERROR(repcalc('Cost scenario - input'!$CY33:$GK33,'Cost scenario - input'!$J33,'Cost scenario - input'!$H33,'Cost scenario - input'!$I33,20,TRUE,TRUE),\"\")","v":2963.1954114941086},2949.5141854786416,2933.6046511616387,2918.2346490989044,2905.6667721364929,2897.6027961067161,2895.1831140824679,2899.0333908456555,2909.3469274777267,2925.9893381195634,2948.6121122377122,2976.763254341764,3009.9860697152021,3047.900802386675,3090.2677001060897,3137.0336865550812,3188.3677619352097,3244.6922569874696,3306.7180016792126,3375.4913369752417,{"$f":"IFERROR(IF(OR(D48=\"\",'Cost scenario - input'!$G33=\"\"),\"\",D48/'Cost scenario - input'!$G33),\"\")","v":218.43575147597596},{"$f":"IFERROR(IF(OR(E48=\"\",'Cost scenario - input'!$G33=\"\"),\"\",E48/'Cost scenario - input'!$G33),\"\")","v":217.4272223475192},{"$f":"IFERROR(IF(OR(F48=\"\",'Cost scenario - input'!$G33=\"\"),\"\",F48/'Cost scenario - input'!$G33),\"\")","v":216.25443061374185},{"$f":"IFERROR(IF(OR(G48=\"\",'Cost scenario - input'!$G33=\"\"),\"\",G48/'Cost scenario - input'!$G33),\"\")","v":215.12141119229645},{"$f":"IFERROR(IF(OR(H48=\"\",'Cost scenario - input'!$G33=\"\"),\"\",H48/'Cost scenario - input'!$G33),\"\")","v":214.19495401768921},{"$f":"IFERROR(IF(OR(I48=\"\",'Cost scenario - input'!$G33=\"\"),\"\",I48/'Cost scenario - input'!$G33),\"\")","v":213.60050767874176},{"$f":"IFERROR(IF(OR(J48=\"\",'Cost scenario - input'!$G33=\"\"),\"\",J48/'Cost scenario - input'!$G33),\"\")","v":213.42213771392292},{"$f":"IFERROR(IF(OR(K48=\"\",'Cost scenario - input'!$G33=\"\"),\"\",K48/'Cost scenario - input'!$G33),\"\")","v":213.70596580534578},{"$f":"IFERROR(IF(OR(L48=\"\",'Cost scenario - input'!$G33=\"\"),\"\",L48/'Cost scenario - input'!$G33),\"\")","v":214.46624139023055},{"$f":"IFERROR(IF(OR(M48=\"\",'Cost scenario - input'!$G33=\"\"),\"\",M48/'Cost scenario - input'!$G33),\"\")","v":215.69305804255802},{"$f":"IFERROR(IF(OR(N48=\"\",'Cost scenario - input'!$G33=\"\"),\"\",N48/'Cost scenario - input'!$G33),\"\")","v":217.36072486122302},{"$f":"IFERROR(IF(OR(O48=\"\",'Cost scenario - input'!$G33=\"\"),\"\",O48/'Cost scenario - input'!$G33),\"\")","v":219.43592241874927},{"$f":"IFERROR(IF(OR(P48=\"\",'Cost scenario - input'!$G33=\"\"),\"\",P48/'Cost scenario - input'!$G33),\"\")","v":221.88498487817895},{"$f":"IFERROR(IF(OR(Q48=\"\",'Cost scenario - input'!$G33=\"\"),\"\",Q48/'Cost scenario - input'!$G33),\"\")","v":224.67991804086498},{"$f":"IFERROR(IF(OR(R48=\"\",'Cost scenario - input'!$G33=\"\"),\"\",R48/'Cost scenario - input'!$G33),\"\")","v":227.80304826209459},{"$f":"IFERROR(IF(OR(S48=\"\",'Cost scenario - input'!$G33=\"\"),\"\",S48/'Cost scenario - input'!$G33),\"\")","v":231.25046295296372},{"$f":"IFERROR(IF(OR(T48=\"\",'Cost scenario - input'!$G33=\"\"),\"\",T48/'Cost scenario - input'!$G33),\"\")","v":235.03462018015409},{"$f":"IFERROR(IF(OR(U48=\"\",'Cost scenario - input'!$G33=\"\"),\"\",U48/'Cost scenario - input'!$G33),\"\")","v":239.1866525960796},{"$f":"IFERROR(IF(OR(V48=\"\",'Cost scenario - input'!$G33=\"\"),\"\",V48/'Cost scenario - input'!$G33),\"\")","v":243.75895994376356},{"$f":"IFERROR(IF(OR(W48=\"\",'Cost scenario - input'!$G33=\"\"),\"\",W48/'Cost scenario - input'!$G33),\"\")","v":248.82867458985996}]
[{"$f":"IFERROR('Cost scenario - input'!A34,\"\")","v":4},{"$f":"IFERROR('Cost scenario - input'!B34,\"\")","v":"SWITCHGEAR"},{"$f":"IFERROR('Cost scenario - input'!C34,\"\")","v":"> 11 kv & < = 22 kv ; circuit breaker"},{"$f":"IFERROR(repcalc('Cost scenario - input'!$CY34:$GK34,'Cost scenario - input'!$J34,'Cost scenario - input'!$H34,'Cost scenario - input'!$I34,20,TRUE,TRUE),\"\")","v":649.22574312548261},591.8077044632206,552.30534982109657,526.45072395322268,510.86375171100445,502.89113524526641,500.51569327460157,502.30218940073871,507.35216586298003,515.24894995433192,525.983039115422,539.8562402795319,557.36942289998171,579.10308726090659,605.60199875728699,637.27500606304125,674.31917822646085,716.67406369586024,764.0078015572102,815.73264936784142,{"$f":"IFERROR(IF(OR(D49=\"\",'Cost scenario - input'!$G34=\"\"),\"\",D49/'Cost scenario - input'!$G34),\"\")","v":29.279683184925233},{"$f":"IFERROR(IF(OR(E49=\"\",'Cost scenario - input'!$G34=\"\"),\"\",E49/'Cost scenario - input'!$G34),\"\")","v":26.690164825660357},{"$f":"IFERROR(IF(OR(F49=\"\",'Cost scenario - input'!$G34=\"\"),\"\",F49/'Cost scenario - input'!$G34),\"\")","v":24.908632837400301},{"$f":"IFERROR(IF(OR(G49=\"\",'Cost scenario - input'!$G34=\"\"),\"\",G49/'Cost scenario - input'!$G34),\"\")","v":23.742605053856597},{"$f":"IFERROR(IF(OR(H49=\"\",'Cost scenario - input'!$G34=\"\"),\"\",H49/'Cost scenario - input'!$G34),\"\")","v":23.039642157056981},{"$f":"IFERROR(IF(OR(I49=\"\",'Cost scenario - input'!$G34=\"\"),\"\",I49/'Cost scenario - input'!$G34),\"\")","v":22.680082039881206},{"$f":"IFERROR(IF(OR(J49=\"\",'Cost scenario - input'!$G34=\"\"),\"\",J49/'Cost scenario - input'!$G34),\"\")","v":22.572951062618344},{"$f":"IFERROR(IF(OR(K49=\"\",'Cost scenario - input'!$G34=\"\"),\"\",K49/'Cost scenario - input'!$G34),\"\")","v":22.653520943184958},{"$f":"IFERROR(IF(OR(L49=\"\",'Cost scenario - input'!$G34=\"\"),\"\",L49/'Cost scenario - input'!$G34),\"\")","v":22.881271787127041},{"$f":"IFERROR(IF(OR(M49=\"\",'Cost scenario - input'!$G34=\"\"),\"\",M49/'Cost scenario - input'!$G34),\"\")","v":23.237411910686269},{"$f":"IFERROR(IF(OR(N49=\"\",'Cost scenario - input'!$G34=\"\"),\"\",N49/'Cost scenario - input'!$G34),\"\")","v":23.721512754257891},{"$f":"IFERROR(IF(OR(O49=\"\",'Cost scenario - input'!$G34=\"\"),\"\",O49/'Cost scenario - input'!$G34),\"\")","v":24.347185625592818},{"$f":"IFERROR(IF(OR(P49=\"\",'Cost scenario - input'!$G34=\"\"),\"\",P49/'Cost scenario - input'!$G34),\"\")","v":25.13701943011495},{"$f":"IFERROR(IF(OR(Q49=\"\",'Cost scenario - input'!$G34=\"\"),\"\",Q49/'Cost scenario - input'!$G34),\"\")","v":26.117194374922072},{"$f":"IFERROR(IF(OR(R49=\"\",'Cost scenario - input'!$G34=\"\"),\"\",R49/'Cost scenario - input'!$G34),\"\")","v":27.312279045508568},{"$f":"IFERROR(IF(OR(S49=\"\",'Cost scenario - input'!$G34=\"\"),\"\",S49/'Cost scenario - input'!$G34),\"\")","v":28.740712266535454},{"$f":"IFERROR(IF(OR(T49=\"\",'Cost scenario - input'!$G34=\"\"),\"\",T49/'Cost scenario - input'!$G34),\"\")","v":30.41138173132147},{"$f":"IFERROR(IF(OR(U49=\"\",'Cost scenario - input'!$G34=\"\"),\"\",U49/'Cost scenario - input'!$G34),\"\")","v":32.321561111928858},{"$f":"IFERROR(IF(OR(V49=\"\",'Cost scenario - input'!$G34=\"\"),\"\",V49/'Cost scenario - input'!$G34),\"\")","v":34.456283684491353},{"$f":"IFERROR(IF(OR(W49=\"\",'Cost scenario - input'!$G34=\"\"),\"\",W49/'Cost scenario - input'!$G34),\"\")","v":36.789042624999098}]
[{"$f":"IFERROR('Cost scenario - input'!A35,\"\")","v":4},{"$f":"IFERROR('Cost scenario - input'!B35,\"\")","v":"SWITCHGEAR"},{"$f":"IFERROR('Cost scenario - input'!C35,\"\")","v":"> 11 kv & < = 22 kv ; switch"},{"$f":"IFERROR(repcalc('Cost scenario - input'!$CY35:$GK35,'Cost scenario - input'!$J35,'Cost scenario - input'!$H35,'Cost scenario - input'!$I35,20,TRUE,TRUE),\"\")","v":2557.5068916957789},2297.4664650170926,2089.7752952077103,1924.757255694069,1794.4938851268626,1692.5702320527259,1613.7889798308881,1553.9047408112417,1509.4102221434464,1477.3880975617922,1455.4283532557724,1441.6011758464967,1434.4699973527302,1433.1275250828705,1437.2386055953323,1447.0766121742997,1463.5437039342319,1488.168873799385,1523.0804633586495,1570.9513314944052,{"$f":"IFERROR(IF(OR(D50=\"\",'Cost scenario - input'!$G35=\"\"),\"\",D50/'Cost scenario - input'!$G35),\"\")","v":449.67746240878108},{"$f":"IFERROR(IF(OR(E50=\"\",'Cost scenario - input'!$G35=\"\"),\"\",E50/'Cost scenario - input'!$G35),\"\")","v":403.95546667447672},{"$f":"IFERROR(IF(OR(F50=\"\",'Cost scenario - input'!$G35=\"\"),\"\",F50/'Cost scenario - input'!$G35),\"\")","v":367.43785708060051},{"$f":"IFERROR(IF(OR(G50=\"\",'Cost scenario - input'!$G35=\"\"),\"\",G50/'Cost scenario - input'!$G35),\"\")","v":338.4233142455023},{"$f":"IFERROR(IF(OR(H50=\"\",'Cost scenario - input'!$G35=\"\"),\"\",H50/'Cost scenario - input'!$G35),\"\")","v":315.5195628962199},{"$f":"IFERROR(IF(OR(I50=\"\",'Cost scenario - input'!$G35=\"\"),\"\",I50/'Cost scenario - input'!$G35),\"\")","v":297.59868462893951},{"$f":"IFERROR(IF(OR(J50=\"\",'Cost scenario - input'!$G35=\"\"),\"\",J50/'Cost scenario - input'!$G35),\"\")","v":283.74685349623337},{"$f":"IFERROR(IF(OR(K50=\"\",'Cost scenario - input'!$G35=\"\"),\"\",K50/'Cost scenario - input'!$G35),\"\")","v":273.21761788475851},{"$f":"IFERROR(IF(OR(L50=\"\",'Cost scenario - input'!$G35=\"\"),\"\",L50/'Cost scenario - input'!$G35),\"\")","v":265.39430279982139},{"$f":"IFERROR(IF(OR(M50=\"\",'Cost scenario - input'!$G35=\"\"),\"\",M50/'Cost scenario - input'!$G35),\"\")","v":259.7639650010957},{"$f":"IFERROR(IF(OR(N50=\"\",'Cost scenario - input'!$G35=\"\"),\"\",N50/'Cost scenario - input'!$G35),\"\")","v":255.90286021708121},{"$f":"IFERROR(IF(OR(O50=\"\",'Cost scenario - input'!$G35=\"\"),\"\",O50/'Cost scenario - input'!$G35),\"\")","v":253.4716761331328},{"$f":"IFERROR(IF(OR(P50=\"\",'Cost scenario - input'!$G35=\"\"),\"\",P50/'Cost scenario - input'!$G35),\"\")","v":252.21782604206433},{"$f":"IFERROR(IF(OR(Q50=\"\",'Cost scenario - input'!$G35=\"\"),\"\",Q50/'Cost scenario - input'!$G35),\"\")","v":251.98178385362496},{"$f":"IFERROR(IF(OR(R50=\"\",'Cost scenario - input'!$G35=\"\"),\"\",R50/'Cost scenario - input'!$G35),\"\")","v":252.70462071424285},{"$f":"IFERROR(IF(OR(S50=\"\",'Cost scenario - input'!$G35=\"\"),\"\",S50/'Cost scenario - input'!$G35),\"\")","v":254.43440288920215},{"$f":"IFERROR(IF(OR(T50=\"\",'Cost scenario - input'!$G35=\"\"),\"\",T50/'Cost scenario - input'!$G35),\"\")","v":257.32975384989845},{"$f":"IFERROR(IF(OR(U50=\"\",'Cost scenario - input'!$G35=\"\"),\"\",U50/'Cost scenario - input'!$G35),\"\")","v":261.6595110569279},{"$f":"IFERROR(IF(OR(V50=\"\",'Cost scenario - input'!$G35=\"\"),\"\",V50/'Cost scenario - input'!$G35),\"\")","v":267.79789334345918},{"$f":"IFERROR(IF(OR(W50=\"\",'Cost scenario - input'!$G35=\"\"),\"\",W50/'Cost scenario - input'!$G35),\"\")","v":276.21486010764983}]
[{"$f":"IFERROR('Cost scenario - input'!A36,\"\")","v":4},{"$f":"IFERROR('Cost scenario - input'!B36,\"\")","v":"SWITCHGEAR"},{"$f":"IFERROR('Cost scenario - input'!C36,\"\")","v":"> 132 kv ; circuit breaker"},{"$f":"IFERROR(repcalc('Cost scenario - input'!$CY36:$GK36,'Cost scenario - input'!$J36,'Cost scenario - input'!$H36,'Cost scenario - input'!$I36,20,TRUE,TRUE),\"\")","v":2.8008623608442454E-3},5.0639910554799101E-3,9.0049410136339055E-3,1.5749128317824119E-2,2.7090737365848647E-2,4.5832627662214964E-2,7.626395216021252E-2,0.12481175655787036,0.20090204669114661,0.31805847414363914,0.49524992424342207,0.75846897676245451,1.1424792853510073,1.6926109316854856,2.4664111056248306,3.5348792460850338,4.9829417914526752,6.9087671799533732,9.4215053438018721,12.637077243534399,{"$f":"IFERROR(IF(OR(D51=\"\",'Cost scenario - input'!$G36=\"\"),\"\",D51/'Cost scenario - input'!$G36),\"\")","v":1.5240177458217153E-5},{"$f":"IFERROR(IF(OR(E51=\"\",'Cost scenario - input'!$G36=\"\"),\"\",E51/'Cost scenario - input'!$G36),\"\")","v":2.7554414458651058E-5},{"$f":"IFERROR(IF(OR(F51=\"\",'Cost scenario - input'!$G36=\"\"),\"\",F51/'Cost scenario - input'!$G36),\"\")","v":4.8998087505875207E-5},{"$f":"IFERROR(IF(OR(G51=\"\",'Cost scenario - input'!$G36=\"\"),\"\",G51/'Cost scenario - input'!$G36),\"\")","v":8.5694860886889509E-5},{"$f":"IFERROR(IF(OR(H51=\"\",'Cost scenario - input'!$G36=\"\"),\"\",H51/'Cost scenario - input'!$G36),\"\")","v":1.4740733093540509E-4},{"$f":"IFERROR(IF(OR(I51=\"\",'Cost scenario - input'!$G36=\"\"),\"\",I51/'Cost scenario - input'!$G36),\"\")","v":2.4938654205699883E-4},{"$f":"IFERROR(IF(OR(J51=\"\",'Cost scenario - input'!$G36=\"\"),\"\",J51/'Cost scenario - input'!$G36),\"\")","v":4.1497082499844257E-4},{"$f":"IFERROR(IF(OR(K51=\"\",'Cost scenario - input'!$G36=\"\"),\"\",K51/'Cost scenario - input'!$G36),\"\")","v":6.7913130805913259E-4},{"$f":"IFERROR(IF(OR(L51=\"\",'Cost scenario - input'!$G36=\"\"),\"\",L51/'Cost scenario - input'!$G36),\"\")","v":1.0931571954750428E-3},{"$f":"IFERROR(IF(OR(M51=\"\",'Cost scenario - input'!$G36=\"\"),\"\",M51/'Cost scenario - input'!$G36),\"\")","v":1.7306339846624068E-3},{"$f":"IFERROR(IF(OR(N51=\"\",'Cost scenario - input'!$G36=\"\"),\"\",N51/'Cost scenario - input'!$G36),\"\")","v":2.6947760222545535E-3},{"$f":"IFERROR(IF(OR(O51=\"\",'Cost scenario - input'!$G36=\"\"),\"\",O51/'Cost scenario - input'!$G36),\"\")","v":4.1270152950064901E-3},{"$f":"IFERROR(IF(OR(P51=\"\",'Cost scenario - input'!$G36=\"\"),\"\",P51/'Cost scenario - input'!$G36),\"\")","v":6.2165093488700399E-3},{"$f":"IFERROR(IF(OR(Q51=\"\",'Cost scenario - input'!$G36=\"\"),\"\",Q51/'Cost scenario - input'!$G36),\"\")","v":9.2099102502236647E-3},{"$f":"IFERROR(IF(OR(R51=\"\",'Cost scenario - input'!$G36=\"\"),\"\",R51/'Cost scenario - input'!$G36),\"\")","v":1.3420346340514184E-2},{"$f":"IFERROR(IF(OR(S51=\"\",'Cost scenario - input'!$G36=\"\"),\"\",S51/'Cost scenario - input'!$G36),\"\")","v":1.9234142939985967E-2},{"$f":"IFERROR(IF(OR(T51=\"\",'Cost scenario - input'!$G36=\"\"),\"\",T51/'Cost scenario - input'!$G36),\"\")","v":2.7113405580849351E-2},{"$f":"IFERROR(IF(OR(U51=\"\",'Cost scenario - input'!$G36=\"\"),\"\",U51/'Cost scenario - input'!$G36),\"\")","v":3.7592292756670399E-2},{"$f":"IFERROR(IF(OR(V51=\"\",'Cost scenario - input'!$G36=\"\"),\"\",V51/'Cost scenario - input'!$G36),\"\")","v":5.1264715956910401E-2},{"$f":"IFERROR(IF(OR(W51=\"\",'Cost scenario - input'!$G36=\"\"),\"\",W51/'Cost scenario - input'!$G36),\"\")","v":6.8761429492954579E-2}]
[{"$f":"IFERROR('Cost scenario - input'!A37,\"\")","v":4},{"$f":"IFERROR('Cost scenario - input'!B37,\"\")","v":"SWITCHGEAR"},{"$f":"IFERROR('Cost scenario - input'!C37,\"\")","v":"> 132 kv ; switch"},{"$f":"IFERROR(repcalc('Cost scenario - input'!$CY37:$GK37,'Cost scenario - input'!$J37,'Cost scenario - input'!$H37,'Cost scenario - input'!$I37,20,TRUE,TRUE),\"\")","v":23.882819883906965},21.816013912052714,19.78168866594903,17.935780590177934,16.437564010460239,15.447008930386001,15.123410704543305,15.624759608760975,17.107058637926251,19.722676616425431,23.616868512590315,28.921809558218627,35.747854213979252,44.172203376328909,54.225684586772637,65.878850674668698,79.0290093592711,93.490042278343878,108.98690309427612,125.15646909294122,{"$f":"IFERROR(IF(OR(D52=\"\",'Cost scenario - input'!$G37=\"\"),\"\",D52/'Cost scenario - input'!$G37),\"\")","v":0.24774017629290634},{"$f":"IFERROR(IF(OR(E52=\"\",'Cost scenario - input'!$G37=\"\"),\"\",E52/'Cost scenario - input'!$G37),\"\")","v":0.22630087899387061},{"$f":"IFERROR(IF(OR(F52=\"\",'Cost scenario - input'!$G37=\"\"),\"\",F52/'Cost scenario - input'!$G37),\"\")","v":0.20519850927552599},{"$f":"IFERROR(IF(OR(G52=\"\",'Cost scenario - input'!$G37=\"\"),\"\",G52/'Cost scenario - input'!$G37),\"\")","v":0.18605061994189759},{"$f":"IFERROR(IF(OR(H52=\"\",'Cost scenario - input'!$G37=\"\"),\"\",H52/'Cost scenario - input'!$G37),\"\")","v":0.17050938815317054},{"$f":"IFERROR(IF(OR(I52=\"\",'Cost scenario - input'!$G37=\"\"),\"\",I52/'Cost scenario - input'!$G37),\"\")","v":0.16023420744342595},{"$f":"IFERROR(IF(OR(J52=\"\",'Cost scenario - input'!$G37=\"\"),\"\",J52/'Cost scenario - input'!$G37),\"\")","v":0.15687747310853439},{"$f":"IFERROR(IF(OR(K52=\"\",'Cost scenario - input'!$G37=\"\"),\"\",K52/'Cost scenario - input'!$G37),\"\")","v":0.16207804266099474},{"$f":"IFERROR(IF(OR(L52=\"\",'Cost scenario - input'!$G37=\"\"),\"\",L52/'Cost scenario - input'!$G37),\"\")","v":0.17745415924141822},{"$f":"IFERROR(IF(OR(M52=\"\",'Cost scenario - input'!$G37=\"\"),\"\",M52/'Cost scenario - input'!$G37),\"\")","v":0.20458636817897846},{"$f":"IFERROR(IF(OR(N52=\"\",'Cost scenario - input'!$G37=\"\"),\"\",N52/'Cost scenario - input'!$G37),\"\")","v":0.24498142167617351},{"$f":"IFERROR(IF(OR(O52=\"\",'Cost scenario - input'!$G37=\"\"),\"\",O52/'Cost scenario - input'!$G37),\"\")","v":0.30001039380994637},{"$f":"IFERROR(IF(OR(P52=\"\",'Cost scenario - input'!$G37=\"\"),\"\",P52/'Cost scenario - input'!$G37),\"\")","v":0.37081800843090235},{"$f":"IFERROR(IF(OR(Q52=\"\",'Cost scenario - input'!$G37=\"\"),\"\",Q52/'Cost scenario - input'!$G37),\"\")","v":0.45820508235175977},{"$f":"IFERROR(IF(OR(R52=\"\",'Cost scenario - input'!$G37=\"\"),\"\",R52/'Cost scenario - input'!$G37),\"\")","v":0.56249139441790885},{"$f":"IFERROR(IF(OR(S52=\"\",'Cost scenario - input'!$G37=\"\"),\"\",S52/'Cost scenario - input'!$G37),\"\")","v":0.68337148458394548},{"$f":"IFERROR(IF(OR(T52=\"\",'Cost scenario - input'!$G37=\"\"),\"\",T52/'Cost scenario - input'!$G37),\"\")","v":0.81978010997404538},{"$f":"IFERROR(IF(OR(U52=\"\",'Cost scenario - input'!$G37=\"\"),\"\",U52/'Cost scenario - input'!$G37),\"\")","v":0.96978663609463434},{"$f":"IFERROR(IF(OR(V52=\"\",'Cost scenario - input'!$G37=\"\"),\"\",V52/'Cost scenario - input'!$G37),\"\")","v":1.1305379648400586},{"$f":"IFERROR(IF(OR(W52=\"\",'Cost scenario - input'!$G37=\"\"),\"\",W52/'Cost scenario - input'!$G37),\"\")","v":1.298267368258972}]
[{"$f":"IFERROR('Cost scenario - input'!A38,\"\")","v":4},{"$f":"IFERROR('Cost scenario - input'!B38,\"\")","v":"SWITCHGEAR"},{"$f":"IFERROR('Cost scenario - input'!C38,\"\")","v":"> 22 kv & < = 33 kv ; circuit breaker"},{"$f":"IFERROR(repcalc('Cost scenario - input'!$CY38:$GK38,'Cost scenario - input'!$J38,'Cost scenario - input'!$H38,'Cost scenario - input'!$I38,20,TRUE,TRUE),\"\")","v":555.27683993979667},528.95211830173241,502.51234982429082,476.56475587058833,451.48650513658595,427.44908834105388,404.46249297761534,382.43103452186455,361.21216723811466,340.67033490346245,320.71968658721647,301.35189985888456,282.64798978445771,264.77541998970804,247.97373548549962,232.53309239382719,218.77039399704756,207.0073154598299,197.55347679227393,190.6966369885655,{"$f":"IFERROR(IF(OR(D53=\"\",'Cost scenario - input'!$G38=\"\"),\"\",D53/'Cost scenario - input'!$G38),\"\")","v":4.7896624950395896},{"$f":"IFERROR(IF(OR(E53=\"\",'Cost scenario - input'!$G38=\"\"),\"\",E53/'Cost scenario - input'!$G38),\"\")","v":4.5625928194236138},{"$f":"IFERROR(IF(OR(F53=\"\",'Cost scenario - input'!$G38=\"\"),\"\",F53/'Cost scenario - input'!$G38),\"\")","v":4.3345307819943883},{"$f":"IFERROR(IF(OR(G53=\"\",'Cost scenario - input'!$G38=\"\"),\"\",G53/'Cost scenario - input'!$G38),\"\")","v":4.1107141041548454},{"$f":"IFERROR(IF(OR(H53=\"\",'Cost scenario - input'!$G38=\"\"),\"\",H53/'Cost scenario - input'!$G38),\"\")","v":3.8943961374359866},{"$f":"IFERROR(IF(OR(I53=\"\",'Cost scenario - input'!$G38=\"\"),\"\",I53/'Cost scenario - input'!$G38),\"\")","v":3.6870561127454606},{"$f":"IFERROR(IF(OR(J53=\"\",'Cost scenario - input'!$G38=\"\"),\"\",J53/'Cost scenario - input'!$G38),\"\")","v":3.4887801794058864},{"$f":"IFERROR(IF(OR(K53=\"\",'Cost scenario - input'!$G38=\"\"),\"\",K53/'Cost scenario - input'!$G38),\"\")","v":3.2987429895098099},{"$f":"IFERROR(IF(OR(L53=\"\",'Cost scenario - input'!$G38=\"\"),\"\",L53/'Cost scenario - input'!$G38),\"\")","v":3.1157149834665212},{"$f":"IFERROR(IF(OR(M53=\"\",'Cost scenario - input'!$G38=\"\"),\"\",M53/'Cost scenario - input'!$G38),\"\")","v":2.9385268912649041},{"$f":"IFERROR(IF(OR(N53=\"\",'Cost scenario - input'!$G38=\"\"),\"\",N53/'Cost scenario - input'!$G38),\"\")","v":2.7664381868226147},{"$f":"IFERROR(IF(OR(O53=\"\",'Cost scenario - input'!$G38=\"\"),\"\",O53/'Cost scenario - input'!$G38),\"\")","v":2.5993770831852392},{"$f":"IFERROR(IF(OR(P53=\"\",'Cost scenario - input'!$G38=\"\"),\"\",P53/'Cost scenario - input'!$G38),\"\")","v":2.4380423936206821},{"$f":"IFERROR(IF(OR(Q53=\"\",'Cost scenario - input'!$G38=\"\"),\"\",Q53/'Cost scenario - input'!$G38),\"\")","v":2.2838786124603314},{"$f":"IFERROR(IF(OR(R53=\"\",'Cost scenario - input'!$G38=\"\"),\"\",R53/'Cost scenario - input'!$G38),\"\")","v":2.1389519878742598},{"$f":"IFERROR(IF(OR(S53=\"\",'Cost scenario - input'!$G38=\"\"),\"\",S53/'Cost scenario - input'!$G38),\"\")","v":2.0057653253015983},{"$f":"IFERROR(IF(OR(T53=\"\",'Cost scenario - input'!$G38=\"\"),\"\",T53/'Cost scenario - input'!$G38),\"\")","v":1.8870521436952057},{"$f":"IFERROR(IF(OR(U53=\"\",'Cost scenario - input'!$G38=\"\"),\"\",U53/'Cost scenario - input'!$G38),\"\")","v":1.7855871229282219},{"$f":"IFERROR(IF(OR(V53=\"\",'Cost scenario - input'!$G38=\"\"),\"\",V53/'Cost scenario - input'!$G38),\"\")","v":1.7040409584869727},{"$f":"IFERROR(IF(OR(W53=\"\",'Cost scenario - input'!$G38=\"\"),\"\",W53/'Cost scenario - input'!$G38),\"\")","v":1.6448957788575149}]
[{"$f":"IFERROR('Cost scenario - input'!A39,\"\")","v":4},{"$f":"IFERROR('Cost scenario - input'!B39,\"\")","v":"SWITCHGEAR"},{"$f":"IFERROR('Cost scenario - input'!C39,\"\")","v":"> 22 kv & < = 33 kv ; switch"},{"$f":"IFERROR(repcalc('Cost scenario - input'!$CY39:$GK39,'Cost scenario - input'!$J39,'Cost scenario - input'!$H39,'Cost scenario - input'!$I39,20,TRUE,TRUE),\"\")","v":297.42897693009041},288.53610817854604,279.93258281447271,271.40591526328706,262.91098900725564,254.52940336305872,246.42648067547162,238.80843039171521,231.88254790396476,225.82339047149867,220.74753233340519,216.69876490072707,213.64456973077077,211.4835064230447,210.06200661157683,209.19812313697076,208.70918567549251,208.44013468669792,208.28954675244125,208.23095901635457,{"$f":"IFERROR(IF(OR(D54=\"\",'Cost scenario - input'!$G39=\"\"),\"\",D54/'Cost scenario - input'!$G39),\"\")","v":30.046010746808946},{"$f":"IFERROR(IF(OR(E54=\"\",'Cost scenario - input'!$G39=\"\"),\"\",E54/'Cost scenario - input'!$G39),\"\")","v":29.147661053928594},{"$f":"IFERROR(IF(OR(F54=\"\",'Cost scenario - input'!$G39=\"\"),\"\",F54/'Cost scenario - input'!$G39),\"\")","v":28.27854057273839},{"$f":"IFERROR(IF(OR(G54=\"\",'Cost scenario - input'!$G39=\"\"),\"\",G54/'Cost scenario - input'!$G39),\"\")","v":27.417184199456681},{"$f":"IFERROR(IF(OR(H54=\"\",'Cost scenario - input'!$G39=\"\"),\"\",H54/'Cost scenario - input'!$G39),\"\")","v":26.559034303584021},{"$f":"IFERROR(IF(OR(I54=\"\",'Cost scenario - input'!$G39=\"\"),\"\",I54/'Cost scenario - input'!$G39),\"\")","v":25.712333975525425},{"$f":"IFERROR(IF(OR(J54=\"\",'Cost scenario - input'!$G39=\"\"),\"\",J54/'Cost scenario - input'!$G39),\"\")","v":24.893783931529448},{"$f":"IFERROR(IF(OR(K54=\"\",'Cost scenario - input'!$G39=\"\"),\"\",K54/'Cost scenario - input'!$G39),\"\")","v":24.124215266572918},{"$f":"IFERROR(IF(OR(L54=\"\",'Cost scenario - input'!$G39=\"\"),\"\",L54/'Cost scenario - input'!$G39),\"\")","v":23.424568776826231},{"$f":"IFERROR(IF(OR(M54=\"\",'Cost scenario - input'!$G39=\"\"),\"\",M54/'Cost scenario - input'!$G39),\"\")","v":22.812478081388459},{"$f":"IFERROR(IF(OR(N54=\"\",'Cost scenario - input'!$G39=\"\"),\"\",N54/'Cost scenario - input'!$G39),\"\")","v":22.299719406223193},{"$f":"IFERROR(IF(OR(O54=\"\",'Cost scenario - input'!$G39=\"\"),\"\",O54/'Cost scenario - input'!$G39),\"\")","v":21.890716520730397},{"$f":"IFERROR(IF(OR(P54=\"\",'Cost scenario - input'!$G39=\"\"),\"\",P54/'Cost scenario - input'!$G39),\"\")","v":21.582184440747724},{"$f":"IFERROR(IF(OR(Q54=\"\",'Cost scenario - input'!$G39=\"\"),\"\",Q54/'Cost scenario - input'!$G39),\"\")","v":21.36387574722815},{"$f":"IFERROR(IF(OR(R54=\"\",'Cost scenario - input'!$G39=\"\"),\"\",R54/'Cost scenario - input'!$G39),\"\")","v":21.220277100409049},{"$f":"IFERROR(IF(OR(S54=\"\",'Cost scenario - input'!$G39=\"\"),\"\",S54/'Cost scenario - input'!$G39),\"\")","v":21.133008360053246},{"$f":"IFERROR(IF(OR(T54=\"\",'Cost scenario - input'!$G39=\"\"),\"\",T54/'Cost scenario - input'!$G39),\"\")","v":21.083616332505283},{"$f":"IFERROR(IF(OR(U54=\"\",'Cost scenario - input'!$G39=\"\"),\"\",U54/'Cost scenario - input'!$G39),\"\")","v":21.056437040883466},{"$f":"IFERROR(IF(OR(V54=\"\",'Cost scenario - input'!$G39=\"\"),\"\",V54/'Cost scenario - input'!$G39),\"\")","v":21.041224781682242},{"$f":"IFERROR(IF(OR(W54=\"\",'Cost scenario - input'!$G39=\"\"),\"\",W54/'Cost scenario - input'!$G39),\"\")","v":21.035306300684656}]
[{"$f":"IFERROR('Cost scenario - input'!A40,\"\")","v":4},{"$f":"IFERROR('Cost scenario - input'!B40,\"\")","v":"SWITCHGEAR"},{"$f":"IFERROR('Cost scenario - input'!C40,\"\")","v":"> 33 kv & < = 66 kv ; circuit breaker"},{"$f":"IFERROR(repcalc('Cost scenario - input'!$CY40:$GK40,'Cost scenario - input'!$J40,'Cost scenario - input'!$H40,'Cost scenario - input'!$I40,20,TRUE,TRUE),\"\")","v":2095.599151997043},1870.8451956109361,1699.6992799565612,1568.7734118784074,1468.139413202452,1390.4902217379254,1330.5197823447775,1284.4778061146005,1249.8495386025395,1225.1158273978556,1209.5592245819378,1203.0931764346233,1206.1009000400322,1219.2773068149354,1243.4715167465249,1279.530037503325,1328.1426662288845,1389.6954477485565,1464.1378679255613,1550.8745004111233,{"$f":"IFERROR(IF(OR(D55=\"\",'Cost scenario - input'!$G40=\"\"),\"\",D55/'Cost scenario - input'!$G40),\"\")","v":14.539628586854478},{"$f":"IFERROR(IF(OR(E55=\"\",'Cost scenario - input'!$G40=\"\"),\"\",E55/'Cost scenario - input'!$G40),\"\")","v":12.980246848144604},{"$f":"IFERROR(IF(OR(F55=\"\",'Cost scenario - input'!$G40=\"\"),\"\",F55/'Cost scenario - input'!$G40),\"\")","v":11.792806948008948},{"$f":"IFERROR(IF(OR(G55=\"\",'Cost scenario - input'!$G40=\"\"),\"\",G55/'Cost scenario - input'!$G40),\"\")","v":10.884420679359346},{"$f":"IFERROR(IF(OR(H55=\"\",'Cost scenario - input'!$G40=\"\"),\"\",H55/'Cost scenario - input'!$G40),\"\")","v":10.18620462856355},{"$f":"IFERROR(IF(OR(I55=\"\",'Cost scenario - input'!$G40=\"\"),\"\",I55/'Cost scenario - input'!$G40),\"\")","v":9.6474611370480687},{"$f":"IFERROR(IF(OR(J55=\"\",'Cost scenario - input'!$G40=\"\"),\"\",J55/'Cost scenario - input'!$G40),\"\")","v":9.2313758785023694},{"$f":"IFERROR(IF(OR(K55=\"\",'Cost scenario - input'!$G40=\"\"),\"\",K55/'Cost scenario - input'!$G40),\"\")","v":8.911928701233947},{"$f":"IFERROR(IF(OR(L55=\"\",'Cost scenario - input'!$G40=\"\"),\"\",L55/'Cost scenario - input'!$G40),\"\")","v":8.6716718048939185},{"$f":"IFERROR(IF(OR(M55=\"\",'Cost scenario - input'!$G40=\"\"),\"\",M55/'Cost scenario - input'!$G40),\"\")","v":8.5000650478727007},{"$f":"IFERROR(IF(OR(N55=\"\",'Cost scenario - input'!$G40=\"\"),\"\",N55/'Cost scenario - input'!$G40),\"\")","v":8.3921306526897723},{"$f":"IFERROR(IF(OR(O55=\"\",'Cost scenario - input'!$G40=\"\"),\"\",O55/'Cost scenario - input'!$G40),\"\")","v":8.3472680946967142},{"$f":"IFERROR(IF(OR(P55=\"\",'Cost scenario - input'!$G40=\"\"),\"\",P55/'Cost scenario - input'!$G40),\"\")","v":8.3681362001609134},{"$f":"IFERROR(IF(OR(Q55=\"\",'Cost scenario - input'!$G40=\"\"),\"\",Q55/'Cost scenario - input'!$G40),\"\")","v":8.4595563844236494},{"$f":"IFERROR(IF(OR(R55=\"\",'Cost scenario - input'!$G40=\"\"),\"\",R55/'Cost scenario - input'!$G40),\"\")","v":8.6274199885019716},{"$f":"IFERROR(IF(OR(S55=\"\",'Cost scenario - input'!$G40=\"\"),\"\",S55/'Cost scenario - input'!$G40),\"\")","v":8.8776002286951581},{"$f":"IFERROR(IF(OR(T55=\"\",'Cost scenario - input'!$G40=\"\"),\"\",T55/'Cost scenario - input'!$G40),\"\")","v":9.2148830366342231},{"$f":"IFERROR(IF(OR(U55=\"\",'Cost scenario - input'!$G40=\"\"),\"\",U55/'Cost scenario - input'!$G40),\"\")","v":9.6419468579432586},{"$f":"IFERROR(IF(OR(V55=\"\",'Cost scenario - input'!$G40=\"\"),\"\",V55/'Cost scenario - input'!$G40),\"\")","v":10.158441216823272},{"$f":"IFERROR(IF(OR(W55=\"\",'Cost scenario - input'!$G40=\"\"),\"\",W55/'Cost scenario - input'!$G40),\"\")","v":10.760234942504425}]
[{"$f":"IFERROR('Cost scenario - input'!A41,\"\")","v":4},{"$f":"IFERROR('Cost scenario - input'!B41,\"\")","v":"SWITCHGEAR"},{"$f":"IFERROR('Cost scenario - input'!C41,\"\")","v":"> 33 kv & < = 66 kv ; switch"},{"$f":"IFERROR(repcalc('Cost scenario - input'!$CY41:$GK41,'Cost scenario - input'!$J41,'Cost scenario - input'!$H41,'Cost scenario - input'!$I41,20,TRUE,TRUE),\"\")","v":424.33710509233305},463.65040922695533,504.1764163754471,545.62178791478198,587.76428231321859,630.47283769320904,673.71557758159804,717.55371352380996,762.12088474387633,807.58922563197984,854.12518329207251,901.83960412716988,950.73767022546974,1000.67473539441,1051.3238947134621,1102.160208601561,1152.4649663527327,1201.3513681658803,1247.8107451397188,1290.7761775402951,{"$f":"IFERROR(IF(OR(D56=\"\",'Cost scenario - input'!$G41=\"\"),\"\",D56/'Cost scenario - input'!$G41),\"\")","v":11.694570681252818},{"$f":"IFERROR(IF(OR(E56=\"\",'Cost scenario - input'!$G41=\"\"),\"\",E56/'Cost scenario - input'!$G41),\"\")","v":12.778030525792904},{"$f":"IFERROR(IF(OR(F56=\"\",'Cost scenario - input'!$G41=\"\"),\"\",F56/'Cost scenario - input'!$G41),\"\")","v":13.894912008320501},{"$f":"IFERROR(IF(OR(G56=\"\",'Cost scenario - input'!$G41=\"\"),\"\",G56/'Cost scenario - input'!$G41),\"\")","v":15.037130826946015},{"$f":"IFERROR(IF(OR(H56=\"\",'Cost scenario - input'!$G41=\"\"),\"\",H56/'Cost scenario - input'!$G41),\"\")","v":16.198562088818765},{"$f":"IFERROR(IF(OR(I56=\"\",'Cost scenario - input'!$G41=\"\"),\"\",I56/'Cost scenario - input'!$G41),\"\")","v":17.375593777991504},{"$f":"IFERROR(IF(OR(J56=\"\",'Cost scenario - input'!$G41=\"\"),\"\",J56/'Cost scenario - input'!$G41),\"\")","v":18.567347390878496},{"$f":"IFERROR(IF(OR(K56=\"\",'Cost scenario - input'!$G41=\"\"),\"\",K56/'Cost scenario - input'!$G41),\"\")","v":19.775509894600656},{"$f":"IFERROR(IF(OR(L56=\"\",'Cost scenario - input'!$G41=\"\"),\"\",L56/'Cost scenario - input'!$G41),\"\")","v":21.003764335802906},{"$f":"IFERROR(IF(OR(M56=\"\",'Cost scenario - input'!$G41=\"\"),\"\",M56/'Cost scenario - input'!$G41),\"\")","v":22.25685467340023},{"$f":"IFERROR(IF(OR(N56=\"\",'Cost scenario - input'!$G41=\"\"),\"\",N56/'Cost scenario - input'!$G41),\"\")","v":23.539368126842685},{"$f":"IFERROR(IF(OR(O56=\"\",'Cost scenario - input'!$G41=\"\"),\"\",O56/'Cost scenario - input'!$G41),\"\")","v":24.854359581218734},{"$f":"IFERROR(IF(OR(P56=\"\",'Cost scenario - input'!$G41=\"\"),\"\",P56/'Cost scenario - input'!$G41),\"\")","v":26.201971852925944},{"$f":"IFERROR(IF(OR(Q56=\"\",'Cost scenario - input'!$G41=\"\"),\"\",Q56/'Cost scenario - input'!$G41),\"\")","v":27.578218547415286},{"$f":"IFERROR(IF(OR(R56=\"\",'Cost scenario - input'!$G41=\"\"),\"\",R56/'Cost scenario - input'!$G41),\"\")","v":28.974090288289336},{"$f":"IFERROR(IF(OR(S56=\"\",'Cost scenario - input'!$G41=\"\"),\"\",S56/'Cost scenario - input'!$G41),\"\")","v":30.375119938546682},{"$f":"IFERROR(IF(OR(T56=\"\",'Cost scenario - input'!$G41=\"\"),\"\",T56/'Cost scenario - input'!$G41),\"\")","v":31.761500102016878},{"$f":"IFERROR(IF(OR(U56=\"\",'Cost scenario - input'!$G41=\"\"),\"\",U56/'Cost scenario - input'!$G41),\"\")","v":33.108790910421625},{"$f":"IFERROR(IF(OR(V56=\"\",'Cost scenario - input'!$G41=\"\"),\"\",V56/'Cost scenario - input'!$G41),\"\")","v":34.389193829014623},{"$f":"IFERROR(IF(OR(W56=\"\",'Cost scenario - input'!$G41=\"\"),\"\",W56/'Cost scenario - input'!$G41),\"\")","v":35.573304952056276}]
[{"$f":"IFERROR('Cost scenario - input'!A42,\"\")","v":4},{"$f":"IFERROR('Cost scenario - input'!B42,\"\")","v":"SWITCHGEAR"},{"$f":"IFERROR('Cost scenario - input'!C42,\"\")","v":"> 66 kv & < = 132 kv ; circuit breaker"},{"$f":"IFERROR(repcalc('Cost scenario - input'!$CY42:$GK42,'Cost scenario - input'!$J42,'Cost scenario - input'!$H42,'Cost scenario - input'!$I42,20,TRUE,TRUE),\"\")","v":60.612326221906038},66.156163378363786,71.349587451479806,76.111200981322867,80.403810094052076,84.243934649911566,87.7075396058287,90.930987054168071,94.10661230357691,97.472828064554719,101.2992037658849,105.86749174044702,111.45002077705354,118.28720340528751,126.56607568141311,136.40179518087095,147.82386967158095,160.76859395674822,175.07876148457078,190.51121831777874,{"$f":"IFERROR(IF(OR(D57=\"\",'Cost scenario - input'!$G42=\"\"),\"\",D57/'Cost scenario - input'!$G42),\"\")","v":0.32980649841670878},{"$f":"IFERROR(IF(OR(E57=\"\",'Cost scenario - input'!$G42=\"\"),\"\",E57/'Cost scenario - input'!$G42),\"\")","v":0.35997187292601063},{"$f":"IFERROR(IF(OR(F57=\"\",'Cost scenario - input'!$G42=\"\"),\"\",F57/'Cost scenario - input'!$G42),\"\")","v":0.38823056410504014},{"$f":"IFERROR(IF(OR(G57=\"\",'Cost scenario - input'!$G42=\"\"),\"\",G57/'Cost scenario - input'!$G42),\"\")","v":0.41413966845688072},{"$f":"IFERROR(IF(OR(H57=\"\",'Cost scenario - input'!$G42=\"\"),\"\",H57/'Cost scenario - input'!$G42),\"\")","v":0.43749680501286414},{"$f":"IFERROR(IF(OR(I57=\"\",'Cost scenario - input'!$G42=\"\"),\"\",I57/'Cost scenario - input'!$G42),\"\")","v":0.45839186237488155},{"$f":"IFERROR(IF(OR(J57=\"\",'Cost scenario - input'!$G42=\"\"),\"\",J57/'Cost scenario - input'!$G42),\"\")","v":0.47723818446170718},{"$f":"IFERROR(IF(OR(K57=\"\",'Cost scenario - input'!$G42=\"\"),\"\",K57/'Cost scenario - input'!$G42),\"\")","v":0.49477775078481689},{"$f":"IFERROR(IF(OR(L57=\"\",'Cost scenario - input'!$G42=\"\"),\"\",L57/'Cost scenario - input'!$G42),\"\")","v":0.51205710482176348},{"$f":"IFERROR(IF(OR(M57=\"\",'Cost scenario - input'!$G42=\"\"),\"\",M57/'Cost scenario - input'!$G42),\"\")","v":0.53037350846841957},{"$f":"IFERROR(IF(OR(N57=\"\",'Cost scenario - input'!$G42=\"\"),\"\",N57/'Cost scenario - input'!$G42),\"\")","v":0.55119375494868739},{"$f":"IFERROR(IF(OR(O57=\"\",'Cost scenario - input'!$G42=\"\"),\"\",O57/'Cost scenario - input'!$G42),\"\")","v":0.57605092764873422},{"$f":"IFERROR(IF(OR(P57=\"\",'Cost scenario - input'!$G42=\"\"),\"\",P57/'Cost scenario - input'!$G42),\"\")","v":0.60642683414557774},{"$f":"IFERROR(IF(OR(Q57=\"\",'Cost scenario - input'!$G42=\"\"),\"\",Q57/'Cost scenario - input'!$G42),\"\")","v":0.64362961784006711},{"$f":"IFERROR(IF(OR(R57=\"\",'Cost scenario - input'!$G42=\"\"),\"\",R57/'Cost scenario - input'!$G42),\"\")","v":0.68867698768084618},{"$f":"IFERROR(IF(OR(S57=\"\",'Cost scenario - input'!$G42=\"\"),\"\",S57/'Cost scenario - input'!$G42),\"\")","v":0.74219554421419953},{"$f":"IFERROR(IF(OR(T57=\"\",'Cost scenario - input'!$G42=\"\"),\"\",T57/'Cost scenario - input'!$G42),\"\")","v":0.80434584642573903},{"$f":"IFERROR(IF(OR(U57=\"\",'Cost scenario - input'!$G42=\"\"),\"\",U57/'Cost scenario - input'!$G42),\"\")","v":0.87478125875145485},{"$f":"IFERROR(IF(OR(V57=\"\",'Cost scenario - input'!$G42=\"\"),\"\",V57/'Cost scenario - input'!$G42),\"\")","v":0.95264638187556838},{"$f":"IFERROR(IF(OR(W57=\"\",'Cost scenario - input'!$G42=\"\"),\"\",W57/'Cost scenario - input'!$G42),\"\")","v":1.0366181557272018}]
[{"$f":"IFERROR('Cost scenario - input'!A43,\"\")","v":4},{"$f":"IFERROR('Cost scenario - input'!B43,\"\")","v":"SWITCHGEAR"},{"$f":"IFERROR('Cost scenario - input'!C43,\"\")","v":"> 66 kv & < = 132 kv ; switch"},{"$f":"IFERROR(repcalc('Cost scenario - input'!$CY43:$GK43,'Cost scenario - input'!$J43,'Cost scenario - input'!$H43,'Cost scenario - input'!$I43,20,TRUE,TRUE),\"\")","v":249.33629942781403},260.23370666271836,269.61213183684532,277.75751086584461,285.07722731875549,292.05817279273572,299.21335722524123,307.02347763072453,315.88093744900743,326.04376427447954,337.60566534340393,350.48626968829569,364.44280189327714,379.10149778939609,394.00450635399221,408.66623806875003,422.63236347550327,435.53496951834944,447.13856933420533,457.37339845598348,{"$f":"IFERROR(IF(OR(D58=\"\",'Cost scenario - input'!$G43=\"\"),\"\",D58/'Cost scenario - input'!$G43),\"\")","v":2.5864039119639561},{"$f":"IFERROR(IF(OR(E58=\"\",'Cost scenario - input'!$G43=\"\"),\"\",E58/'Cost scenario - input'!$G43),\"\")","v":2.699444398917926},{"$f":"IFERROR(IF(OR(F58=\"\",'Cost scenario - input'!$G43=\"\"),\"\",F58/'Cost scenario - input'!$G43),\"\")","v":2.7967282505435724},{"$f":"IFERROR(IF(OR(G58=\"\",'Cost scenario - input'!$G43=\"\"),\"\",G58/'Cost scenario - input'!$G43),\"\")","v":2.8812215242200439},{"$f":"IFERROR(IF(OR(H58=\"\",'Cost scenario - input'!$G43=\"\"),\"\",H58/'Cost scenario - input'!$G43),\"\")","v":2.9571500725771056},{"$f":"IFERROR(IF(OR(I58=\"\",'Cost scenario - input'!$G43=\"\"),\"\",I58/'Cost scenario - input'!$G43),\"\")","v":3.0295644972900098},{"$f":"IFERROR(IF(OR(J58=\"\",'Cost scenario - input'!$G43=\"\"),\"\",J58/'Cost scenario - input'!$G43),\"\")","v":3.1037863296085471},{"$f":"IFERROR(IF(OR(K58=\"\",'Cost scenario - input'!$G43=\"\"),\"\",K58/'Cost scenario - input'!$G43),\"\")","v":3.1848019138456096},{"$f":"IFERROR(IF(OR(L58=\"\",'Cost scenario - input'!$G43=\"\"),\"\",L58/'Cost scenario - input'!$G43),\"\")","v":3.2766817114388314},{"$f":"IFERROR(IF(OR(M58=\"\",'Cost scenario - input'!$G43=\"\"),\"\",M58/'Cost scenario - input'!$G43),\"\")","v":3.3821022824440701},{"$f":"IFERROR(IF(OR(N58=\"\",'Cost scenario - input'!$G43=\"\"),\"\",N58/'Cost scenario - input'!$G43),\"\")","v":3.5020356664841414},{"$f":"IFERROR(IF(OR(O58=\"\",'Cost scenario - input'!$G43=\"\"),\"\",O58/'Cost scenario - input'!$G43),\"\")","v":3.6356481631103414},{"$f":"IFERROR(IF(OR(P58=\"\",'Cost scenario - input'!$G43=\"\"),\"\",P58/'Cost scenario - input'!$G43),\"\")","v":3.780421425468258},{"$f":"IFERROR(IF(OR(Q58=\"\",'Cost scenario - input'!$G43=\"\"),\"\",Q58/'Cost scenario - input'!$G43),\"\")","v":3.9324783401534318},{"$f":"IFERROR(IF(OR(R58=\"\",'Cost scenario - input'!$G43=\"\"),\"\",R58/'Cost scenario - input'!$G43),\"\")","v":4.0870695478514634},{"$f":"IFERROR(IF(OR(S58=\"\",'Cost scenario - input'!$G43=\"\"),\"\",S58/'Cost scenario - input'!$G43),\"\")","v":4.2391579535518709},{"$f":"IFERROR(IF(OR(T58=\"\",'Cost scenario - input'!$G43=\"\"),\"\",T58/'Cost scenario - input'!$G43),\"\")","v":4.3840307276722053},{"$f":"IFERROR(IF(OR(U58=\"\",'Cost scenario - input'!$G43=\"\"),\"\",U58/'Cost scenario - input'!$G43),\"\")","v":4.5178714513066254},{"$f":"IFERROR(IF(OR(V58=\"\",'Cost scenario - input'!$G43=\"\"),\"\",V58/'Cost scenario - input'!$G43),\"\")","v":4.6382373828836378},{"$f":"IFERROR(IF(OR(W58=\"\",'Cost scenario - input'!$G43=\"\"),\"\",W58/'Cost scenario - input'!$G43),\"\")","v":4.7444048448199752}]
[{"$f":"IFERROR('Cost scenario - input'!A44,\"\")","v":5},{"$f":"IFERROR('Cost scenario - input'!B44,\"\")","v":"TRANSFORMERS"},{"$f":"IFERROR('Cost scenario - input'!C44,\"\")","v":"ground outdoor / indoor chamber mounted ; ˂ 22 kv ; < = 60 kva ; single phase"},{"$f":"IFERROR(repcalc('Cost scenario - input'!$CY44:$GK44,'Cost scenario - input'!$J44,'Cost scenario - input'!$H44,'Cost scenario - input'!$I44,20,TRUE,TRUE),\"\")","v":1.9076953079038794E-2},2.9883830866419249E-2,4.6027470348546283E-2,6.9703009626727264E-2,0.10378618480055399,0.15194316377466668,0.21871390252019932,0.30954602251094687,0.4307523799260834,0.5893642227814041,0.79285447589879565,1.0487134352620231,1.3638726556888308,1.7439918783520334,2.1926471240630616,2.7104829699674258,3.2944147949814484,3.9369829797528384,4.6259662389122873,5.3443519096332954,{"$f":"IFERROR(IF(OR(D59=\"\",'Cost scenario - input'!$G44=\"\"),\"\",D59/'Cost scenario - input'!$G44),\"\")","v":2.1463146302199391E-4},{"$f":"IFERROR(IF(OR(E59=\"\",'Cost scenario - input'!$G44=\"\"),\"\",E59/'Cost scenario - input'!$G44),\"\")","v":3.3621775516179847E-4},{"$f":"IFERROR(IF(OR(F59=\"\",'Cost scenario - input'!$G44=\"\"),\"\",F59/'Cost scenario - input'!$G44),\"\")","v":5.1784701986632396E-4},{"$f":"IFERROR(IF(OR(G59=\"\",'Cost scenario - input'!$G44=\"\"),\"\",G59/'Cost scenario - input'!$G44),\"\")","v":7.8421637203997317E-4},{"$f":"IFERROR(IF(OR(H59=\"\",'Cost scenario - input'!$G44=\"\"),\"\",H59/'Cost scenario - input'!$G44),\"\")","v":1.1676802156466964E-3},{"$f":"IFERROR(IF(OR(I59=\"\",'Cost scenario - input'!$G44=\"\"),\"\",I59/'Cost scenario - input'!$G44),\"\")","v":1.7094859646627754E-3},{"$f":"IFERROR(IF(OR(J59=\"\",'Cost scenario - input'!$G44=\"\"),\"\",J59/'Cost scenario - input'!$G44),\"\")","v":2.4607118697974693E-3},{"$f":"IFERROR(IF(OR(K59=\"\",'Cost scenario - input'!$G44=\"\"),\"\",K59/'Cost scenario - input'!$G44),\"\")","v":3.4826481676030379E-3},{"$f":"IFERROR(IF(OR(L59=\"\",'Cost scenario - input'!$G44=\"\"),\"\",L59/'Cost scenario - input'!$G44),\"\")","v":4.8463196989945809E-3},{"$f":"IFERROR(IF(OR(M59=\"\",'Cost scenario - input'!$G44=\"\"),\"\",M59/'Cost scenario - input'!$G44),\"\")","v":6.6308338058127005E-3},{"$f":"IFERROR(IF(OR(N59=\"\",'Cost scenario - input'!$G44=\"\"),\"\",N59/'Cost scenario - input'!$G44),\"\")","v":8.9202670584053734E-3},{"$f":"IFERROR(IF(OR(O59=\"\",'Cost scenario - input'!$G44=\"\"),\"\",O59/'Cost scenario - input'!$G44),\"\")","v":1.1798891467025103E-2},{"$f":"IFERROR(IF(OR(P59=\"\",'Cost scenario - input'!$G44=\"\"),\"\",P59/'Cost scenario - input'!$G44),\"\")","v":1.5344692742775006E-2},{"$f":"IFERROR(IF(OR(Q59=\"\",'Cost scenario - input'!$G44=\"\"),\"\",Q59/'Cost scenario - input'!$G44),\"\")","v":1.9621347643846713E-2},{"$f":"IFERROR(IF(OR(R59=\"\",'Cost scenario - input'!$G44=\"\"),\"\",R59/'Cost scenario - input'!$G44),\"\")","v":2.4669089355035222E-2},{"$f":"IFERROR(IF(OR(S59=\"\",'Cost scenario - input'!$G44=\"\"),\"\",S59/'Cost scenario - input'!$G44),\"\")","v":3.049516990108464E-2},{"$f":"IFERROR(IF(OR(T59=\"\",'Cost scenario - input'!$G44=\"\"),\"\",T59/'Cost scenario - input'!$G44),\"\")","v":3.7064884749603705E-2},{"$f":"IFERROR(IF(OR(U59=\"\",'Cost scenario - input'!$G44=\"\"),\"\",U59/'Cost scenario - input'!$G44),\"\")","v":4.4294307027756066E-2},{"$f":"IFERROR(IF(OR(V59=\"\",'Cost scenario - input'!$G44=\"\"),\"\",V59/'Cost scenario - input'!$G44),\"\")","v":5.2045937191041287E-2},{"$f":"IFERROR(IF(OR(W59=\"\",'Cost scenario - input'!$G44=\"\"),\"\",W59/'Cost scenario - input'!$G44),\"\")","v":6.0128368745077238E-2}]
[{"$f":"IFERROR('Cost scenario - input'!A45,\"\")","v":5},{"$f":"IFERROR('Cost scenario - input'!B45,\"\")","v":"TRANSFORMERS"},{"$f":"IFERROR('Cost scenario - input'!C45,\"\")","v":"ground outdoor / indoor chamber mounted ; ˂ 22 kv ; > 60 kva and < = 600 kva ; multiple phase"},{"$f":"IFERROR(repcalc('Cost scenario - input'!$CY45:$GK45,'Cost scenario - input'!$J45,'Cost scenario - input'!$H45,'Cost scenario - input'!$I45,20,TRUE,TRUE),\"\")","v":0.11560512370970967},0.1646826112524736,0.23083740157074314,0.31841203262273543,0.43225327702108768,0.57756003985666715,0.75965179956054851,0.98365661004767302,1.2541270521848746,1.574603414821437,1.9471545744251613,2.3719369709008435,2.8468190711411245,3.3671212538671882,3.9255180609998566,4.5121408303244825,5.114904223166004,5.7200612185855491,6.3129694854176446,6.8790297218433443,{"$f":"IFERROR(IF(OR(D60=\"\",'Cost scenario - input'!$G45=\"\"),\"\",D60/'Cost scenario - input'!$G45),\"\")","v":1.3006530304840367E-3},{"$f":"IFERROR(IF(OR(E60=\"\",'Cost scenario - input'!$G45=\"\"),\"\",E60/'Cost scenario - input'!$G45),\"\")","v":1.8528152604326488E-3},{"$f":"IFERROR(IF(OR(F60=\"\",'Cost scenario - input'!$G45=\"\"),\"\",F60/'Cost scenario - input'!$G45),\"\")","v":2.5971112375258029E-3},{"$f":"IFERROR(IF(OR(G60=\"\",'Cost scenario - input'!$G45=\"\"),\"\",G60/'Cost scenario - input'!$G45),\"\")","v":3.5823980969327822E-3},{"$f":"IFERROR(IF(OR(H60=\"\",'Cost scenario - input'!$G45=\"\"),\"\",H60/'Cost scenario - input'!$G45),\"\")","v":4.863206029742031E-3},{"$f":"IFERROR(IF(OR(I60=\"\",'Cost scenario - input'!$G45=\"\"),\"\",I60/'Cost scenario - input'!$G45),\"\")","v":6.4980270079756115E-3},{"$f":"IFERROR(IF(OR(J60=\"\",'Cost scenario - input'!$G45=\"\"),\"\",J60/'Cost scenario - input'!$G45),\"\")","v":8.5467095532210709E-3},{"$f":"IFERROR(IF(OR(K60=\"\",'Cost scenario - input'!$G45=\"\"),\"\",K60/'Cost scenario - input'!$G45),\"\")","v":1.1066948503310185E-2},{"$f":"IFERROR(IF(OR(L60=\"\",'Cost scenario - input'!$G45=\"\"),\"\",L60/'Cost scenario - input'!$G45),\"\")","v":1.4109964149445962E-2},{"$f":"IFERROR(IF(OR(M60=\"\",'Cost scenario - input'!$G45=\"\"),\"\",M60/'Cost scenario - input'!$G45),\"\")","v":1.7715587662365886E-2},{"$f":"IFERROR(IF(OR(N60=\"\",'Cost scenario - input'!$G45=\"\"),\"\",N60/'Cost scenario - input'!$G45),\"\")","v":2.190709560941571E-2},{"$f":"IFERROR(IF(OR(O60=\"\",'Cost scenario - input'!$G45=\"\"),\"\",O60/'Cost scenario - input'!$G45),\"\")","v":2.668624806860696E-2},{"$f":"IFERROR(IF(OR(P60=\"\",'Cost scenario - input'!$G45=\"\"),\"\",P60/'Cost scenario - input'!$G45),\"\")","v":3.2029063533699262E-2},{"$f":"IFERROR(IF(OR(Q60=\"\",'Cost scenario - input'!$G45=\"\"),\"\",Q60/'Cost scenario - input'!$G45),\"\")","v":3.7882892404030512E-2},{"$f":"IFERROR(IF(OR(R60=\"\",'Cost scenario - input'!$G45=\"\"),\"\",R60/'Cost scenario - input'!$G45),\"\")","v":4.416531723178678E-2},{"$f":"IFERROR(IF(OR(S60=\"\",'Cost scenario - input'!$G45=\"\"),\"\",S60/'Cost scenario - input'!$G45),\"\")","v":5.0765307424167232E-2},{"$f":"IFERROR(IF(OR(T60=\"\",'Cost scenario - input'!$G45=\"\"),\"\",T60/'Cost scenario - input'!$G45),\"\")","v":5.7546892949154806E-2},{"$f":"IFERROR(IF(OR(U60=\"\",'Cost scenario - input'!$G45=\"\"),\"\",U60/'Cost scenario - input'!$G45),\"\")","v":6.4355408478167966E-2},{"$f":"IFERROR(IF(OR(V60=\"\",'Cost scenario - input'!$G45=\"\"),\"\",V60/'Cost scenario - input'!$G45),\"\")","v":7.1026115703832507E-2},{"$f":"IFERROR(IF(OR(W60=\"\",'Cost scenario - input'!$G45=\"\"),\"\",W60/'Cost scenario - input'!$G45),\"\")","v":7.7394760434427251E-2}]
[{"$f":"IFERROR('Cost scenario - input'!A46,\"\")","v":5},{"$f":"IFERROR('Cost scenario - input'!B46,\"\")","v":"TRANSFORMERS"},{"$f":"IFERROR('Cost scenario - input'!C46,\"\")","v":"ground outdoor / indoor chamber mounted ; ˂ 22 kv ; > 600 kva ; multiple phase"},{"$f":"IFERROR(repcalc('Cost scenario - input'!$CY46:$GK46,'Cost scenario - input'!$J46,'Cost scenario - input'!$H46,'Cost scenario - input'!$I46,20,TRUE,TRUE),\"\")","v":67.982158471452237},61.801532299671777,57.214245770819851,54.0106994961006,51.974098031456663,50.896011188649972,50.586517314493143,50.879230519100638,51.632051103614664,52.724809449114083,54.055097933490075,55.533527179599702,57.079442798795149,58.617845924254013,60.077925636545395,61.393279852343383,62.503611004898808,63.357460993841336,63.915412372128024,64.153134934293448,{"$f":"IFERROR(IF(OR(D61=\"\",'Cost scenario - input'!$G46=\"\"),\"\",D61/'Cost scenario - input'!$G46),\"\")","v":0.92125114253753992},{"$f":"IFERROR(IF(OR(E61=\"\",'Cost scenario - input'!$G46=\"\"),\"\",E61/'Cost scenario - input'!$G46),\"\")","v":0.83749521229973767},{"$f":"IFERROR(IF(OR(F61=\"\",'Cost scenario - input'!$G46=\"\"),\"\",F61/'Cost scenario - input'!$G46),\"\")","v":0.7753312114666876},{"$f":"IFERROR(IF(OR(G61=\"\",'Cost scenario - input'!$G46=\"\"),\"\",G61/'Cost scenario - input'!$G46),\"\")","v":0.73191878190994852},{"$f":"IFERROR(IF(OR(H61=\"\",'Cost scenario - input'!$G46=\"\"),\"\",H61/'Cost scenario - input'!$G46),\"\")","v":0.7043200491191276},{"$f":"IFERROR(IF(OR(I61=\"\",'Cost scenario - input'!$G46=\"\"),\"\",I61/'Cost scenario - input'!$G46),\"\")","v":0.68971049923101357},{"$f":"IFERROR(IF(OR(J61=\"\",'Cost scenario - input'!$G46=\"\"),\"\",J61/'Cost scenario - input'!$G46),\"\")","v":0.68551643432359999},{"$f":"IFERROR(IF(OR(K61=\"\",'Cost scenario - input'!$G46=\"\"),\"\",K61/'Cost scenario - input'!$G46),\"\")","v":0.68948309822842024},{"$f":"IFERROR(IF(OR(L61=\"\",'Cost scenario - input'!$G46=\"\"),\"\",L61/'Cost scenario - input'!$G46),\"\")","v":0.69968484585166701},{"$f":"IFERROR(IF(OR(M61=\"\",'Cost scenario - input'!$G46=\"\"),\"\",M61/'Cost scenario - input'!$G46),\"\")","v":0.71449321464936444},{"$f":"IFERROR(IF(OR(N61=\"\",'Cost scenario - input'!$G46=\"\"),\"\",N61/'Cost scenario - input'!$G46),\"\")","v":0.73252044140549266},{"$f":"IFERROR(IF(OR(O61=\"\",'Cost scenario - input'!$G46=\"\"),\"\",O61/'Cost scenario - input'!$G46),\"\")","v":0.75255517791229765},{"$f":"IFERROR(IF(OR(P61=\"\",'Cost scenario - input'!$G46=\"\"),\"\",P61/'Cost scenario - input'!$G46),\"\")","v":0.77350444699219145},{"$f":"IFERROR(IF(OR(Q61=\"\",'Cost scenario - input'!$G46=\"\"),\"\",Q61/'Cost scenario - input'!$G46),\"\")","v":0.79435191151639384},{"$f":"IFERROR(IF(OR(R61=\"\",'Cost scenario - input'!$G46=\"\"),\"\",R61/'Cost scenario - input'!$G46),\"\")","v":0.81413798676596338},{"$f":"IFERROR(IF(OR(S61=\"\",'Cost scenario - input'!$G46=\"\"),\"\",S61/'Cost scenario - input'!$G46),\"\")","v":0.83196283377570235},{"$f":"IFERROR(IF(OR(T61=\"\",'Cost scenario - input'!$G46=\"\"),\"\",T61/'Cost scenario - input'!$G46),\"\")","v":0.84700933812163681},{"$f":"IFERROR(IF(OR(U61=\"\",'Cost scenario - input'!$G46=\"\"),\"\",U61/'Cost scenario - input'!$G46),\"\")","v":0.85858017222804861},{"$f":"IFERROR(IF(OR(V61=\"\",'Cost scenario - input'!$G46=\"\"),\"\",V61/'Cost scenario - input'!$G46),\"\")","v":0.86614117582493877},{"$f":"IFERROR(IF(OR(W61=\"\",'Cost scenario - input'!$G46=\"\"),\"\",W61/'Cost scenario - input'!$G46),\"\")","v":0.86936264138187325}]
[{"$f":"IFERROR('Cost scenario - input'!A47,\"\")","v":5},{"$f":"IFERROR('Cost scenario - input'!B47,\"\")","v":"TRANSFORMERS"},{"$f":"IFERROR('Cost scenario - input'!C47,\"\")","v":"ground outdoor / indoor chamber mounted ; > = 22 kv & < = 33 kv ; < = 15 mva"},{"$f":"IFERROR(repcalc('Cost scenario - input'!$CY47:$GK47,'Cost scenario - input'!$J47,'Cost scenario - input'!$H47,'Cost scenario - input'!$I47,20,TRUE,TRUE),\"\")","v":298.71742140534701},290.88271982330292,283.88404203675384,277.96650680322307,273.37473007071651,270.35365316402869,269.14526494250993,269.9810424021378,273.07054264736058,278.58712574867502,286.65221345556978,297.31975127582064,310.56261924321285,326.26262798827952,344.20545795722234,364.08148243222377,385.49290238417342,407.96706324671692,430.97527326281397,453.95595124284614,{"$f":"IFERROR(IF(OR(D62=\"\",'Cost scenario - input'!$G47=\"\"),\"\",D62/'Cost scenario - input'!$G47),\"\")","v":1.149139034420249},{"$f":"IFERROR(IF(OR(E62=\"\",'Cost scenario - input'!$G47=\"\"),\"\",E62/'Cost scenario - input'!$G47),\"\")","v":1.1189996425876447},{"$f":"IFERROR(IF(OR(F62=\"\",'Cost scenario - input'!$G47=\"\"),\"\",F62/'Cost scenario - input'!$G47),\"\")","v":1.0920763590509266},{"$f":"IFERROR(IF(OR(G62=\"\",'Cost scenario - input'!$G47=\"\"),\"\",G62/'Cost scenario - input'!$G47),\"\")","v":1.0693121336086484},{"$f":"IFERROR(IF(OR(H62=\"\",'Cost scenario - input'!$G47=\"\"),\"\",H62/'Cost scenario - input'!$G47),\"\")","v":1.0516479817964048},{"$f":"IFERROR(IF(OR(I62=\"\",'Cost scenario - input'!$G47=\"\"),\"\",I62/'Cost scenario - input'!$G47),\"\")","v":1.0400261708450118},{"$f":"IFERROR(IF(OR(J62=\"\",'Cost scenario - input'!$G47=\"\"),\"\",J62/'Cost scenario - input'!$G47),\"\")","v":1.0353776101164542},{"$f":"IFERROR(IF(OR(K62=\"\",'Cost scenario - input'!$G47=\"\"),\"\",K62/'Cost scenario - input'!$G47),\"\")","v":1.038592770780431},{"$f":"IFERROR(IF(OR(L62=\"\",'Cost scenario - input'!$G47=\"\"),\"\",L62/'Cost scenario - input'!$G47),\"\")","v":1.0504778001568023},{"$f":"IFERROR(IF(OR(M62=\"\",'Cost scenario - input'!$G47=\"\"),\"\",M62/'Cost scenario - input'!$G47),\"\")","v":1.0716995988336906},{"$f":"IFERROR(IF(OR(N62=\"\",'Cost scenario - input'!$G47=\"\"),\"\",N62/'Cost scenario - input'!$G47),\"\")","v":1.1027252653529511},{"$f":"IFERROR(IF(OR(O62=\"\",'Cost scenario - input'!$G47=\"\"),\"\",O62/'Cost scenario - input'!$G47),\"\")","v":1.1437623232276919},{"$f":"IFERROR(IF(OR(P62=\"\",'Cost scenario - input'!$G47=\"\"),\"\",P62/'Cost scenario - input'!$G47),\"\")","v":1.1947064443887871},{"$f":"IFERROR(IF(OR(Q62=\"\",'Cost scenario - input'!$G47=\"\"),\"\",Q62/'Cost scenario - input'!$G47),\"\")","v":1.255102964969399},{"$f":"IFERROR(IF(OR(R62=\"\",'Cost scenario - input'!$G47=\"\"),\"\",R62/'Cost scenario - input'!$G47),\"\")","v":1.3241274169356565},{"$f":"IFERROR(IF(OR(S62=\"\",'Cost scenario - input'!$G47=\"\"),\"\",S62/'Cost scenario - input'!$G47),\"\")","v":1.4005886941717205},{"$f":"IFERROR(IF(OR(T62=\"\",'Cost scenario - input'!$G47=\"\"),\"\",T62/'Cost scenario - input'!$G47),\"\")","v":1.4829564996160582},{"$f":"IFERROR(IF(OR(U62=\"\",'Cost scenario - input'!$G47=\"\"),\"\",U62/'Cost scenario - input'!$G47),\"\")","v":1.5694125736926481},{"$f":"IFERROR(IF(OR(V62=\"\",'Cost scenario - input'!$G47=\"\"),\"\",V62/'Cost scenario - input'!$G47),\"\")","v":1.6579230867964641},{"$f":"IFERROR(IF(OR(W62=\"\",'Cost scenario - input'!$G47=\"\"),\"\",W62/'Cost scenario - input'!$G47),\"\")","v":1.7463276866355282}]
[{"$f":"IFERROR('Cost scenario - input'!A48,\"\")","v":5},{"$f":"IFERROR('Cost scenario - input'!B48,\"\")","v":"TRANSFORMERS"},{"$f":"IFERROR('Cost scenario - input'!C48,\"\")","v":"ground outdoor / indoor chamber mounted ; > = 22 kv & < = 33 kv ; > 15 mva and < = 40 mva"},{"$f":"IFERROR(repcalc('Cost scenario - input'!$CY48:$GK48,'Cost scenario - input'!$J48,'Cost scenario - input'!$H48,'Cost scenario - input'!$I48,20,TRUE,TRUE),\"\")","v":794.45964655379009},738.02903170320747,680.32426538443883,623.27803897981426,568.58846818405721,517.66801501947646,471.61307512605305,431.19178258489774,396.84724329492093,368.71362150277764,346.64299170823568,330.24136045450274,318.91256261067855,311.90875197526105,308.38594796364646,307.46265955877197,308.27911587166608,310.05422186307294,312.13713129972967,314.05034597775153,{"$f":"IFERROR(IF(OR(D63=\"\",'Cost scenario - input'!$G48=\"\"),\"\",D63/'Cost scenario - input'!$G48),\"\")","v":0.53461487483949377},{"$f":"IFERROR(IF(OR(E63=\"\",'Cost scenario - input'!$G48=\"\"),\"\",E63/'Cost scenario - input'!$G48),\"\")","v":0.49664108192713435},{"$f":"IFERROR(IF(OR(F63=\"\",'Cost scenario - input'!$G48=\"\"),\"\",F63/'Cost scenario - input'!$G48),\"\")","v":0.45780987563872033},{"$f":"IFERROR(IF(OR(G63=\"\",'Cost scenario - input'!$G48=\"\"),\"\",G63/'Cost scenario - input'!$G48),\"\")","v":0.41942181990591237},{"$f":"IFERROR(IF(OR(H63=\"\",'Cost scenario - input'!$G48=\"\"),\"\",H63/'Cost scenario - input'!$G48),\"\")","v":0.38261962589539544},{"$f":"IFERROR(IF(OR(I63=\"\",'Cost scenario - input'!$G48=\"\"),\"\",I63/'Cost scenario - input'!$G48),\"\")","v":0.34835378015553947},{"$f":"IFERROR(IF(OR(J63=\"\",'Cost scenario - input'!$G48=\"\"),\"\",J63/'Cost scenario - input'!$G48),\"\")","v":0.31736207902425251},{"$f":"IFERROR(IF(OR(K63=\"\",'Cost scenario - input'!$G48=\"\"),\"\",K63/'Cost scenario - input'!$G48),\"\")","v":0.29016142214195584},{"$f":"IFERROR(IF(OR(L63=\"\",'Cost scenario - input'!$G48=\"\"),\"\",L63/'Cost scenario - input'!$G48),\"\")","v":0.26704998828426668},{"$f":"IFERROR(IF(OR(M63=\"\",'Cost scenario - input'!$G48=\"\"),\"\",M63/'Cost scenario - input'!$G48),\"\")","v":0.248118060453279},{"$f":"IFERROR(IF(OR(N63=\"\",'Cost scenario - input'!$G48=\"\"),\"\",N63/'Cost scenario - input'!$G48),\"\")","v":0.23326609530134101},{"$f":"IFERROR(IF(OR(O63=\"\",'Cost scenario - input'!$G48=\"\"),\"\",O63/'Cost scenario - input'!$G48),\"\")","v":0.22222896323564803},{"$f":"IFERROR(IF(OR(P63=\"\",'Cost scenario - input'!$G48=\"\"),\"\",P63/'Cost scenario - input'!$G48),\"\")","v":0.21460548749634509},{"$f":"IFERROR(IF(OR(Q63=\"\",'Cost scenario - input'!$G48=\"\"),\"\",Q63/'Cost scenario - input'!$G48),\"\")","v":0.20989242074399908},{"$f":"IFERROR(IF(OR(R63=\"\",'Cost scenario - input'!$G48=\"\"),\"\",R63/'Cost scenario - input'!$G48),\"\")","v":0.2075218240322303},{"$f":"IFERROR(IF(OR(S63=\"\",'Cost scenario - input'!$G48=\"\"),\"\",S63/'Cost scenario - input'!$G48),\"\")","v":0.20690051655971878},{"$f":"IFERROR(IF(OR(T63=\"\",'Cost scenario - input'!$G48=\"\"),\"\",T63/'Cost scenario - input'!$G48),\"\")","v":0.20744993362756256},{"$f":"IFERROR(IF(OR(U63=\"\",'Cost scenario - input'!$G48=\"\"),\"\",U63/'Cost scenario - input'!$G48),\"\")","v":0.20864445379172619},{"$f":"IFERROR(IF(OR(V63=\"\",'Cost scenario - input'!$G48=\"\"),\"\",V63/'Cost scenario - input'!$G48),\"\")","v":0.21004610379699787},{"$f":"IFERROR(IF(OR(W63=\"\",'Cost scenario - input'!$G48=\"\"),\"\",W63/'Cost scenario - input'!$G48),\"\")","v":0.21133356129099215}]
[{"$f":"IFERROR('Cost scenario - input'!A49,\"\")","v":5},{"$f":"IFERROR('Cost scenario - input'!B49,\"\")","v":"TRANSFORMERS"},{"$f":"IFERROR('Cost scenario - input'!C49,\"\")","v":"ground outdoor / indoor chamber mounted ; > = 22 kv & < = 33 kv ; > 40 mva"},{"$f":"IFERROR(repcalc('Cost scenario - input'!$CY49:$GK49,'Cost scenario - input'!$J49,'Cost scenario - input'!$H49,'Cost scenario - input'!$I49,20,TRUE,TRUE),\"\")","v":12.492262796531891},16.615222114999234,21.731075971438422,27.949005074406287,35.347729510037162,43.960917256346228,53.762817931787403,64.655780890626147,76.461490778069773,88.917701226419879,101.68192499168846,114.34294210965157,126.44016038205501,137.48989722861688,147.01668031097071,154.5868377292278,159.84111189403853,162.52289468678714,162.49899701814448,159.77061251896487,{"$f":"IFERROR(IF(OR(D64=\"\",'Cost scenario - input'!$G49=\"\"),\"\",D64/'Cost scenario - input'!$G49),\"\")","v":8.0084605088848963E-3},{"$f":"IFERROR(IF(OR(E64=\"\",'Cost scenario - input'!$G49=\"\"),\"\",E64/'Cost scenario - input'!$G49),\"\")","v":1.0651581088356801E-2},{"$f":"IFERROR(IF(OR(F64=\"\",'Cost scenario - input'!$G49=\"\"),\"\",F64/'Cost scenario - input'!$G49),\"\")","v":1.3931220193443021E-2},{"$f":"IFERROR(IF(OR(G64=\"\",'Cost scenario - input'!$G49=\"\"),\"\",G64/'Cost scenario - input'!$G49),\"\")","v":1.791737069949775E-2},{"$f":"IFERROR(IF(OR(H64=\"\",'Cost scenario - input'!$G49=\"\"),\"\",H64/'Cost scenario - input'!$G49),\"\")","v":2.2660497979474697E-2},{"$f":"IFERROR(IF(OR(I64=\"\",'Cost scenario - input'!$G49=\"\"),\"\",I64/'Cost scenario - input'!$G49),\"\")","v":2.8182185686931292E-2},{"$f":"IFERROR(IF(OR(J64=\"\",'Cost scenario - input'!$G49=\"\"),\"\",J64/'Cost scenario - input'!$G49),\"\")","v":3.4465925930778511E-2},{"$f":"IFERROR(IF(OR(K64=\"\",'Cost scenario - input'!$G49=\"\"),\"\",K64/'Cost scenario - input'!$G49),\"\")","v":4.1449117455121441E-2},{"$f":"IFERROR(IF(OR(L64=\"\",'Cost scenario - input'!$G49=\"\"),\"\",L64/'Cost scenario - input'!$G49),\"\")","v":4.901744698459564E-2},{"$f":"IFERROR(IF(OR(M64=\"\",'Cost scenario - input'!$G49=\"\"),\"\",M64/'Cost scenario - input'!$G49),\"\")","v":5.7002795283037241E-2},{"$f":"IFERROR(IF(OR(N64=\"\",'Cost scenario - input'!$G49=\"\"),\"\",N64/'Cost scenario - input'!$G49),\"\")","v":6.5185602802832809E-2},{"$f":"IFERROR(IF(OR(O64=\"\",'Cost scenario - input'!$G49=\"\"),\"\",O64/'Cost scenario - input'!$G49),\"\")","v":7.3302247260526462E-2},{"$f":"IFERROR(IF(OR(P64=\"\",'Cost scenario - input'!$G49=\"\"),\"\",P64/'Cost scenario - input'!$G49),\"\")","v":8.1057455134379355E-2},{"$f":"IFERROR(IF(OR(Q64=\"\",'Cost scenario - input'!$G49=\"\"),\"\",Q64/'Cost scenario - input'!$G49),\"\")","v":8.8141150267164112E-2},{"$f":"IFERROR(IF(OR(R64=\"\",'Cost scenario - input'!$G49=\"\"),\"\",R64/'Cost scenario - input'!$G49),\"\")","v":9.4248519871406228E-2},{"$f":"IFERROR(IF(OR(S64=\"\",'Cost scenario - input'!$G49=\"\"),\"\",S64/'Cost scenario - input'!$G49),\"\")","v":9.9101548319301569E-2},{"$f":"IFERROR(IF(OR(T64=\"\",'Cost scenario - input'!$G49=\"\"),\"\",T64/'Cost scenario - input'!$G49),\"\")","v":0.10246992503672243},{"$f":"IFERROR(IF(OR(U64=\"\",'Cost scenario - input'!$G49=\"\"),\"\",U64/'Cost scenario - input'!$G49),\"\")","v":0.10418914532042449},{"$f":"IFERROR(IF(OR(V64=\"\",'Cost scenario - input'!$G49=\"\"),\"\",V64/'Cost scenario - input'!$G49),\"\")","v":0.10417382515475905},{"$f":"IFERROR(IF(OR(W64=\"\",'Cost scenario - input'!$G49=\"\"),\"\",W64/'Cost scenario - input'!$G49),\"\")","v":0.10242472974501474}]
[{"$f":"IFERROR('Cost scenario - input'!A50,\"\")","v":5},{"$f":"IFERROR('Cost scenario - input'!B50,\"\")","v":"TRANSFORMERS"},{"$f":"IFERROR('Cost scenario - input'!C50,\"\")","v":"ground outdoor / indoor chamber mounted ; > 132 kv ; < = 100 mva"},{"$f":"IFERROR(repcalc('Cost scenario - input'!$CY50:$GK50,'Cost scenario - input'!$J50,'Cost scenario - input'!$H50,'Cost scenario - input'!$I50,20,TRUE,TRUE),\"\")","v":1.8754711602124655E-7},3.8862786054921206E-7,7.9589579831901217E-7,1.6109332366789344E-6,3.2225393226263429E-6,6.3711606949639667E-6,1.244912511673079E-5,2.4041376206726642E-5,4.588601158525931E-5,8.6556971849131352E-5,1.6137074832384162E-4,2.9733691675072144E-4,5.4146994496700562E-4,9.745443508114033E-4,1.7335278082007636E-3,3.0476295785337544E-3,5.295365133119569E-3,9.0935236239419008E-3,1.5433741622674503E-2,2.5888873980965087E-2,{"$f":"IFERROR(IF(OR(D65=\"\",'Cost scenario - input'!$G50=\"\"),\"\",D65/'Cost scenario - input'!$G50),\"\")","v":3.1743662341973415E-11},{"$f":"IFERROR(IF(OR(E65=\"\",'Cost scenario - input'!$G50=\"\"),\"\",E65/'Cost scenario - input'!$G50),\"\")","v":6.5777986053169495E-11},{"$f":"IFERROR(IF(OR(F65=\"\",'Cost scenario - input'!$G50=\"\"),\"\",F65/'Cost scenario - input'!$G50),\"\")","v":1.3471093566894385E-10},{"$f":"IFERROR(IF(OR(G65=\"\",'Cost scenario - input'!$G50=\"\"),\"\",G65/'Cost scenario - input'!$G50),\"\")","v":2.7266172791910761E-10},{"$f":"IFERROR(IF(OR(H65=\"\",'Cost scenario - input'!$G50=\"\"),\"\",H65/'Cost scenario - input'!$G50),\"\")","v":5.4543734028729975E-10},{"$f":"IFERROR(IF(OR(I65=\"\",'Cost scenario - input'!$G50=\"\"),\"\",I65/'Cost scenario - input'!$G50),\"\")","v":1.0783635500130927E-9},{"$f":"IFERROR(IF(OR(J65=\"\",'Cost scenario - input'!$G50=\"\"),\"\",J65/'Cost scenario - input'!$G50),\"\")","v":2.1071015782173578E-9},{"$f":"IFERROR(IF(OR(K65=\"\",'Cost scenario - input'!$G50=\"\"),\"\",K65/'Cost scenario - input'!$G50),\"\")","v":4.0691712287179522E-9},{"$f":"IFERROR(IF(OR(L65=\"\",'Cost scenario - input'!$G50=\"\"),\"\",L65/'Cost scenario - input'!$G50),\"\")","v":7.7665286936075297E-9},{"$f":"IFERROR(IF(OR(M65=\"\",'Cost scenario - input'!$G50=\"\"),\"\",M65/'Cost scenario - input'!$G50),\"\")","v":1.4650373442219468E-8},{"$f":"IFERROR(IF(OR(N65=\"\",'Cost scenario - input'!$G50=\"\"),\"\",N65/'Cost scenario - input'!$G50),\"\")","v":2.7313128857088319E-8},{"$f":"IFERROR(IF(OR(O65=\"\",'Cost scenario - input'!$G50=\"\"),\"\",O65/'Cost scenario - input'!$G50),\"\")","v":5.0326354717547871E-8},{"$f":"IFERROR(IF(OR(P65=\"\",'Cost scenario - input'!$G50=\"\"),\"\",P65/'Cost scenario - input'!$G50),\"\")","v":9.1647578837801789E-8},{"$f":"IFERROR(IF(OR(Q65=\"\",'Cost scenario - input'!$G50=\"\"),\"\",Q65/'Cost scenario - input'!$G50),\"\")","v":1.6494845383775606E-7},{"$f":"IFERROR(IF(OR(R65=\"\",'Cost scenario - input'!$G50=\"\"),\"\",R65/'Cost scenario - input'!$G50),\"\")","v":2.9341171739325655E-7},{"$f":"IFERROR(IF(OR(S65=\"\",'Cost scenario - input'!$G50=\"\"),\"\",S65/'Cost scenario - input'!$G50),\"\")","v":5.1583264161431618E-7},{"$f":"IFERROR(IF(OR(T65=\"\",'Cost scenario - input'!$G50=\"\"),\"\",T65/'Cost scenario - input'!$G50),\"\")","v":8.9627761988173612E-7},{"$f":"IFERROR(IF(OR(U65=\"\",'Cost scenario - input'!$G50=\"\"),\"\",U65/'Cost scenario - input'!$G50),\"\")","v":1.5391425341057691E-6},{"$f":"IFERROR(IF(OR(V65=\"\",'Cost scenario - input'!$G50=\"\"),\"\",V65/'Cost scenario - input'!$G50),\"\")","v":2.6122688161621131E-6},{"$f":"IFERROR(IF(OR(W65=\"\",'Cost scenario - input'!$G50=\"\"),\"\",W65/'Cost scenario - input'!$G50),\"\")","v":4.3818731607291526E-6}]
[{"$f":"IFERROR('Cost scenario - input'!A51,\"\")","v":5},{"$f":"IFERROR('Cost scenario - input'!B51,\"\")","v":"TRANSFORMERS"},{"$f":"IFERROR('Cost scenario - input'!C51,\"\")","v":"ground outdoor / indoor chamber mounted ; > 33 kv & < = 66 kv ; < = 15 mva"},{"$f":"IFERROR(repcalc('Cost scenario - input'!$CY51:$GK51,'Cost scenario - input'!$J51,'Cost scenario - input'!$H51,'Cost scenario - input'!$I51,20,TRUE,TRUE),\"\")","v":203.82353897675921},215.99750419846183,230.12157655741703,246.43085100760305,265.11381621542478,286.30790278438582,310.09909278887585,336.52552910813131,365.58471865020175,397.2436199177431,431.45067067665263,468.14866713805674,507.2873646774695,548.834734315584,592.78597119463268,639.16959339808716,688.05026543486088,739.52829804412795,793.73607903906986,850.83194370323724,{"$f":"IFERROR(IF(OR(D66=\"\",'Cost scenario - input'!$G51=\"\"),\"\",D66/'Cost scenario - input'!$G51),\"\")","v":0.29261854105344615},{"$f":"IFERROR(IF(OR(E66=\"\",'Cost scenario - input'!$G51=\"\"),\"\",E66/'Cost scenario - input'!$G51),\"\")","v":0.31009605105986499},{"$f":"IFERROR(IF(OR(F66=\"\",'Cost scenario - input'!$G51=\"\"),\"\",F66/'Cost scenario - input'!$G51),\"\")","v":0.33037322546356346},{"$f":"IFERROR(IF(OR(G66=\"\",'Cost scenario - input'!$G51=\"\"),\"\",G66/'Cost scenario - input'!$G51),\"\")","v":0.35378757750166562},{"$f":"IFERROR(IF(OR(H66=\"\",'Cost scenario - input'!$G51=\"\"),\"\",H66/'Cost scenario - input'!$G51),\"\")","v":0.38060971025978857},{"$f":"IFERROR(IF(OR(I66=\"\",'Cost scenario - input'!$G51=\"\"),\"\",I66/'Cost scenario - input'!$G51),\"\")","v":0.41103692549657717},{"$f":"IFERROR(IF(OR(J66=\"\",'Cost scenario - input'!$G51=\"\"),\"\",J66/'Cost scenario - input'!$G51),\"\")","v":0.44519266307227007},{"$f":"IFERROR(IF(OR(K66=\"\",'Cost scenario - input'!$G51=\"\"),\"\",K66/'Cost scenario - input'!$G51),\"\")","v":0.48313168267620338},{"$f":"IFERROR(IF(OR(L66=\"\",'Cost scenario - input'!$G51=\"\"),\"\",L66/'Cost scenario - input'!$G51),\"\")","v":0.524850405109758},{"$f":"IFERROR(IF(OR(M66=\"\",'Cost scenario - input'!$G51=\"\"),\"\",M66/'Cost scenario - input'!$G51),\"\")","v":0.57030139446442407},{"$f":"IFERROR(IF(OR(N66=\"\",'Cost scenario - input'!$G51=\"\"),\"\",N66/'Cost scenario - input'!$G51),\"\")","v":0.61941062560163151},{"$f":"IFERROR(IF(OR(O66=\"\",'Cost scenario - input'!$G51=\"\"),\"\",O66/'Cost scenario - input'!$G51),\"\")","v":0.67209597410470623},{"$f":"IFERROR(IF(OR(P66=\"\",'Cost scenario - input'!$G51=\"\"),\"\",P66/'Cost scenario - input'!$G51),\"\")","v":0.7282853064566529},{"$f":"IFERROR(IF(OR(Q66=\"\",'Cost scenario - input'!$G51=\"\"),\"\",Q66/'Cost scenario - input'!$G51),\"\")","v":0.78793264036689159},{"$f":"IFERROR(IF(OR(R66=\"\",'Cost scenario - input'!$G51=\"\"),\"\",R66/'Cost scenario - input'!$G51),\"\")","v":0.85103107775840448},{"$f":"IFERROR(IF(OR(S66=\"\",'Cost scenario - input'!$G51=\"\"),\"\",S66/'Cost scenario - input'!$G51),\"\")","v":0.91762156051661381},{"$f":"IFERROR(IF(OR(T66=\"\",'Cost scenario - input'!$G51=\"\"),\"\",T66/'Cost scenario - input'!$G51),\"\")","v":0.98779692401446595},{"$f":"IFERROR(IF(OR(U66=\"\",'Cost scenario - input'!$G51=\"\"),\"\",U66/'Cost scenario - input'!$G51),\"\")","v":1.0617011790089936},{"$f":"IFERROR(IF(OR(V66=\"\",'Cost scenario - input'!$G51=\"\"),\"\",V66/'Cost scenario - input'!$G51),\"\")","v":1.1395243875947954},{"$f":"IFERROR(IF(OR(W66=\"\",'Cost scenario - input'!$G51=\"\"),\"\",W66/'Cost scenario - input'!$G51),\"\")","v":1.2214938632603056}]
[{"$f":"IFERROR('Cost scenario - input'!A52,\"\")","v":5},{"$f":"IFERROR('Cost scenario - input'!B52,\"\")","v":"TRANSFORMERS"},{"$f":"IFERROR('Cost scenario - input'!C52,\"\")","v":"ground outdoor / indoor chamber mounted ; > 33 kv & < = 66 kv ; > 15 mva and < = 40 mva"},{"$f":"IFERROR(repcalc('Cost scenario - input'!$CY52:$GK52,'Cost scenario - input'!$J52,'Cost scenario - input'!$H52,'Cost scenario - input'!$I52,20,TRUE,TRUE),\"\")","v":216.41626663869545},240.60141388362203,266.968541819385,295.54249659931554,326.23607428895184,358.8272552950225,392.94472623493846,428.06467481176907,463.52109310217315,498.53068773244848,532.23205069545349,563.73713353275991,592.19148338762,616.83836233084412,637.08099382027626,652.53692739531562,663.07896735397946,668.85825026380019,670.3067470048162,668.11848240108509,{"$f":"IFERROR(IF(OR(D67=\"\",'Cost scenario - input'!$G52=\"\"),\"\",D67/'Cost scenario - input'!$G52),\"\")","v":0.676357432117492},{"$f":"IFERROR(IF(OR(E67=\"\",'Cost scenario - input'!$G52=\"\"),\"\",E67/'Cost scenario - input'!$G52),\"\")","v":0.75194234234640345},{"$f":"IFERROR(IF(OR(F67=\"\",'Cost scenario - input'!$G52=\"\"),\"\",F67/'Cost scenario - input'!$G52),\"\")","v":0.83434651288280326},{"$f":"IFERROR(IF(OR(G67=\"\",'Cost scenario - input'!$G52=\"\"),\"\",G67/'Cost scenario - input'!$G52),\"\")","v":0.92364759445381128},{"$f":"IFERROR(IF(OR(H67=\"\",'Cost scenario - input'!$G52=\"\"),\"\",H67/'Cost scenario - input'!$G52),\"\")","v":1.0195730519579806},{"$f":"IFERROR(IF(OR(I67=\"\",'Cost scenario - input'!$G52=\"\"),\"\",I67/'Cost scenario - input'!$G52),\"\")","v":1.1214290161020406},{"$f":"IFERROR(IF(OR(J67=\"\",'Cost scenario - input'!$G52=\"\"),\"\",J67/'Cost scenario - input'!$G52),\"\")","v":1.2280550354566264},{"$f":"IFERROR(IF(OR(K67=\"\",'Cost scenario - input'!$G52=\"\"),\"\",K67/'Cost scenario - input'!$G52),\"\")","v":1.337814059602348},{"$f":"IFERROR(IF(OR(L67=\"\",'Cost scenario - input'!$G52=\"\"),\"\",L67/'Cost scenario - input'!$G52),\"\")","v":1.4486246395991731},{"$f":"IFERROR(IF(OR(M67=\"\",'Cost scenario - input'!$G52=\"\"),\"\",M67/'Cost scenario - input'!$G52),\"\")","v":1.5580387788012839},{"$f":"IFERROR(IF(OR(N67=\"\",'Cost scenario - input'!$G52=\"\"),\"\",N67/'Cost scenario - input'!$G52),\"\")","v":1.6633643519042163},{"$f":"IFERROR(IF(OR(O67=\"\",'Cost scenario - input'!$G52=\"\"),\"\",O67/'Cost scenario - input'!$G52),\"\")","v":1.7618259752260161},{"$f":"IFERROR(IF(OR(P67=\"\",'Cost scenario - input'!$G52=\"\"),\"\",P67/'Cost scenario - input'!$G52),\"\")","v":1.8507532601261651},{"$f":"IFERROR(IF(OR(Q67=\"\",'Cost scenario - input'!$G52=\"\"),\"\",Q67/'Cost scenario - input'!$G52),\"\")","v":1.9277812026679351},{"$f":"IFERROR(IF(OR(R67=\"\",'Cost scenario - input'!$G52=\"\"),\"\",R67/'Cost scenario - input'!$G52),\"\")","v":1.9910447200834276},{"$f":"IFERROR(IF(OR(S67=\"\",'Cost scenario - input'!$G52=\"\"),\"\",S67/'Cost scenario - input'!$G52),\"\")","v":2.0393485546618355},{"$f":"IFERROR(IF(OR(T67=\"\",'Cost scenario - input'!$G52=\"\"),\"\",T67/'Cost scenario - input'!$G52),\"\")","v":2.0722951865692494},{"$f":"IFERROR(IF(OR(U67=\"\",'Cost scenario - input'!$G52=\"\"),\"\",U67/'Cost scenario - input'!$G52),\"\")","v":2.0903569571056235},{"$f":"IFERROR(IF(OR(V67=\"\",'Cost scenario - input'!$G52=\"\"),\"\",V67/'Cost scenario - input'!$G52),\"\")","v":2.0948838882434742},{"$f":"IFERROR(IF(OR(W67=\"\",'Cost scenario - input'!$G52=\"\"),\"\",W67/'Cost scenario - input'!$G52),\"\")","v":2.0880449890647723}]
[{"$f":"IFERROR('Cost scenario - input'!A53,\"\")","v":5},{"$f":"IFERROR('Cost scenario - input'!B53,\"\")","v":"TRANSFORMERS"},{"$f":"IFERROR('Cost scenario - input'!C53,\"\")","v":"ground outdoor / indoor chamber mounted ; > 33 kv & < = 66 kv ; > 40 mva"},{"$f":"IFERROR(repcalc('Cost scenario - input'!$CY53:$GK53,'Cost scenario - input'!$J53,'Cost scenario - input'!$H53,'Cost scenario - input'!$I53,20,TRUE,TRUE),\"\")","v":6.8782372862310058E-6},1.4546719735834124E-5,3.0202421187248232E-5,6.1561955951467686E-5,1.2319207224213585E-4,2.4202440164929328E-4,4.6681908421008535E-4,8.8401339448277133E-4,1.643608716738666E-3,3.0003838089528341E-3,5.3777968554154631E-3,9.4643906925483395E-3,1.6355140138323117E-2,2.7752566844049181E-2,4.6243921092385412E-2,7.5670324504796438E-2,0.12160025329857664,0.19191174916473117,0.29747400658066475,0.45289870514252195,{"$f":"IFERROR(IF(OR(D68=\"\",'Cost scenario - input'!$G53=\"\"),\"\",D68/'Cost scenario - input'!$G53),\"\")","v":2.1496290369783975E-8},{"$f":"IFERROR(IF(OR(E68=\"\",'Cost scenario - input'!$G53=\"\"),\"\",E68/'Cost scenario - input'!$G53),\"\")","v":4.5462303546190205E-8},{"$f":"IFERROR(IF(OR(F68=\"\",'Cost scenario - input'!$G53=\"\"),\"\",F68/'Cost scenario - input'!$G53),\"\")","v":9.4390464983123708E-8},{"$f":"IFERROR(IF(OR(G68=\"\",'Cost scenario - input'!$G53=\"\"),\"\",G68/'Cost scenario - input'!$G53),\"\")","v":1.9239721251165848E-7},{"$f":"IFERROR(IF(OR(H68=\"\",'Cost scenario - input'!$G53=\"\"),\"\",H68/'Cost scenario - input'!$G53),\"\")","v":3.8500744390914251E-7},{"$f":"IFERROR(IF(OR(I68=\"\",'Cost scenario - input'!$G53=\"\"),\"\",I68/'Cost scenario - input'!$G53),\"\")","v":7.5638955126499561E-7},{"$f":"IFERROR(IF(OR(J68=\"\",'Cost scenario - input'!$G53=\"\"),\"\",J68/'Cost scenario - input'!$G53),\"\")","v":1.4589317243277799E-6},{"$f":"IFERROR(IF(OR(K68=\"\",'Cost scenario - input'!$G53=\"\"),\"\",K68/'Cost scenario - input'!$G53),\"\")","v":2.7627730518428963E-6},{"$f":"IFERROR(IF(OR(L68=\"\",'Cost scenario - input'!$G53=\"\"),\"\",L68/'Cost scenario - input'!$G53),\"\")","v":5.1367070891912483E-6},{"$f":"IFERROR(IF(OR(M68=\"\",'Cost scenario - input'!$G53=\"\"),\"\",M68/'Cost scenario - input'!$G53),\"\")","v":9.3769840867747034E-6},{"$f":"IFERROR(IF(OR(N68=\"\",'Cost scenario - input'!$G53=\"\"),\"\",N68/'Cost scenario - input'!$G53),\"\")","v":1.6807021616590306E-5},{"$f":"IFERROR(IF(OR(O68=\"\",'Cost scenario - input'!$G53=\"\"),\"\",O68/'Cost scenario - input'!$G53),\"\")","v":2.9578696115554028E-5},{"$f":"IFERROR(IF(OR(P68=\"\",'Cost scenario - input'!$G53=\"\"),\"\",P68/'Cost scenario - input'!$G53),\"\")","v":5.1114090256189938E-5},{"$f":"IFERROR(IF(OR(Q68=\"\",'Cost scenario - input'!$G53=\"\"),\"\",Q68/'Cost scenario - input'!$G53),\"\")","v":8.6734029455593333E-5},{"$f":"IFERROR(IF(OR(R68=\"\",'Cost scenario - input'!$G53=\"\"),\"\",R68/'Cost scenario - input'!$G53),\"\")","v":1.445243474849653E-4},{"$f":"IFERROR(IF(OR(S68=\"\",'Cost scenario - input'!$G53=\"\"),\"\",S68/'Cost scenario - input'!$G53),\"\")","v":2.3648955397149603E-4},{"$f":"IFERROR(IF(OR(T68=\"\",'Cost scenario - input'!$G53=\"\"),\"\",T68/'Cost scenario - input'!$G53),\"\")","v":3.8003259340560285E-4},{"$f":"IFERROR(IF(OR(U68=\"\",'Cost scenario - input'!$G53=\"\"),\"\",U68/'Cost scenario - input'!$G53),\"\")","v":5.9977440639864203E-4},{"$f":"IFERROR(IF(OR(V68=\"\",'Cost scenario - input'!$G53=\"\"),\"\",V68/'Cost scenario - input'!$G53),\"\")","v":9.2968406828909677E-4},{"$f":"IFERROR(IF(OR(W68=\"\",'Cost scenario - input'!$G53=\"\"),\"\",W68/'Cost scenario - input'!$G53),\"\")","v":1.415426899175437E-3}]
[{"$f":"IFERROR('Cost scenario - input'!A54,\"\")","v":5},{"$f":"IFERROR('Cost scenario - input'!B54,\"\")","v":"TRANSFORMERS"},{"$f":"IFERROR('Cost scenario - input'!C54,\"\")","v":"ground outdoor / indoor chamber mounted ; > 66 kv & < = 132 kv ; < = 100 mva"},{"$f":"IFERROR(repcalc('Cost scenario - input'!$CY54:$GK54,'Cost scenario - input'!$J54,'Cost scenario - input'!$H54,'Cost scenario - input'!$I54,20,TRUE,TRUE),\"\")","v":16.250416175702398},20.204253544321666,24.863203267492636,30.28846377175234,36.53255194324219,43.636417846861555,51.62681953498457,60.514142284453236,70.290819556969694,80.930465926739885,92.387769246030814,104.59911755941337,117.4838652494898,130.9460833007507,144.8766006695281,159.15513557296217,173.65234114844034,188.23164827920277,202.75087259487216,217.06365057271847,{"$f":"IFERROR(IF(OR(D69=\"\",'Cost scenario - input'!$G54=\"\"),\"\",D69/'Cost scenario - input'!$G54),\"\")","v":3.0621188225991837E-2},{"$f":"IFERROR(IF(OR(E69=\"\",'Cost scenario - input'!$G54=\"\"),\"\",E69/'Cost scenario - input'!$G54),\"\")","v":3.8071532695352343E-2},{"$f":"IFERROR(IF(OR(F69=\"\",'Cost scenario - input'!$G54=\"\"),\"\",F69/'Cost scenario - input'!$G54),\"\")","v":4.6850543329059052E-2},{"$f":"IFERROR(IF(OR(G69=\"\",'Cost scenario - input'!$G54=\"\"),\"\",G69/'Cost scenario - input'!$G54),\"\")","v":5.7073538314527182E-2},{"$f":"IFERROR(IF(OR(H69=\"\",'Cost scenario - input'!$G54=\"\"),\"\",H69/'Cost scenario - input'!$G54),\"\")","v":6.8839476929980242E-2},{"$f":"IFERROR(IF(OR(I69=\"\",'Cost scenario - input'!$G54=\"\"),\"\",I69/'Cost scenario - input'!$G54),\"\")","v":8.2225522715821897E-2},{"$f":"IFERROR(IF(OR(J69=\"\",'Cost scenario - input'!$G54=\"\"),\"\",J69/'Cost scenario - input'!$G54),\"\")","v":9.7282096741238944E-2},{"$f":"IFERROR(IF(OR(K69=\"\",'Cost scenario - input'!$G54=\"\"),\"\",K69/'Cost scenario - input'!$G54),\"\")","v":0.1140287683214735},{"$f":"IFERROR(IF(OR(L69=\"\",'Cost scenario - input'!$G54=\"\"),\"\",L69/'Cost scenario - input'!$G54),\"\")","v":0.13245127958208514},{"$f":"IFERROR(IF(OR(M69=\"\",'Cost scenario - input'!$G54=\"\"),\"\",M69/'Cost scenario - input'!$G54),\"\")","v":0.15249991160628262},{"$f":"IFERROR(IF(OR(N69=\"\",'Cost scenario - input'!$G54=\"\"),\"\",N69/'Cost scenario - input'!$G54),\"\")","v":0.17408928123897291},{"$f":"IFERROR(IF(OR(O69=\"\",'Cost scenario - input'!$G54=\"\"),\"\",O69/'Cost scenario - input'!$G54),\"\")","v":0.19709952240167797},{"$f":"IFERROR(IF(OR(P69=\"\",'Cost scenario - input'!$G54=\"\"),\"\",P69/'Cost scenario - input'!$G54),\"\")","v":0.22137867193214775},{"$f":"IFERROR(IF(OR(Q69=\"\",'Cost scenario - input'!$G54=\"\"),\"\",Q69/'Cost scenario - input'!$G54),\"\")","v":0.24674596766352538},{"$f":"IFERROR(IF(OR(R69=\"\",'Cost scenario - input'!$G54=\"\"),\"\",R69/'Cost scenario - input'!$G54),\"\")","v":0.27299569504420546},{"$f":"IFERROR(IF(OR(S69=\"\",'Cost scenario - input'!$G54=\"\"),\"\",S69/'Cost scenario - input'!$G54),\"\")","v":0.29990120319501745},{"$f":"IFERROR(IF(OR(T69=\"\",'Cost scenario - input'!$G54=\"\"),\"\",T69/'Cost scenario - input'!$G54),\"\")","v":0.32721875961190278},{"$f":"IFERROR(IF(OR(U69=\"\",'Cost scenario - input'!$G54=\"\"),\"\",U69/'Cost scenario - input'!$G54),\"\")","v":0.35469102266219504},{"$f":"IFERROR(IF(OR(V69=\"\",'Cost scenario - input'!$G54=\"\"),\"\",V69/'Cost scenario - input'!$G54),\"\")","v":0.38205006970803435},{"$f":"IFERROR(IF(OR(W69=\"\",'Cost scenario - input'!$G54=\"\"),\"\",W69/'Cost scenario - input'!$G54),\"\")","v":0.40902010319873167}]
[{"$f":"IFERROR('Cost scenario - input'!A55,\"\")","v":5},{"$f":"IFERROR('Cost scenario - input'!B55,\"\")","v":"TRANSFORMERS"},{"$f":"IFERROR('Cost scenario - input'!C55,\"\")","v":"ground outdoor / indoor chamber mounted ; > 66 kv & < = 132 kv ; > 100 mva"},{"$f":"IFERROR(repcalc('Cost scenario - input'!$CY55:$GK55,'Cost scenario - input'!$J55,'Cost scenario - input'!$H55,'Cost scenario - input'!$I55,20,TRUE,TRUE),\"\")","v":2.3092261040539288E-7},4.6358059920255843E-7,9.1969207955481709E-7,1.8030954905217722E-6,3.4934526329461339E-6,6.6888536043120193E-6,1.2656399232458528E-5,2.3666352659075956E-5,4.3733713300265211E-5,7.9866844310892425E-5,1.4413959035435408E-4,2.5707996128334541E-4,4.531303231247115E-4,7.8931426774411144E-4,1.3587854746250037E-3,2.3116835451060993E-3,3.8867365757021054E-3,6.4583869869897876E-3,1.0605925518399444E-2,1.7213227751062404E-2,{"$f":"IFERROR(IF(OR(D70=\"\",'Cost scenario - input'!$G55=\"\"),\"\",D70/'Cost scenario - input'!$G55),\"\")","v":3.9085268423991333E-11},{"$f":"IFERROR(IF(OR(E70=\"\",'Cost scenario - input'!$G55=\"\"),\"\",E70/'Cost scenario - input'!$G55),\"\")","v":7.8464261789600793E-11},{"$f":"IFERROR(IF(OR(F70=\"\",'Cost scenario - input'!$G55=\"\"),\"\",F70/'Cost scenario - input'!$G55),\"\")","v":1.5566432292495572E-10},{"$f":"IFERROR(IF(OR(G70=\"\",'Cost scenario - input'!$G55=\"\"),\"\",G70/'Cost scenario - input'!$G55),\"\")","v":3.0518653464643998E-10},{"$f":"IFERROR(IF(OR(H70=\"\",'Cost scenario - input'!$G55=\"\"),\"\",H70/'Cost scenario - input'!$G55),\"\")","v":5.9129131463347668E-10},{"$f":"IFERROR(IF(OR(I70=\"\",'Cost scenario - input'!$G55=\"\"),\"\",I70/'Cost scenario - input'!$G55),\"\")","v":1.1321352989833158E-9},{"$f":"IFERROR(IF(OR(J70=\"\",'Cost scenario - input'!$G55=\"\"),\"\",J70/'Cost scenario - input'!$G55),\"\")","v":2.1421841733618604E-9},{"$f":"IFERROR(IF(OR(K70=\"\",'Cost scenario - input'!$G55=\"\"),\"\",K70/'Cost scenario - input'!$G55),\"\")","v":4.0056958678621566E-9},{"$f":"IFERROR(IF(OR(L70=\"\",'Cost scenario - input'!$G55=\"\"),\"\",L70/'Cost scenario - input'!$G55),\"\")","v":7.4022371413432904E-9},{"$f":"IFERROR(IF(OR(M70=\"\",'Cost scenario - input'!$G55=\"\"),\"\",M70/'Cost scenario - input'!$G55),\"\")","v":1.3518022521000631E-8},{"$f":"IFERROR(IF(OR(N70=\"\",'Cost scenario - input'!$G55=\"\"),\"\",N70/'Cost scenario - input'!$G55),\"\")","v":2.4396634741110279E-8},{"$f":"IFERROR(IF(OR(O70=\"\",'Cost scenario - input'!$G55=\"\"),\"\",O70/'Cost scenario - input'!$G55),\"\")","v":4.3512583179053643E-8},{"$f":"IFERROR(IF(OR(P70=\"\",'Cost scenario - input'!$G55=\"\"),\"\",P70/'Cost scenario - input'!$G55),\"\")","v":7.6695479404496061E-8},{"$f":"IFERROR(IF(OR(Q70=\"\",'Cost scenario - input'!$G55=\"\"),\"\",Q70/'Cost scenario - input'!$G55),\"\")","v":1.3359696554402145E-7},{"$f":"IFERROR(IF(OR(R70=\"\",'Cost scenario - input'!$G55=\"\"),\"\",R70/'Cost scenario - input'!$G55),\"\")","v":2.2998395398832918E-7},{"$f":"IFERROR(IF(OR(S70=\"\",'Cost scenario - input'!$G55=\"\"),\"\",S70/'Cost scenario - input'!$G55),\"\")","v":3.9126862334172588E-7},{"$f":"IFERROR(IF(OR(T70=\"\",'Cost scenario - input'!$G55=\"\"),\"\",T70/'Cost scenario - input'!$G55),\"\")","v":6.5785737519583301E-7},{"$f":"IFERROR(IF(OR(U70=\"\",'Cost scenario - input'!$G55=\"\"),\"\",U70/'Cost scenario - input'!$G55),\"\")","v":1.0931272105809064E-6},{"$f":"IFERROR(IF(OR(V70=\"\",'Cost scenario - input'!$G55=\"\"),\"\",V70/'Cost scenario - input'!$G55),\"\")","v":1.7951271425685427E-6},{"$f":"IFERROR(IF(OR(W70=\"\",'Cost scenario - input'!$G55=\"\"),\"\",W70/'Cost scenario - input'!$G55),\"\")","v":2.9134593009860538E-6}]
[{"$f":"IFERROR('Cost scenario - input'!A56,\"\")","v":5},{"$f":"IFERROR('Cost scenario - input'!B56,\"\")","v":"TRANSFORMERS"},{"$f":"IFERROR('Cost scenario - input'!C56,\"\")","v":"kiosk mounted ; < = 22 kv ; < = 60 kva ; multiple phase"},{"$f":"IFERROR(repcalc('Cost scenario - input'!$CY56:$GK56,'Cost scenario - input'!$J56,'Cost scenario - input'!$H56,'Cost scenario - input'!$I56,20,TRUE,TRUE),\"\")","v":231.93225682252253},218.10740455786956,205.52402639538212,194.23318228804743,184.27126195245293,175.66787780945737,168.44924368293513,162.63744999697957,158.24645256531005,155.27584905544248,153.70364846561338,153.47926946647644,154.5179502410121,156.69762154896554,159.85908423858754,163.81003948461193,168.33314901539688,173.19787149739435,178.17536424832906,183.05530472255384,{"$f":"IFERROR(IF(OR(D71=\"\",'Cost scenario - input'!$G56=\"\"),\"\",D71/'Cost scenario - input'!$G56),\"\")","v":6.2024389797049864},{"$f":"IFERROR(IF(OR(E71=\"\",'Cost scenario - input'!$G56=\"\"),\"\",E71/'Cost scenario - input'!$G56),\"\")","v":5.8327284282289078},{"$f":"IFERROR(IF(OR(F71=\"\",'Cost scenario - input'!$G56=\"\"),\"\",F71/'Cost scenario - input'!$G56),\"\")","v":5.4962179476229105},{"$f":"IFERROR(IF(OR(G71=\"\",'Cost scenario - input'!$G56=\"\"),\"\",G71/'Cost scenario - input'!$G56),\"\")","v":5.1942730066107021},{"$f":"IFERROR(IF(OR(H71=\"\",'Cost scenario - input'!$G56=\"\"),\"\",H71/'Cost scenario - input'!$G56),\"\")","v":4.9278667557135352},{"$f":"IFERROR(IF(OR(I71=\"\",'Cost scenario - input'!$G56=\"\"),\"\",I71/'Cost scenario - input'!$G56),\"\")","v":4.697791103896269},{"$f":"IFERROR(IF(OR(J71=\"\",'Cost scenario - input'!$G56=\"\"),\"\",J71/'Cost scenario - input'!$G56),\"\")","v":4.5047470732816262},{"$f":"IFERROR(IF(OR(K71=\"\",'Cost scenario - input'!$G56=\"\"),\"\",K71/'Cost scenario - input'!$G56),\"\")","v":4.3493254161407746},{"$f":"IFERROR(IF(OR(L71=\"\",'Cost scenario - input'!$G56=\"\"),\"\",L71/'Cost scenario - input'!$G56),\"\")","v":4.2318993452565854},{"$f":"IFERROR(IF(OR(M71=\"\",'Cost scenario - input'!$G56=\"\"),\"\",M71/'Cost scenario - input'!$G56),\"\")","v":4.1524581012689055},{"$f":"IFERROR(IF(OR(N71=\"\",'Cost scenario - input'!$G56=\"\"),\"\",N71/'Cost scenario - input'!$G56),\"\")","v":4.1104135907041979},{"$f":"IFERROR(IF(OR(O71=\"\",'Cost scenario - input'!$G56=\"\"),\"\",O71/'Cost scenario - input'!$G56),\"\")","v":4.1044131444120762},{"$f":"IFERROR(IF(OR(P71=\"\",'Cost scenario - input'!$G56=\"\"),\"\",P71/'Cost scenario - input'!$G56),\"\")","v":4.1321900229356174},{"$f":"IFERROR(IF(OR(Q71=\"\",'Cost scenario - input'!$G56=\"\"),\"\",Q71/'Cost scenario - input'!$G56),\"\")","v":4.1904797945638057},{"$f":"IFERROR(IF(OR(R71=\"\",'Cost scenario - input'!$G56=\"\"),\"\",R71/'Cost scenario - input'!$G56),\"\")","v":4.2750250824320615},{"$f":"IFERROR(IF(OR(S71=\"\",'Cost scenario - input'!$G56=\"\"),\"\",S71/'Cost scenario - input'!$G56),\"\")","v":4.380683342998049},{"$f":"IFERROR(IF(OR(T71=\"\",'Cost scenario - input'!$G56=\"\"),\"\",T71/'Cost scenario - input'!$G56),\"\")","v":4.5016424163393784},{"$f":"IFERROR(IF(OR(U71=\"\",'Cost scenario - input'!$G56=\"\"),\"\",U71/'Cost scenario - input'!$G56),\"\")","v":4.6317370601856513},{"$f":"IFERROR(IF(OR(V71=\"\",'Cost scenario - input'!$G56=\"\"),\"\",V71/'Cost scenario - input'!$G56),\"\")","v":4.764847458379295},{"$f":"IFERROR(IF(OR(W71=\"\",'Cost scenario - input'!$G56=\"\"),\"\",W71/'Cost scenario - input'!$G56),\"\")","v":4.8953490687660421}]
[{"$f":"IFERROR('Cost scenario - input'!A57,\"\")","v":5},{"$f":"IFERROR('Cost scenario - input'!B57,\"\")","v":"TRANSFORMERS"},{"$f":"IFERROR('Cost scenario - input'!C57,\"\")","v":"kiosk mounted ; < = 22 kv ; < = 60 kva ; single phase"},{"$f":"IFERROR(repcalc('Cost scenario - input'!$CY57:$GK57,'Cost scenario - input'!$J57,'Cost scenario - input'!$H57,'Cost scenario - input'!$I57,20,TRUE,TRUE),\"\")","v":5.9799624068083306},6.620580199113876,7.2828968067912259,7.9669649896584565,8.6739646694471642,9.4061344276049876,10.166626377075985,10.959304051638885,11.78850235918482,12.658764110746223,13.574561108166204,14.540001729845553,15.558523759032997,16.63257244749569,17.763269846723244,18.950091195023131,20.190575314062599,21.480105514553198,22.81180240467377,24.176567932959976,{"$f":"IFERROR(IF(OR(D72=\"\",'Cost scenario - input'!$G57=\"\"),\"\",D72/'Cost scenario - input'!$G57),\"\")","v":0.34560452160247684},{"$f":"IFERROR(IF(OR(E72=\"\",'Cost scenario - input'!$G57=\"\"),\"\",E72/'Cost scenario - input'!$G57),\"\")","v":0.38262823355553582},{"$f":"IFERROR(IF(OR(F72=\"\",'Cost scenario - input'!$G57=\"\"),\"\",F72/'Cost scenario - input'!$G57),\"\")","v":0.42090600167078324},{"$f":"IFERROR(IF(OR(G72=\"\",'Cost scenario - input'!$G57=\"\"),\"\",G72/'Cost scenario - input'!$G57),\"\")","v":0.46044087513656595},{"$f":"IFERROR(IF(OR(H72=\"\",'Cost scenario - input'!$G57=\"\"),\"\",H72/'Cost scenario - input'!$G57),\"\")","v":0.5013010460681242},{"$f":"IFERROR(IF(OR(I72=\"\",'Cost scenario - input'!$G57=\"\"),\"\",I72/'Cost scenario - input'!$G57),\"\")","v":0.54361589050792236},{"$f":"IFERROR(IF(OR(J72=\"\",'Cost scenario - input'!$G57=\"\"),\"\",J72/'Cost scenario - input'!$G57),\"\")","v":0.58756758091992589},{"$f":"IFERROR(IF(OR(K72=\"\",'Cost scenario - input'!$G57=\"\"),\"\",K72/'Cost scenario - input'!$G57),\"\")","v":0.63337940545420268},{"$f":"IFERROR(IF(OR(L72=\"\",'Cost scenario - input'!$G57=\"\"),\"\",L72/'Cost scenario - input'!$G57),\"\")","v":0.68130189474388858},{"$f":"IFERROR(IF(OR(M72=\"\",'Cost scenario - input'!$G57=\"\"),\"\",M72/'Cost scenario - input'!$G57),\"\")","v":0.73159759492669951},{"$f":"IFERROR(IF(OR(N72=\"\",'Cost scenario - input'!$G57=\"\"),\"\",N72/'Cost scenario - input'!$G57),\"\")","v":0.78452494825219365},{"$f":"IFERROR(IF(OR(O72=\"\",'Cost scenario - input'!$G57=\"\"),\"\",O72/'Cost scenario - input'!$G57),\"\")","v":0.84032139336215106},{"$f":"IFERROR(IF(OR(P72=\"\",'Cost scenario - input'!$G57=\"\"),\"\",P72/'Cost scenario - input'!$G57),\"\")","v":0.89918561268201558},{"$f":"IFERROR(IF(OR(Q72=\"\",'Cost scenario - input'!$G57=\"\"),\"\",Q72/'Cost scenario - input'!$G57),\"\")","v":0.96125892650942379},{"$f":"IFERROR(IF(OR(R72=\"\",'Cost scenario - input'!$G57=\"\"),\"\",R72/'Cost scenario - input'!$G57),\"\")","v":1.0266061824206478},{"$f":"IFERROR(IF(OR(S72=\"\",'Cost scenario - input'!$G57=\"\"),\"\",S72/'Cost scenario - input'!$G57),\"\")","v":1.095197052463543},{"$f":"IFERROR(IF(OR(T72=\"\",'Cost scenario - input'!$G57=\"\"),\"\",T72/'Cost scenario - input'!$G57),\"\")","v":1.166889295884338},{"$f":"IFERROR(IF(OR(U72=\"\",'Cost scenario - input'!$G57=\"\"),\"\",U72/'Cost scenario - input'!$G57),\"\")","v":1.2414160968430024},{"$f":"IFERROR(IF(OR(V72=\"\",'Cost scenario - input'!$G57=\"\"),\"\",V72/'Cost scenario - input'!$G57),\"\")","v":1.3183798694088016},{"$f":"IFERROR(IF(OR(W72=\"\",'Cost scenario - input'!$G57=\"\"),\"\",W72/'Cost scenario - input'!$G57),\"\")","v":1.3972548029645542}]
[{"$f":"IFERROR('Cost scenario - input'!A58,\"\")","v":5},{"$f":"IFERROR('Cost scenario - input'!B58,\"\")","v":"TRANSFORMERS"},{"$f":"IFERROR('Cost scenario - input'!C58,\"\")","v":"kiosk mounted ; < = 22 kv ; > 60 kva and < = 600 kva ; multiple phase"},{"$f":"IFERROR(repcalc('Cost scenario - input'!$CY58:$GK58,'Cost scenario - input'!$J58,'Cost scenario - input'!$H58,'Cost scenario - input'!$I58,20,TRUE,TRUE),\"\")","v":637.95838913570401},571.77918628365478,541.63798734198167,536.01880805895269,547.34911728722489,570.85247288742266,603.69278426573237,644.35103941751129,692.18089957499922,747.09839031056606,809.37035638512543,879.47487572951582,958.01378566477433,1045.6627829005613,1143.1484652318534,1251.2445524376049,1370.7816864358949,1502.6668643255366,1647.9097317780115,1807.6535395962803,{"$f":"IFERROR(IF(OR(D73=\"\",'Cost scenario - input'!$G58=\"\"),\"\",D73/'Cost scenario - input'!$G58),\"\")","v":11.71443666023162},{"$f":"IFERROR(IF(OR(E73=\"\",'Cost scenario - input'!$G58=\"\"),\"\",E73/'Cost scenario - input'!$G58),\"\")","v":10.49922875131886},{"$f":"IFERROR(IF(OR(F73=\"\",'Cost scenario - input'!$G58=\"\"),\"\",F73/'Cost scenario - input'!$G58),\"\")","v":9.9457644942784817},{"$f":"IFERROR(IF(OR(G73=\"\",'Cost scenario - input'!$G58=\"\"),\"\",G73/'Cost scenario - input'!$G58),\"\")","v":9.8425829687832085},{"$f":"IFERROR(IF(OR(H73=\"\",'Cost scenario - input'!$G58=\"\"),\"\",H73/'Cost scenario - input'!$G58),\"\")","v":10.05063445310533},{"$f":"IFERROR(IF(OR(I73=\"\",'Cost scenario - input'!$G58=\"\"),\"\",I73/'Cost scenario - input'!$G58),\"\")","v":10.482212084452772},{"$f":"IFERROR(IF(OR(J73=\"\",'Cost scenario - input'!$G58=\"\"),\"\",J73/'Cost scenario - input'!$G58),\"\")","v":11.085238479426096},{"$f":"IFERROR(IF(OR(K73=\"\",'Cost scenario - input'!$G58=\"\"),\"\",K73/'Cost scenario - input'!$G58),\"\")","v":11.83182095690761},{"$f":"IFERROR(IF(OR(L73=\"\",'Cost scenario - input'!$G58=\"\"),\"\",L73/'Cost scenario - input'!$G58),\"\")","v":12.710091196510092},{"$f":"IFERROR(IF(OR(M73=\"\",'Cost scenario - input'!$G58=\"\"),\"\",M73/'Cost scenario - input'!$G58),\"\")","v":13.71850722758106},{"$f":"IFERROR(IF(OR(N73=\"\",'Cost scenario - input'!$G58=\"\"),\"\",N73/'Cost scenario - input'!$G58),\"\")","v":14.861968955981258},{"$f":"IFERROR(IF(OR(O73=\"\",'Cost scenario - input'!$G58=\"\"),\"\",O73/'Cost scenario - input'!$G58),\"\")","v":16.149255032066002},{"$f":"IFERROR(IF(OR(P73=\"\",'Cost scenario - input'!$G58=\"\"),\"\",P73/'Cost scenario - input'!$G58),\"\")","v":17.591416623587158},{"$f":"IFERROR(IF(OR(Q73=\"\",'Cost scenario - input'!$G58=\"\"),\"\",Q73/'Cost scenario - input'!$G58),\"\")","v":19.200861132722746},{"$f":"IFERROR(IF(OR(R73=\"\",'Cost scenario - input'!$G58=\"\"),\"\",R73/'Cost scenario - input'!$G58),\"\")","v":20.990930626904852},{"$f":"IFERROR(IF(OR(S73=\"\",'Cost scenario - input'!$G58=\"\"),\"\",S73/'Cost scenario - input'!$G58),\"\")","v":22.975832445511223},{"$f":"IFERROR(IF(OR(T73=\"\",'Cost scenario - input'!$G58=\"\"),\"\",T73/'Cost scenario - input'!$G58),\"\")","v":25.170819154073371},{"$f":"IFERROR(IF(OR(U73=\"\",'Cost scenario - input'!$G58=\"\"),\"\",U73/'Cost scenario - input'!$G58),\"\")","v":27.592545381241063},{"$f":"IFERROR(IF(OR(V73=\"\",'Cost scenario - input'!$G58=\"\"),\"\",V73/'Cost scenario - input'!$G58),\"\")","v":30.259550628131091},{"$f":"IFERROR(IF(OR(W73=\"\",'Cost scenario - input'!$G58=\"\"),\"\",W73/'Cost scenario - input'!$G58),\"\")","v":33.192827704534999}]
[{"$f":"IFERROR('Cost scenario - input'!A59,\"\")","v":5},{"$f":"IFERROR('Cost scenario - input'!B59,\"\")","v":"TRANSFORMERS"},{"$f":"IFERROR('Cost scenario - input'!C59,\"\")","v":"kiosk mounted ; < = 22 kv ; > 600 kva ; multiple phase"},{"$f":"IFERROR(repcalc('Cost scenario - input'!$CY59:$GK59,'Cost scenario - input'!$J59,'Cost scenario - input'!$H59,'Cost scenario - input'!$I59,20,TRUE,TRUE),\"\")","v":311.92941277655729},301.96449863807936,297.85125891153592,298.63387084555472,303.58012896807554,312.15246091144576,323.97413274552054,338.79463173821881,356.457647938337,376.87442825288826,400.00454654508815,425.84533669934984,454.43040541339599,485.83682101553597,520.1998093294718,557.73311790949231,598.75266685263421,643.700708079641,693.16747533433158,747.90722477653935,{"$f":"IFERROR(IF(OR(D74=\"\",'Cost scenario - input'!$G59=\"\"),\"\",D74/'Cost scenario - input'!$G59),\"\")","v":5.9119459671791468},{"$f":"IFERROR(IF(OR(E74=\"\",'Cost scenario - input'!$G59=\"\"),\"\",E74/'Cost scenario - input'!$G59),\"\")","v":5.7230826168786058},{"$f":"IFERROR(IF(OR(F74=\"\",'Cost scenario - input'!$G59=\"\"),\"\",F74/'Cost scenario - input'!$G59),\"\")","v":5.6451250725838058},{"$f":"IFERROR(IF(OR(G74=\"\",'Cost scenario - input'!$G59=\"\"),\"\",G74/'Cost scenario - input'!$G59),\"\")","v":5.6599577856197607},{"$f":"IFERROR(IF(OR(H74=\"\",'Cost scenario - input'!$G59=\"\"),\"\",H74/'Cost scenario - input'!$G59),\"\")","v":5.7537033881898232},{"$f":"IFERROR(IF(OR(I74=\"\",'Cost scenario - input'!$G59=\"\"),\"\",I74/'Cost scenario - input'!$G59),\"\")","v":5.9161733611584548},{"$f":"IFERROR(IF(OR(J74=\"\",'Cost scenario - input'!$G59=\"\"),\"\",J74/'Cost scenario - input'!$G59),\"\")","v":6.1402275293841262},{"$f":"IFERROR(IF(OR(K74=\"\",'Cost scenario - input'!$G59=\"\"),\"\",K74/'Cost scenario - input'!$G59),\"\")","v":6.4211179669724157},{"$f":"IFERROR(IF(OR(L74=\"\",'Cost scenario - input'!$G59=\"\"),\"\",L74/'Cost scenario - input'!$G59),\"\")","v":6.7558821575725156},{"$f":"IFERROR(IF(OR(M74=\"\",'Cost scenario - input'!$G59=\"\"),\"\",M74/'Cost scenario - input'!$G59),\"\")","v":7.1428379786635405},{"$f":"IFERROR(IF(OR(N74=\"\",'Cost scenario - input'!$G59=\"\"),\"\",N74/'Cost scenario - input'!$G59),\"\")","v":7.581219240439264},{"$f":"IFERROR(IF(OR(O74=\"\",'Cost scenario - input'!$G59=\"\"),\"\",O74/'Cost scenario - input'!$G59),\"\")","v":8.0709754124570736},{"$f":"IFERROR(IF(OR(P74=\"\",'Cost scenario - input'!$G59=\"\"),\"\",P74/'Cost scenario - input'!$G59),\"\")","v":8.6127434368357108},{"$f":"IFERROR(IF(OR(Q74=\"\",'Cost scenario - input'!$G59=\"\"),\"\",Q74/'Cost scenario - input'!$G59),\"\")","v":9.2079839767062683},{"$f":"IFERROR(IF(OR(R74=\"\",'Cost scenario - input'!$G59=\"\"),\"\",R74/'Cost scenario - input'!$G59),\"\")","v":9.8592599444788878},{"$f":"IFERROR(IF(OR(S74=\"\",'Cost scenario - input'!$G59=\"\"),\"\",S74/'Cost scenario - input'!$G59),\"\")","v":10.570622461784978},{"$f":"IFERROR(IF(OR(T74=\"\",'Cost scenario - input'!$G59=\"\"),\"\",T74/'Cost scenario - input'!$G59),\"\")","v":11.348059109362769},{"$f":"IFERROR(IF(OR(U74=\"\",'Cost scenario - input'!$G59=\"\"),\"\",U74/'Cost scenario - input'!$G59),\"\")","v":12.199951813866894},{"$f":"IFERROR(IF(OR(V74=\"\",'Cost scenario - input'!$G59=\"\"),\"\",V74/'Cost scenario - input'!$G59),\"\")","v":13.137487176683875},{"$f":"IFERROR(IF(OR(W74=\"\",'Cost scenario - input'!$G59=\"\"),\"\",W74/'Cost scenario - input'!$G59),\"\")","v":14.174960488606123}]
[{"$f":"IFERROR('Cost scenario - input'!A60,\"\")","v":5},{"$f":"IFERROR('Cost scenario - input'!B60,\"\")","v":"TRANSFORMERS"},{"$f":"IFERROR('Cost scenario - input'!C60,\"\")","v":"kiosk mounted ; < = 22 kv ; > 600 kva ; single phase"},{"$f":"IFERROR(repcalc('Cost scenario - input'!$CY60:$GK60,'Cost scenario - input'!$J60,'Cost scenario - input'!$H60,'Cost scenario - input'!$I60,20,TRUE,TRUE),\"\")","v":2.5458213232899074},3.1623718616996901,3.8582854364146089,4.6235145350980567,5.4418510904528414,6.2909726053222359,7.1430867079890934,7.9662054810734002,8.7260026520089653,9.3881236279951175,9.9207437397059053,10.297117471616437,10.49784193277932,10.512577387679448,10.341025707706825,9.9930565257432136,9.4879772357237933,8.853049893031459,8.1214484052799349,7.3299090335089065,{"$f":"IFERROR(IF(OR(D75=\"\",'Cost scenario - input'!$G60=\"\"),\"\",D75/'Cost scenario - input'!$G60),\"\")","v":1.3469629432481988E-2},{"$f":"IFERROR(IF(OR(E75=\"\",'Cost scenario - input'!$G60=\"\"),\"\",E75/'Cost scenario - input'!$G60),\"\")","v":1.673172296701372E-2},{"$f":"IFERROR(IF(OR(F75=\"\",'Cost scenario - input'!$G60=\"\"),\"\",F75/'Cost scenario - input'!$G60),\"\")","v":2.0413716625677245E-2},{"$f":"IFERROR(IF(OR(G75=\"\",'Cost scenario - input'!$G60=\"\"),\"\",G75/'Cost scenario - input'!$G60),\"\")","v":2.4462450248859516E-2},{"$f":"IFERROR(IF(OR(H75=\"\",'Cost scenario - input'!$G60=\"\"),\"\",H75/'Cost scenario - input'!$G60),\"\")","v":2.8792168933687863E-2},{"$f":"IFERROR(IF(OR(I75=\"\",'Cost scenario - input'!$G60=\"\"),\"\",I75/'Cost scenario - input'!$G60),\"\")","v":3.328476707630152E-2},{"$f":"IFERROR(IF(OR(J75=\"\",'Cost scenario - input'!$G60=\"\"),\"\",J75/'Cost scenario - input'!$G60),\"\")","v":3.7793198635151917E-2},{"$f":"IFERROR(IF(OR(K75=\"\",'Cost scenario - input'!$G60=\"\"),\"\",K75/'Cost scenario - input'!$G60),\"\")","v":4.2148219449431694E-2},{"$f":"IFERROR(IF(OR(L75=\"\",'Cost scenario - input'!$G60=\"\"),\"\",L75/'Cost scenario - input'!$G60),\"\")","v":4.6168213406872834E-2},{"$f":"IFERROR(IF(OR(M75=\"\",'Cost scenario - input'!$G60=\"\"),\"\",M75/'Cost scenario - input'!$G60),\"\")","v":4.9671414556308399E-2},{"$f":"IFERROR(IF(OR(N75=\"\",'Cost scenario - input'!$G60=\"\"),\"\",N75/'Cost scenario - input'!$G60),\"\")","v":5.2489442462430431E-2},{"$f":"IFERROR(IF(OR(O75=\"\",'Cost scenario - input'!$G60=\"\"),\"\",O75/'Cost scenario - input'!$G60),\"\")","v":5.4480789871840858E-2},{"$f":"IFERROR(IF(OR(P75=\"\",'Cost scenario - input'!$G60=\"\"),\"\",P75/'Cost scenario - input'!$G60),\"\")","v":5.5542798460253791E-2},{"$f":"IFERROR(IF(OR(Q75=\"\",'Cost scenario - input'!$G60=\"\"),\"\",Q75/'Cost scenario - input'!$G60),\"\")","v":5.5620761950938707E-2},{"$f":"IFERROR(IF(OR(R75=\"\",'Cost scenario - input'!$G60=\"\"),\"\",R75/'Cost scenario - input'!$G60),\"\")","v":5.4713102981861939E-2},{"$f":"IFERROR(IF(OR(S75=\"\",'Cost scenario - input'!$G60=\"\"),\"\",S75/'Cost scenario - input'!$G60),\"\")","v":5.2872040574184084E-2},{"$f":"IFERROR(IF(OR(T75=\"\",'Cost scenario - input'!$G60=\"\"),\"\",T75/'Cost scenario - input'!$G60),\"\")","v":5.0199727789172512E-2},{"$f":"IFERROR(IF(OR(U75=\"\",'Cost scenario - input'!$G60=\"\"),\"\",U75/'Cost scenario - input'!$G60),\"\")","v":4.6840404829474623E-2},{"$f":"IFERROR(IF(OR(V75=\"\",'Cost scenario - input'!$G60=\"\"),\"\",V75/'Cost scenario - input'!$G60),\"\")","v":4.2969590785254537E-2},{"$f":"IFERROR(IF(OR(W75=\"\",'Cost scenario - input'!$G60=\"\"),\"\",W75/'Cost scenario - input'!$G60),\"\")","v":3.8781652723208056E-2}]
[{"$f":"IFERROR('Cost scenario - input'!A61,\"\")","v":5},{"$f":"IFERROR('Cost scenario - input'!B61,\"\")","v":"TRANSFORMERS"},{"$f":"IFERROR('Cost scenario - input'!C61,\"\")","v":"pole mounted ; < = 22 kv ; < = 60 kva ; multiple phase"},{"$f":"IFERROR(repcalc('Cost scenario - input'!$CY61:$GK61,'Cost scenario - input'!$J61,'Cost scenario - input'!$H61,'Cost scenario - input'!$I61,20,TRUE,TRUE),\"\")","v":2950.2677489705957},3168.9804224556287,3385.1692888813509,3597.1300200738315,3803.9963523398537,4005.7150366057408,4202.9496937277172,4396.9209527744515,4589.198816587269,4781.4694944455996,4975.3019458028884,5171.9386462716375,5372.1308192763281,5576.0313805126134,5783.1503772975257,5992.3692517267127,6202.0032450853569,6409.896808625077,6613.5355946991504,6810.160453233003,{"$f":"IFERROR(IF(OR(D76=\"\",'Cost scenario - input'!$G61=\"\"),\"\",D76/'Cost scenario - input'!$G61),\"\")","v":228.95771893644306},{"$f":"IFERROR(IF(OR(E76=\"\",'Cost scenario - input'!$G61=\"\"),\"\",E76/'Cost scenario - input'!$G61),\"\")","v":245.93107833444913},{"$f":"IFERROR(IF(OR(F76=\"\",'Cost scenario - input'!$G61=\"\"),\"\",F76/'Cost scenario - input'!$G61),\"\")","v":262.708575811944},{"$f":"IFERROR(IF(OR(G76=\"\",'Cost scenario - input'!$G61=\"\"),\"\",G76/'Cost scenario - input'!$G61),\"\")","v":279.15794571569734},{"$f":"IFERROR(IF(OR(H76=\"\",'Cost scenario - input'!$G61=\"\"),\"\",H76/'Cost scenario - input'!$G61),\"\")","v":295.21196100868315},{"$f":"IFERROR(IF(OR(I76=\"\",'Cost scenario - input'!$G61=\"\"),\"\",I76/'Cost scenario - input'!$G61),\"\")","v":310.86648925700666},{"$f":"IFERROR(IF(OR(J76=\"\",'Cost scenario - input'!$G61=\"\"),\"\",J76/'Cost scenario - input'!$G61),\"\")","v":326.17303124988706},{"$f":"IFERROR(IF(OR(K76=\"\",'Cost scenario - input'!$G61=\"\"),\"\",K76/'Cost scenario - input'!$G61),\"\")","v":341.2263148123929},{"$f":"IFERROR(IF(OR(L76=\"\",'Cost scenario - input'!$G61=\"\"),\"\",L76/'Cost scenario - input'!$G61),\"\")","v":356.14818118059475},{"$f":"IFERROR(IF(OR(M76=\"\",'Cost scenario - input'!$G61=\"\"),\"\",M76/'Cost scenario - input'!$G61),\"\")","v":371.0694898774637},{"$f":"IFERROR(IF(OR(N76=\"\",'Cost scenario - input'!$G61=\"\"),\"\",N76/'Cost scenario - input'!$G61),\"\")","v":386.11200116617937},{"$f":"IFERROR(IF(OR(O76=\"\",'Cost scenario - input'!$G61=\"\"),\"\",O76/'Cost scenario - input'!$G61),\"\")","v":401.37213828906329},{"$f":"IFERROR(IF(OR(P76=\"\",'Cost scenario - input'!$G61=\"\"),\"\",P76/'Cost scenario - input'!$G61),\"\")","v":416.90820049768035},{"$f":"IFERROR(IF(OR(Q76=\"\",'Cost scenario - input'!$G61=\"\"),\"\",Q76/'Cost scenario - input'!$G61),\"\")","v":432.73205492811621},{"$f":"IFERROR(IF(OR(R76=\"\",'Cost scenario - input'!$G61=\"\"),\"\",R76/'Cost scenario - input'!$G61),\"\")","v":448.80567843866851},{"$f":"IFERROR(IF(OR(S76=\"\",'Cost scenario - input'!$G61=\"\"),\"\",S76/'Cost scenario - input'!$G61),\"\")","v":465.04226451275309},{"$f":"IFERROR(IF(OR(T76=\"\",'Cost scenario - input'!$G61=\"\"),\"\",T76/'Cost scenario - input'!$G61),\"\")","v":481.31106619954227},{"$f":"IFERROR(IF(OR(U76=\"\",'Cost scenario - input'!$G61=\"\"),\"\",U76/'Cost scenario - input'!$G61),\"\")","v":497.44480053813948},{"$f":"IFERROR(IF(OR(V76=\"\",'Cost scenario - input'!$G61=\"\"),\"\",V76/'Cost scenario - input'!$G61),\"\")","v":513.24833971277008},{"$f":"IFERROR(IF(OR(W76=\"\",'Cost scenario - input'!$G61=\"\"),\"\",W76/'Cost scenario - input'!$G61),\"\")","v":528.50755783350496}]
[{"$f":"IFERROR('Cost scenario - input'!A62,\"\")","v":5},{"$f":"IFERROR('Cost scenario - input'!B62,\"\")","v":"TRANSFORMERS"},{"$f":"IFERROR('Cost scenario - input'!C62,\"\")","v":"pole mounted ; < = 22 kv ; < = 60 kva ; single phase"},{"$f":"IFERROR(repcalc('Cost scenario - input'!$CY62:$GK62,'Cost scenario - input'!$J62,'Cost scenario - input'!$H62,'Cost scenario - input'!$I62,20,TRUE,TRUE),\"\")","v":6288.1137802379453},6288.6731541772197,6280.7155722269972,6271.9730102760896,6269.1096795821049,6277.20277779363,6299.4248107470657,6336.9433877181673,6389.0289403431079,6453.3393768221786,6526.3354126178619,6603.7722665324754,6681.2125491897123,6754.5105486071325,6820.2281006004669,6875.9547959812744,6920.5183254682233,6954.0824404705454,6978.1389663400578,6995.4058918049504,{"$f":"IFERROR(IF(OR(D77=\"\",'Cost scenario - input'!$G62=\"\"),\"\",D77/'Cost scenario - input'!$G62),\"\")","v":651.69407617151148},{"$f":"IFERROR(IF(OR(E77=\"\",'Cost scenario - input'!$G62=\"\"),\"\",E77/'Cost scenario - input'!$G62),\"\")","v":651.75204914963024},{"$f":"IFERROR(IF(OR(F77=\"\",'Cost scenario - input'!$G62=\"\"),\"\",F77/'Cost scenario - input'!$G62),\"\")","v":650.92733299485781},{"$f":"IFERROR(IF(OR(G77=\"\",'Cost scenario - input'!$G62=\"\"),\"\",G77/'Cost scenario - input'!$G62),\"\")","v":650.02126226632311},{"$f":"IFERROR(IF(OR(H77=\"\",'Cost scenario - input'!$G62=\"\"),\"\",H77/'Cost scenario - input'!$G62),\"\")","v":649.72450942173339},{"$f":"IFERROR(IF(OR(I77=\"\",'Cost scenario - input'!$G62=\"\"),\"\",I77/'Cost scenario - input'!$G62),\"\")","v":650.56327035174399},{"$f":"IFERROR(IF(OR(J77=\"\",'Cost scenario - input'!$G62=\"\"),\"\",J77/'Cost scenario - input'!$G62),\"\")","v":652.86634051592512},{"$f":"IFERROR(IF(OR(K77=\"\",'Cost scenario - input'!$G62=\"\"),\"\",K77/'Cost scenario - input'!$G62),\"\")","v":656.75472981881819},{"$f":"IFERROR(IF(OR(L77=\"\",'Cost scenario - input'!$G62=\"\"),\"\",L77/'Cost scenario - input'!$G62),\"\")","v":662.15282649551489},{"$f":"IFERROR(IF(OR(M77=\"\",'Cost scenario - input'!$G62=\"\"),\"\",M77/'Cost scenario - input'!$G62),\"\")","v":668.81789840008673},{"$f":"IFERROR(IF(OR(N77=\"\",'Cost scenario - input'!$G62=\"\"),\"\",N77/'Cost scenario - input'!$G62),\"\")","v":676.3831374804538},{"$f":"IFERROR(IF(OR(O77=\"\",'Cost scenario - input'!$G62=\"\"),\"\",O77/'Cost scenario - input'!$G62),\"\")","v":684.40861868788863},{"$f":"IFERROR(IF(OR(P77=\"\",'Cost scenario - input'!$G62=\"\"),\"\",P77/'Cost scenario - input'!$G62),\"\")","v":692.43445524691788},{"$f":"IFERROR(IF(OR(Q77=\"\",'Cost scenario - input'!$G62=\"\"),\"\",Q77/'Cost scenario - input'!$G62),\"\")","v":700.03098954718428},{"$f":"IFERROR(IF(OR(R77=\"\",'Cost scenario - input'!$G62=\"\"),\"\",R77/'Cost scenario - input'!$G62),\"\")","v":706.84189355295257},{"$f":"IFERROR(IF(OR(S77=\"\",'Cost scenario - input'!$G62=\"\"),\"\",S77/'Cost scenario - input'!$G62),\"\")","v":712.61735476970432},{"$f":"IFERROR(IF(OR(T77=\"\",'Cost scenario - input'!$G62=\"\"),\"\",T77/'Cost scenario - input'!$G62),\"\")","v":717.23587618883175},{"$f":"IFERROR(IF(OR(U77=\"\",'Cost scenario - input'!$G62=\"\"),\"\",U77/'Cost scenario - input'!$G62),\"\")","v":720.71442884920123},{"$f":"IFERROR(IF(OR(V77=\"\",'Cost scenario - input'!$G62=\"\"),\"\",V77/'Cost scenario - input'!$G62),\"\")","v":723.20762409825954},{"$f":"IFERROR(IF(OR(W77=\"\",'Cost scenario - input'!$G62=\"\"),\"\",W77/'Cost scenario - input'!$G62),\"\")","v":724.99715167877673}]
[{"$f":"IFERROR('Cost scenario - input'!A63,\"\")","v":5},{"$f":"IFERROR('Cost scenario - input'!B63,\"\")","v":"TRANSFORMERS"},{"$f":"IFERROR('Cost scenario - input'!C63,\"\")","v":"pole mounted ; < = 22 kv ; > 60 kva and < = 600 kva ; multiple phase"},{"$f":"IFERROR(repcalc('Cost scenario - input'!$CY63:$GK63,'Cost scenario - input'!$J63,'Cost scenario - input'!$H63,'Cost scenario - input'!$I63,20,TRUE,TRUE),\"\")","v":7605.0236629849087},7249.8004021961478,6970.5298413736555,6753.0706498319023,6587.0283211064652,6464.5163049102784,6379.3551483333558,6326.5856239555869,6302.2034767253972,6303.039922287463,6326.7232057914835,6371.6681781779889,6437.0552726632313,6522.7770998175993,6629.3480623988071,6757.7871227538753,6909.4934658957718,7086.1374568025149,7289.5844524350259,7521.8576836654829,{"$f":"IFERROR(IF(OR(D78=\"\",'Cost scenario - input'!$G63=\"\"),\"\",D78/'Cost scenario - input'!$G63),\"\")","v":368.80680067598178},{"$f":"IFERROR(IF(OR(E78=\"\",'Cost scenario - input'!$G63=\"\"),\"\",E78/'Cost scenario - input'!$G63),\"\")","v":351.58019361427898},{"$f":"IFERROR(IF(OR(F78=\"\",'Cost scenario - input'!$G63=\"\"),\"\",F78/'Cost scenario - input'!$G63),\"\")","v":338.03692450372563},{"$f":"IFERROR(IF(OR(G78=\"\",'Cost scenario - input'!$G63=\"\"),\"\",G78/'Cost scenario - input'!$G63),\"\")","v":327.4912073220093},{"$f":"IFERROR(IF(OR(H78=\"\",'Cost scenario - input'!$G63=\"\"),\"\",H78/'Cost scenario - input'!$G63),\"\")","v":319.43895886786277},{"$f":"IFERROR(IF(OR(I78=\"\",'Cost scenario - input'!$G63=\"\"),\"\",I78/'Cost scenario - input'!$G63),\"\")","v":313.49771966336226},{"$f":"IFERROR(IF(OR(J78=\"\",'Cost scenario - input'!$G63=\"\"),\"\",J78/'Cost scenario - input'!$G63),\"\")","v":309.36781618234221},{"$f":"IFERROR(IF(OR(K78=\"\",'Cost scenario - input'!$G63=\"\"),\"\",K78/'Cost scenario - input'!$G63),\"\")","v":306.80874992280087},{"$f":"IFERROR(IF(OR(L78=\"\",'Cost scenario - input'!$G63=\"\"),\"\",L78/'Cost scenario - input'!$G63),\"\")","v":305.62633391568914},{"$f":"IFERROR(IF(OR(M78=\"\",'Cost scenario - input'!$G63=\"\"),\"\",M78/'Cost scenario - input'!$G63),\"\")","v":305.66689747280026},{"$f":"IFERROR(IF(OR(N78=\"\",'Cost scenario - input'!$G63=\"\"),\"\",N78/'Cost scenario - input'!$G63),\"\")","v":306.8154219752463},{"$f":"IFERROR(IF(OR(O78=\"\",'Cost scenario - input'!$G63=\"\"),\"\",O78/'Cost scenario - input'!$G63),\"\")","v":308.99503537382338},{"$f":"IFERROR(IF(OR(P78=\"\",'Cost scenario - input'!$G63=\"\"),\"\",P78/'Cost scenario - input'!$G63),\"\")","v":312.16599265038957},{"$f":"IFERROR(IF(OR(Q78=\"\",'Cost scenario - input'!$G63=\"\"),\"\",Q78/'Cost scenario - input'!$G63),\"\")","v":316.32308593791964},{"$f":"IFERROR(IF(OR(R78=\"\",'Cost scenario - input'!$G63=\"\"),\"\",R78/'Cost scenario - input'!$G63),\"\")","v":321.49126127783813},{"$f":"IFERROR(IF(OR(S78=\"\",'Cost scenario - input'!$G63=\"\"),\"\",S78/'Cost scenario - input'!$G63),\"\")","v":327.71993340701727},{"$f":"IFERROR(IF(OR(T78=\"\",'Cost scenario - input'!$G63=\"\"),\"\",T78/'Cost scenario - input'!$G63),\"\")","v":335.07695601941708},{"$f":"IFERROR(IF(OR(U78=\"\",'Cost scenario - input'!$G63=\"\"),\"\",U78/'Cost scenario - input'!$G63),\"\")","v":343.6433337234127},{"$f":"IFERROR(IF(OR(V78=\"\",'Cost scenario - input'!$G63=\"\"),\"\",V78/'Cost scenario - input'!$G63),\"\")","v":353.50952729379765},{"$f":"IFERROR(IF(OR(W78=\"\",'Cost scenario - input'!$G63=\"\"),\"\",W78/'Cost scenario - input'!$G63),\"\")","v":364.77365362514882}]
[{"$f":"IFERROR('Cost scenario - input'!A64,\"\")","v":5},{"$f":"IFERROR('Cost scenario - input'!B64,\"\")","v":"TRANSFORMERS"},{"$f":"IFERROR('Cost scenario - input'!C64,\"\")","v":"pole mounted ; < = 22 kv ; > 60 kva and < = 600 kva ; single phase"},{"$f":"IFERROR(repcalc('Cost scenario - input'!$CY64:$GK64,'Cost scenario - input'!$J64,'Cost scenario - input'!$H64,'Cost scenario - input'!$I64,20,TRUE,TRUE),\"\")","v":197.85969880309239},186.71213957052515,178.75142213342377,173.32641992288873,169.82452951508057,167.68034160176038,166.38907721572431,165.52256614285213,164.74515077646888,163.82694547580033,162.6522970179895,161.22196185366639,159.64829737643228,158.14351155302236,157.00161152959731,156.57507649522094,157.24746052281927,159.4031762258729,163.39572538977239,169.51573294173932,{"$f":"IFERROR(IF(OR(D79=\"\",'Cost scenario - input'!$G64=\"\"),\"\",D79/'Cost scenario - input'!$G64),\"\")","v":14.125703718858322},{"$f":"IFERROR(IF(OR(E79=\"\",'Cost scenario - input'!$G64=\"\"),\"\",E79/'Cost scenario - input'!$G64),\"\")","v":13.329851304949727},{"$f":"IFERROR(IF(OR(F79=\"\",'Cost scenario - input'!$G64=\"\"),\"\",F79/'Cost scenario - input'!$G64),\"\")","v":12.761515577228071},{"$f":"IFERROR(IF(OR(G79=\"\",'Cost scenario - input'!$G64=\"\"),\"\",G79/'Cost scenario - input'!$G64),\"\")","v":12.374210965102726},{"$f":"IFERROR(IF(OR(H79=\"\",'Cost scenario - input'!$G64=\"\"),\"\",H79/'Cost scenario - input'!$G64),\"\")","v":12.12420216262376},{"$f":"IFERROR(IF(OR(I79=\"\",'Cost scenario - input'!$G64=\"\"),\"\",I79/'Cost scenario - input'!$G64),\"\")","v":11.971123170972911},{"$f":"IFERROR(IF(OR(J79=\"\",'Cost scenario - input'!$G64=\"\"),\"\",J79/'Cost scenario - input'!$G64),\"\")","v":11.87893654453914},{"$f":"IFERROR(IF(OR(K79=\"\",'Cost scenario - input'!$G64=\"\"),\"\",K79/'Cost scenario - input'!$G64),\"\")","v":11.817074130118487},{"$f":"IFERROR(IF(OR(L79=\"\",'Cost scenario - input'!$G64=\"\"),\"\",L79/'Cost scenario - input'!$G64),\"\")","v":11.761572483252309},{"$f":"IFERROR(IF(OR(M79=\"\",'Cost scenario - input'!$G64=\"\"),\"\",M79/'Cost scenario - input'!$G64),\"\")","v":11.696019487322415},{"$f":"IFERROR(IF(OR(N79=\"\",'Cost scenario - input'!$G64=\"\"),\"\",N79/'Cost scenario - input'!$G64),\"\")","v":11.612158366592809},{"$f":"IFERROR(IF(OR(O79=\"\",'Cost scenario - input'!$G64=\"\"),\"\",O79/'Cost scenario - input'!$G64),\"\")","v":11.510043125984867},{"$f":"IFERROR(IF(OR(P79=\"\",'Cost scenario - input'!$G64=\"\"),\"\",P79/'Cost scenario - input'!$G64),\"\")","v":11.397695243658294},{"$f":"IFERROR(IF(OR(Q79=\"\",'Cost scenario - input'!$G64=\"\"),\"\",Q79/'Cost scenario - input'!$G64),\"\")","v":11.290264782425353},{"$f":"IFERROR(IF(OR(R79=\"\",'Cost scenario - input'!$G64=\"\"),\"\",R79/'Cost scenario - input'!$G64),\"\")","v":11.20874165515368},{"$f":"IFERROR(IF(OR(S79=\"\",'Cost scenario - input'!$G64=\"\"),\"\",S79/'Cost scenario - input'!$G64),\"\")","v":11.178290241562326},{"$f":"IFERROR(IF(OR(T79=\"\",'Cost scenario - input'!$G64=\"\"),\"\",T79/'Cost scenario - input'!$G64),\"\")","v":11.226293435828778},{"$f":"IFERROR(IF(OR(U79=\"\",'Cost scenario - input'!$G64=\"\"),\"\",U79/'Cost scenario - input'!$G64),\"\")","v":11.380195425509509},{"$f":"IFERROR(IF(OR(V79=\"\",'Cost scenario - input'!$G64=\"\"),\"\",V79/'Cost scenario - input'!$G64),\"\")","v":11.66523359605856},{"$f":"IFERROR(IF(OR(W79=\"\",'Cost scenario - input'!$G64=\"\"),\"\",W79/'Cost scenario - input'!$G64),\"\")","v":12.102156395189542}]
[{"$f":"IFERROR('Cost scenario - input'!A65,\"\")","v":5},{"$f":"IFERROR('Cost scenario - input'!B65,\"\")","v":"TRANSFORMERS"},{"$f":"IFERROR('Cost scenario - input'!C65,\"\")","v":"pole mounted ; < = 22 kv ; > 600 kva ; multiple phase"},{"$f":"IFERROR(repcalc('Cost scenario - input'!$CY65:$GK65,'Cost scenario - input'!$J65,'Cost scenario - input'!$H65,'Cost scenario - input'!$I65,20,TRUE,TRUE),\"\")","v":1063.9041233595799},944.55244716936227,937.91578809993223,994.62282523314377,1089.8189736041074,1209.5982603630925,1344.9023060473116,1488.7466988053184,1635.0604384910343,1778.364169467136,1913.8561744212248,2037.6137716362005,2146.710386824137,2239.1459345351163,2313.5909043621828,2369.0330052481013,2404.4666862133763,2418.7656625954451,2410.8264595921469,2379.9820835654477,{"$f":"IFERROR(IF(OR(D80=\"\",'Cost scenario - input'!$G65=\"\"),\"\",D80/'Cost scenario - input'!$G65),\"\")","v":32.158502850231962},{"$f":"IFERROR(IF(OR(E80=\"\",'Cost scenario - input'!$G65=\"\"),\"\",E80/'Cost scenario - input'!$G65),\"\")","v":28.550873990948141},{"$f":"IFERROR(IF(OR(F80=\"\",'Cost scenario - input'!$G65=\"\"),\"\",F80/'Cost scenario - input'!$G65),\"\")","v":28.350268490025432},{"$f":"IFERROR(IF(OR(G80=\"\",'Cost scenario - input'!$G65=\"\"),\"\",G80/'Cost scenario - input'!$G65),\"\")","v":30.064345327624306},{"$f":"IFERROR(IF(OR(H80=\"\",'Cost scenario - input'!$G65=\"\"),\"\",H80/'Cost scenario - input'!$G65),\"\")","v":32.941827932966234},{"$f":"IFERROR(IF(OR(I80=\"\",'Cost scenario - input'!$G65=\"\"),\"\",I80/'Cost scenario - input'!$G65),\"\")","v":36.562382125832812},{"$f":"IFERROR(IF(OR(J80=\"\",'Cost scenario - input'!$G65=\"\"),\"\",J80/'Cost scenario - input'!$G65),\"\")","v":40.652201352253144},{"$f":"IFERROR(IF(OR(K80=\"\",'Cost scenario - input'!$G65=\"\"),\"\",K80/'Cost scenario - input'!$G65),\"\")","v":45.000168629502625},{"$f":"IFERROR(IF(OR(L80=\"\",'Cost scenario - input'!$G65=\"\"),\"\",L80/'Cost scenario - input'!$G65),\"\")","v":49.422776561365026},{"$f":"IFERROR(IF(OR(M80=\"\",'Cost scenario - input'!$G65=\"\"),\"\",M80/'Cost scenario - input'!$G65),\"\")","v":53.754401319516539},{"$f":"IFERROR(IF(OR(N80=\"\",'Cost scenario - input'!$G65=\"\"),\"\",N80/'Cost scenario - input'!$G65),\"\")","v":57.849901968334919},{"$f":"IFERROR(IF(OR(O80=\"\",'Cost scenario - input'!$G65=\"\"),\"\",O80/'Cost scenario - input'!$G65),\"\")","v":61.590708076133538},{"$f":"IFERROR(IF(OR(P80=\"\",'Cost scenario - input'!$G65=\"\"),\"\",P80/'Cost scenario - input'!$G65),\"\")","v":64.888358431499398},{"$f":"IFERROR(IF(OR(Q80=\"\",'Cost scenario - input'!$G65=\"\"),\"\",Q80/'Cost scenario - input'!$G65),\"\")","v":67.682396690454055},{"$f":"IFERROR(IF(OR(R80=\"\",'Cost scenario - input'!$G65=\"\"),\"\",R80/'Cost scenario - input'!$G65),\"\")","v":69.932635900740493},{"$f":"IFERROR(IF(OR(S80=\"\",'Cost scenario - input'!$G65=\"\"),\"\",S80/'Cost scenario - input'!$G65),\"\")","v":71.608477661492898},{"$f":"IFERROR(IF(OR(T80=\"\",'Cost scenario - input'!$G65=\"\"),\"\",T80/'Cost scenario - input'!$G65),\"\")","v":72.679527303370136},{"$f":"IFERROR(IF(OR(U80=\"\",'Cost scenario - input'!$G65=\"\"),\"\",U80/'Cost scenario - input'!$G65),\"\")","v":73.111740754415052},{"$f":"IFERROR(IF(OR(V80=\"\",'Cost scenario - input'!$G65=\"\"),\"\",V80/'Cost scenario - input'!$G65),\"\")","v":72.871763413596113},{"$f":"IFERROR(IF(OR(W80=\"\",'Cost scenario - input'!$G65=\"\"),\"\",W80/'Cost scenario - input'!$G65),\"\")","v":71.939434143890878}]
[{"$f":"IFERROR('Cost scenario - input'!A66,\"\")","v":5},{"$f":"IFERROR('Cost scenario - input'!B66,\"\")","v":"TRANSFORMERS"},{"$f":"IFERROR('Cost scenario - input'!C66,\"\")","v":"pole mounted ; < = 22 kv ; > 600 kva ; single phase"},{"$f":"IFERROR(repcalc('Cost scenario - input'!$CY66:$GK66,'Cost scenario - input'!$J66,'Cost scenario - input'!$H66,'Cost scenario - input'!$I66,20,TRUE,TRUE),\"\")","v":1570.0012117406948},1208.5507807128504,1040.429970582082,983.94259800643613,997.40341153346981,1057.2103028863498,1148.8867908602247,1263.1824589291191,1394.108062466519,1537.6963062462014,1691.032959714549,1851.4094760180183,2015.5884197245641,2179.2435748557327,2336.664422875087,2480.8049482856472,2603.7132971618189,2697.3123399113338,2754.4273986707685,2769.8945389714645,{"$f":"IFERROR(IF(OR(D81=\"\",'Cost scenario - input'!$G66=\"\"),\"\",D81/'Cost scenario - input'!$G66),\"\")","v":25.66397345722919},{"$f":"IFERROR(IF(OR(E81=\"\",'Cost scenario - input'!$G66=\"\"),\"\",E81/'Cost scenario - input'!$G66),\"\")","v":19.755535808497783},{"$f":"IFERROR(IF(OR(F81=\"\",'Cost scenario - input'!$G66=\"\"),\"\",F81/'Cost scenario - input'!$G66),\"\")","v":17.007354484471822},{"$f":"IFERROR(IF(OR(G81=\"\",'Cost scenario - input'!$G66=\"\"),\"\",G81/'Cost scenario - input'!$G66),\"\")","v":16.083985496213089},{"$f":"IFERROR(IF(OR(H81=\"\",'Cost scenario - input'!$G66=\"\"),\"\",H81/'Cost scenario - input'!$G66),\"\")","v":16.304022244265969},{"$f":"IFERROR(IF(OR(I81=\"\",'Cost scenario - input'!$G66=\"\"),\"\",I81/'Cost scenario - input'!$G66),\"\")","v":17.281653637644286},{"$f":"IFERROR(IF(OR(J81=\"\",'Cost scenario - input'!$G66=\"\"),\"\",J81/'Cost scenario - input'!$G66),\"\")","v":18.780240349819451},{"$f":"IFERROR(IF(OR(K81=\"\",'Cost scenario - input'!$G66=\"\"),\"\",K81/'Cost scenario - input'!$G66),\"\")","v":20.6485707496057},{"$f":"IFERROR(IF(OR(L81=\"\",'Cost scenario - input'!$G66=\"\"),\"\",L81/'Cost scenario - input'!$G66),\"\")","v":22.788741845607692},{"$f":"IFERROR(IF(OR(M81=\"\",'Cost scenario - input'!$G66=\"\"),\"\",M81/'Cost scenario - input'!$G66),\"\")","v":25.135902376169472},{"$f":"IFERROR(IF(OR(N81=\"\",'Cost scenario - input'!$G66=\"\"),\"\",N81/'Cost scenario - input'!$G66),\"\")","v":27.642414966862919},{"$f":"IFERROR(IF(OR(O81=\"\",'Cost scenario - input'!$G66=\"\"),\"\",O81/'Cost scenario - input'!$G66),\"\")","v":30.264004445135829},{"$f":"IFERROR(IF(OR(P81=\"\",'Cost scenario - input'!$G66=\"\"),\"\",P81/'Cost scenario - input'!$G66),\"\")","v":32.94775017858602},{"$f":"IFERROR(IF(OR(Q81=\"\",'Cost scenario - input'!$G66=\"\"),\"\",Q81/'Cost scenario - input'!$G66),\"\")","v":35.622933819220506},{"$f":"IFERROR(IF(OR(R81=\"\",'Cost scenario - input'!$G66=\"\"),\"\",R81/'Cost scenario - input'!$G66),\"\")","v":38.196208562559036},{"$f":"IFERROR(IF(OR(S81=\"\",'Cost scenario - input'!$G66=\"\"),\"\",S81/'Cost scenario - input'!$G66),\"\")","v":40.552396946736323},{"$f":"IFERROR(IF(OR(T81=\"\",'Cost scenario - input'!$G66=\"\"),\"\",T81/'Cost scenario - input'!$G66),\"\")","v":42.561514251641249},{"$f":"IFERROR(IF(OR(U81=\"\",'Cost scenario - input'!$G66=\"\"),\"\",U81/'Cost scenario - input'!$G66),\"\")","v":44.091527942574857},{"$f":"IFERROR(IF(OR(V81=\"\",'Cost scenario - input'!$G66=\"\"),\"\",V81/'Cost scenario - input'!$G66),\"\")","v":45.025157382506976},{"$f":"IFERROR(IF(OR(W81=\"\",'Cost scenario - input'!$G66=\"\"),\"\",W81/'Cost scenario - input'!$G66),\"\")","v":45.277990485544009}]
[{"$f":"IFERROR('Cost scenario - input'!A67,\"\")","v":6},{"$f":"IFERROR('Cost scenario - input'!B67,\"\")","v":"UNDERGROUND CABLES"},{"$f":"IFERROR('Cost scenario - input'!C67,\"\")","v":"˂ = 1 kv"},{"$f":"IFERROR(repcalc('Cost scenario - input'!$CY67:$GK67,'Cost scenario - input'!$J67,'Cost scenario - input'!$H67,'Cost scenario - input'!$I67,20,TRUE,TRUE),\"\")","v":2586.1861289381977},3400.3371863977568,4646.2522439986888,6447.9955437088793,8945.3691051613259,12272.326945398383,16530.733211894501,21761.234898640192,27915.409696119848,34835.055627028509,42244.877585297181,49763.441476285188,56934.098086068458,63273.215008224302,68328.621292299329,71738.016457329344,73276.329813029428,72883.058570046836,70664.984600756812,66875.11881500241,{"$f":"IFERROR(IF(OR(D82=\"\",'Cost scenario - input'!$G67=\"\"),\"\",D82/'Cost scenario - input'!$G67),\"\")","v":14.51691888536444},{"$f":"IFERROR(IF(OR(E82=\"\",'Cost scenario - input'!$G67=\"\"),\"\",E82/'Cost scenario - input'!$G67),\"\")","v":19.086955329890024},{"$f":"IFERROR(IF(OR(F82=\"\",'Cost scenario - input'!$G67=\"\"),\"\",F82/'Cost scenario - input'!$G67),\"\")","v":26.080592650446203},{"$f":"IFERROR(IF(OR(G82=\"\",'Cost scenario - input'!$G67=\"\"),\"\",G82/'Cost scenario - input'!$G67),\"\")","v":36.194234913650355},{"$f":"IFERROR(IF(OR(H82=\"\",'Cost scenario - input'!$G67=\"\"),\"\",H82/'Cost scenario - input'!$G67),\"\")","v":50.212626325000024},{"$f":"IFERROR(IF(OR(I82=\"\",'Cost scenario - input'!$G67=\"\"),\"\",I82/'Cost scenario - input'!$G67),\"\")","v":68.887684767749406},{"$f":"IFERROR(IF(OR(J82=\"\",'Cost scenario - input'!$G67=\"\"),\"\",J82/'Cost scenario - input'!$G67),\"\")","v":92.791199545718072},{"$f":"IFERROR(IF(OR(K82=\"\",'Cost scenario - input'!$G67=\"\"),\"\",K82/'Cost scenario - input'!$G67),\"\")","v":122.15133254876056},{"$f":"IFERROR(IF(OR(L82=\"\",'Cost scenario - input'!$G67=\"\"),\"\",L82/'Cost scenario - input'!$G67),\"\")","v":156.6962770682976},{"$f":"IFERROR(IF(OR(M82=\"\",'Cost scenario - input'!$G67=\"\"),\"\",M82/'Cost scenario - input'!$G67),\"\")","v":195.53800526814894},{"$f":"IFERROR(IF(OR(N82=\"\",'Cost scenario - input'!$G67=\"\"),\"\",N82/'Cost scenario - input'!$G67),\"\")","v":237.1312158725776},{"$f":"IFERROR(IF(OR(O82=\"\",'Cost scenario - input'!$G67=\"\"),\"\",O82/'Cost scenario - input'!$G67),\"\")","v":279.33482253437455},{"$f":"IFERROR(IF(OR(P82=\"\",'Cost scenario - input'!$G67=\"\"),\"\",P82/'Cost scenario - input'!$G67),\"\")","v":319.58553735889666},{"$f":"IFERROR(IF(OR(Q82=\"\",'Cost scenario - input'!$G67=\"\"),\"\",Q82/'Cost scenario - input'!$G67),\"\")","v":355.16860894607572},{"$f":"IFERROR(IF(OR(R82=\"\",'Cost scenario - input'!$G67=\"\"),\"\",R82/'Cost scenario - input'!$G67),\"\")","v":383.54588703031396},{"$f":"IFERROR(IF(OR(S82=\"\",'Cost scenario - input'!$G67=\"\"),\"\",S82/'Cost scenario - input'!$G67),\"\")","v":402.68368709237484},{"$f":"IFERROR(IF(OR(T82=\"\",'Cost scenario - input'!$G67=\"\"),\"\",T82/'Cost scenario - input'!$G67),\"\")","v":411.31863024479964},{"$f":"IFERROR(IF(OR(U82=\"\",'Cost scenario - input'!$G67=\"\"),\"\",U82/'Cost scenario - input'!$G67),\"\")","v":409.11109898073369},{"$f":"IFERROR(IF(OR(V82=\"\",'Cost scenario - input'!$G67=\"\"),\"\",V82/'Cost scenario - input'!$G67),\"\")","v":396.6604870415452},{"$f":"IFERROR(IF(OR(W82=\"\",'Cost scenario - input'!$G67=\"\"),\"\",W82/'Cost scenario - input'!$G67),\"\")","v":375.38700885581119}]
[{"$f":"IFERROR('Cost scenario - input'!A68,\"\")","v":6},{"$f":"IFERROR('Cost scenario - input'!B68,\"\")","v":"UNDERGROUND CABLES"},{"$f":"IFERROR('Cost scenario - input'!C68,\"\")","v":"> 1 kv & < = 11 kv"},{"$f":"IFERROR(repcalc('Cost scenario - input'!$CY68:$GK68,'Cost scenario - input'!$J68,'Cost scenario - input'!$H68,'Cost scenario - input'!$I68,20,TRUE,TRUE),\"\")","v":255.49064749435522},275.71770168744035,302.3133868384428,334.31686831200051,371.05279647085246,412.0231304918542,456.83324158112976,505.1463894428839,556.66072585465918,611.10356061410675,668.23845418053861,727.88158551751519,789.92465102347001,854.36219273040047,921.32167799914282,991.09483992628373,1064.1687552843364,1141.2549383659657,1223.3144450144905,1311.5767015497183,{"$f":"IFERROR(IF(OR(D83=\"\",'Cost scenario - input'!$G68=\"\"),\"\",D83/'Cost scenario - input'!$G68),\"\")","v":2.1393120146189744},{"$f":"IFERROR(IF(OR(E83=\"\",'Cost scenario - input'!$G68=\"\"),\"\",E83/'Cost scenario - input'!$G68),\"\")","v":2.3086801714575613},{"$f":"IFERROR(IF(OR(F83=\"\",'Cost scenario - input'!$G68=\"\"),\"\",F83/'Cost scenario - input'!$G68),\"\")","v":2.5313750894068381},{"$f":"IFERROR(IF(OR(G83=\"\",'Cost scenario - input'!$G68=\"\"),\"\",G83/'Cost scenario - input'!$G68),\"\")","v":2.7993513660238927},{"$f":"IFERROR(IF(OR(H83=\"\",'Cost scenario - input'!$G68=\"\"),\"\",H83/'Cost scenario - input'!$G68),\"\")","v":3.1069540640058135},{"$f":"IFERROR(IF(OR(I83=\"\",'Cost scenario - input'!$G68=\"\"),\"\",I83/'Cost scenario - input'!$G68),\"\")","v":3.4500129143929614},{"$f":"IFERROR(IF(OR(J83=\"\",'Cost scenario - input'!$G68=\"\"),\"\",J83/'Cost scenario - input'!$G68),\"\")","v":3.8252235530986933},{"$f":"IFERROR(IF(OR(K83=\"\",'Cost scenario - input'!$G68=\"\"),\"\",K83/'Cost scenario - input'!$G68),\"\")","v":4.229766336556148},{"$f":"IFERROR(IF(OR(L83=\"\",'Cost scenario - input'!$G68=\"\"),\"\",L83/'Cost scenario - input'!$G68),\"\")","v":4.6611137846589958},{"$f":"IFERROR(IF(OR(M83=\"\",'Cost scenario - input'!$G68=\"\"),\"\",M83/'Cost scenario - input'!$G68),\"\")","v":5.1169825675402754},{"$f":"IFERROR(IF(OR(N83=\"\",'Cost scenario - input'!$G68=\"\"),\"\",N83/'Cost scenario - input'!$G68),\"\")","v":5.5953928947259097},{"$f":"IFERROR(IF(OR(O83=\"\",'Cost scenario - input'!$G68=\"\"),\"\",O83/'Cost scenario - input'!$G68),\"\")","v":6.0948055687710934},{"$f":"IFERROR(IF(OR(P83=\"\",'Cost scenario - input'!$G68=\"\"),\"\",P83/'Cost scenario - input'!$G68),\"\")","v":6.6143137259673903},{"$f":"IFERROR(IF(OR(Q83=\"\",'Cost scenario - input'!$G68=\"\"),\"\",Q83/'Cost scenario - input'!$G68),\"\")","v":7.1538716648512137},{"$f":"IFERROR(IF(OR(R83=\"\",'Cost scenario - input'!$G68=\"\"),\"\",R83/'Cost scenario - input'!$G68),\"\")","v":7.7145467139497823},{"$f":"IFERROR(IF(OR(S83=\"\",'Cost scenario - input'!$G68=\"\"),\"\",S83/'Cost scenario - input'!$G68),\"\")","v":8.2987816559039125},{"$f":"IFERROR(IF(OR(T83=\"\",'Cost scenario - input'!$G68=\"\"),\"\",T83/'Cost scenario - input'!$G68),\"\")","v":8.9106549538655759},{"$f":"IFERROR(IF(OR(U83=\"\",'Cost scenario - input'!$G68=\"\"),\"\",U83/'Cost scenario - input'!$G68),\"\")","v":9.5561243643702838},{"$f":"IFERROR(IF(OR(V83=\"\",'Cost scenario - input'!$G68=\"\"),\"\",V83/'Cost scenario - input'!$G68),\"\")","v":10.243237142112072},{"$f":"IFERROR(IF(OR(W83=\"\",'Cost scenario - input'!$G68=\"\"),\"\",W83/'Cost scenario - input'!$G68),\"\")","v":10.982287701085536}]
[{"$f":"IFERROR('Cost scenario - input'!A69,\"\")","v":6},{"$f":"IFERROR('Cost scenario - input'!B69,\"\")","v":"UNDERGROUND CABLES"},{"$f":"IFERROR('Cost scenario - input'!C69,\"\")","v":"> 11 kv & < = 22 kv"},{"$f":"IFERROR(repcalc('Cost scenario - input'!$CY69:$GK69,'Cost scenario - input'!$J69,'Cost scenario - input'!$H69,'Cost scenario - input'!$I69,20,TRUE,TRUE),\"\")","v":47.928536508698087},53.460396318423356,59.427476403855501,65.908485612824208,73.015252255834753,80.899952932221041,89.762096979697134,99.854569399794372,111.48786105374418,125.03148701323288,140.91154801405554,159.60346079788656,181.61909855006724,207.48795692865676,237.73248890314142,272.83840305148198,313.22143939202863,359.19284497610289,410.92637270920864,468.43002111239053,{"$f":"IFERROR(IF(OR(D84=\"\",'Cost scenario - input'!$G69=\"\"),\"\",D84/'Cost scenario - input'!$G69),\"\")","v":0.33299811402834967},{"$f":"IFERROR(IF(OR(E84=\"\",'Cost scenario - input'!$G69=\"\"),\"\",E84/'Cost scenario - input'!$G69),\"\")","v":0.37143239593832278},{"$f":"IFERROR(IF(OR(F84=\"\",'Cost scenario - input'!$G69=\"\"),\"\",F84/'Cost scenario - input'!$G69),\"\")","v":0.41289050335089572},{"$f":"IFERROR(IF(OR(G84=\"\",'Cost scenario - input'!$G69=\"\"),\"\",G84/'Cost scenario - input'!$G69),\"\")","v":0.45791928997356424},{"$f":"IFERROR(IF(OR(H84=\"\",'Cost scenario - input'!$G69=\"\"),\"\",H84/'Cost scenario - input'!$G69),\"\")","v":0.50729571707420429},{"$f":"IFERROR(IF(OR(I84=\"\",'Cost scenario - input'!$G69=\"\"),\"\",I84/'Cost scenario - input'!$G69),\"\")","v":0.56207707795381712},{"$f":"IFERROR(IF(OR(J84=\"\",'Cost scenario - input'!$G69=\"\"),\"\",J84/'Cost scenario - input'!$G69),\"\")","v":0.62364952453835953},{"$f":"IFERROR(IF(OR(K84=\"\",'Cost scenario - input'!$G69=\"\"),\"\",K84/'Cost scenario - input'!$G69),\"\")","v":0.69377005244485213},{"$f":"IFERROR(IF(OR(L84=\"\",'Cost scenario - input'!$G69=\"\"),\"\",L84/'Cost scenario - input'!$G69),\"\")","v":0.77459589155646358},{"$f":"IFERROR(IF(OR(M84=\"\",'Cost scenario - input'!$G69=\"\"),\"\",M84/'Cost scenario - input'!$G69),\"\")","v":0.86869436044663428},{"$f":"IFERROR(IF(OR(N84=\"\",'Cost scenario - input'!$G69=\"\"),\"\",N84/'Cost scenario - input'!$G69),\"\")","v":0.9790259238351684},{"$f":"IFERROR(IF(OR(O84=\"\",'Cost scenario - input'!$G69=\"\"),\"\",O84/'Cost scenario - input'!$G69),\"\")","v":1.1088936844221942},{"$f":"IFERROR(IF(OR(P84=\"\",'Cost scenario - input'!$G69=\"\"),\"\",P84/'Cost scenario - input'!$G69),\"\")","v":1.2618540371606308},{"$f":"IFERROR(IF(OR(Q84=\"\",'Cost scenario - input'!$G69=\"\"),\"\",Q84/'Cost scenario - input'!$G69),\"\")","v":1.4415858145032054},{"$f":"IFERROR(IF(OR(R84=\"\",'Cost scenario - input'!$G69=\"\"),\"\",R84/'Cost scenario - input'!$G69),\"\")","v":1.6517189176774647},{"$f":"IFERROR(IF(OR(S84=\"\",'Cost scenario - input'!$G69=\"\"),\"\",S84/'Cost scenario - input'!$G69),\"\")","v":1.8956279550526625},{"$f":"IFERROR(IF(OR(T84=\"\",'Cost scenario - input'!$G69=\"\"),\"\",T84/'Cost scenario - input'!$G69),\"\")","v":2.1762014071066362},{"$f":"IFERROR(IF(OR(U84=\"\",'Cost scenario - input'!$G69=\"\"),\"\",U84/'Cost scenario - input'!$G69),\"\")","v":2.4956017575836618},{"$f":"IFERROR(IF(OR(V84=\"\",'Cost scenario - input'!$G69=\"\"),\"\",V84/'Cost scenario - input'!$G69),\"\")","v":2.8550362077474203},{"$f":"IFERROR(IF(OR(W84=\"\",'Cost scenario - input'!$G69=\"\"),\"\",W84/'Cost scenario - input'!$G69),\"\")","v":3.2545603297604888}]
[{"$f":"IFERROR('Cost scenario - input'!A70,\"\")","v":6},{"$f":"IFERROR('Cost scenario - input'!B70,\"\")","v":"UNDERGROUND CABLES"},{"$f":"IFERROR('Cost scenario - input'!C70,\"\")","v":"> 22 kv & < = 33 kv"},{"$f":"IFERROR(repcalc('Cost scenario - input'!$CY70:$GK70,'Cost scenario - input'!$J70,'Cost scenario - input'!$H70,'Cost scenario - input'!$I70,20,TRUE,TRUE),\"\")","v":107.60467875388517},120.20324548113274,133.50183739092734,147.22000788752226,161.02742277802889,174.55567226180764,187.41437108750304,199.21100638741257,209.57338704533831,218.17299638073183,224.74717587728998,229.11797428398307,231.20573800948074,231.03608458794099,228.73971299823936,224.54543049805574,218.7676548632225,211.79032719382278,204.04952308455017,196.01701716158206,{"$f":"IFERROR(IF(OR(D85=\"\",'Cost scenario - input'!$G70=\"\"),\"\",D85/'Cost scenario - input'!$G70),\"\")","v":0.26201519516775024},{"$f":"IFERROR(IF(OR(E85=\"\",'Cost scenario - input'!$G70=\"\"),\"\",E85/'Cost scenario - input'!$G70),\"\")","v":0.29269244784952092},{"$f":"IFERROR(IF(OR(F85=\"\",'Cost scenario - input'!$G70=\"\"),\"\",F85/'Cost scenario - input'!$G70),\"\")","v":0.3250742475542599},{"$f":"IFERROR(IF(OR(G85=\"\",'Cost scenario - input'!$G70=\"\"),\"\",G85/'Cost scenario - input'!$G70),\"\")","v":0.35847771254885258},{"$f":"IFERROR(IF(OR(H85=\"\",'Cost scenario - input'!$G70=\"\"),\"\",H85/'Cost scenario - input'!$G70),\"\")","v":0.39209848581999224},{"$f":"IFERROR(IF(OR(I85=\"\",'Cost scenario - input'!$G70=\"\"),\"\",I85/'Cost scenario - input'!$G70),\"\")","v":0.42503949702711252},{"$f":"IFERROR(IF(OR(J85=\"\",'Cost scenario - input'!$G70=\"\"),\"\",J85/'Cost scenario - input'!$G70),\"\")","v":0.45635016605595574},{"$f":"IFERROR(IF(OR(K85=\"\",'Cost scenario - input'!$G70=\"\"),\"\",K85/'Cost scenario - input'!$G70),\"\")","v":0.48507473208991148},{"$f":"IFERROR(IF(OR(L85=\"\",'Cost scenario - input'!$G70=\"\"),\"\",L85/'Cost scenario - input'!$G70),\"\")","v":0.51030691736225398},{"$f":"IFERROR(IF(OR(M85=\"\",'Cost scenario - input'!$G70=\"\"),\"\",M85/'Cost scenario - input'!$G70),\"\")","v":0.53124679046510637},{"$f":"IFERROR(IF(OR(N85=\"\",'Cost scenario - input'!$G70=\"\"),\"\",N85/'Cost scenario - input'!$G70),\"\")","v":0.5472547832755148},{"$f":"IFERROR(IF(OR(O85=\"\",'Cost scenario - input'!$G70=\"\"),\"\",O85/'Cost scenario - input'!$G70),\"\")","v":0.55789758813150003},{"$f":"IFERROR(IF(OR(P85=\"\",'Cost scenario - input'!$G70=\"\"),\"\",P85/'Cost scenario - input'!$G70),\"\")","v":0.56298125016492873},{"$f":"IFERROR(IF(OR(Q85=\"\",'Cost scenario - input'!$G70=\"\"),\"\",Q85/'Cost scenario - input'!$G70),\"\")","v":0.56256814754829176},{"$f":"IFERROR(IF(OR(R85=\"\",'Cost scenario - input'!$G70=\"\"),\"\",R85/'Cost scenario - input'!$G70),\"\")","v":0.55697652962590072},{"$f":"IFERROR(IF(OR(S85=\"\",'Cost scenario - input'!$G70=\"\"),\"\",S85/'Cost scenario - input'!$G70),\"\")","v":0.54676353739730199},{"$f":"IFERROR(IF(OR(T85=\"\",'Cost scenario - input'!$G70=\"\"),\"\",T85/'Cost scenario - input'!$G70),\"\")","v":0.53269477172532942},{"$f":"IFERROR(IF(OR(U85=\"\",'Cost scenario - input'!$G70=\"\"),\"\",U85/'Cost scenario - input'!$G70),\"\")","v":0.51570512134750046},{"$f":"IFERROR(IF(OR(V85=\"\",'Cost scenario - input'!$G70=\"\"),\"\",V85/'Cost scenario - input'!$G70),\"\")","v":0.49685642143097236},{"$f":"IFERROR(IF(OR(W85=\"\",'Cost scenario - input'!$G70=\"\"),\"\",W85/'Cost scenario - input'!$G70),\"\")","v":0.47729743355548826}]
[{"$f":"IFERROR('Cost scenario - input'!A71,\"\")","v":6},{"$f":"IFERROR('Cost scenario - input'!B71,\"\")","v":"UNDERGROUND CABLES"},{"$f":"IFERROR('Cost scenario - input'!C71,\"\")","v":"> 33 kv & < = 66 kv"},{"$f":"IFERROR(repcalc('Cost scenario - input'!$CY71:$GK71,'Cost scenario - input'!$J71,'Cost scenario - input'!$H71,'Cost scenario - input'!$I71,20,TRUE,TRUE),\"\")","v":9.7484381277277539},11.237526788364413,12.743503420560799,14.222423784310159,15.630226027625442,16.926815244184628,18.080259936334297,19.070622718206327,19.892950465138689,20.559026223191282,21.097631415113693,21.553264061601322,21.983477988976929,22.455214363093148,23.040655572243157,23.813214356391697,24.844262168786585,26.201099415922922,27.946491279569099,30.139863527920738,{"$f":"IFERROR(IF(OR(D86=\"\",'Cost scenario - input'!$G71=\"\"),\"\",D86/'Cost scenario - input'!$G71),\"\")","v":2.3737247749788033E-2},{"$f":"IFERROR(IF(OR(E86=\"\",'Cost scenario - input'!$G71=\"\"),\"\",E86/'Cost scenario - input'!$G71),\"\")","v":2.7363148226952096E-2},{"$f":"IFERROR(IF(OR(F86=\"\",'Cost scenario - input'!$G71=\"\"),\"\",F86/'Cost scenario - input'!$G71),\"\")","v":3.1030170569962996E-2},{"$f":"IFERROR(IF(OR(G86=\"\",'Cost scenario - input'!$G71=\"\"),\"\",G86/'Cost scenario - input'!$G71),\"\")","v":3.4631311451872447E-2},{"$f":"IFERROR(IF(OR(H86=\"\",'Cost scenario - input'!$G71=\"\"),\"\",H86/'Cost scenario - input'!$G71),\"\")","v":3.8059281162962096E-2},{"$f":"IFERROR(IF(OR(I86=\"\",'Cost scenario - input'!$G71=\"\"),\"\",I86/'Cost scenario - input'!$G71),\"\")","v":4.1216449425191481E-2},{"$f":"IFERROR(IF(OR(J86=\"\",'Cost scenario - input'!$G71=\"\"),\"\",J86/'Cost scenario - input'!$G71),\"\")","v":4.4025063693907837E-2},{"$f":"IFERROR(IF(OR(K86=\"\",'Cost scenario - input'!$G71=\"\"),\"\",K86/'Cost scenario - input'!$G71),\"\")","v":4.6436576841701202E-2},{"$f":"IFERROR(IF(OR(L86=\"\",'Cost scenario - input'!$G71=\"\"),\"\",L86/'Cost scenario - input'!$G71),\"\")","v":4.843892811117665E-2},{"$f":"IFERROR(IF(OR(M86=\"\",'Cost scenario - input'!$G71=\"\"),\"\",M86/'Cost scenario - input'!$G71),\"\")","v":5.0060808978846225E-2},{"$f":"IFERROR(IF(OR(N86=\"\",'Cost scenario - input'!$G71=\"\"),\"\",N86/'Cost scenario - input'!$G71),\"\")","v":5.1372301621305495E-2},{"$f":"IFERROR(IF(OR(O86=\"\",'Cost scenario - input'!$G71=\"\"),\"\",O86/'Cost scenario - input'!$G71),\"\")","v":5.2481757810169817E-2},{"$f":"IFERROR(IF(OR(P86=\"\",'Cost scenario - input'!$G71=\"\"),\"\",P86/'Cost scenario - input'!$G71),\"\")","v":5.3529319937119936E-2},{"$f":"IFERROR(IF(OR(Q86=\"\",'Cost scenario - input'!$G71=\"\"),\"\",Q86/'Cost scenario - input'!$G71),\"\")","v":5.4677988373875296E-2},{"$f":"IFERROR(IF(OR(R86=\"\",'Cost scenario - input'!$G71=\"\"),\"\",R86/'Cost scenario - input'!$G71),\"\")","v":5.6103525761757179E-2},{"$f":"IFERROR(IF(OR(S86=\"\",'Cost scenario - input'!$G71=\"\"),\"\",S86/'Cost scenario - input'!$G71),\"\")","v":5.7984690623279815E-2},{"$f":"IFERROR(IF(OR(T86=\"\",'Cost scenario - input'!$G71=\"\"),\"\",T86/'Cost scenario - input'!$G71),\"\")","v":6.0495270989490653E-2},{"$f":"IFERROR(IF(OR(U86=\"\",'Cost scenario - input'!$G71=\"\"),\"\",U86/'Cost scenario - input'!$G71),\"\")","v":6.3799141975736814E-2},{"$f":"IFERROR(IF(OR(V86=\"\",'Cost scenario - input'!$G71=\"\"),\"\",V86/'Cost scenario - input'!$G71),\"\")","v":6.8049135517778261E-2},{"$f":"IFERROR(IF(OR(W86=\"\",'Cost scenario - input'!$G71=\"\"),\"\",W86/'Cost scenario - input'!$G71),\"\")","v":7.3389952147525708E-2}]
[{"$f":"IFERROR('Cost scenario - input'!A72,\"\")","v":6},{"$f":"IFERROR('Cost scenario - input'!B72,\"\")","v":"UNDERGROUND CABLES"},{"$f":"IFERROR('Cost scenario - input'!C72,\"\")","v":"> 66 kv & < = 132 kv"},{"$f":"IFERROR(repcalc('Cost scenario - input'!$CY72:$GK72,'Cost scenario - input'!$J72,'Cost scenario - input'!$H72,'Cost scenario - input'!$I72,20,TRUE,TRUE),\"\")","v":3.7118541802816165E-7},8.43195861213255E-7,1.886009148881656E-6,4.1537305681609461E-6,9.0076938073337524E-6,1.9234078738065468E-5,4.0440221684212605E-5,8.3722481196274459E-5,1.7067084405421329E-4,3.4258452166382314E-4,6.7712679506111884E-4,1.3178594244852941E-3,2.5256213403667392E-3,4.7661861439546194E-3,8.8568898934458969E-3,1.6207021606171022E-2,2.9203945004130771E-2,5.1820455812968326E-2,9.0549872424783018E-2,0.15581432211313176,{"$f":"IFERROR(IF(OR(D87=\"\",'Cost scenario - input'!$G72=\"\"),\"\",D87/'Cost scenario - input'!$G72),\"\")","v":1.1315398657512934E-10},{"$f":"IFERROR(IF(OR(E87=\"\",'Cost scenario - input'!$G72=\"\"),\"\",E87/'Cost scenario - input'!$G72),\"\")","v":2.570439692021805E-10},{"$f":"IFERROR(IF(OR(F87=\"\",'Cost scenario - input'!$G72=\"\"),\"\",F87/'Cost scenario - input'!$G72),\"\")","v":5.7494029546423274E-10},{"$f":"IFERROR(IF(OR(G87=\"\",'Cost scenario - input'!$G72=\"\"),\"\",G87/'Cost scenario - input'!$G72),\"\")","v":1.2662436349014349E-9},{"$f":"IFERROR(IF(OR(H87=\"\",'Cost scenario - input'!$G72=\"\"),\"\",H87/'Cost scenario - input'!$G72),\"\")","v":2.745949637683743E-9},{"$f":"IFERROR(IF(OR(I87=\"\",'Cost scenario - input'!$G72=\"\"),\"\",I87/'Cost scenario - input'!$G72),\"\")","v":5.8634110652130125E-9},{"$f":"IFERROR(IF(OR(J87=\"\",'Cost scenario - input'!$G72=\"\"),\"\",J87/'Cost scenario - input'!$G72),\"\")","v":1.2327995872950674E-8},{"$f":"IFERROR(IF(OR(K87=\"\",'Cost scenario - input'!$G72=\"\"),\"\",K87/'Cost scenario - input'!$G72),\"\")","v":2.5522372521112902E-8},{"$f":"IFERROR(IF(OR(L87=\"\",'Cost scenario - input'!$G72=\"\"),\"\",L87/'Cost scenario - input'!$G72),\"\")","v":5.2028138657675515E-8},{"$f":"IFERROR(IF(OR(M87=\"\",'Cost scenario - input'!$G72=\"\"),\"\",M87/'Cost scenario - input'!$G72),\"\")","v":1.0443514880278589E-7},{"$f":"IFERROR(IF(OR(N87=\"\",'Cost scenario - input'!$G72=\"\"),\"\",N87/'Cost scenario - input'!$G72),\"\")","v":2.0641865913006612E-7},{"$f":"IFERROR(IF(OR(O87=\"\",'Cost scenario - input'!$G72=\"\"),\"\",O87/'Cost scenario - input'!$G72),\"\")","v":4.0174274199209765E-7},{"$f":"IFERROR(IF(OR(P87=\"\",'Cost scenario - input'!$G72=\"\"),\"\",P87/'Cost scenario - input'!$G72),\"\")","v":7.6992281851986944E-7},{"$f":"IFERROR(IF(OR(Q87=\"\",'Cost scenario - input'!$G72=\"\"),\"\",Q87/'Cost scenario - input'!$G72),\"\")","v":1.4529476018012407E-6},{"$f":"IFERROR(IF(OR(R87=\"\",'Cost scenario - input'!$G72=\"\"),\"\",R87/'Cost scenario - input'!$G72),\"\")","v":2.6999778316300669E-6},{"$f":"IFERROR(IF(OR(S87=\"\",'Cost scenario - input'!$G72=\"\"),\"\",S87/'Cost scenario - input'!$G72),\"\")","v":4.9406280963019156E-6},{"$f":"IFERROR(IF(OR(T87=\"\",'Cost scenario - input'!$G72=\"\"),\"\",T87/'Cost scenario - input'!$G72),\"\")","v":8.9026740826535233E-6},{"$f":"IFERROR(IF(OR(U87=\"\",'Cost scenario - input'!$G72=\"\"),\"\",U87/'Cost scenario - input'!$G72),\"\")","v":1.5797202359206972E-5},{"$f":"IFERROR(IF(OR(V87=\"\",'Cost scenario - input'!$G72=\"\"),\"\",V87/'Cost scenario - input'!$G72),\"\")","v":2.7603668008198012E-5},{"$f":"IFERROR(IF(OR(W87=\"\",'Cost scenario - input'!$G72=\"\"),\"\",W87/'Cost scenario - input'!$G72),\"\")","v":4.7499203514682612E-5}]
[{"$f":"IFERROR('Cost scenario - input'!A73,\"\")","v":""},{"$f":"IFERROR('Cost scenario - input'!B73,\"\")","v":""},{"$f":"IFERROR('Cost scenario - input'!C73,\"\")","v":""},{"$f":"IFERROR(repcalc('Cost scenario - input'!$CY73:$GK73,'Cost scenario - input'!$J73,'Cost scenario - input'!$H73,'Cost scenario - input'!$I73,20,TRUE,TRUE),\"\")","v":""},"","","","","","","","","","","","","","","","","","","",{"$f":"IFERROR(IF(OR(D88=\"\",'Cost scenario - input'!$G73=\"\"),\"\",D88/'Cost scenario - input'!$G73),\"\")","v":""},{"$f":"IFERROR(IF(OR(E88=\"\",'Cost scenario - input'!$G73=\"\"),\"\",E88/'Cost scenario - input'!$G73),\"\")","v":""},{"$f":"IFERROR(IF(OR(F88=\"\",'Cost scenario - input'!$G73=\"\"),\"\",F88/'Cost scenario - input'!$G73),\"\")","v":""},{"$f":"IFERROR(IF(OR(G88=\"\",'Cost scenario - input'!$G73=\"\"),\"\",G88/'Cost scenario - input'!$G73),\"\")","v":""},{"$f":"IFERROR(IF(OR(H88=\"\",'Cost scenario - input'!$G73=\"\"),\"\",H88/'Cost scenario - input'!$G73),\"\")","v":""},{"$f":"IFERROR(IF(OR(I88=\"\",'Cost scenario - input'!$G73=\"\"),\"\",I88/'Cost scenario - input'!$G73),\"\")","v":""},{"$f":"IFERROR(IF(OR(J88=\"\",'Cost scenario - input'!$G73=\"\"),\"\",J88/'Cost scenario - input'!$G73),\"\")","v":""},{"$f":"IFERROR(IF(OR(K88=\"\",'Cost scenario - input'!$G73=\"\"),\"\",K88/'Cost scenario - input'!$G73),\"\")","v":""},{"$f":"IFERROR(IF(OR(L88=\"\",'Cost scenario - input'!$G73=\"\"),\"\",L88/'Cost scenario - input'!$G73),\"\")","v":""},{"$f":"IFERROR(IF(OR(M88=\"\",'Cost scenario - input'!$G73=\"\"),\"\",M88/'Cost scenario - input'!$G73),\"\")","v":""},{"$f":"IFERROR(IF(OR(N88=\"\",'Cost scenario - input'!$G73=\"\"),\"\",N88/'Cost scenario - input'!$G73),\"\")","v":""},{"$f":"IFERROR(IF(OR(O88=\"\",'Cost scenario - input'!$G73=\"\"),\"\",O88/'Cost scenario - input'!$G73),\"\")","v":""},{"$f":"IFERROR(IF(OR(P88=\"\",'Cost scenario - input'!$G73=\"\"),\"\",P88/'Cost scenario - input'!$G73),\"\")","v":""},{"$f":"IFERROR(IF(OR(Q88=\"\",'Cost scenario - input'!$G73=\"\"),\"\",Q88/'Cost scenario - input'!$G73),\"\")","v":""},{"$f":"IFERROR(IF(OR(R88=\"\",'Cost scenario - input'!$G73=\"\"),\"\",R88/'Cost scenario - input'!$G73),\"\")","v":""},{"$f":"IFERROR(IF(OR(S88=\"\",'Cost scenario - input'!$G73=\"\"),\"\",S88/'Cost scenario - input'!$G73),\"\")","v":""},{"$f":"IFERROR(IF(OR(T88=\"\",'Cost scenario - input'!$G73=\"\"),\"\",T88/'Cost scenario - input'!$G73),\"\")","v":""},{"$f":"IFERROR(IF(OR(U88=\"\",'Cost scenario - input'!$G73=\"\"),\"\",U88/'Cost scenario - input'!$G73),\"\")","v":""},{"$f":"IFERROR(IF(OR(V88=\"\",'Cost scenario - input'!$G73=\"\"),\"\",V88/'Cost scenario - input'!$G73),\"\")","v":""},{"$f":"IFERROR(IF(OR(W88=\"\",'Cost scenario - input'!$G73=\"\"),\"\",W88/'Cost scenario - input'!$G73),\"\")","v":""}]
[{"$f":"IFERROR('Cost scenario - input'!A74,\"\")","v":""},{"$f":"IFERROR('Cost scenario - input'!B74,\"\")","v":""},{"$f":"IFERROR('Cost scenario - input'!C74,\"\")","v":""},{"$f":"IFERROR(repcalc('Cost scenario - input'!$CY74:$GK74,'Cost scenario - input'!$J74,'Cost scenario - input'!$H74,'Cost scenario - input'!$I74,20,TRUE,TRUE),\"\")","v":""},"","","","","","","","","","","","","","","","","","","",{"$f":"IFERROR(IF(OR(D89=\"\",'Cost scenario - input'!$G74=\"\"),\"\",D89/'Cost scenario - input'!$G74),\"\")","v":""},{"$f":"IFERROR(IF(OR(E89=\"\",'Cost scenario - input'!$G74=\"\"),\"\",E89/'Cost scenario - input'!$G74),\"\")","v":""},{"$f":"IFERROR(IF(OR(F89=\"\",'Cost scenario - input'!$G74=\"\"),\"\",F89/'Cost scenario - input'!$G74),\"\")","v":""},{"$f":"IFERROR(IF(OR(G89=\"\",'Cost scenario - input'!$G74=\"\"),\"\",G89/'Cost scenario - input'!$G74),\"\")","v":""},{"$f":"IFERROR(IF(OR(H89=\"\",'Cost scenario - input'!$G74=\"\"),\"\",H89/'Cost scenario - input'!$G74),\"\")","v":""},{"$f":"IFERROR(IF(OR(I89=\"\",'Cost scenario - input'!$G74=\"\"),\"\",I89/'Cost scenario - input'!$G74),\"\")","v":""},{"$f":"IFERROR(IF(OR(J89=\"\",'Cost scenario - input'!$G74=\"\"),\"\",J89/'Cost scenario - input'!$G74),\"\")","v":""},{"$f":"IFERROR(IF(OR(K89=\"\",'Cost scenario - input'!$G74=\"\"),\"\",K89/'Cost scenario - input'!$G74),\"\")","v":""},{"$f":"IFERROR(IF(OR(L89=\"\",'Cost scenario - input'!$G74=\"\"),\"\",L89/'Cost scenario - input'!$G74),\"\")","v":""},{"$f":"IFERROR(IF(OR(M89=\"\",'Cost scenario - input'!$G74=\"\"),\"\",M89/'Cost scenario - input'!$G74),\"\")","v":""},{"$f":"IFERROR(IF(OR(N89=\"\",'Cost scenario - input'!$G74=\"\"),\"\",N89/'Cost scenario - input'!$G74),\"\")","v":""},{"$f":"IFERROR(IF(OR(O89=\"\",'Cost scenario - input'!$G74=\"\"),\"\",O89/'Cost scenario - input'!$G74),\"\")","v":""},{"$f":"IFERROR(IF(OR(P89=\"\",'Cost scenario - input'!$G74=\"\"),\"\",P89/'Cost scenario - input'!$G74),\"\")","v":""},{"$f":"IFERROR(IF(OR(Q89=\"\",'Cost scenario - input'!$G74=\"\"),\"\",Q89/'Cost scenario - input'!$G74),\"\")","v":""},{"$f":"IFERROR(IF(OR(R89=\"\",'Cost scenario - input'!$G74=\"\"),\"\",R89/'Cost scenario - input'!$G74),\"\")","v":""},{"$f":"IFERROR(IF(OR(S89=\"\",'Cost scenario - input'!$G74=\"\"),\"\",S89/'Cost scenario - input'!$G74),\"\")","v":""},{"$f":"IFERROR(IF(OR(T89=\"\",'Cost scenario - input'!$G74=\"\"),\"\",T89/'Cost scenario - input'!$G74),\"\")","v":""},{"$f":"IFERROR(IF(OR(U89=\"\",'Cost scenario - input'!$G74=\"\"),\"\",U89/'Cost scenario - input'!$G74),\"\")","v":""},{"$f":"IFERROR(IF(OR(V89=\"\",'Cost scenario - input'!$G74=\"\"),\"\",V89/'Cost scenario - input'!$G74),\"\")","v":""},{"$f":"IFERROR(IF(OR(W89=\"\",'Cost scenario - input'!$G74=\"\"),\"\",W89/'Cost scenario - input'!$G74),\"\")","v":""}]
[{"$f":"IFERROR('Cost scenario - input'!A75,\"\")","v":""},{"$f":"IFERROR('Cost scenario - input'!B75,\"\")","v":""},{"$f":"IFERROR('Cost scenario - input'!C75,\"\")","v":""},{"$f":"IFERROR(repcalc('Cost scenario - input'!$CY75:$GK75,'Cost scenario - input'!$J75,'Cost scenario - input'!$H75,'Cost scenario - input'!$I75,20,TRUE,TRUE),\"\")","v":""},"","","","","","","","","","","","","","","","","","","",{"$f":"IFERROR(IF(OR(D90=\"\",'Cost scenario - input'!$G75=\"\"),\"\",D90/'Cost scenario - input'!$G75),\"\")","v":""},{"$f":"IFERROR(IF(OR(E90=\"\",'Cost scenario - input'!$G75=\"\"),\"\",E90/'Cost scenario - input'!$G75),\"\")","v":""},{"$f":"IFERROR(IF(OR(F90=\"\",'Cost scenario - input'!$G75=\"\"),\"\",F90/'Cost scenario - input'!$G75),\"\")","v":""},{"$f":"IFERROR(IF(OR(G90=\"\",'Cost scenario - input'!$G75=\"\"),\"\",G90/'Cost scenario - input'!$G75),\"\")","v":""},{"$f":"IFERROR(IF(OR(H90=\"\",'Cost scenario - input'!$G75=\"\"),\"\",H90/'Cost scenario - input'!$G75),\"\")","v":""},{"$f":"IFERROR(IF(OR(I90=\"\",'Cost scenario - input'!$G75=\"\"),\"\",I90/'Cost scenario - input'!$G75),\"\")","v":""},{"$f":"IFERROR(IF(OR(J90=\"\",'Cost scenario - input'!$G75=\"\"),\"\",J90/'Cost scenario - input'!$G75),\"\")","v":""},{"$f":"IFERROR(IF(OR(K90=\"\",'Cost scenario - input'!$G75=\"\"),\"\",K90/'Cost scenario - input'!$G75),\"\")","v":""},{"$f":"IFERROR(IF(OR(L90=\"\",'Cost scenario - input'!$G75=\"\"),\"\",L90/'Cost scenario - input'!$G75),\"\")","v":""},{"$f":"IFERROR(IF(OR(M90=\"\",'Cost scenario - input'!$G75=\"\"),\"\",M90/'Cost scenario - input'!$G75),\"\")","v":""},{"$f":"IFERROR(IF(OR(N90=\"\",'Cost scenario - input'!$G75=\"\"),\"\",N90/'Cost scenario - input'!$G75),\"\")","v":""},{"$f":"IFERROR(IF(OR(O90=\"\",'Cost scenario - input'!$G75=\"\"),\"\",O90/'Cost scenario - input'!$G75),\"\")","v":""},{"$f":"IFERROR(IF(OR(P90=\"\",'Cost scenario - input'!$G75=\"\"),\"\",P90/'Cost scenario - input'!$G75),\"\")","v":""},{"$f":"IFERROR(IF(OR(Q90=\"\",'Cost scenario - input'!$G75=\"\"),\"\",Q90/'Cost scenario - input'!$G75),\"\")","v":""},{"$f":"IFERROR(IF(OR(R90=\"\",'Cost scenario - input'!$G75=\"\"),\"\",R90/'Cost scenario - input'!$G75),\"\")","v":""},{"$f":"IFERROR(IF(OR(S90=\"\",'Cost scenario - input'!$G75=\"\"),\"\",S90/'Cost scenario - input'!$G75),\"\")","v":""},{"$f":"IFERROR(IF(OR(T90=\"\",'Cost scenario - input'!$G75=\"\"),\"\",T90/'Cost scenario - input'!$G75),\"\")","v":""},{"$f":"IFERROR(IF(OR(U90=\"\",'Cost scenario - input'!$G75=\"\"),\"\",U90/'Cost scenario - input'!$G75),\"\")","v":""},{"$f":"IFERROR(IF(OR(V90=\"\",'Cost scenario - input'!$G75=\"\"),\"\",V90/'Cost scenario - input'!$G75),\"\")","v":""},{"$f":"IFERROR(IF(OR(W90=\"\",'Cost scenario - input'!$G75=\"\"),\"\",W90/'Cost scenario - input'!$G75),\"\")","v":""}]
[{"$f":"IFERROR('Cost scenario - input'!A76,\"\")","v":""},{"$f":"IFERROR('Cost scenario - input'!B76,\"\")","v":""},{"$f":"IFERROR('Cost scenario - input'!C76,\"\")","v":""},{"$f":"IFERROR(repcalc('Cost scenario - input'!$CY76:$GK76,'Cost scenario - input'!$J76,'Cost scenario - input'!$H76,'Cost scenario - input'!$I76,20,TRUE,TRUE),\"\")","v":""},"","","","","","","","","","","","","","","","","","","",{"$f":"IFERROR(IF(OR(D91=\"\",'Cost scenario - input'!$G76=\"\"),\"\",D91/'Cost scenario - input'!$G76),\"\")","v":""},{"$f":"IFERROR(IF(OR(E91=\"\",'Cost scenario - input'!$G76=\"\"),\"\",E91/'Cost scenario - input'!$G76),\"\")","v":""},{"$f":"IFERROR(IF(OR(F91=\"\",'Cost scenario - input'!$G76=\"\"),\"\",F91/'Cost scenario - input'!$G76),\"\")","v":""},{"$f":"IFERROR(IF(OR(G91=\"\",'Cost scenario - input'!$G76=\"\"),\"\",G91/'Cost scenario - input'!$G76),\"\")","v":""},{"$f":"IFERROR(IF(OR(H91=\"\",'Cost scenario - input'!$G76=\"\"),\"\",H91/'Cost scenario - input'!$G76),\"\")","v":""},{"$f":"IFERROR(IF(OR(I91=\"\",'Cost scenario - input'!$G76=\"\"),\"\",I91/'Cost scenario - input'!$G76),\"\")","v":""},{"$f":"IFERROR(IF(OR(J91=\"\",'Cost scenario - input'!$G76=\"\"),\"\",J91/'Cost scenario - input'!$G76),\"\")","v":""},{"$f":"IFERROR(IF(OR(K91=\"\",'Cost scenario - input'!$G76=\"\"),\"\",K91/'Cost scenario - input'!$G76),\"\")","v":""},{"$f":"IFERROR(IF(OR(L91=\"\",'Cost scenario - input'!$G76=\"\"),\"\",L91/'Cost scenario - input'!$G76),\"\")","v":""},{"$f":"IFERROR(IF(OR(M91=\"\",'Cost scenario - input'!$G76=\"\"),\"\",M91/'Cost scenario - input'!$G76),\"\")","v":""},{"$f":"IFERROR(IF(OR(N91=\"\",'Cost scenario - input'!$G76=\"\"),\"\",N91/'Cost scenario - input'!$G76),\"\")","v":""},{"$f":"IFERROR(IF(OR(O91=\"\",'Cost scenario - input'!$G76=\"\"),\"\",O91/'Cost scenario - input'!$G76),\"\")","v":""},{"$f":"IFERROR(IF(OR(P91=\"\",'Cost scenario - input'!$G76=\"\"),\"\",P91/'Cost scenario - input'!$G76),\"\")","v":""},{"$f":"IFERROR(IF(OR(Q91=\"\",'Cost scenario - input'!$G76=\"\"),\"\",Q91/'Cost scenario - input'!$G76),\"\")","v":""},{"$f":"IFERROR(IF(OR(R91=\"\",'Cost scenario - input'!$G76=\"\"),\"\",R91/'Cost scenario - input'!$G76),\"\")","v":""},{"$f":"IFERROR(IF(OR(S91=\"\",'Cost scenario - input'!$G76=\"\"),\"\",S91/'Cost scenario - input'!$G76),\"\")","v":""},{"$f":"IFERROR(IF(OR(T91=\"\",'Cost scenario - input'!$G76=\"\"),\"\",T91/'Cost scenario - input'!$G76),\"\")","v":""},{"$f":"IFERROR(IF(OR(U91=\"\",'Cost scenario - input'!$G76=\"\"),\"\",U91/'Cost scenario - input'!$G76),\"\")","v":""},{"$f":"IFERROR(IF(OR(V91=\"\",'Cost scenario - input'!$G76=\"\"),\"\",V91/'Cost scenario - input'!$G76),\"\")","v":""},{"$f":"IFERROR(IF(OR(W91=\"\",'Cost scenario - input'!$G76=\"\"),\"\",W91/'Cost scenario - input'!$G76),\"\")","v":""}]
[{"$f":"IFERROR('Cost scenario - input'!A77,\"\")","v":""},{"$f":"IFERROR('Cost scenario - input'!B77,\"\")","v":""},{"$f":"IFERROR('Cost scenario - input'!C77,\"\")","v":""},{"$f":"IFERROR(repcalc('Cost scenario - input'!$CY77:$GK77,'Cost scenario - input'!$J77,'Cost scenario - input'!$H77,'Cost scenario - input'!$I77,20,TRUE,TRUE),\"\")","v":""},"","","","","","","","","","","","","","","","","","","",{"$f":"IFERROR(IF(OR(D92=\"\",'Cost scenario - input'!$G77=\"\"),\"\",D92/'Cost scenario - input'!$G77),\"\")","v":""},{"$f":"IFERROR(IF(OR(E92=\"\",'Cost scenario - input'!$G77=\"\"),\"\",E92/'Cost scenario - input'!$G77),\"\")","v":""},{"$f":"IFERROR(IF(OR(F92=\"\",'Cost scenario - input'!$G77=\"\"),\"\",F92/'Cost scenario - input'!$G77),\"\")","v":""},{"$f":"IFERROR(IF(OR(G92=\"\",'Cost scenario - input'!$G77=\"\"),\"\",G92/'Cost scenario - input'!$G77),\"\")","v":""},{"$f":"IFERROR(IF(OR(H92=\"\",'Cost scenario - input'!$G77=\"\"),\"\",H92/'Cost scenario - input'!$G77),\"\")","v":""},{"$f":"IFERROR(IF(OR(I92=\"\",'Cost scenario - input'!$G77=\"\"),\"\",I92/'Cost scenario - input'!$G77),\"\")","v":""},{"$f":"IFERROR(IF(OR(J92=\"\",'Cost scenario - input'!$G77=\"\"),\"\",J92/'Cost scenario - input'!$G77),\"\")","v":""},{"$f":"IFERROR(IF(OR(K92=\"\",'Cost scenario - input'!$G77=\"\"),\"\",K92/'Cost scenario - input'!$G77),\"\")","v":""},{"$f":"IFERROR(IF(OR(L92=\"\",'Cost scenario - input'!$G77=\"\"),\"\",L92/'Cost scenario - input'!$G77),\"\")","v":""},{"$f":"IFERROR(IF(OR(M92=\"\",'Cost scenario - input'!$G77=\"\"),\"\",M92/'Cost scenario - input'!$G77),\"\")","v":""},{"$f":"IFERROR(IF(OR(N92=\"\",'Cost scenario - input'!$G77=\"\"),\"\",N92/'Cost scenario - input'!$G77),\"\")","v":""},{"$f":"IFERROR(IF(OR(O92=\"\",'Cost scenario - input'!$G77=\"\"),\"\",O92/'Cost scenario - input'!$G77),\"\")","v":""},{"$f":"IFERROR(IF(OR(P92=\"\",'Cost scenario - input'!$G77=\"\"),\"\",P92/'Cost scenario - input'!$G77),\"\")","v":""},{"$f":"IFERROR(IF(OR(Q92=\"\",'Cost scenario - input'!$G77=\"\"),\"\",Q92/'Cost scenario - input'!$G77),\"\")","v":""},{"$f":"IFERROR(IF(OR(R92=\"\",'Cost scenario - input'!$G77=\"\"),\"\",R92/'Cost scenario - input'!$G77),\"\")","v":""},{"$f":"IFERROR(IF(OR(S92=\"\",'Cost scenario - input'!$G77=\"\"),\"\",S92/'Cost scenario - input'!$G77),\"\")","v":""},{"$f":"IFERROR(IF(OR(T92=\"\",'Cost scenario - input'!$G77=\"\"),\"\",T92/'Cost scenario - input'!$G77),\"\")","v":""},{"$f":"IFERROR(IF(OR(U92=\"\",'Cost scenario - input'!$G77=\"\"),\"\",U92/'Cost scenario - input'!$G77),\"\")","v":""},{"$f":"IFERROR(IF(OR(V92=\"\",'Cost scenario - input'!$G77=\"\"),\"\",V92/'Cost scenario - input'!$G77),\"\")","v":""},{"$f":"IFERROR(IF(OR(W92=\"\",'Cost scenario - input'!$G77=\"\"),\"\",W92/'Cost scenario - input'!$G77),\"\")","v":""}]
[{"$f":"IFERROR('Cost scenario - input'!A78,\"\")","v":""},{"$f":"IFERROR('Cost scenario - input'!B78,\"\")","v":""},{"$f":"IFERROR('Cost scenario - input'!C78,\"\")","v":""},{"$f":"IFERROR(repcalc('Cost scenario - input'!$CY78:$GK78,'Cost scenario - input'!$J78,'Cost scenario - input'!$H78,'Cost scenario - input'!$I78,20,TRUE,TRUE),\"\")","v":""},"","","","","","","","","","","","","","","","","","","",{"$f":"IFERROR(IF(OR(D93=\"\",'Cost scenario - input'!$G78=\"\"),\"\",D93/'Cost scenario - input'!$G78),\"\")","v":""},{"$f":"IFERROR(IF(OR(E93=\"\",'Cost scenario - input'!$G78=\"\"),\"\",E93/'Cost scenario - input'!$G78),\"\")","v":""},{"$f":"IFERROR(IF(OR(F93=\"\",'Cost scenario - input'!$G78=\"\"),\"\",F93/'Cost scenario - input'!$G78),\"\")","v":""},{"$f":"IFERROR(IF(OR(G93=\"\",'Cost scenario - input'!$G78=\"\"),\"\",G93/'Cost scenario - input'!$G78),\"\")","v":""},{"$f":"IFERROR(IF(OR(H93=\"\",'Cost scenario - input'!$G78=\"\"),\"\",H93/'Cost scenario - input'!$G78),\"\")","v":""},{"$f":"IFERROR(IF(OR(I93=\"\",'Cost scenario - input'!$G78=\"\"),\"\",I93/'Cost scenario - input'!$G78),\"\")","v":""},{"$f":"IFERROR(IF(OR(J93=\"\",'Cost scenario - input'!$G78=\"\"),\"\",J93/'Cost scenario - input'!$G78),\"\")","v":""},{"$f":"IFERROR(IF(OR(K93=\"\",'Cost scenario - input'!$G78=\"\"),\"\",K93/'Cost scenario - input'!$G78),\"\")","v":""},{"$f":"IFERROR(IF(OR(L93=\"\",'Cost scenario - input'!$G78=\"\"),\"\",L93/'Cost scenario - input'!$G78),\"\")","v":""},{"$f":"IFERROR(IF(OR(M93=\"\",'Cost scenario - input'!$G78=\"\"),\"\",M93/'Cost scenario - input'!$G78),\"\")","v":""},{"$f":"IFERROR(IF(OR(N93=\"\",'Cost scenario - input'!$G78=\"\"),\"\",N93/'Cost scenario - input'!$G78),\"\")","v":""},{"$f":"IFERROR(IF(OR(O93=\"\",'Cost scenario - input'!$G78=\"\"),\"\",O93/'Cost scenario - input'!$G78),\"\")","v":""},{"$f":"IFERROR(IF(OR(P93=\"\",'Cost scenario - input'!$G78=\"\"),\"\",P93/'Cost scenario - input'!$G78),\"\")","v":""},{"$f":"IFERROR(IF(OR(Q93=\"\",'Cost scenario - input'!$G78=\"\"),\"\",Q93/'Cost scenario - input'!$G78),\"\")","v":""},{"$f":"IFERROR(IF(OR(R93=\"\",'Cost scenario - input'!$G78=\"\"),\"\",R93/'Cost scenario - input'!$G78),\"\")","v":""},{"$f":"IFERROR(IF(OR(S93=\"\",'Cost scenario - input'!$G78=\"\"),\"\",S93/'Cost scenario - input'!$G78),\"\")","v":""},{"$f":"IFERROR(IF(OR(T93=\"\",'Cost scenario - input'!$G78=\"\"),\"\",T93/'Cost scenario - input'!$G78),\"\")","v":""},{"$f":"IFERROR(IF(OR(U93=\"\",'Cost scenario - input'!$G78=\"\"),\"\",U93/'Cost scenario - input'!$G78),\"\")","v":""},{"$f":"IFERROR(IF(OR(V93=\"\",'Cost scenario - input'!$G78=\"\"),\"\",V93/'Cost scenario - input'!$G78),\"\")","v":""},{"$f":"IFERROR(IF(OR(W93=\"\",'Cost scenario - input'!$G78=\"\"),\"\",W93/'Cost scenario - input'!$G78),\"\")","v":""}]
[{"$f":"IFERROR('Cost scenario - input'!A79,\"\")","v":""},{"$f":"IFERROR('Cost scenario - input'!B79,\"\")","v":""},{"$f":"IFERROR('Cost scenario - input'!C79,\"\")","v":""},{"$f":"IFERROR(repcalc('Cost scenario - input'!$CY79:$GK79,'Cost scenario - input'!$J79,'Cost scenario - input'!$H79,'Cost scenario - input'!$I79,20,TRUE,TRUE),\"\")","v":""},"","","","","","","","","","","","","","","","","","","",{"$f":"IFERROR(IF(OR(D94=\"\",'Cost scenario - input'!$G79=\"\"),\"\",D94/'Cost scenario - input'!$G79),\"\")","v":""},{"$f":"IFERROR(IF(OR(E94=\"\",'Cost scenario - input'!$G79=\"\"),\"\",E94/'Cost scenario - input'!$G79),\"\")","v":""},{"$f":"IFERROR(IF(OR(F94=\"\",'Cost scenario - input'!$G79=\"\"),\"\",F94/'Cost scenario - input'!$G79),\"\")","v":""},{"$f":"IFERROR(IF(OR(G94=\"\",'Cost scenario - input'!$G79=\"\"),\"\",G94/'Cost scenario - input'!$G79),\"\")","v":""},{"$f":"IFERROR(IF(OR(H94=\"\",'Cost scenario - input'!$G79=\"\"),\"\",H94/'Cost scenario - input'!$G79),\"\")","v":""},{"$f":"IFERROR(IF(OR(I94=\"\",'Cost scenario - input'!$G79=\"\"),\"\",I94/'Cost scenario - input'!$G79),\"\")","v":""},{"$f":"IFERROR(IF(OR(J94=\"\",'Cost scenario - input'!$G79=\"\"),\"\",J94/'Cost scenario - input'!$G79),\"\")","v":""},{"$f":"IFERROR(IF(OR(K94=\"\",'Cost scenario - input'!$G79=\"\"),\"\",K94/'Cost scenario - input'!$G79),\"\")","v":""},{"$f":"IFERROR(IF(OR(L94=\"\",'Cost scenario - input'!$G79=\"\"),\"\",L94/'Cost scenario - input'!$G79),\"\")","v":""},{"$f":"IFERROR(IF(OR(M94=\"\",'Cost scenario - input'!$G79=\"\"),\"\",M94/'Cost scenario - input'!$G79),\"\")","v":""},{"$f":"IFERROR(IF(OR(N94=\"\",'Cost scenario - input'!$G79=\"\"),\"\",N94/'Cost scenario - input'!$G79),\"\")","v":""},{"$f":"IFERROR(IF(OR(O94=\"\",'Cost scenario - input'!$G79=\"\"),\"\",O94/'Cost scenario - input'!$G79),\"\")","v":""},{"$f":"IFERROR(IF(OR(P94=\"\",'Cost scenario - input'!$G79=\"\"),\"\",P94/'Cost scenario - input'!$G79),\"\")","v":""},{"$f":"IFERROR(IF(OR(Q94=\"\",'Cost scenario - input'!$G79=\"\"),\"\",Q94/'Cost scenario - input'!$G79),\"\")","v":""},{"$f":"IFERROR(IF(OR(R94=\"\",'Cost scenario - input'!$G79=\"\"),\"\",R94/'Cost scenario - input'!$G79),\"\")","v":""},{"$f":"IFERROR(IF(OR(S94=\"\",'Cost scenario - input'!$G79=\"\"),\"\",S94/'Cost scenario - input'!$G79),\"\")","v":""},{"$f":"IFERROR(IF(OR(T94=\"\",'Cost scenario - input'!$G79=\"\"),\"\",T94/'Cost scenario - input'!$G79),\"\")","v":""},{"$f":"IFERROR(IF(OR(U94=\"\",'Cost scenario - input'!$G79=\"\"),\"\",U94/'Cost scenario - input'!$G79),\"\")","v":""},{"$f":"IFERROR(IF(OR(V94=\"\",'Cost scenario - input'!$G79=\"\"),\"\",V94/'Cost scenario - input'!$G79),\"\")","v":""},{"$f":"IFERROR(IF(OR(W94=\"\",'Cost scenario - input'!$G79=\"\"),\"\",W94/'Cost scenario - input'!$G79),\"\")","v":""}]
[{"$f":"IFERROR('Cost scenario - input'!A80,\"\")","v":""},{"$f":"IFERROR('Cost scenario - input'!B80,\"\")","v":""},{"$f":"IFERROR('Cost scenario - input'!C80,\"\")","v":""},{"$f":"IFERROR(repcalc('Cost scenario - input'!$CY80:$GK80,'Cost scenario - input'!$J80,'Cost scenario - input'!$H80,'Cost scenario - input'!$I80,20,TRUE,TRUE),\"\")","v":""},"","","","","","","","","","","","","","","","","","","",{"$f":"IFERROR(IF(OR(D95=\"\",'Cost scenario - input'!$G80=\"\"),\"\",D95/'Cost scenario - input'!$G80),\"\")","v":""},{"$f":"IFERROR(IF(OR(E95=\"\",'Cost scenario - input'!$G80=\"\"),\"\",E95/'Cost scenario - input'!$G80),\"\")","v":""},{"$f":"IFERROR(IF(OR(F95=\"\",'Cost scenario - input'!$G80=\"\"),\"\",F95/'Cost scenario - input'!$G80),\"\")","v":""},{"$f":"IFERROR(IF(OR(G95=\"\",'Cost scenario - input'!$G80=\"\"),\"\",G95/'Cost scenario - input'!$G80),\"\")","v":""},{"$f":"IFERROR(IF(OR(H95=\"\",'Cost scenario - input'!$G80=\"\"),\"\",H95/'Cost scenario - input'!$G80),\"\")","v":""},{"$f":"IFERROR(IF(OR(I95=\"\",'Cost scenario - input'!$G80=\"\"),\"\",I95/'Cost scenario - input'!$G80),\"\")","v":""},{"$f":"IFERROR(IF(OR(J95=\"\",'Cost scenario - input'!$G80=\"\"),\"\",J95/'Cost scenario - input'!$G80),\"\")","v":""},{"$f":"IFERROR(IF(OR(K95=\"\",'Cost scenario - input'!$G80=\"\"),\"\",K95/'Cost scenario - input'!$G80),\"\")","v":""},{"$f":"IFERROR(IF(OR(L95=\"\",'Cost scenario - input'!$G80=\"\"),\"\",L95/'Cost scenario - input'!$G80),\"\")","v":""},{"$f":"IFERROR(IF(OR(M95=\"\",'Cost scenario - input'!$G80=\"\"),\"\",M95/'Cost scenario - input'!$G80),\"\")","v":""},{"$f":"IFERROR(IF(OR(N95=\"\",'Cost scenario - input'!$G80=\"\"),\"\",N95/'Cost scenario - input'!$G80),\"\")","v":""},{"$f":"IFERROR(IF(OR(O95=\"\",'Cost scenario - input'!$G80=\"\"),\"\",O95/'Cost scenario - input'!$G80),\"\")","v":""},{"$f":"IFERROR(IF(OR(P95=\"\",'Cost scenario - input'!$G80=\"\"),\"\",P95/'Cost scenario - input'!$G80),\"\")","v":""},{"$f":"IFERROR(IF(OR(Q95=\"\",'Cost scenario - input'!$G80=\"\"),\"\",Q95/'Cost scenario - input'!$G80),\"\")","v":""},{"$f":"IFERROR(IF(OR(R95=\"\",'Cost scenario - input'!$G80=\"\"),\"\",R95/'Cost scenario - input'!$G80),\"\")","v":""},{"$f":"IFERROR(IF(OR(S95=\"\",'Cost scenario - input'!$G80=\"\"),\"\",S95/'Cost scenario - input'!$G80),\"\")","v":""},{"$f":"IFERROR(IF(OR(T95=\"\",'Cost scenario - input'!$G80=\"\"),\"\",T95/'Cost scenario - input'!$G80),\"\")","v":""},{"$f":"IFERROR(IF(OR(U95=\"\",'Cost scenario - input'!$G80=\"\"),\"\",U95/'Cost scenario - input'!$G80),\"\")","v":""},{"$f":"IFERROR(IF(OR(V95=\"\",'Cost scenario - input'!$G80=\"\"),\"\",V95/'Cost scenario - input'!$G80),\"\")","v":""},{"$f":"IFERROR(IF(OR(W95=\"\",'Cost scenario - input'!$G80=\"\"),\"\",W95/'Cost scenario - input'!$G80),\"\")","v":""}]
[{"$f":"IFERROR('Cost scenario - input'!A81,\"\")","v":""},{"$f":"IFERROR('Cost scenario - input'!B81,\"\")","v":""},{"$f":"IFERROR('Cost scenario - input'!C81,\"\")","v":""},{"$f":"IFERROR(repcalc('Cost scenario - input'!$CY81:$GK81,'Cost scenario - input'!$J81,'Cost scenario - input'!$H81,'Cost scenario - input'!$I81,20,TRUE,TRUE),\"\")","v":""},"","","","","","","","","","","","","","","","","","","",{"$f":"IFERROR(IF(OR(D96=\"\",'Cost scenario - input'!$G81=\"\"),\"\",D96/'Cost scenario - input'!$G81),\"\")","v":""},{"$f":"IFERROR(IF(OR(E96=\"\",'Cost scenario - input'!$G81=\"\"),\"\",E96/'Cost scenario - input'!$G81),\"\")","v":""},{"$f":"IFERROR(IF(OR(F96=\"\",'Cost scenario - input'!$G81=\"\"),\"\",F96/'Cost scenario - input'!$G81),\"\")","v":""},{"$f":"IFERROR(IF(OR(G96=\"\",'Cost scenario - input'!$G81=\"\"),\"\",G96/'Cost scenario - input'!$G81),\"\")","v":""},{"$f":"IFERROR(IF(OR(H96=\"\",'Cost scenario - input'!$G81=\"\"),\"\",H96/'Cost scenario - input'!$G81),\"\")","v":""},{"$f":"IFERROR(IF(OR(I96=\"\",'Cost scenario - input'!$G81=\"\"),\"\",I96/'Cost scenario - input'!$G81),\"\")","v":""},{"$f":"IFERROR(IF(OR(J96=\"\",'Cost scenario - input'!$G81=\"\"),\"\",J96/'Cost scenario - input'!$G81),\"\")","v":""},{"$f":"IFERROR(IF(OR(K96=\"\",'Cost scenario - input'!$G81=\"\"),\"\",K96/'Cost scenario - input'!$G81),\"\")","v":""},{"$f":"IFERROR(IF(OR(L96=\"\",'Cost scenario - input'!$G81=\"\"),\"\",L96/'Cost scenario - input'!$G81),\"\")","v":""},{"$f":"IFERROR(IF(OR(M96=\"\",'Cost scenario - input'!$G81=\"\"),\"\",M96/'Cost scenario - input'!$G81),\"\")","v":""},{"$f":"IFERROR(IF(OR(N96=\"\",'Cost scenario - input'!$G81=\"\"),\"\",N96/'Cost scenario - input'!$G81),\"\")","v":""},{"$f":"IFERROR(IF(OR(O96=\"\",'Cost scenario - input'!$G81=\"\"),\"\",O96/'Cost scenario - input'!$G81),\"\")","v":""},{"$f":"IFERROR(IF(OR(P96=\"\",'Cost scenario - input'!$G81=\"\"),\"\",P96/'Cost scenario - input'!$G81),\"\")","v":""},{"$f":"IFERROR(IF(OR(Q96=\"\",'Cost scenario - input'!$G81=\"\"),\"\",Q96/'Cost scenario - input'!$G81),\"\")","v":""},{"$f":"IFERROR(IF(OR(R96=\"\",'Cost scenario - input'!$G81=\"\"),\"\",R96/'Cost scenario - input'!$G81),\"\")","v":""},{"$f":"IFERROR(IF(OR(S96=\"\",'Cost scenario - input'!$G81=\"\"),\"\",S96/'Cost scenario - input'!$G81),\"\")","v":""},{"$f":"IFERROR(IF(OR(T96=\"\",'Cost scenario - input'!$G81=\"\"),\"\",T96/'Cost scenario - input'!$G81),\"\")","v":""},{"$f":"IFERROR(IF(OR(U96=\"\",'Cost scenario - input'!$G81=\"\"),\"\",U96/'Cost scenario - input'!$G81),\"\")","v":""},{"$f":"IFERROR(IF(OR(V96=\"\",'Cost scenario - input'!$G81=\"\"),\"\",V96/'Cost scenario - input'!$G81),\"\")","v":""},{"$f":"IFERROR(IF(OR(W96=\"\",'Cost scenario - input'!$G81=\"\"),\"\",W96/'Cost scenario - input'!$G81),\"\")","v":""}]
[{"$f":"IFERROR('Cost scenario - input'!A82,\"\")","v":""},{"$f":"IFERROR('Cost scenario - input'!B82,\"\")","v":""},{"$f":"IFERROR('Cost scenario - input'!C82,\"\")","v":""},{"$f":"IFERROR(repcalc('Cost scenario - input'!$CY82:$GK82,'Cost scenario - input'!$J82,'Cost scenario - input'!$H82,'Cost scenario - input'!$I82,20,TRUE,TRUE),\"\")","v":""},"","","","","","","","","","","","","","","","","","","",{"$f":"IFERROR(IF(OR(D97=\"\",'Cost scenario - input'!$G82=\"\"),\"\",D97/'Cost scenario - input'!$G82),\"\")","v":""},{"$f":"IFERROR(IF(OR(E97=\"\",'Cost scenario - input'!$G82=\"\"),\"\",E97/'Cost scenario - input'!$G82),\"\")","v":""},{"$f":"IFERROR(IF(OR(F97=\"\",'Cost scenario - input'!$G82=\"\"),\"\",F97/'Cost scenario - input'!$G82),\"\")","v":""},{"$f":"IFERROR(IF(OR(G97=\"\",'Cost scenario - input'!$G82=\"\"),\"\",G97/'Cost scenario - input'!$G82),\"\")","v":""},{"$f":"IFERROR(IF(OR(H97=\"\",'Cost scenario - input'!$G82=\"\"),\"\",H97/'Cost scenario - input'!$G82),\"\")","v":""},{"$f":"IFERROR(IF(OR(I97=\"\",'Cost scenario - input'!$G82=\"\"),\"\",I97/'Cost scenario - input'!$G82),\"\")","v":""},{"$f":"IFERROR(IF(OR(J97=\"\",'Cost scenario - input'!$G82=\"\"),\"\",J97/'Cost scenario - input'!$G82),\"\")","v":""},{"$f":"IFERROR(IF(OR(K97=\"\",'Cost scenario - input'!$G82=\"\"),\"\",K97/'Cost scenario - input'!$G82),\"\")","v":""},{"$f":"IFERROR(IF(OR(L97=\"\",'Cost scenario - input'!$G82=\"\"),\"\",L97/'Cost scenario - input'!$G82),\"\")","v":""},{"$f":"IFERROR(IF(OR(M97=\"\",'Cost scenario - input'!$G82=\"\"),\"\",M97/'Cost scenario - input'!$G82),\"\")","v":""},{"$f":"IFERROR(IF(OR(N97=\"\",'Cost scenario - input'!$G82=\"\"),\"\",N97/'Cost scenario - input'!$G82),\"\")","v":""},{"$f":"IFERROR(IF(OR(O97=\"\",'Cost scenario - input'!$G82=\"\"),\"\",O97/'Cost scenario - input'!$G82),\"\")","v":""},{"$f":"IFERROR(IF(OR(P97=\"\",'Cost scenario - input'!$G82=\"\"),\"\",P97/'Cost scenario - input'!$G82),\"\")","v":""},{"$f":"IFERROR(IF(OR(Q97=\"\",'Cost scenario - input'!$G82=\"\"),\"\",Q97/'Cost scenario - input'!$G82),\"\")","v":""},{"$f":"IFERROR(IF(OR(R97=\"\",'Cost scenario - input'!$G82=\"\"),\"\",R97/'Cost scenario - input'!$G82),\"\")","v":""},{"$f":"IFERROR(IF(OR(S97=\"\",'Cost scenario - input'!$G82=\"\"),\"\",S97/'Cost scenario - input'!$G82),\"\")","v":""},{"$f":"IFERROR(IF(OR(T97=\"\",'Cost scenario - input'!$G82=\"\"),\"\",T97/'Cost scenario - input'!$G82),\"\")","v":""},{"$f":"IFERROR(IF(OR(U97=\"\",'Cost scenario - input'!$G82=\"\"),\"\",U97/'Cost scenario - input'!$G82),\"\")","v":""},{"$f":"IFERROR(IF(OR(V97=\"\",'Cost scenario - input'!$G82=\"\"),\"\",V97/'Cost scenario - input'!$G82),\"\")","v":""},{"$f":"IFERROR(IF(OR(W97=\"\",'Cost scenario - input'!$G82=\"\"),\"\",W97/'Cost scenario - input'!$G82),\"\")","v":""}]
[{"$f":"IFERROR('Cost scenario - input'!A83,\"\")","v":""},{"$f":"IFERROR('Cost scenario - input'!B83,\"\")","v":""},{"$f":"IFERROR('Cost scenario - input'!C83,\"\")","v":""},{"$f":"IFERROR(repcalc('Cost scenario - input'!$CY83:$GK83,'Cost scenario - input'!$J83,'Cost scenario - input'!$H83,'Cost scenario - input'!$I83,20,TRUE,TRUE),\"\")","v":""},"","","","","","","","","","","","","","","","","","","",{"$f":"IFERROR(IF(OR(D98=\"\",'Cost scenario - input'!$G83=\"\"),\"\",D98/'Cost scenario - input'!$G83),\"\")","v":""},{"$f":"IFERROR(IF(OR(E98=\"\",'Cost scenario - input'!$G83=\"\"),\"\",E98/'Cost scenario - input'!$G83),\"\")","v":""},{"$f":"IFERROR(IF(OR(F98=\"\",'Cost scenario - input'!$G83=\"\"),\"\",F98/'Cost scenario - input'!$G83),\"\")","v":""},{"$f":"IFERROR(IF(OR(G98=\"\",'Cost scenario - input'!$G83=\"\"),\"\",G98/'Cost scenario - input'!$G83),\"\")","v":""},{"$f":"IFERROR(IF(OR(H98=\"\",'Cost scenario - input'!$G83=\"\"),\"\",H98/'Cost scenario - input'!$G83),\"\")","v":""},{"$f":"IFERROR(IF(OR(I98=\"\",'Cost scenario - input'!$G83=\"\"),\"\",I98/'Cost scenario - input'!$G83),\"\")","v":""},{"$f":"IFERROR(IF(OR(J98=\"\",'Cost scenario - input'!$G83=\"\"),\"\",J98/'Cost scenario - input'!$G83),\"\")","v":""},{"$f":"IFERROR(IF(OR(K98=\"\",'Cost scenario - input'!$G83=\"\"),\"\",K98/'Cost scenario - input'!$G83),\"\")","v":""},{"$f":"IFERROR(IF(OR(L98=\"\",'Cost scenario - input'!$G83=\"\"),\"\",L98/'Cost scenario - input'!$G83),\"\")","v":""},{"$f":"IFERROR(IF(OR(M98=\"\",'Cost scenario - input'!$G83=\"\"),\"\",M98/'Cost scenario - input'!$G83),\"\")","v":""},{"$f":"IFERROR(IF(OR(N98=\"\",'Cost scenario - input'!$G83=\"\"),\"\",N98/'Cost scenario - input'!$G83),\"\")","v":""},{"$f":"IFERROR(IF(OR(O98=\"\",'Cost scenario - input'!$G83=\"\"),\"\",O98/'Cost scenario - input'!$G83),\"\")","v":""},{"$f":"IFERROR(IF(OR(P98=\"\",'Cost scenario - input'!$G83=\"\"),\"\",P98/'Cost scenario - input'!$G83),\"\")","v":""},{"$f":"IFERROR(IF(OR(Q98=\"\",'Cost scenario - input'!$G83=\"\"),\"\",Q98/'Cost scenario - input'!$G83),\"\")","v":""},{"$f":"IFERROR(IF(OR(R98=\"\",'Cost scenario - input'!$G83=\"\"),\"\",R98/'Cost scenario - input'!$G83),\"\")","v":""},{"$f":"IFERROR(IF(OR(S98=\"\",'Cost scenario - input'!$G83=\"\"),\"\",S98/'Cost scenario - input'!$G83),\"\")","v":""},{"$f":"IFERROR(IF(OR(T98=\"\",'Cost scenario - input'!$G83=\"\"),\"\",T98/'Cost scenario - input'!$G83),\"\")","v":""},{"$f":"IFERROR(IF(OR(U98=\"\",'Cost scenario - input'!$G83=\"\"),\"\",U98/'Cost scenario - input'!$G83),\"\")","v":""},{"$f":"IFERROR(IF(OR(V98=\"\",'Cost scenario - input'!$G83=\"\"),\"\",V98/'Cost scenario - input'!$G83),\"\")","v":""},{"$f":"IFERROR(IF(OR(W98=\"\",'Cost scenario - input'!$G83=\"\"),\"\",W98/'Cost scenario - input'!$G83),\"\")","v":""}]
[{"$f":"IFERROR('Cost scenario - input'!A84,\"\")","v":""},{"$f":"IFERROR('Cost scenario - input'!B84,\"\")","v":""},{"$f":"IFERROR('Cost scenario - input'!C84,\"\")","v":""},{"$f":"IFERROR(repcalc('Cost scenario - input'!$CY84:$GK84,'Cost scenario - input'!$J84,'Cost scenario - input'!$H84,'Cost scenario - input'!$I84,20,TRUE,TRUE),\"\")","v":""},"","","","","","","","","","","","","","","","","","","",{"$f":"IFERROR(IF(OR(D99=\"\",'Cost scenario - input'!$G84=\"\"),\"\",D99/'Cost scenario - input'!$G84),\"\")","v":""},{"$f":"IFERROR(IF(OR(E99=\"\",'Cost scenario - input'!$G84=\"\"),\"\",E99/'Cost scenario - input'!$G84),\"\")","v":""},{"$f":"IFERROR(IF(OR(F99=\"\",'Cost scenario - input'!$G84=\"\"),\"\",F99/'Cost scenario - input'!$G84),\"\")","v":""},{"$f":"IFERROR(IF(OR(G99=\"\",'Cost scenario - input'!$G84=\"\"),\"\",G99/'Cost scenario - input'!$G84),\"\")","v":""},{"$f":"IFERROR(IF(OR(H99=\"\",'Cost scenario - input'!$G84=\"\"),\"\",H99/'Cost scenario - input'!$G84),\"\")","v":""},{"$f":"IFERROR(IF(OR(I99=\"\",'Cost scenario - input'!$G84=\"\"),\"\",I99/'Cost scenario - input'!$G84),\"\")","v":""},{"$f":"IFERROR(IF(OR(J99=\"\",'Cost scenario - input'!$G84=\"\"),\"\",J99/'Cost scenario - input'!$G84),\"\")","v":""},{"$f":"IFERROR(IF(OR(K99=\"\",'Cost scenario - input'!$G84=\"\"),\"\",K99/'Cost scenario - input'!$G84),\"\")","v":""},{"$f":"IFERROR(IF(OR(L99=\"\",'Cost scenario - input'!$G84=\"\"),\"\",L99/'Cost scenario - input'!$G84),\"\")","v":""},{"$f":"IFERROR(IF(OR(M99=\"\",'Cost scenario - input'!$G84=\"\"),\"\",M99/'Cost scenario - input'!$G84),\"\")","v":""},{"$f":"IFERROR(IF(OR(N99=\"\",'Cost scenario - input'!$G84=\"\"),\"\",N99/'Cost scenario - input'!$G84),\"\")","v":""},{"$f":"IFERROR(IF(OR(O99=\"\",'Cost scenario - input'!$G84=\"\"),\"\",O99/'Cost scenario - input'!$G84),\"\")","v":""},{"$f":"IFERROR(IF(OR(P99=\"\",'Cost scenario - input'!$G84=\"\"),\"\",P99/'Cost scenario - input'!$G84),\"\")","v":""},{"$f":"IFERROR(IF(OR(Q99=\"\",'Cost scenario - input'!$G84=\"\"),\"\",Q99/'Cost scenario - input'!$G84),\"\")","v":""},{"$f":"IFERROR(IF(OR(R99=\"\",'Cost scenario - input'!$G84=\"\"),\"\",R99/'Cost scenario - input'!$G84),\"\")","v":""},{"$f":"IFERROR(IF(OR(S99=\"\",'Cost scenario - input'!$G84=\"\"),\"\",S99/'Cost scenario - input'!$G84),\"\")","v":""},{"$f":"IFERROR(IF(OR(T99=\"\",'Cost scenario - input'!$G84=\"\"),\"\",T99/'Cost scenario - input'!$G84),\"\")","v":""},{"$f":"IFERROR(IF(OR(U99=\"\",'Cost scenario - input'!$G84=\"\"),\"\",U99/'Cost scenario - input'!$G84),\"\")","v":""},{"$f":"IFERROR(IF(OR(V99=\"\",'Cost scenario - input'!$G84=\"\"),\"\",V99/'Cost scenario - input'!$G84),\"\")","v":""},{"$f":"IFERROR(IF(OR(W99=\"\",'Cost scenario - input'!$G84=\"\"),\"\",W99/'Cost scenario - input'!$G84),\"\")","v":""}]
[{"$f":"IFERROR('Cost scenario - input'!A85,\"\")","v":""},{"$f":"IFERROR('Cost scenario - input'!B85,\"\")","v":""},{"$f":"IFERROR('Cost scenario - input'!C85,\"\")","v":""},{"$f":"IFERROR(repcalc('Cost scenario - input'!$CY85:$GK85,'Cost scenario - input'!$J85,'Cost scenario - input'!$H85,'Cost scenario - input'!$I85,20,TRUE,TRUE),\"\")","v":""},"","","","","","","","","","","","","","","","","","","",{"$f":"IFERROR(IF(OR(D100=\"\",'Cost scenario - input'!$G85=\"\"),\"\",D100/'Cost scenario - input'!$G85),\"\")","v":""},{"$f":"IFERROR(IF(OR(E100=\"\",'Cost scenario - input'!$G85=\"\"),\"\",E100/'Cost scenario - input'!$G85),\"\")","v":""},{"$f":"IFERROR(IF(OR(F100=\"\",'Cost scenario - input'!$G85=\"\"),\"\",F100/'Cost scenario - input'!$G85),\"\")","v":""},{"$f":"IFERROR(IF(OR(G100=\"\",'Cost scenario - input'!$G85=\"\"),\"\",G100/'Cost scenario - input'!$G85),\"\")","v":""},{"$f":"IFERROR(IF(OR(H100=\"\",'Cost scenario - input'!$G85=\"\"),\"\",H100/'Cost scenario - input'!$G85),\"\")","v":""},{"$f":"IFERROR(IF(OR(I100=\"\",'Cost scenario - input'!$G85=\"\"),\"\",I100/'Cost scenario - input'!$G85),\"\")","v":""},{"$f":"IFERROR(IF(OR(J100=\"\",'Cost scenario - input'!$G85=\"\"),\"\",J100/'Cost scenario - input'!$G85),\"\")","v":""},{"$f":"IFERROR(IF(OR(K100=\"\",'Cost scenario - input'!$G85=\"\"),\"\",K100/'Cost scenario - input'!$G85),\"\")","v":""},{"$f":"IFERROR(IF(OR(L100=\"\",'Cost scenario - input'!$G85=\"\"),\"\",L100/'Cost scenario - input'!$G85),\"\")","v":""},{"$f":"IFERROR(IF(OR(M100=\"\",'Cost scenario - input'!$G85=\"\"),\"\",M100/'Cost scenario - input'!$G85),\"\")","v":""},{"$f":"IFERROR(IF(OR(N100=\"\",'Cost scenario - input'!$G85=\"\"),\"\",N100/'Cost scenario - input'!$G85),\"\")","v":""},{"$f":"IFERROR(IF(OR(O100=\"\",'Cost scenario - input'!$G85=\"\"),\"\",O100/'Cost scenario - input'!$G85),\"\")","v":""},{"$f":"IFERROR(IF(OR(P100=\"\",'Cost scenario - input'!$G85=\"\"),\"\",P100/'Cost scenario - input'!$G85),\"\")","v":""},{"$f":"IFERROR(IF(OR(Q100=\"\",'Cost scenario - input'!$G85=\"\"),\"\",Q100/'Cost scenario - input'!$G85),\"\")","v":""},{"$f":"IFERROR(IF(OR(R100=\"\",'Cost scenario - input'!$G85=\"\"),\"\",R100/'Cost scenario - input'!$G85),\"\")","v":""},{"$f":"IFERROR(IF(OR(S100=\"\",'Cost scenario - input'!$G85=\"\"),\"\",S100/'Cost scenario - input'!$G85),\"\")","v":""},{"$f":"IFERROR(IF(OR(T100=\"\",'Cost scenario - input'!$G85=\"\"),\"\",T100/'Cost scenario - input'!$G85),\"\")","v":""},{"$f":"IFERROR(IF(OR(U100=\"\",'Cost scenario - input'!$G85=\"\"),\"\",U100/'Cost scenario - input'!$G85),\"\")","v":""},{"$f":"IFERROR(IF(OR(V100=\"\",'Cost scenario - input'!$G85=\"\"),\"\",V100/'Cost scenario - input'!$G85),\"\")","v":""},{"$f":"IFERROR(IF(OR(W100=\"\",'Cost scenario - input'!$G85=\"\"),\"\",W100/'Cost scenario - input'!$G85),\"\")","v":""}]
[{"$f":"IFERROR('Cost scenario - input'!A86,\"\")","v":""},{"$f":"IFERROR('Cost scenario - input'!B86,\"\")","v":""},{"$f":"IFERROR('Cost scenario - input'!C86,\"\")","v":""},{"$f":"IFERROR(repcalc('Cost scenario - input'!$CY86:$GK86,'Cost scenario - input'!$J86,'Cost scenario - input'!$H86,'Cost scenario - input'!$I86,20,TRUE,TRUE),\"\")","v":""},"","","","","","","","","","","","","","","","","","","",{"$f":"IFERROR(IF(OR(D101=\"\",'Cost scenario - input'!$G86=\"\"),\"\",D101/'Cost scenario - input'!$G86),\"\")","v":""},{"$f":"IFERROR(IF(OR(E101=\"\",'Cost scenario - input'!$G86=\"\"),\"\",E101/'Cost scenario - input'!$G86),\"\")","v":""},{"$f":"IFERROR(IF(OR(F101=\"\",'Cost scenario - input'!$G86=\"\"),\"\",F101/'Cost scenario - input'!$G86),\"\")","v":""},{"$f":"IFERROR(IF(OR(G101=\"\",'Cost scenario - input'!$G86=\"\"),\"\",G101/'Cost scenario - input'!$G86),\"\")","v":""},{"$f":"IFERROR(IF(OR(H101=\"\",'Cost scenario - input'!$G86=\"\"),\"\",H101/'Cost scenario - input'!$G86),\"\")","v":""},{"$f":"IFERROR(IF(OR(I101=\"\",'Cost scenario - input'!$G86=\"\"),\"\",I101/'Cost scenario - input'!$G86),\"\")","v":""},{"$f":"IFERROR(IF(OR(J101=\"\",'Cost scenario - input'!$G86=\"\"),\"\",J101/'Cost scenario - input'!$G86),\"\")","v":""},{"$f":"IFERROR(IF(OR(K101=\"\",'Cost scenario - input'!$G86=\"\"),\"\",K101/'Cost scenario - input'!$G86),\"\")","v":""},{"$f":"IFERROR(IF(OR(L101=\"\",'Cost scenario - input'!$G86=\"\"),\"\",L101/'Cost scenario - input'!$G86),\"\")","v":""},{"$f":"IFERROR(IF(OR(M101=\"\",'Cost scenario - input'!$G86=\"\"),\"\",M101/'Cost scenario - input'!$G86),\"\")","v":""},{"$f":"IFERROR(IF(OR(N101=\"\",'Cost scenario - input'!$G86=\"\"),\"\",N101/'Cost scenario - input'!$G86),\"\")","v":""},{"$f":"IFERROR(IF(OR(O101=\"\",'Cost scenario - input'!$G86=\"\"),\"\",O101/'Cost scenario - input'!$G86),\"\")","v":""},{"$f":"IFERROR(IF(OR(P101=\"\",'Cost scenario - input'!$G86=\"\"),\"\",P101/'Cost scenario - input'!$G86),\"\")","v":""},{"$f":"IFERROR(IF(OR(Q101=\"\",'Cost scenario - input'!$G86=\"\"),\"\",Q101/'Cost scenario - input'!$G86),\"\")","v":""},{"$f":"IFERROR(IF(OR(R101=\"\",'Cost scenario - input'!$G86=\"\"),\"\",R101/'Cost scenario - input'!$G86),\"\")","v":""},{"$f":"IFERROR(IF(OR(S101=\"\",'Cost scenario - input'!$G86=\"\"),\"\",S101/'Cost scenario - input'!$G86),\"\")","v":""},{"$f":"IFERROR(IF(OR(T101=\"\",'Cost scenario - input'!$G86=\"\"),\"\",T101/'Cost scenario - input'!$G86),\"\")","v":""},{"$f":"IFERROR(IF(OR(U101=\"\",'Cost scenario - input'!$G86=\"\"),\"\",U101/'Cost scenario - input'!$G86),\"\")","v":""},{"$f":"IFERROR(IF(OR(V101=\"\",'Cost scenario - input'!$G86=\"\"),\"\",V101/'Cost scenario - input'!$G86),\"\")","v":""},{"$f":"IFERROR(IF(OR(W101=\"\",'Cost scenario - input'!$G86=\"\"),\"\",W101/'Cost scenario - input'!$G86),\"\")","v":""}]
[{"$f":"IFERROR('Cost scenario - input'!A87,\"\")","v":""},{"$f":"IFERROR('Cost scenario - input'!B87,\"\")","v":""},{"$f":"IFERROR('Cost scenario - input'!C87,\"\")","v":""},{"$f":"IFERROR(repcalc('Cost scenario - input'!$CY87:$GK87,'Cost scenario - input'!$J87,'Cost scenario - input'!$H87,'Cost scenario - input'!$I87,20,TRUE,TRUE),\"\")","v":""},"","","","","","","","","","","","","","","","","","","",{"$f":"IFERROR(IF(OR(D102=\"\",'Cost scenario - input'!$G87=\"\"),\"\",D102/'Cost scenario - input'!$G87),\"\")","v":""},{"$f":"IFERROR(IF(OR(E102=\"\",'Cost scenario - input'!$G87=\"\"),\"\",E102/'Cost scenario - input'!$G87),\"\")","v":""},{"$f":"IFERROR(IF(OR(F102=\"\",'Cost scenario - input'!$G87=\"\"),\"\",F102/'Cost scenario - input'!$G87),\"\")","v":""},{"$f":"IFERROR(IF(OR(G102=\"\",'Cost scenario - input'!$G87=\"\"),\"\",G102/'Cost scenario - input'!$G87),\"\")","v":""},{"$f":"IFERROR(IF(OR(H102=\"\",'Cost scenario - input'!$G87=\"\"),\"\",H102/'Cost scenario - input'!$G87),\"\")","v":""},{"$f":"IFERROR(IF(OR(I102=\"\",'Cost scenario - input'!$G87=\"\"),\"\",I102/'Cost scenario - input'!$G87),\"\")","v":""},{"$f":"IFERROR(IF(OR(J102=\"\",'Cost scenario - input'!$G87=\"\"),\"\",J102/'Cost scenario - input'!$G87),\"\")","v":""},{"$f":"IFERROR(IF(OR(K102=\"\",'Cost scenario - input'!$G87=\"\"),\"\",K102/'Cost scenario - input'!$G87),\"\")","v":""},{"$f":"IFERROR(IF(OR(L102=\"\",'Cost scenario - input'!$G87=\"\"),\"\",L102/'Cost scenario - input'!$G87),\"\")","v":""},{"$f":"IFERROR(IF(OR(M102=\"\",'Cost scenario - input'!$G87=\"\"),\"\",M102/'Cost scenario - input'!$G87),\"\")","v":""},{"$f":"IFERROR(IF(OR(N102=\"\",'Cost scenario - input'!$G87=\"\"),\"\",N102/'Cost scenario - input'!$G87),\"\")","v":""},{"$f":"IFERROR(IF(OR(O102=\"\",'Cost scenario - input'!$G87=\"\"),\"\",O102/'Cost scenario - input'!$G87),\"\")","v":""},{"$f":"IFERROR(IF(OR(P102=\"\",'Cost scenario - input'!$G87=\"\"),\"\",P102/'Cost scenario - input'!$G87),\"\")","v":""},{"$f":"IFERROR(IF(OR(Q102=\"\",'Cost scenario - input'!$G87=\"\"),\"\",Q102/'Cost scenario - input'!$G87),\"\")","v":""},{"$f":"IFERROR(IF(OR(R102=\"\",'Cost scenario - input'!$G87=\"\"),\"\",R102/'Cost scenario - input'!$G87),\"\")","v":""},{"$f":"IFERROR(IF(OR(S102=\"\",'Cost scenario - input'!$G87=\"\"),\"\",S102/'Cost scenario - input'!$G87),\"\")","v":""},{"$f":"IFERROR(IF(OR(T102=\"\",'Cost scenario - input'!$G87=\"\"),\"\",T102/'Cost scenario - input'!$G87),\"\")","v":""},{"$f":"IFERROR(IF(OR(U102=\"\",'Cost scenario - input'!$G87=\"\"),\"\",U102/'Cost scenario - input'!$G87),\"\")","v":""},{"$f":"IFERROR(IF(OR(V102=\"\",'Cost scenario - input'!$G87=\"\"),\"\",V102/'Cost scenario - input'!$G87),\"\")","v":""},{"$f":"IFERROR(IF(OR(W102=\"\",'Cost scenario - input'!$G87=\"\"),\"\",W102/'Cost scenario - input'!$G87),\"\")","v":""}]
[{"$f":"IFERROR('Cost scenario - input'!A88,\"\")","v":""},{"$f":"IFERROR('Cost scenario - input'!B88,\"\")","v":""},{"$f":"IFERROR('Cost scenario - input'!C88,\"\")","v":""},{"$f":"IFERROR(repcalc('Cost scenario - input'!$CY88:$GK88,'Cost scenario - input'!$J88,'Cost scenario - input'!$H88,'Cost scenario - input'!$I88,20,TRUE,TRUE),\"\")","v":""},"","","","","","","","","","","","","","","","","","","",{"$f":"IFERROR(IF(OR(D103=\"\",'Cost scenario - input'!$G88=\"\"),\"\",D103/'Cost scenario - input'!$G88),\"\")","v":""},{"$f":"IFERROR(IF(OR(E103=\"\",'Cost scenario - input'!$G88=\"\"),\"\",E103/'Cost scenario - input'!$G88),\"\")","v":""},{"$f":"IFERROR(IF(OR(F103=\"\",'Cost scenario - input'!$G88=\"\"),\"\",F103/'Cost scenario - input'!$G88),\"\")","v":""},{"$f":"IFERROR(IF(OR(G103=\"\",'Cost scenario - input'!$G88=\"\"),\"\",G103/'Cost scenario - input'!$G88),\"\")","v":""},{"$f":"IFERROR(IF(OR(H103=\"\",'Cost scenario - input'!$G88=\"\"),\"\",H103/'Cost scenario - input'!$G88),\"\")","v":""},{"$f":"IFERROR(IF(OR(I103=\"\",'Cost scenario - input'!$G88=\"\"),\"\",I103/'Cost scenario - input'!$G88),\"\")","v":""},{"$f":"IFERROR(IF(OR(J103=\"\",'Cost scenario - input'!$G88=\"\"),\"\",J103/'Cost scenario - input'!$G88),\"\")","v":""},{"$f":"IFERROR(IF(OR(K103=\"\",'Cost scenario - input'!$G88=\"\"),\"\",K103/'Cost scenario - input'!$G88),\"\")","v":""},{"$f":"IFERROR(IF(OR(L103=\"\",'Cost scenario - input'!$G88=\"\"),\"\",L103/'Cost scenario - input'!$G88),\"\")","v":""},{"$f":"IFERROR(IF(OR(M103=\"\",'Cost scenario - input'!$G88=\"\"),\"\",M103/'Cost scenario - input'!$G88),\"\")","v":""},{"$f":"IFERROR(IF(OR(N103=\"\",'Cost scenario - input'!$G88=\"\"),\"\",N103/'Cost scenario - input'!$G88),\"\")","v":""},{"$f":"IFERROR(IF(OR(O103=\"\",'Cost scenario - input'!$G88=\"\"),\"\",O103/'Cost scenario - input'!$G88),\"\")","v":""},{"$f":"IFERROR(IF(OR(P103=\"\",'Cost scenario - input'!$G88=\"\"),\"\",P103/'Cost scenario - input'!$G88),\"\")","v":""},{"$f":"IFERROR(IF(OR(Q103=\"\",'Cost scenario - input'!$G88=\"\"),\"\",Q103/'Cost scenario - input'!$G88),\"\")","v":""},{"$f":"IFERROR(IF(OR(R103=\"\",'Cost scenario - input'!$G88=\"\"),\"\",R103/'Cost scenario - input'!$G88),\"\")","v":""},{"$f":"IFERROR(IF(OR(S103=\"\",'Cost scenario - input'!$G88=\"\"),\"\",S103/'Cost scenario - input'!$G88),\"\")","v":""},{"$f":"IFERROR(IF(OR(T103=\"\",'Cost scenario - input'!$G88=\"\"),\"\",T103/'Cost scenario - input'!$G88),\"\")","v":""},{"$f":"IFERROR(IF(OR(U103=\"\",'Cost scenario - input'!$G88=\"\"),\"\",U103/'Cost scenario - input'!$G88),\"\")","v":""},{"$f":"IFERROR(IF(OR(V103=\"\",'Cost scenario - input'!$G88=\"\"),\"\",V103/'Cost scenario - input'!$G88),\"\")","v":""},{"$f":"IFERROR(IF(OR(W103=\"\",'Cost scenario - input'!$G88=\"\"),\"\",W103/'Cost scenario - input'!$G88),\"\")","v":""}]
[{"$f":"IFERROR('Cost scenario - input'!A89,\"\")","v":""},{"$f":"IFERROR('Cost scenario - input'!B89,\"\")","v":""},{"$f":"IFERROR('Cost scenario - input'!C89,\"\")","v":""},{"$f":"IFERROR(repcalc('Cost scenario - input'!$CY89:$GK89,'Cost scenario - input'!$J89,'Cost scenario - input'!$H89,'Cost scenario - input'!$I89,20,TRUE,TRUE),\"\")","v":""},"","","","","","","","","","","","","","","","","","","",{"$f":"IFERROR(IF(OR(D104=\"\",'Cost scenario - input'!$G89=\"\"),\"\",D104/'Cost scenario - input'!$G89),\"\")","v":""},{"$f":"IFERROR(IF(OR(E104=\"\",'Cost scenario - input'!$G89=\"\"),\"\",E104/'Cost scenario - input'!$G89),\"\")","v":""},{"$f":"IFERROR(IF(OR(F104=\"\",'Cost scenario - input'!$G89=\"\"),\"\",F104/'Cost scenario - input'!$G89),\"\")","v":""},{"$f":"IFERROR(IF(OR(G104=\"\",'Cost scenario - input'!$G89=\"\"),\"\",G104/'Cost scenario - input'!$G89),\"\")","v":""},{"$f":"IFERROR(IF(OR(H104=\"\",'Cost scenario - input'!$G89=\"\"),\"\",H104/'Cost scenario - input'!$G89),\"\")","v":""},{"$f":"IFERROR(IF(OR(I104=\"\",'Cost scenario - input'!$G89=\"\"),\"\",I104/'Cost scenario - input'!$G89),\"\")","v":""},{"$f":"IFERROR(IF(OR(J104=\"\",'Cost scenario - input'!$G89=\"\"),\"\",J104/'Cost scenario - input'!$G89),\"\")","v":""},{"$f":"IFERROR(IF(OR(K104=\"\",'Cost scenario - input'!$G89=\"\"),\"\",K104/'Cost scenario - input'!$G89),\"\")","v":""},{"$f":"IFERROR(IF(OR(L104=\"\",'Cost scenario - input'!$G89=\"\"),\"\",L104/'Cost scenario - input'!$G89),\"\")","v":""},{"$f":"IFERROR(IF(OR(M104=\"\",'Cost scenario - input'!$G89=\"\"),\"\",M104/'Cost scenario - input'!$G89),\"\")","v":""},{"$f":"IFERROR(IF(OR(N104=\"\",'Cost scenario - input'!$G89=\"\"),\"\",N104/'Cost scenario - input'!$G89),\"\")","v":""},{"$f":"IFERROR(IF(OR(O104=\"\",'Cost scenario - input'!$G89=\"\"),\"\",O104/'Cost scenario - input'!$G89),\"\")","v":""},{"$f":"IFERROR(IF(OR(P104=\"\",'Cost scenario - input'!$G89=\"\"),\"\",P104/'Cost scenario - input'!$G89),\"\")","v":""},{"$f":"IFERROR(IF(OR(Q104=\"\",'Cost scenario - input'!$G89=\"\"),\"\",Q104/'Cost scenario - input'!$G89),\"\")","v":""},{"$f":"IFERROR(IF(OR(R104=\"\",'Cost scenario - input'!$G89=\"\"),\"\",R104/'Cost scenario - input'!$G89),\"\")","v":""},{"$f":"IFERROR(IF(OR(S104=\"\",'Cost scenario - input'!$G89=\"\"),\"\",S104/'Cost scenario - input'!$G89),\"\")","v":""},{"$f":"IFERROR(IF(OR(T104=\"\",'Cost scenario - input'!$G89=\"\"),\"\",T104/'Cost scenario - input'!$G89),\"\")","v":""},{"$f":"IFERROR(IF(OR(U104=\"\",'Cost scenario - input'!$G89=\"\"),\"\",U104/'Cost scenario - input'!$G89),\"\")","v":""},{"$f":"IFERROR(IF(OR(V104=\"\",'Cost scenario - input'!$G89=\"\"),\"\",V104/'Cost scenario - input'!$G89),\"\")","v":""},{"$f":"IFERROR(IF(OR(W104=\"\",'Cost scenario - input'!$G89=\"\"),\"\",W104/'Cost scenario - input'!$G89),\"\")","v":""}]
[{"$f":"IFERROR('Cost scenario - input'!A90,\"\")","v":""},{"$f":"IFERROR('Cost scenario - input'!B90,\"\")","v":""},{"$f":"IFERROR('Cost scenario - input'!C90,\"\")","v":""},{"$f":"IFERROR(repcalc('Cost scenario - input'!$CY90:$GK90,'Cost scenario - input'!$J90,'Cost scenario - input'!$H90,'Cost scenario - input'!$I90,20,TRUE,TRUE),\"\")","v":""},"","","","","","","","","","","","","","","","","","","",{"$f":"IFERROR(IF(OR(D105=\"\",'Cost scenario - input'!$G90=\"\"),\"\",D105/'Cost scenario - input'!$G90),\"\")","v":""},{"$f":"IFERROR(IF(OR(E105=\"\",'Cost scenario - input'!$G90=\"\"),\"\",E105/'Cost scenario - input'!$G90),\"\")","v":""},{"$f":"IFERROR(IF(OR(F105=\"\",'Cost scenario - input'!$G90=\"\"),\"\",F105/'Cost scenario - input'!$G90),\"\")","v":""},{"$f":"IFERROR(IF(OR(G105=\"\",'Cost scenario - input'!$G90=\"\"),\"\",G105/'Cost scenario - input'!$G90),\"\")","v":""},{"$f":"IFERROR(IF(OR(H105=\"\",'Cost scenario - input'!$G90=\"\"),\"\",H105/'Cost scenario - input'!$G90),\"\")","v":""},{"$f":"IFERROR(IF(OR(I105=\"\",'Cost scenario - input'!$G90=\"\"),\"\",I105/'Cost scenario - input'!$G90),\"\")","v":""},{"$f":"IFERROR(IF(OR(J105=\"\",'Cost scenario - input'!$G90=\"\"),\"\",J105/'Cost scenario - input'!$G90),\"\")","v":""},{"$f":"IFERROR(IF(OR(K105=\"\",'Cost scenario - input'!$G90=\"\"),\"\",K105/'Cost scenario - input'!$G90),\"\")","v":""},{"$f":"IFERROR(IF(OR(L105=\"\",'Cost scenario - input'!$G90=\"\"),\"\",L105/'Cost scenario - input'!$G90),\"\")","v":""},{"$f":"IFERROR(IF(OR(M105=\"\",'Cost scenario - input'!$G90=\"\"),\"\",M105/'Cost scenario - input'!$G90),\"\")","v":""},{"$f":"IFERROR(IF(OR(N105=\"\",'Cost scenario - input'!$G90=\"\"),\"\",N105/'Cost scenario - input'!$G90),\"\")","v":""},{"$f":"IFERROR(IF(OR(O105=\"\",'Cost scenario - input'!$G90=\"\"),\"\",O105/'Cost scenario - input'!$G90),\"\")","v":""},{"$f":"IFERROR(IF(OR(P105=\"\",'Cost scenario - input'!$G90=\"\"),\"\",P105/'Cost scenario - input'!$G90),\"\")","v":""},{"$f":"IFERROR(IF(OR(Q105=\"\",'Cost scenario - input'!$G90=\"\"),\"\",Q105/'Cost scenario - input'!$G90),\"\")","v":""},{"$f":"IFERROR(IF(OR(R105=\"\",'Cost scenario - input'!$G90=\"\"),\"\",R105/'Cost scenario - input'!$G90),\"\")","v":""},{"$f":"IFERROR(IF(OR(S105=\"\",'Cost scenario - input'!$G90=\"\"),\"\",S105/'Cost scenario - input'!$G90),\"\")","v":""},{"$f":"IFERROR(IF(OR(T105=\"\",'Cost scenario - input'!$G90=\"\"),\"\",T105/'Cost scenario - input'!$G90),\"\")","v":""},{"$f":"IFERROR(IF(OR(U105=\"\",'Cost scenario - input'!$G90=\"\"),\"\",U105/'Cost scenario - input'!$G90),\"\")","v":""},{"$f":"IFERROR(IF(OR(V105=\"\",'Cost scenario - input'!$G90=\"\"),\"\",V105/'Cost scenario - input'!$G90),\"\")","v":""},{"$f":"IFERROR(IF(OR(W105=\"\",'Cost scenario - input'!$G90=\"\"),\"\",W105/'Cost scenario - input'!$G90),\"\")","v":""}]
[{"$f":"IFERROR('Cost scenario - input'!A91,\"\")","v":""},{"$f":"IFERROR('Cost scenario - input'!B91,\"\")","v":""},{"$f":"IFERROR('Cost scenario - input'!C91,\"\")","v":""},{"$f":"IFERROR(repcalc('Cost scenario - input'!$CY91:$GK91,'Cost scenario - input'!$J91,'Cost scenario - input'!$H91,'Cost scenario - input'!$I91,20,TRUE,TRUE),\"\")","v":""},"","","","","","","","","","","","","","","","","","","",{"$f":"IFERROR(IF(OR(D106=\"\",'Cost scenario - input'!$G91=\"\"),\"\",D106/'Cost scenario - input'!$G91),\"\")","v":""},{"$f":"IFERROR(IF(OR(E106=\"\",'Cost scenario - input'!$G91=\"\"),\"\",E106/'Cost scenario - input'!$G91),\"\")","v":""},{"$f":"IFERROR(IF(OR(F106=\"\",'Cost scenario - input'!$G91=\"\"),\"\",F106/'Cost scenario - input'!$G91),\"\")","v":""},{"$f":"IFERROR(IF(OR(G106=\"\",'Cost scenario - input'!$G91=\"\"),\"\",G106/'Cost scenario - input'!$G91),\"\")","v":""},{"$f":"IFERROR(IF(OR(H106=\"\",'Cost scenario - input'!$G91=\"\"),\"\",H106/'Cost scenario - input'!$G91),\"\")","v":""},{"$f":"IFERROR(IF(OR(I106=\"\",'Cost scenario - input'!$G91=\"\"),\"\",I106/'Cost scenario - input'!$G91),\"\")","v":""},{"$f":"IFERROR(IF(OR(J106=\"\",'Cost scenario - input'!$G91=\"\"),\"\",J106/'Cost scenario - input'!$G91),\"\")","v":""},{"$f":"IFERROR(IF(OR(K106=\"\",'Cost scenario - input'!$G91=\"\"),\"\",K106/'Cost scenario - input'!$G91),\"\")","v":""},{"$f":"IFERROR(IF(OR(L106=\"\",'Cost scenario - input'!$G91=\"\"),\"\",L106/'Cost scenario - input'!$G91),\"\")","v":""},{"$f":"IFERROR(IF(OR(M106=\"\",'Cost scenario - input'!$G91=\"\"),\"\",M106/'Cost scenario - input'!$G91),\"\")","v":""},{"$f":"IFERROR(IF(OR(N106=\"\",'Cost scenario - input'!$G91=\"\"),\"\",N106/'Cost scenario - input'!$G91),\"\")","v":""},{"$f":"IFERROR(IF(OR(O106=\"\",'Cost scenario - input'!$G91=\"\"),\"\",O106/'Cost scenario - input'!$G91),\"\")","v":""},{"$f":"IFERROR(IF(OR(P106=\"\",'Cost scenario - input'!$G91=\"\"),\"\",P106/'Cost scenario - input'!$G91),\"\")","v":""},{"$f":"IFERROR(IF(OR(Q106=\"\",'Cost scenario - input'!$G91=\"\"),\"\",Q106/'Cost scenario - input'!$G91),\"\")","v":""},{"$f":"IFERROR(IF(OR(R106=\"\",'Cost scenario - input'!$G91=\"\"),\"\",R106/'Cost scenario - input'!$G91),\"\")","v":""},{"$f":"IFERROR(IF(OR(S106=\"\",'Cost scenario - input'!$G91=\"\"),\"\",S106/'Cost scenario - input'!$G91),\"\")","v":""},{"$f":"IFERROR(IF(OR(T106=\"\",'Cost scenario - input'!$G91=\"\"),\"\",T106/'Cost scenario - input'!$G91),\"\")","v":""},{"$f":"IFERROR(IF(OR(U106=\"\",'Cost scenario - input'!$G91=\"\"),\"\",U106/'Cost scenario - input'!$G91),\"\")","v":""},{"$f":"IFERROR(IF(OR(V106=\"\",'Cost scenario - input'!$G91=\"\"),\"\",V106/'Cost scenario - input'!$G91),\"\")","v":""},{"$f":"IFERROR(IF(OR(W106=\"\",'Cost scenario - input'!$G91=\"\"),\"\",W106/'Cost scenario - input'!$G91),\"\")","v":""}]
[{"$f":"IFERROR('Cost scenario - input'!A92,\"\")","v":""},{"$f":"IFERROR('Cost scenario - input'!B92,\"\")","v":""},{"$f":"IFERROR('Cost scenario - input'!C92,\"\")","v":""},{"$f":"IFERROR(repcalc('Cost scenario - input'!$CY92:$GK92,'Cost scenario - input'!$J92,'Cost scenario - input'!$H92,'Cost scenario - input'!$I92,20,TRUE,TRUE),\"\")","v":""},"","","","","","","","","","","","","","","","","","","",{"$f":"IFERROR(IF(OR(D107=\"\",'Cost scenario - input'!$G92=\"\"),\"\",D107/'Cost scenario - input'!$G92),\"\")","v":""},{"$f":"IFERROR(IF(OR(E107=\"\",'Cost scenario - input'!$G92=\"\"),\"\",E107/'Cost scenario - input'!$G92),\"\")","v":""},{"$f":"IFERROR(IF(OR(F107=\"\",'Cost scenario - input'!$G92=\"\"),\"\",F107/'Cost scenario - input'!$G92),\"\")","v":""},{"$f":"IFERROR(IF(OR(G107=\"\",'Cost scenario - input'!$G92=\"\"),\"\",G107/'Cost scenario - input'!$G92),\"\")","v":""},{"$f":"IFERROR(IF(OR(H107=\"\",'Cost scenario - input'!$G92=\"\"),\"\",H107/'Cost scenario - input'!$G92),\"\")","v":""},{"$f":"IFERROR(IF(OR(I107=\"\",'Cost scenario - input'!$G92=\"\"),\"\",I107/'Cost scenario - input'!$G92),\"\")","v":""},{"$f":"IFERROR(IF(OR(J107=\"\",'Cost scenario - input'!$G92=\"\"),\"\",J107/'Cost scenario - input'!$G92),\"\")","v":""},{"$f":"IFERROR(IF(OR(K107=\"\",'Cost scenario - input'!$G92=\"\"),\"\",K107/'Cost scenario - input'!$G92),\"\")","v":""},{"$f":"IFERROR(IF(OR(L107=\"\",'Cost scenario - input'!$G92=\"\"),\"\",L107/'Cost scenario - input'!$G92),\"\")","v":""},{"$f":"IFERROR(IF(OR(M107=\"\",'Cost scenario - input'!$G92=\"\"),\"\",M107/'Cost scenario - input'!$G92),\"\")","v":""},{"$f":"IFERROR(IF(OR(N107=\"\",'Cost scenario - input'!$G92=\"\"),\"\",N107/'Cost scenario - input'!$G92),\"\")","v":""},{"$f":"IFERROR(IF(OR(O107=\"\",'Cost scenario - input'!$G92=\"\"),\"\",O107/'Cost scenario - input'!$G92),\"\")","v":""},{"$f":"IFERROR(IF(OR(P107=\"\",'Cost scenario - input'!$G92=\"\"),\"\",P107/'Cost scenario - input'!$G92),\"\")","v":""},{"$f":"IFERROR(IF(OR(Q107=\"\",'Cost scenario - input'!$G92=\"\"),\"\",Q107/'Cost scenario - input'!$G92),\"\")","v":""},{"$f":"IFERROR(IF(OR(R107=\"\",'Cost scenario - input'!$G92=\"\"),\"\",R107/'Cost scenario - input'!$G92),\"\")","v":""},{"$f":"IFERROR(IF(OR(S107=\"\",'Cost scenario - input'!$G92=\"\"),\"\",S107/'Cost scenario - input'!$G92),\"\")","v":""},{"$f":"IFERROR(IF(OR(T107=\"\",'Cost scenario - input'!$G92=\"\"),\"\",T107/'Cost scenario - input'!$G92),\"\")","v":""},{"$f":"IFERROR(IF(OR(U107=\"\",'Cost scenario - input'!$G92=\"\"),\"\",U107/'Cost scenario - input'!$G92),\"\")","v":""},{"$f":"IFERROR(IF(OR(V107=\"\",'Cost scenario - input'!$G92=\"\"),\"\",V107/'Cost scenario - input'!$G92),\"\")","v":""},{"$f":"IFERROR(IF(OR(W107=\"\",'Cost scenario - input'!$G92=\"\"),\"\",W107/'Cost scenario - input'!$G92),\"\")","v":""}]
[{"$f":"IFERROR('Cost scenario - input'!A93,\"\")","v":""},{"$f":"IFERROR('Cost scenario - input'!B93,\"\")","v":""},{"$f":"IFERROR('Cost scenario - input'!C93,\"\")","v":""},{"$f":"IFERROR(repcalc('Cost scenario - input'!$CY93:$GK93,'Cost scenario - input'!$J93,'Cost scenario - input'!$H93,'Cost scenario - input'!$I93,20,TRUE,TRUE),\"\")","v":""},"","","","","","","","","","","","","","","","","","","",{"$f":"IFERROR(IF(OR(D108=\"\",'Cost scenario - input'!$G93=\"\"),\"\",D108/'Cost scenario - input'!$G93),\"\")","v":""},{"$f":"IFERROR(IF(OR(E108=\"\",'Cost scenario - input'!$G93=\"\"),\"\",E108/'Cost scenario - input'!$G93),\"\")","v":""},{"$f":"IFERROR(IF(OR(F108=\"\",'Cost scenario - input'!$G93=\"\"),\"\",F108/'Cost scenario - input'!$G93),\"\")","v":""},{"$f":"IFERROR(IF(OR(G108=\"\",'Cost scenario - input'!$G93=\"\"),\"\",G108/'Cost scenario - input'!$G93),\"\")","v":""},{"$f":"IFERROR(IF(OR(H108=\"\",'Cost scenario - input'!$G93=\"\"),\"\",H108/'Cost scenario - input'!$G93),\"\")","v":""},{"$f":"IFERROR(IF(OR(I108=\"\",'Cost scenario - input'!$G93=\"\"),\"\",I108/'Cost scenario - input'!$G93),\"\")","v":""},{"$f":"IFERROR(IF(OR(J108=\"\",'Cost scenario - input'!$G93=\"\"),\"\",J108/'Cost scenario - input'!$G93),\"\")","v":""},{"$f":"IFERROR(IF(OR(K108=\"\",'Cost scenario - input'!$G93=\"\"),\"\",K108/'Cost scenario - input'!$G93),\"\")","v":""},{"$f":"IFERROR(IF(OR(L108=\"\",'Cost scenario - input'!$G93=\"\"),\"\",L108/'Cost scenario - input'!$G93),\"\")","v":""},{"$f":"IFERROR(IF(OR(M108=\"\",'Cost scenario - input'!$G93=\"\"),\"\",M108/'Cost scenario - input'!$G93),\"\")","v":""},{"$f":"IFERROR(IF(OR(N108=\"\",'Cost scenario - input'!$G93=\"\"),\"\",N108/'Cost scenario - input'!$G93),\"\")","v":""},{"$f":"IFERROR(IF(OR(O108=\"\",'Cost scenario - input'!$G93=\"\"),\"\",O108/'Cost scenario - input'!$G93),\"\")","v":""},{"$f":"IFERROR(IF(OR(P108=\"\",'Cost scenario - input'!$G93=\"\"),\"\",P108/'Cost scenario - input'!$G93),\"\")","v":""},{"$f":"IFERROR(IF(OR(Q108=\"\",'Cost scenario - input'!$G93=\"\"),\"\",Q108/'Cost scenario - input'!$G93),\"\")","v":""},{"$f":"IFERROR(IF(OR(R108=\"\",'Cost scenario - input'!$G93=\"\"),\"\",R108/'Cost scenario - input'!$G93),\"\")","v":""},{"$f":"IFERROR(IF(OR(S108=\"\",'Cost scenario - input'!$G93=\"\"),\"\",S108/'Cost scenario - input'!$G93),\"\")","v":""},{"$f":"IFERROR(IF(OR(T108=\"\",'Cost scenario - input'!$G93=\"\"),\"\",T108/'Cost scenario - input'!$G93),\"\")","v":""},{"$f":"IFERROR(IF(OR(U108=\"\",'Cost scenario - input'!$G93=\"\"),\"\",U108/'Cost scenario - input'!$G93),\"\")","v":""},{"$f":"IFERROR(IF(OR(V108=\"\",'Cost scenario - input'!$G93=\"\"),\"\",V108/'Cost scenario - input'!$G93),\"\")","v":""},{"$f":"IFERROR(IF(OR(W108=\"\",'Cost scenario - input'!$G93=\"\"),\"\",W108/'Cost scenario - input'!$G93),\"\")","v":""}]
[{"$f":"IFERROR('Cost scenario - input'!A94,\"\")","v":""},{"$f":"IFERROR('Cost scenario - input'!B94,\"\")","v":""},{"$f":"IFERROR('Cost scenario - input'!C94,\"\")","v":""},{"$f":"IFERROR(repcalc('Cost scenario - input'!$CY94:$GK94,'Cost scenario - input'!$J94,'Cost scenario - input'!$H94,'Cost scenario - input'!$I94,20,TRUE,TRUE),\"\")","v":""},"","","","","","","","","","","","","","","","","","","",{"$f":"IFERROR(IF(OR(D109=\"\",'Cost scenario - input'!$G94=\"\"),\"\",D109/'Cost scenario - input'!$G94),\"\")","v":""},{"$f":"IFERROR(IF(OR(E109=\"\",'Cost scenario - input'!$G94=\"\"),\"\",E109/'Cost scenario - input'!$G94),\"\")","v":""},{"$f":"IFERROR(IF(OR(F109=\"\",'Cost scenario - input'!$G94=\"\"),\"\",F109/'Cost scenario - input'!$G94),\"\")","v":""},{"$f":"IFERROR(IF(OR(G109=\"\",'Cost scenario - input'!$G94=\"\"),\"\",G109/'Cost scenario - input'!$G94),\"\")","v":""},{"$f":"IFERROR(IF(OR(H109=\"\",'Cost scenario - input'!$G94=\"\"),\"\",H109/'Cost scenario - input'!$G94),\"\")","v":""},{"$f":"IFERROR(IF(OR(I109=\"\",'Cost scenario - input'!$G94=\"\"),\"\",I109/'Cost scenario - input'!$G94),\"\")","v":""},{"$f":"IFERROR(IF(OR(J109=\"\",'Cost scenario - input'!$G94=\"\"),\"\",J109/'Cost scenario - input'!$G94),\"\")","v":""},{"$f":"IFERROR(IF(OR(K109=\"\",'Cost scenario - input'!$G94=\"\"),\"\",K109/'Cost scenario - input'!$G94),\"\")","v":""},{"$f":"IFERROR(IF(OR(L109=\"\",'Cost scenario - input'!$G94=\"\"),\"\",L109/'Cost scenario - input'!$G94),\"\")","v":""},{"$f":"IFERROR(IF(OR(M109=\"\",'Cost scenario - input'!$G94=\"\"),\"\",M109/'Cost scenario - input'!$G94),\"\")","v":""},{"$f":"IFERROR(IF(OR(N109=\"\",'Cost scenario - input'!$G94=\"\"),\"\",N109/'Cost scenario - input'!$G94),\"\")","v":""},{"$f":"IFERROR(IF(OR(O109=\"\",'Cost scenario - input'!$G94=\"\"),\"\",O109/'Cost scenario - input'!$G94),\"\")","v":""},{"$f":"IFERROR(IF(OR(P109=\"\",'Cost scenario - input'!$G94=\"\"),\"\",P109/'Cost scenario - input'!$G94),\"\")","v":""},{"$f":"IFERROR(IF(OR(Q109=\"\",'Cost scenario - input'!$G94=\"\"),\"\",Q109/'Cost scenario - input'!$G94),\"\")","v":""},{"$f":"IFERROR(IF(OR(R109=\"\",'Cost scenario - input'!$G94=\"\"),\"\",R109/'Cost scenario - input'!$G94),\"\")","v":""},{"$f":"IFERROR(IF(OR(S109=\"\",'Cost scenario - input'!$G94=\"\"),\"\",S109/'Cost scenario - input'!$G94),\"\")","v":""},{"$f":"IFERROR(IF(OR(T109=\"\",'Cost scenario - input'!$G94=\"\"),\"\",T109/'Cost scenario - input'!$G94),\"\")","v":""},{"$f":"IFERROR(IF(OR(U109=\"\",'Cost scenario - input'!$G94=\"\"),\"\",U109/'Cost scenario - input'!$G94),\"\")","v":""},{"$f":"IFERROR(IF(OR(V109=\"\",'Cost scenario - input'!$G94=\"\"),\"\",V109/'Cost scenario - input'!$G94),\"\")","v":""},{"$f":"IFERROR(IF(OR(W109=\"\",'Cost scenario - input'!$G94=\"\"),\"\",W109/'Cost scenario - input'!$G94),\"\")","v":""}]
[{"$f":"IFERROR('Cost scenario - input'!A95,\"\")","v":""},{"$f":"IFERROR('Cost scenario - input'!B95,\"\")","v":""},{"$f":"IFERROR('Cost scenario - input'!C95,\"\")","v":""},{"$f":"IFERROR(repcalc('Cost scenario - input'!$CY95:$GK95,'Cost scenario - input'!$J95,'Cost scenario - input'!$H95,'Cost scenario - input'!$I95,20,TRUE,TRUE),\"\")","v":""},"","","","","","","","","","","","","","","","","","","",{"$f":"IFERROR(IF(OR(D110=\"\",'Cost scenario - input'!$G95=\"\"),\"\",D110/'Cost scenario - input'!$G95),\"\")","v":""},{"$f":"IFERROR(IF(OR(E110=\"\",'Cost scenario - input'!$G95=\"\"),\"\",E110/'Cost scenario - input'!$G95),\"\")","v":""},{"$f":"IFERROR(IF(OR(F110=\"\",'Cost scenario - input'!$G95=\"\"),\"\",F110/'Cost scenario - input'!$G95),\"\")","v":""},{"$f":"IFERROR(IF(OR(G110=\"\",'Cost scenario - input'!$G95=\"\"),\"\",G110/'Cost scenario - input'!$G95),\"\")","v":""},{"$f":"IFERROR(IF(OR(H110=\"\",'Cost scenario - input'!$G95=\"\"),\"\",H110/'Cost scenario - input'!$G95),\"\")","v":""},{"$f":"IFERROR(IF(OR(I110=\"\",'Cost scenario - input'!$G95=\"\"),\"\",I110/'Cost scenario - input'!$G95),\"\")","v":""},{"$f":"IFERROR(IF(OR(J110=\"\",'Cost scenario - input'!$G95=\"\"),\"\",J110/'Cost scenario - input'!$G95),\"\")","v":""},{"$f":"IFERROR(IF(OR(K110=\"\",'Cost scenario - input'!$G95=\"\"),\"\",K110/'Cost scenario - input'!$G95),\"\")","v":""},{"$f":"IFERROR(IF(OR(L110=\"\",'Cost scenario - input'!$G95=\"\"),\"\",L110/'Cost scenario - input'!$G95),\"\")","v":""},{"$f":"IFERROR(IF(OR(M110=\"\",'Cost scenario - input'!$G95=\"\"),\"\",M110/'Cost scenario - input'!$G95),\"\")","v":""},{"$f":"IFERROR(IF(OR(N110=\"\",'Cost scenario - input'!$G95=\"\"),\"\",N110/'Cost scenario - input'!$G95),\"\")","v":""},{"$f":"IFERROR(IF(OR(O110=\"\",'Cost scenario - input'!$G95=\"\"),\"\",O110/'Cost scenario - input'!$G95),\"\")","v":""},{"$f":"IFERROR(IF(OR(P110=\"\",'Cost scenario - input'!$G95=\"\"),\"\",P110/'Cost scenario - input'!$G95),\"\")","v":""},{"$f":"IFERROR(IF(OR(Q110=\"\",'Cost scenario - input'!$G95=\"\"),\"\",Q110/'Cost scenario - input'!$G95),\"\")","v":""},{"$f":"IFERROR(IF(OR(R110=\"\",'Cost scenario - input'!$G95=\"\"),\"\",R110/'Cost scenario - input'!$G95),\"\")","v":""},{"$f":"IFERROR(IF(OR(S110=\"\",'Cost scenario - input'!$G95=\"\"),\"\",S110/'Cost scenario - input'!$G95),\"\")","v":""},{"$f":"IFERROR(IF(OR(T110=\"\",'Cost scenario - input'!$G95=\"\"),\"\",T110/'Cost scenario - input'!$G95),\"\")","v":""},{"$f":"IFERROR(IF(OR(U110=\"\",'Cost scenario - input'!$G95=\"\"),\"\",U110/'Cost scenario - input'!$G95),\"\")","v":""},{"$f":"IFERROR(IF(OR(V110=\"\",'Cost scenario - input'!$G95=\"\"),\"\",V110/'Cost scenario - input'!$G95),\"\")","v":""},{"$f":"IFERROR(IF(OR(W110=\"\",'Cost scenario - input'!$G95=\"\"),\"\",W110/'Cost scenario - input'!$G95),\"\")","v":""}]
[{"$f":"IFERROR('Cost scenario - input'!A96,\"\")","v":""},{"$f":"IFERROR('Cost scenario - input'!B96,\"\")","v":""},{"$f":"IFERROR('Cost scenario - input'!C96,\"\")","v":""},{"$f":"IFERROR(repcalc('Cost scenario - input'!$CY96:$GK96,'Cost scenario - input'!$J96,'Cost scenario - input'!$H96,'Cost scenario - input'!$I96,20,TRUE,TRUE),\"\")","v":""},"","","","","","","","","","","","","","","","","","","",{"$f":"IFERROR(IF(OR(D111=\"\",'Cost scenario - input'!$G96=\"\"),\"\",D111/'Cost scenario - input'!$G96),\"\")","v":""},{"$f":"IFERROR(IF(OR(E111=\"\",'Cost scenario - input'!$G96=\"\"),\"\",E111/'Cost scenario - input'!$G96),\"\")","v":""},{"$f":"IFERROR(IF(OR(F111=\"\",'Cost scenario - input'!$G96=\"\"),\"\",F111/'Cost scenario - input'!$G96),\"\")","v":""},{"$f":"IFERROR(IF(OR(G111=\"\",'Cost scenario - input'!$G96=\"\"),\"\",G111/'Cost scenario - input'!$G96),\"\")","v":""},{"$f":"IFERROR(IF(OR(H111=\"\",'Cost scenario - input'!$G96=\"\"),\"\",H111/'Cost scenario - input'!$G96),\"\")","v":""},{"$f":"IFERROR(IF(OR(I111=\"\",'Cost scenario - input'!$G96=\"\"),\"\",I111/'Cost scenario - input'!$G96),\"\")","v":""},{"$f":"IFERROR(IF(OR(J111=\"\",'Cost scenario - input'!$G96=\"\"),\"\",J111/'Cost scenario - input'!$G96),\"\")","v":""},{"$f":"IFERROR(IF(OR(K111=\"\",'Cost scenario - input'!$G96=\"\"),\"\",K111/'Cost scenario - input'!$G96),\"\")","v":""},{"$f":"IFERROR(IF(OR(L111=\"\",'Cost scenario - input'!$G96=\"\"),\"\",L111/'Cost scenario - input'!$G96),\"\")","v":""},{"$f":"IFERROR(IF(OR(M111=\"\",'Cost scenario - input'!$G96=\"\"),\"\",M111/'Cost scenario - input'!$G96),\"\")","v":""},{"$f":"IFERROR(IF(OR(N111=\"\",'Cost scenario - input'!$G96=\"\"),\"\",N111/'Cost scenario - input'!$G96),\"\")","v":""},{"$f":"IFERROR(IF(OR(O111=\"\",'Cost scenario - input'!$G96=\"\"),\"\",O111/'Cost scenario - input'!$G96),\"\")","v":""},{"$f":"IFERROR(IF(OR(P111=\"\",'Cost scenario - input'!$G96=\"\"),\"\",P111/'Cost scenario - input'!$G96),\"\")","v":""},{"$f":"IFERROR(IF(OR(Q111=\"\",'Cost scenario - input'!$G96=\"\"),\"\",Q111/'Cost scenario - input'!$G96),\"\")","v":""},{"$f":"IFERROR(IF(OR(R111=\"\",'Cost scenario - input'!$G96=\"\"),\"\",R111/'Cost scenario - input'!$G96),\"\")","v":""},{"$f":"IFERROR(IF(OR(S111=\"\",'Cost scenario - input'!$G96=\"\"),\"\",S111/'Cost scenario - input'!$G96),\"\")","v":""},{"$f":"IFERROR(IF(OR(T111=\"\",'Cost scenario - input'!$G96=\"\"),\"\",T111/'Cost scenario - input'!$G96),\"\")","v":""},{"$f":"IFERROR(IF(OR(U111=\"\",'Cost scenario - input'!$G96=\"\"),\"\",U111/'Cost scenario - input'!$G96),\"\")","v":""},{"$f":"IFERROR(IF(OR(V111=\"\",'Cost scenario - input'!$G96=\"\"),\"\",V111/'Cost scenario - input'!$G96),\"\")","v":""},{"$f":"IFERROR(IF(OR(W111=\"\",'Cost scenario - input'!$G96=\"\"),\"\",W111/'Cost scenario - input'!$G96),\"\")","v":""}]
[{"$f":"IFERROR('Cost scenario - input'!A97,\"\")","v":""},{"$f":"IFERROR('Cost scenario - input'!B97,\"\")","v":""},{"$f":"IFERROR('Cost scenario - input'!C97,\"\")","v":""},{"$f":"IFERROR(repcalc('Cost scenario - input'!$CY97:$GK97,'Cost scenario - input'!$J97,'Cost scenario - input'!$H97,'Cost scenario - input'!$I97,20,TRUE,TRUE),\"\")","v":""},"","","","","","","","","","","","","","","","","","","",{"$f":"IFERROR(IF(OR(D112=\"\",'Cost scenario - input'!$G97=\"\"),\"\",D112/'Cost scenario - input'!$G97),\"\")","v":""},{"$f":"IFERROR(IF(OR(E112=\"\",'Cost scenario - input'!$G97=\"\"),\"\",E112/'Cost scenario - input'!$G97),\"\")","v":""},{"$f":"IFERROR(IF(OR(F112=\"\",'Cost scenario - input'!$G97=\"\"),\"\",F112/'Cost scenario - input'!$G97),\"\")","v":""},{"$f":"IFERROR(IF(OR(G112=\"\",'Cost scenario - input'!$G97=\"\"),\"\",G112/'Cost scenario - input'!$G97),\"\")","v":""},{"$f":"IFERROR(IF(OR(H112=\"\",'Cost scenario - input'!$G97=\"\"),\"\",H112/'Cost scenario - input'!$G97),\"\")","v":""},{"$f":"IFERROR(IF(OR(I112=\"\",'Cost scenario - input'!$G97=\"\"),\"\",I112/'Cost scenario - input'!$G97),\"\")","v":""},{"$f":"IFERROR(IF(OR(J112=\"\",'Cost scenario - input'!$G97=\"\"),\"\",J112/'Cost scenario - input'!$G97),\"\")","v":""},{"$f":"IFERROR(IF(OR(K112=\"\",'Cost scenario - input'!$G97=\"\"),\"\",K112/'Cost scenario - input'!$G97),\"\")","v":""},{"$f":"IFERROR(IF(OR(L112=\"\",'Cost scenario - input'!$G97=\"\"),\"\",L112/'Cost scenario - input'!$G97),\"\")","v":""},{"$f":"IFERROR(IF(OR(M112=\"\",'Cost scenario - input'!$G97=\"\"),\"\",M112/'Cost scenario - input'!$G97),\"\")","v":""},{"$f":"IFERROR(IF(OR(N112=\"\",'Cost scenario - input'!$G97=\"\"),\"\",N112/'Cost scenario - input'!$G97),\"\")","v":""},{"$f":"IFERROR(IF(OR(O112=\"\",'Cost scenario - input'!$G97=\"\"),\"\",O112/'Cost scenario - input'!$G97),\"\")","v":""},{"$f":"IFERROR(IF(OR(P112=\"\",'Cost scenario - input'!$G97=\"\"),\"\",P112/'Cost scenario - input'!$G97),\"\")","v":""},{"$f":"IFERROR(IF(OR(Q112=\"\",'Cost scenario - input'!$G97=\"\"),\"\",Q112/'Cost scenario - input'!$G97),\"\")","v":""},{"$f":"IFERROR(IF(OR(R112=\"\",'Cost scenario - input'!$G97=\"\"),\"\",R112/'Cost scenario - input'!$G97),\"\")","v":""},{"$f":"IFERROR(IF(OR(S112=\"\",'Cost scenario - input'!$G97=\"\"),\"\",S112/'Cost scenario - input'!$G97),\"\")","v":""},{"$f":"IFERROR(IF(OR(T112=\"\",'Cost scenario - input'!$G97=\"\"),\"\",T112/'Cost scenario - input'!$G97),\"\")","v":""},{"$f":"IFERROR(IF(OR(U112=\"\",'Cost scenario - input'!$G97=\"\"),\"\",U112/'Cost scenario - input'!$G97),\"\")","v":""},{"$f":"IFERROR(IF(OR(V112=\"\",'Cost scenario - input'!$G97=\"\"),\"\",V112/'Cost scenario - input'!$G97),\"\")","v":""},{"$f":"IFERROR(IF(OR(W112=\"\",'Cost scenario - input'!$G97=\"\"),\"\",W112/'Cost scenario - input'!$G97),\"\")","v":""}]
[{"$f":"IFERROR('Cost scenario - input'!A98,\"\")","v":""},{"$f":"IFERROR('Cost scenario - input'!B98,\"\")","v":""},{"$f":"IFERROR('Cost scenario - input'!C98,\"\")","v":""},{"$f":"IFERROR(repcalc('Cost scenario - input'!$CY98:$GK98,'Cost scenario - input'!$J98,'Cost scenario - input'!$H98,'Cost scenario - input'!$I98,20,TRUE,TRUE),\"\")","v":""},"","","","","","","","","","","","","","","","","","","",{"$f":"IFERROR(IF(OR(D113=\"\",'Cost scenario - input'!$G98=\"\"),\"\",D113/'Cost scenario - input'!$G98),\"\")","v":""},{"$f":"IFERROR(IF(OR(E113=\"\",'Cost scenario - input'!$G98=\"\"),\"\",E113/'Cost scenario - input'!$G98),\"\")","v":""},{"$f":"IFERROR(IF(OR(F113=\"\",'Cost scenario - input'!$G98=\"\"),\"\",F113/'Cost scenario - input'!$G98),\"\")","v":""},{"$f":"IFERROR(IF(OR(G113=\"\",'Cost scenario - input'!$G98=\"\"),\"\",G113/'Cost scenario - input'!$G98),\"\")","v":""},{"$f":"IFERROR(IF(OR(H113=\"\",'Cost scenario - input'!$G98=\"\"),\"\",H113/'Cost scenario - input'!$G98),\"\")","v":""},{"$f":"IFERROR(IF(OR(I113=\"\",'Cost scenario - input'!$G98=\"\"),\"\",I113/'Cost scenario - input'!$G98),\"\")","v":""},{"$f":"IFERROR(IF(OR(J113=\"\",'Cost scenario - input'!$G98=\"\"),\"\",J113/'Cost scenario - input'!$G98),\"\")","v":""},{"$f":"IFERROR(IF(OR(K113=\"\",'Cost scenario - input'!$G98=\"\"),\"\",K113/'Cost scenario - input'!$G98),\"\")","v":""},{"$f":"IFERROR(IF(OR(L113=\"\",'Cost scenario - input'!$G98=\"\"),\"\",L113/'Cost scenario - input'!$G98),\"\")","v":""},{"$f":"IFERROR(IF(OR(M113=\"\",'Cost scenario - input'!$G98=\"\"),\"\",M113/'Cost scenario - input'!$G98),\"\")","v":""},{"$f":"IFERROR(IF(OR(N113=\"\",'Cost scenario - input'!$G98=\"\"),\"\",N113/'Cost scenario - input'!$G98),\"\")","v":""},{"$f":"IFERROR(IF(OR(O113=\"\",'Cost scenario - input'!$G98=\"\"),\"\",O113/'Cost scenario - input'!$G98),\"\")","v":""},{"$f":"IFERROR(IF(OR(P113=\"\",'Cost scenario - input'!$G98=\"\"),\"\",P113/'Cost scenario - input'!$G98),\"\")","v":""},{"$f":"IFERROR(IF(OR(Q113=\"\",'Cost scenario - input'!$G98=\"\"),\"\",Q113/'Cost scenario - input'!$G98),\"\")","v":""},{"$f":"IFERROR(IF(OR(R113=\"\",'Cost scenario - input'!$G98=\"\"),\"\",R113/'Cost scenario - input'!$G98),\"\")","v":""},{"$f":"IFERROR(IF(OR(S113=\"\",'Cost scenario - input'!$G98=\"\"),\"\",S113/'Cost scenario - input'!$G98),\"\")","v":""},{"$f":"IFERROR(IF(OR(T113=\"\",'Cost scenario - input'!$G98=\"\"),\"\",T113/'Cost scenario - input'!$G98),\"\")","v":""},{"$f":"IFERROR(IF(OR(U113=\"\",'Cost scenario - input'!$G98=\"\"),\"\",U113/'Cost scenario - input'!$G98),\"\")","v":""},{"$f":"IFERROR(IF(OR(V113=\"\",'Cost scenario - input'!$G98=\"\"),\"\",V113/'Cost scenario - input'!$G98),\"\")","v":""},{"$f":"IFERROR(IF(OR(W113=\"\",'Cost scenario - input'!$G98=\"\"),\"\",W113/'Cost scenario - input'!$G98),\"\")","v":""}]
[{"$f":"IFERROR('Cost scenario - input'!A99,\"\")","v":""},{"$f":"IFERROR('Cost scenario - input'!B99,\"\")","v":""},{"$f":"IFERROR('Cost scenario - input'!C99,\"\")","v":""},{"$f":"IFERROR(repcalc('Cost scenario - input'!$CY99:$GK99,'Cost scenario - input'!$J99,'Cost scenario - input'!$H99,'Cost scenario - input'!$I99,20,TRUE,TRUE),\"\")","v":""},"","","","","","","","","","","","","","","","","","","",{"$f":"IFERROR(IF(OR(D114=\"\",'Cost scenario - input'!$G99=\"\"),\"\",D114/'Cost scenario - input'!$G99),\"\")","v":""},{"$f":"IFERROR(IF(OR(E114=\"\",'Cost scenario - input'!$G99=\"\"),\"\",E114/'Cost scenario - input'!$G99),\"\")","v":""},{"$f":"IFERROR(IF(OR(F114=\"\",'Cost scenario - input'!$G99=\"\"),\"\",F114/'Cost scenario - input'!$G99),\"\")","v":""},{"$f":"IFERROR(IF(OR(G114=\"\",'Cost scenario - input'!$G99=\"\"),\"\",G114/'Cost scenario - input'!$G99),\"\")","v":""},{"$f":"IFERROR(IF(OR(H114=\"\",'Cost scenario - input'!$G99=\"\"),\"\",H114/'Cost scenario - input'!$G99),\"\")","v":""},{"$f":"IFERROR(IF(OR(I114=\"\",'Cost scenario - input'!$G99=\"\"),\"\",I114/'Cost scenario - input'!$G99),\"\")","v":""},{"$f":"IFERROR(IF(OR(J114=\"\",'Cost scenario - input'!$G99=\"\"),\"\",J114/'Cost scenario - input'!$G99),\"\")","v":""},{"$f":"IFERROR(IF(OR(K114=\"\",'Cost scenario - input'!$G99=\"\"),\"\",K114/'Cost scenario - input'!$G99),\"\")","v":""},{"$f":"IFERROR(IF(OR(L114=\"\",'Cost scenario - input'!$G99=\"\"),\"\",L114/'Cost scenario - input'!$G99),\"\")","v":""},{"$f":"IFERROR(IF(OR(M114=\"\",'Cost scenario - input'!$G99=\"\"),\"\",M114/'Cost scenario - input'!$G99),\"\")","v":""},{"$f":"IFERROR(IF(OR(N114=\"\",'Cost scenario - input'!$G99=\"\"),\"\",N114/'Cost scenario - input'!$G99),\"\")","v":""},{"$f":"IFERROR(IF(OR(O114=\"\",'Cost scenario - input'!$G99=\"\"),\"\",O114/'Cost scenario - input'!$G99),\"\")","v":""},{"$f":"IFERROR(IF(OR(P114=\"\",'Cost scenario - input'!$G99=\"\"),\"\",P114/'Cost scenario - input'!$G99),\"\")","v":""},{"$f":"IFERROR(IF(OR(Q114=\"\",'Cost scenario - input'!$G99=\"\"),\"\",Q114/'Cost scenario - input'!$G99),\"\")","v":""},{"$f":"IFERROR(IF(OR(R114=\"\",'Cost scenario - input'!$G99=\"\"),\"\",R114/'Cost scenario - input'!$G99),\"\")","v":""},{"$f":"IFERROR(IF(OR(S114=\"\",'Cost scenario - input'!$G99=\"\"),\"\",S114/'Cost scenario - input'!$G99),\"\")","v":""},{"$f":"IFERROR(IF(OR(T114=\"\",'Cost scenario - input'!$G99=\"\"),\"\",T114/'Cost scenario - input'!$G99),\"\")","v":""},{"$f":"IFERROR(IF(OR(U114=\"\",'Cost scenario - input'!$G99=\"\"),\"\",U114/'Cost scenario - input'!$G99),\"\")","v":""},{"$f":"IFERROR(IF(OR(V114=\"\",'Cost scenario - input'!$G99=\"\"),\"\",V114/'Cost scenario - input'!$G99),\"\")","v":""},{"$f":"IFERROR(IF(OR(W114=\"\",'Cost scenario - input'!$G99=\"\"),\"\",W114/'Cost scenario - input'!$G99),\"\")","v":""}]
[{"$f":"IFERROR('Cost scenario - input'!A100,\"\")","v":""},{"$f":"IFERROR('Cost scenario - input'!B100,\"\")","v":""},{"$f":"IFERROR('Cost scenario - input'!C100,\"\")","v":""},{"$f":"IFERROR(repcalc('Cost scenario - input'!$CY100:$GK100,'Cost scenario - input'!$J100,'Cost scenario - input'!$H100,'Cost scenario - input'!$I100,20,TRUE,TRUE),\"\")","v":""},"","","","","","","","","","","","","","","","","","","",{"$f":"IFERROR(IF(OR(D115=\"\",'Cost scenario - input'!$G100=\"\"),\"\",D115/'Cost scenario - input'!$G100),\"\")","v":""},{"$f":"IFERROR(IF(OR(E115=\"\",'Cost scenario - input'!$G100=\"\"),\"\",E115/'Cost scenario - input'!$G100),\"\")","v":""},{"$f":"IFERROR(IF(OR(F115=\"\",'Cost scenario - input'!$G100=\"\"),\"\",F115/'Cost scenario - input'!$G100),\"\")","v":""},{"$f":"IFERROR(IF(OR(G115=\"\",'Cost scenario - input'!$G100=\"\"),\"\",G115/'Cost scenario - input'!$G100),\"\")","v":""},{"$f":"IFERROR(IF(OR(H115=\"\",'Cost scenario - input'!$G100=\"\"),\"\",H115/'Cost scenario - input'!$G100),\"\")","v":""},{"$f":"IFERROR(IF(OR(I115=\"\",'Cost scenario - input'!$G100=\"\"),\"\",I115/'Cost scenario - input'!$G100),\"\")","v":""},{"$f":"IFERROR(IF(OR(J115=\"\",'Cost scenario - input'!$G100=\"\"),\"\",J115/'Cost scenario - input'!$G100),\"\")","v":""},{"$f":"IFERROR(IF(OR(K115=\"\",'Cost scenario - input'!$G100=\"\"),\"\",K115/'Cost scenario - input'!$G100),\"\")","v":""},{"$f":"IFERROR(IF(OR(L115=\"\",'Cost scenario - input'!$G100=\"\"),\"\",L115/'Cost scenario - input'!$G100),\"\")","v":""},{"$f":"IFERROR(IF(OR(M115=\"\",'Cost scenario - input'!$G100=\"\"),\"\",M115/'Cost scenario - input'!$G100),\"\")","v":""},{"$f":"IFERROR(IF(OR(N115=\"\",'Cost scenario - input'!$G100=\"\"),\"\",N115/'Cost scenario - input'!$G100),\"\")","v":""},{"$f":"IFERROR(IF(OR(O115=\"\",'Cost scenario - input'!$G100=\"\"),\"\",O115/'Cost scenario - input'!$G100),\"\")","v":""},{"$f":"IFERROR(IF(OR(P115=\"\",'Cost scenario - input'!$G100=\"\"),\"\",P115/'Cost scenario - input'!$G100),\"\")","v":""},{"$f":"IFERROR(IF(OR(Q115=\"\",'Cost scenario - input'!$G100=\"\"),\"\",Q115/'Cost scenario - input'!$G100),\"\")","v":""},{"$f":"IFERROR(IF(OR(R115=\"\",'Cost scenario - input'!$G100=\"\"),\"\",R115/'Cost scenario - input'!$G100),\"\")","v":""},{"$f":"IFERROR(IF(OR(S115=\"\",'Cost scenario - input'!$G100=\"\"),\"\",S115/'Cost scenario - input'!$G100),\"\")","v":""},{"$f":"IFERROR(IF(OR(T115=\"\",'Cost scenario - input'!$G100=\"\"),\"\",T115/'Cost scenario - input'!$G100),\"\")","v":""},{"$f":"IFERROR(IF(OR(U115=\"\",'Cost scenario - input'!$G100=\"\"),\"\",U115/'Cost scenario - input'!$G100),\"\")","v":""},{"$f":"IFERROR(IF(OR(V115=\"\",'Cost scenario - input'!$G100=\"\"),\"\",V115/'Cost scenario - input'!$G100),\"\")","v":""},{"$f":"IFERROR(IF(OR(W115=\"\",'Cost scenario - input'!$G100=\"\"),\"\",W115/'Cost scenario - input'!$G100),\"\")","v":""}]
[{"$f":"IFERROR('Cost scenario - input'!A101,\"\")","v":""},{"$f":"IFERROR('Cost scenario - input'!B101,\"\")","v":""},{"$f":"IFERROR('Cost scenario - input'!C101,\"\")","v":""},{"$f":"IFERROR(repcalc('Cost scenario - input'!$CY101:$GK101,'Cost scenario - input'!$J101,'Cost scenario - input'!$H101,'Cost scenario - input'!$I101,20,TRUE,TRUE),\"\")","v":""},"","","","","","","","","","","","","","","","","","","",{"$f":"IFERROR(IF(OR(D116=\"\",'Cost scenario - input'!$G101=\"\"),\"\",D116/'Cost scenario - input'!$G101),\"\")","v":""},{"$f":"IFERROR(IF(OR(E116=\"\",'Cost scenario - input'!$G101=\"\"),\"\",E116/'Cost scenario - input'!$G101),\"\")","v":""},{"$f":"IFERROR(IF(OR(F116=\"\",'Cost scenario - input'!$G101=\"\"),\"\",F116/'Cost scenario - input'!$G101),\"\")","v":""},{"$f":"IFERROR(IF(OR(G116=\"\",'Cost scenario - input'!$G101=\"\"),\"\",G116/'Cost scenario - input'!$G101),\"\")","v":""},{"$f":"IFERROR(IF(OR(H116=\"\",'Cost scenario - input'!$G101=\"\"),\"\",H116/'Cost scenario - input'!$G101),\"\")","v":""},{"$f":"IFERROR(IF(OR(I116=\"\",'Cost scenario - input'!$G101=\"\"),\"\",I116/'Cost scenario - input'!$G101),\"\")","v":""},{"$f":"IFERROR(IF(OR(J116=\"\",'Cost scenario - input'!$G101=\"\"),\"\",J116/'Cost scenario - input'!$G101),\"\")","v":""},{"$f":"IFERROR(IF(OR(K116=\"\",'Cost scenario - input'!$G101=\"\"),\"\",K116/'Cost scenario - input'!$G101),\"\")","v":""},{"$f":"IFERROR(IF(OR(L116=\"\",'Cost scenario - input'!$G101=\"\"),\"\",L116/'Cost scenario - input'!$G101),\"\")","v":""},{"$f":"IFERROR(IF(OR(M116=\"\",'Cost scenario - input'!$G101=\"\"),\"\",M116/'Cost scenario - input'!$G101),\"\")","v":""},{"$f":"IFERROR(IF(OR(N116=\"\",'Cost scenario - input'!$G101=\"\"),\"\",N116/'Cost scenario - input'!$G101),\"\")","v":""},{"$f":"IFERROR(IF(OR(O116=\"\",'Cost scenario - input'!$G101=\"\"),\"\",O116/'Cost scenario - input'!$G101),\"\")","v":""},{"$f":"IFERROR(IF(OR(P116=\"\",'Cost scenario - input'!$G101=\"\"),\"\",P116/'Cost scenario - input'!$G101),\"\")","v":""},{"$f":"IFERROR(IF(OR(Q116=\"\",'Cost scenario - input'!$G101=\"\"),\"\",Q116/'Cost scenario - input'!$G101),\"\")","v":""},{"$f":"IFERROR(IF(OR(R116=\"\",'Cost scenario - input'!$G101=\"\"),\"\",R116/'Cost scenario - input'!$G101),\"\")","v":""},{"$f":"IFERROR(IF(OR(S116=\"\",'Cost scenario - input'!$G101=\"\"),\"\",S116/'Cost scenario - input'!$G101),\"\")","v":""},{"$f":"IFERROR(IF(OR(T116=\"\",'Cost scenario - input'!$G101=\"\"),\"\",T116/'Cost scenario - input'!$G101),\"\")","v":""},{"$f":"IFERROR(IF(OR(U116=\"\",'Cost scenario - input'!$G101=\"\"),\"\",U116/'Cost scenario - input'!$G101),\"\")","v":""},{"$f":"IFERROR(IF(OR(V116=\"\",'Cost scenario - input'!$G101=\"\"),\"\",V116/'Cost scenario - input'!$G101),\"\")","v":""},{"$f":"IFERROR(IF(OR(W116=\"\",'Cost scenario - input'!$G101=\"\"),\"\",W116/'Cost scenario - input'!$G101),\"\")","v":""}]
[{"$f":"IFERROR('Cost scenario - input'!A102,\"\")","v":""},{"$f":"IFERROR('Cost scenario - input'!B102,\"\")","v":""},{"$f":"IFERROR('Cost scenario - input'!C102,\"\")","v":""},{"$f":"IFERROR(repcalc('Cost scenario - input'!$CY102:$GK102,'Cost scenario - input'!$J102,'Cost scenario - input'!$H102,'Cost scenario - input'!$I102,20,TRUE,TRUE),\"\")","v":""},"","","","","","","","","","","","","","","","","","","",{"$f":"IFERROR(IF(OR(D117=\"\",'Cost scenario - input'!$G102=\"\"),\"\",D117/'Cost scenario - input'!$G102),\"\")","v":""},{"$f":"IFERROR(IF(OR(E117=\"\",'Cost scenario - input'!$G102=\"\"),\"\",E117/'Cost scenario - input'!$G102),\"\")","v":""},{"$f":"IFERROR(IF(OR(F117=\"\",'Cost scenario - input'!$G102=\"\"),\"\",F117/'Cost scenario - input'!$G102),\"\")","v":""},{"$f":"IFERROR(IF(OR(G117=\"\",'Cost scenario - input'!$G102=\"\"),\"\",G117/'Cost scenario - input'!$G102),\"\")","v":""},{"$f":"IFERROR(IF(OR(H117=\"\",'Cost scenario - input'!$G102=\"\"),\"\",H117/'Cost scenario - input'!$G102),\"\")","v":""},{"$f":"IFERROR(IF(OR(I117=\"\",'Cost scenario - input'!$G102=\"\"),\"\",I117/'Cost scenario - input'!$G102),\"\")","v":""},{"$f":"IFERROR(IF(OR(J117=\"\",'Cost scenario - input'!$G102=\"\"),\"\",J117/'Cost scenario - input'!$G102),\"\")","v":""},{"$f":"IFERROR(IF(OR(K117=\"\",'Cost scenario - input'!$G102=\"\"),\"\",K117/'Cost scenario - input'!$G102),\"\")","v":""},{"$f":"IFERROR(IF(OR(L117=\"\",'Cost scenario - input'!$G102=\"\"),\"\",L117/'Cost scenario - input'!$G102),\"\")","v":""},{"$f":"IFERROR(IF(OR(M117=\"\",'Cost scenario - input'!$G102=\"\"),\"\",M117/'Cost scenario - input'!$G102),\"\")","v":""},{"$f":"IFERROR(IF(OR(N117=\"\",'Cost scenario - input'!$G102=\"\"),\"\",N117/'Cost scenario - input'!$G102),\"\")","v":""},{"$f":"IFERROR(IF(OR(O117=\"\",'Cost scenario - input'!$G102=\"\"),\"\",O117/'Cost scenario - input'!$G102),\"\")","v":""},{"$f":"IFERROR(IF(OR(P117=\"\",'Cost scenario - input'!$G102=\"\"),\"\",P117/'Cost scenario - input'!$G102),\"\")","v":""},{"$f":"IFERROR(IF(OR(Q117=\"\",'Cost scenario - input'!$G102=\"\"),\"\",Q117/'Cost scenario - input'!$G102),\"\")","v":""},{"$f":"IFERROR(IF(OR(R117=\"\",'Cost scenario - input'!$G102=\"\"),\"\",R117/'Cost scenario - input'!$G102),\"\")","v":""},{"$f":"IFERROR(IF(OR(S117=\"\",'Cost scenario - input'!$G102=\"\"),\"\",S117/'Cost scenario - input'!$G102),\"\")","v":""},{"$f":"IFERROR(IF(OR(T117=\"\",'Cost scenario - input'!$G102=\"\"),\"\",T117/'Cost scenario - input'!$G102),\"\")","v":""},{"$f":"IFERROR(IF(OR(U117=\"\",'Cost scenario - input'!$G102=\"\"),\"\",U117/'Cost scenario - input'!$G102),\"\")","v":""},{"$f":"IFERROR(IF(OR(V117=\"\",'Cost scenario - input'!$G102=\"\"),\"\",V117/'Cost scenario - input'!$G102),\"\")","v":""},{"$f":"IFERROR(IF(OR(W117=\"\",'Cost scenario - input'!$G102=\"\"),\"\",W117/'Cost scenario - input'!$G102),\"\")","v":""}]
[{"$f":"IFERROR('Cost scenario - input'!A103,\"\")","v":""},{"$f":"IFERROR('Cost scenario - input'!B103,\"\")","v":""},{"$f":"IFERROR('Cost scenario - input'!C103,\"\")","v":""},{"$f":"IFERROR(repcalc('Cost scenario - input'!$CY103:$GK103,'Cost scenario - input'!$J103,'Cost scenario - input'!$H103,'Cost scenario - input'!$I103,20,TRUE,TRUE),\"\")","v":""},"","","","","","","","","","","","","","","","","","","",{"$f":"IFERROR(IF(OR(D118=\"\",'Cost scenario - input'!$G103=\"\"),\"\",D118/'Cost scenario - input'!$G103),\"\")","v":""},{"$f":"IFERROR(IF(OR(E118=\"\",'Cost scenario - input'!$G103=\"\"),\"\",E118/'Cost scenario - input'!$G103),\"\")","v":""},{"$f":"IFERROR(IF(OR(F118=\"\",'Cost scenario - input'!$G103=\"\"),\"\",F118/'Cost scenario - input'!$G103),\"\")","v":""},{"$f":"IFERROR(IF(OR(G118=\"\",'Cost scenario - input'!$G103=\"\"),\"\",G118/'Cost scenario - input'!$G103),\"\")","v":""},{"$f":"IFERROR(IF(OR(H118=\"\",'Cost scenario - input'!$G103=\"\"),\"\",H118/'Cost scenario - input'!$G103),\"\")","v":""},{"$f":"IFERROR(IF(OR(I118=\"\",'Cost scenario - input'!$G103=\"\"),\"\",I118/'Cost scenario - input'!$G103),\"\")","v":""},{"$f":"IFERROR(IF(OR(J118=\"\",'Cost scenario - input'!$G103=\"\"),\"\",J118/'Cost scenario - input'!$G103),\"\")","v":""},{"$f":"IFERROR(IF(OR(K118=\"\",'Cost scenario - input'!$G103=\"\"),\"\",K118/'Cost scenario - input'!$G103),\"\")","v":""},{"$f":"IFERROR(IF(OR(L118=\"\",'Cost scenario - input'!$G103=\"\"),\"\",L118/'Cost scenario - input'!$G103),\"\")","v":""},{"$f":"IFERROR(IF(OR(M118=\"\",'Cost scenario - input'!$G103=\"\"),\"\",M118/'Cost scenario - input'!$G103),\"\")","v":""},{"$f":"IFERROR(IF(OR(N118=\"\",'Cost scenario - input'!$G103=\"\"),\"\",N118/'Cost scenario - input'!$G103),\"\")","v":""},{"$f":"IFERROR(IF(OR(O118=\"\",'Cost scenario - input'!$G103=\"\"),\"\",O118/'Cost scenario - input'!$G103),\"\")","v":""},{"$f":"IFERROR(IF(OR(P118=\"\",'Cost scenario - input'!$G103=\"\"),\"\",P118/'Cost scenario - input'!$G103),\"\")","v":""},{"$f":"IFERROR(IF(OR(Q118=\"\",'Cost scenario - input'!$G103=\"\"),\"\",Q118/'Cost scenario - input'!$G103),\"\")","v":""},{"$f":"IFERROR(IF(OR(R118=\"\",'Cost scenario - input'!$G103=\"\"),\"\",R118/'Cost scenario - input'!$G103),\"\")","v":""},{"$f":"IFERROR(IF(OR(S118=\"\",'Cost scenario - input'!$G103=\"\"),\"\",S118/'Cost scenario - input'!$G103),\"\")","v":""},{"$f":"IFERROR(IF(OR(T118=\"\",'Cost scenario - input'!$G103=\"\"),\"\",T118/'Cost scenario - input'!$G103),\"\")","v":""},{"$f":"IFERROR(IF(OR(U118=\"\",'Cost scenario - input'!$G103=\"\"),\"\",U118/'Cost scenario - input'!$G103),\"\")","v":""},{"$f":"IFERROR(IF(OR(V118=\"\",'Cost scenario - input'!$G103=\"\"),\"\",V118/'Cost scenario - input'!$G103),\"\")","v":""},{"$f":"IFERROR(IF(OR(W118=\"\",'Cost scenario - input'!$G103=\"\"),\"\",W118/'Cost scenario - input'!$G103),\"\")","v":""}]
[{"$f":"IFERROR('Cost scenario - input'!A104,\"\")","v":""},{"$f":"IFERROR('Cost scenario - input'!B104,\"\")","v":""},{"$f":"IFERROR('Cost scenario - input'!C104,\"\")","v":""},{"$f":"IFERROR(repcalc('Cost scenario - input'!$CY104:$GK104,'Cost scenario - input'!$J104,'Cost scenario - input'!$H104,'Cost scenario - input'!$I104,20,TRUE,TRUE),\"\")","v":""},"","","","","","","","","","","","","","","","","","","",{"$f":"IFERROR(IF(OR(D119=\"\",'Cost scenario - input'!$G104=\"\"),\"\",D119/'Cost scenario - input'!$G104),\"\")","v":""},{"$f":"IFERROR(IF(OR(E119=\"\",'Cost scenario - input'!$G104=\"\"),\"\",E119/'Cost scenario - input'!$G104),\"\")","v":""},{"$f":"IFERROR(IF(OR(F119=\"\",'Cost scenario - input'!$G104=\"\"),\"\",F119/'Cost scenario - input'!$G104),\"\")","v":""},{"$f":"IFERROR(IF(OR(G119=\"\",'Cost scenario - input'!$G104=\"\"),\"\",G119/'Cost scenario - input'!$G104),\"\")","v":""},{"$f":"IFERROR(IF(OR(H119=\"\",'Cost scenario - input'!$G104=\"\"),\"\",H119/'Cost scenario - input'!$G104),\"\")","v":""},{"$f":"IFERROR(IF(OR(I119=\"\",'Cost scenario - input'!$G104=\"\"),\"\",I119/'Cost scenario - input'!$G104),\"\")","v":""},{"$f":"IFERROR(IF(OR(J119=\"\",'Cost scenario - input'!$G104=\"\"),\"\",J119/'Cost scenario - input'!$G104),\"\")","v":""},{"$f":"IFERROR(IF(OR(K119=\"\",'Cost scenario - input'!$G104=\"\"),\"\",K119/'Cost scenario - input'!$G104),\"\")","v":""},{"$f":"IFERROR(IF(OR(L119=\"\",'Cost scenario - input'!$G104=\"\"),\"\",L119/'Cost scenario - input'!$G104),\"\")","v":""},{"$f":"IFERROR(IF(OR(M119=\"\",'Cost scenario - input'!$G104=\"\"),\"\",M119/'Cost scenario - input'!$G104),\"\")","v":""},{"$f":"IFERROR(IF(OR(N119=\"\",'Cost scenario - input'!$G104=\"\"),\"\",N119/'Cost scenario - input'!$G104),\"\")","v":""},{"$f":"IFERROR(IF(OR(O119=\"\",'Cost scenario - input'!$G104=\"\"),\"\",O119/'Cost scenario - input'!$G104),\"\")","v":""},{"$f":"IFERROR(IF(OR(P119=\"\",'Cost scenario - input'!$G104=\"\"),\"\",P119/'Cost scenario - input'!$G104),\"\")","v":""},{"$f":"IFERROR(IF(OR(Q119=\"\",'Cost scenario - input'!$G104=\"\"),\"\",Q119/'Cost scenario - input'!$G104),\"\")","v":""},{"$f":"IFERROR(IF(OR(R119=\"\",'Cost scenario - input'!$G104=\"\"),\"\",R119/'Cost scenario - input'!$G104),\"\")","v":""},{"$f":"IFERROR(IF(OR(S119=\"\",'Cost scenario - input'!$G104=\"\"),\"\",S119/'Cost scenario - input'!$G104),\"\")","v":""},{"$f":"IFERROR(IF(OR(T119=\"\",'Cost scenario - input'!$G104=\"\"),\"\",T119/'Cost scenario - input'!$G104),\"\")","v":""},{"$f":"IFERROR(IF(OR(U119=\"\",'Cost scenario - input'!$G104=\"\"),\"\",U119/'Cost scenario - input'!$G104),\"\")","v":""},{"$f":"IFERROR(IF(OR(V119=\"\",'Cost scenario - input'!$G104=\"\"),\"\",V119/'Cost scenario - input'!$G104),\"\")","v":""},{"$f":"IFERROR(IF(OR(W119=\"\",'Cost scenario - input'!$G104=\"\"),\"\",W119/'Cost scenario - input'!$G104),\"\")","v":""}]
[{"$f":"IFERROR('Cost scenario - input'!A105,\"\")","v":""},{"$f":"IFERROR('Cost scenario - input'!B105,\"\")","v":""},{"$f":"IFERROR('Cost scenario - input'!C105,\"\")","v":""},{"$f":"IFERROR(repcalc('Cost scenario - input'!$CY105:$GK105,'Cost scenario - input'!$J105,'Cost scenario - input'!$H105,'Cost scenario - input'!$I105,20,TRUE,TRUE),\"\")","v":""},"","","","","","","","","","","","","","","","","","","",{"$f":"IFERROR(IF(OR(D120=\"\",'Cost scenario - input'!$G105=\"\"),\"\",D120/'Cost scenario - input'!$G105),\"\")","v":""},{"$f":"IFERROR(IF(OR(E120=\"\",'Cost scenario - input'!$G105=\"\"),\"\",E120/'Cost scenario - input'!$G105),\"\")","v":""},{"$f":"IFERROR(IF(OR(F120=\"\",'Cost scenario - input'!$G105=\"\"),\"\",F120/'Cost scenario - input'!$G105),\"\")","v":""},{"$f":"IFERROR(IF(OR(G120=\"\",'Cost scenario - input'!$G105=\"\"),\"\",G120/'Cost scenario - input'!$G105),\"\")","v":""},{"$f":"IFERROR(IF(OR(H120=\"\",'Cost scenario - input'!$G105=\"\"),\"\",H120/'Cost scenario - input'!$G105),\"\")","v":""},{"$f":"IFERROR(IF(OR(I120=\"\",'Cost scenario - input'!$G105=\"\"),\"\",I120/'Cost scenario - input'!$G105),\"\")","v":""},{"$f":"IFERROR(IF(OR(J120=\"\",'Cost scenario - input'!$G105=\"\"),\"\",J120/'Cost scenario - input'!$G105),\"\")","v":""},{"$f":"IFERROR(IF(OR(K120=\"\",'Cost scenario - input'!$G105=\"\"),\"\",K120/'Cost scenario - input'!$G105),\"\")","v":""},{"$f":"IFERROR(IF(OR(L120=\"\",'Cost scenario - input'!$G105=\"\"),\"\",L120/'Cost scenario - input'!$G105),\"\")","v":""},{"$f":"IFERROR(IF(OR(M120=\"\",'Cost scenario - input'!$G105=\"\"),\"\",M120/'Cost scenario - input'!$G105),\"\")","v":""},{"$f":"IFERROR(IF(OR(N120=\"\",'Cost scenario - input'!$G105=\"\"),\"\",N120/'Cost scenario - input'!$G105),\"\")","v":""},{"$f":"IFERROR(IF(OR(O120=\"\",'Cost scenario - input'!$G105=\"\"),\"\",O120/'Cost scenario - input'!$G105),\"\")","v":""},{"$f":"IFERROR(IF(OR(P120=\"\",'Cost scenario - input'!$G105=\"\"),\"\",P120/'Cost scenario - input'!$G105),\"\")","v":""},{"$f":"IFERROR(IF(OR(Q120=\"\",'Cost scenario - input'!$G105=\"\"),\"\",Q120/'Cost scenario - input'!$G105),\"\")","v":""},{"$f":"IFERROR(IF(OR(R120=\"\",'Cost scenario - input'!$G105=\"\"),\"\",R120/'Cost scenario - input'!$G105),\"\")","v":""},{"$f":"IFERROR(IF(OR(S120=\"\",'Cost scenario - input'!$G105=\"\"),\"\",S120/'Cost scenario - input'!$G105),\"\")","v":""},{"$f":"IFERROR(IF(OR(T120=\"\",'Cost scenario - input'!$G105=\"\"),\"\",T120/'Cost scenario - input'!$G105),\"\")","v":""},{"$f":"IFERROR(IF(OR(U120=\"\",'Cost scenario - input'!$G105=\"\"),\"\",U120/'Cost scenario - input'!$G105),\"\")","v":""},{"$f":"IFERROR(IF(OR(V120=\"\",'Cost scenario - input'!$G105=\"\"),\"\",V120/'Cost scenario - input'!$G105),\"\")","v":""},{"$f":"IFERROR(IF(OR(W120=\"\",'Cost scenario - input'!$G105=\"\"),\"\",W120/'Cost scenario - input'!$G105),\"\")","v":""}]
[{"$f":"IFERROR('Cost scenario - input'!A106,\"\")","v":""},{"$f":"IFERROR('Cost scenario - input'!B106,\"\")","v":""},{"$f":"IFERROR('Cost scenario - input'!C106,\"\")","v":""},{"$f":"IFERROR(repcalc('Cost scenario - input'!$CY106:$GK106,'Cost scenario - input'!$J106,'Cost scenario - input'!$H106,'Cost scenario - input'!$I106,20,TRUE,TRUE),\"\")","v":""},"","","","","","","","","","","","","","","","","","","",{"$f":"IFERROR(IF(OR(D121=\"\",'Cost scenario - input'!$G106=\"\"),\"\",D121/'Cost scenario - input'!$G106),\"\")","v":""},{"$f":"IFERROR(IF(OR(E121=\"\",'Cost scenario - input'!$G106=\"\"),\"\",E121/'Cost scenario - input'!$G106),\"\")","v":""},{"$f":"IFERROR(IF(OR(F121=\"\",'Cost scenario - input'!$G106=\"\"),\"\",F121/'Cost scenario - input'!$G106),\"\")","v":""},{"$f":"IFERROR(IF(OR(G121=\"\",'Cost scenario - input'!$G106=\"\"),\"\",G121/'Cost scenario - input'!$G106),\"\")","v":""},{"$f":"IFERROR(IF(OR(H121=\"\",'Cost scenario - input'!$G106=\"\"),\"\",H121/'Cost scenario - input'!$G106),\"\")","v":""},{"$f":"IFERROR(IF(OR(I121=\"\",'Cost scenario - input'!$G106=\"\"),\"\",I121/'Cost scenario - input'!$G106),\"\")","v":""},{"$f":"IFERROR(IF(OR(J121=\"\",'Cost scenario - input'!$G106=\"\"),\"\",J121/'Cost scenario - input'!$G106),\"\")","v":""},{"$f":"IFERROR(IF(OR(K121=\"\",'Cost scenario - input'!$G106=\"\"),\"\",K121/'Cost scenario - input'!$G106),\"\")","v":""},{"$f":"IFERROR(IF(OR(L121=\"\",'Cost scenario - input'!$G106=\"\"),\"\",L121/'Cost scenario - input'!$G106),\"\")","v":""},{"$f":"IFERROR(IF(OR(M121=\"\",'Cost scenario - input'!$G106=\"\"),\"\",M121/'Cost scenario - input'!$G106),\"\")","v":""},{"$f":"IFERROR(IF(OR(N121=\"\",'Cost scenario - input'!$G106=\"\"),\"\",N121/'Cost scenario - input'!$G106),\"\")","v":""},{"$f":"IFERROR(IF(OR(O121=\"\",'Cost scenario - input'!$G106=\"\"),\"\",O121/'Cost scenario - input'!$G106),\"\")","v":""},{"$f":"IFERROR(IF(OR(P121=\"\",'Cost scenario - input'!$G106=\"\"),\"\",P121/'Cost scenario - input'!$G106),\"\")","v":""},{"$f":"IFERROR(IF(OR(Q121=\"\",'Cost scenario - input'!$G106=\"\"),\"\",Q121/'Cost scenario - input'!$G106),\"\")","v":""},{"$f":"IFERROR(IF(OR(R121=\"\",'Cost scenario - input'!$G106=\"\"),\"\",R121/'Cost scenario - input'!$G106),\"\")","v":""},{"$f":"IFERROR(IF(OR(S121=\"\",'Cost scenario - input'!$G106=\"\"),\"\",S121/'Cost scenario - input'!$G106),\"\")","v":""},{"$f":"IFERROR(IF(OR(T121=\"\",'Cost scenario - input'!$G106=\"\"),\"\",T121/'Cost scenario - input'!$G106),\"\")","v":""},{"$f":"IFERROR(IF(OR(U121=\"\",'Cost scenario - input'!$G106=\"\"),\"\",U121/'Cost scenario - input'!$G106),\"\")","v":""},{"$f":"IFERROR(IF(OR(V121=\"\",'Cost scenario - input'!$G106=\"\"),\"\",V121/'Cost scenario - input'!$G106),\"\")","v":""},{"$f":"IFERROR(IF(OR(W121=\"\",'Cost scenario - input'!$G106=\"\"),\"\",W121/'Cost scenario - input'!$G106),\"\")","v":""}]
[{"$f":"IFERROR('Cost scenario - input'!A107,\"\")","v":""},{"$f":"IFERROR('Cost scenario - input'!B107,\"\")","v":""},{"$f":"IFERROR('Cost scenario - input'!C107,\"\")","v":""},{"$f":"IFERROR(repcalc('Cost scenario - input'!$CY107:$GK107,'Cost scenario - input'!$J107,'Cost scenario - input'!$H107,'Cost scenario - input'!$I107,20,TRUE,TRUE),\"\")","v":""},"","","","","","","","","","","","","","","","","","","",{"$f":"IFERROR(IF(OR(D122=\"\",'Cost scenario - input'!$G107=\"\"),\"\",D122/'Cost scenario - input'!$G107),\"\")","v":""},{"$f":"IFERROR(IF(OR(E122=\"\",'Cost scenario - input'!$G107=\"\"),\"\",E122/'Cost scenario - input'!$G107),\"\")","v":""},{"$f":"IFERROR(IF(OR(F122=\"\",'Cost scenario - input'!$G107=\"\"),\"\",F122/'Cost scenario - input'!$G107),\"\")","v":""},{"$f":"IFERROR(IF(OR(G122=\"\",'Cost scenario - input'!$G107=\"\"),\"\",G122/'Cost scenario - input'!$G107),\"\")","v":""},{"$f":"IFERROR(IF(OR(H122=\"\",'Cost scenario - input'!$G107=\"\"),\"\",H122/'Cost scenario - input'!$G107),\"\")","v":""},{"$f":"IFERROR(IF(OR(I122=\"\",'Cost scenario - input'!$G107=\"\"),\"\",I122/'Cost scenario - input'!$G107),\"\")","v":""},{"$f":"IFERROR(IF(OR(J122=\"\",'Cost scenario - input'!$G107=\"\"),\"\",J122/'Cost scenario - input'!$G107),\"\")","v":""},{"$f":"IFERROR(IF(OR(K122=\"\",'Cost scenario - input'!$G107=\"\"),\"\",K122/'Cost scenario - input'!$G107),\"\")","v":""},{"$f":"IFERROR(IF(OR(L122=\"\",'Cost scenario - input'!$G107=\"\"),\"\",L122/'Cost scenario - input'!$G107),\"\")","v":""},{"$f":"IFERROR(IF(OR(M122=\"\",'Cost scenario - input'!$G107=\"\"),\"\",M122/'Cost scenario - input'!$G107),\"\")","v":""},{"$f":"IFERROR(IF(OR(N122=\"\",'Cost scenario - input'!$G107=\"\"),\"\",N122/'Cost scenario - input'!$G107),\"\")","v":""},{"$f":"IFERROR(IF(OR(O122=\"\",'Cost scenario - input'!$G107=\"\"),\"\",O122/'Cost scenario - input'!$G107),\"\")","v":""},{"$f":"IFERROR(IF(OR(P122=\"\",'Cost scenario - input'!$G107=\"\"),\"\",P122/'Cost scenario - input'!$G107),\"\")","v":""},{"$f":"IFERROR(IF(OR(Q122=\"\",'Cost scenario - input'!$G107=\"\"),\"\",Q122/'Cost scenario - input'!$G107),\"\")","v":""},{"$f":"IFERROR(IF(OR(R122=\"\",'Cost scenario - input'!$G107=\"\"),\"\",R122/'Cost scenario - input'!$G107),\"\")","v":""},{"$f":"IFERROR(IF(OR(S122=\"\",'Cost scenario - input'!$G107=\"\"),\"\",S122/'Cost scenario - input'!$G107),\"\")","v":""},{"$f":"IFERROR(IF(OR(T122=\"\",'Cost scenario - input'!$G107=\"\"),\"\",T122/'Cost scenario - input'!$G107),\"\")","v":""},{"$f":"IFERROR(IF(OR(U122=\"\",'Cost scenario - input'!$G107=\"\"),\"\",U122/'Cost scenario - input'!$G107),\"\")","v":""},{"$f":"IFERROR(IF(OR(V122=\"\",'Cost scenario - input'!$G107=\"\"),\"\",V122/'Cost scenario - input'!$G107),\"\")","v":""},{"$f":"IFERROR(IF(OR(W122=\"\",'Cost scenario - input'!$G107=\"\"),\"\",W122/'Cost scenario - input'!$G107),\"\")","v":""}]
[{"$f":"IFERROR('Cost scenario - input'!A108,\"\")","v":""},{"$f":"IFERROR('Cost scenario - input'!B108,\"\")","v":""},{"$f":"IFERROR('Cost scenario - input'!C108,\"\")","v":""},{"$f":"IFERROR(repcalc('Cost scenario - input'!$CY108:$GK108,'Cost scenario - input'!$J108,'Cost scenario - input'!$H108,'Cost scenario - input'!$I108,20,TRUE,TRUE),\"\")","v":""},"","","","","","","","","","","","","","","","","","","",{"$f":"IFERROR(IF(OR(D123=\"\",'Cost scenario - input'!$G108=\"\"),\"\",D123/'Cost scenario - input'!$G108),\"\")","v":""},{"$f":"IFERROR(IF(OR(E123=\"\",'Cost scenario - input'!$G108=\"\"),\"\",E123/'Cost scenario - input'!$G108),\"\")","v":""},{"$f":"IFERROR(IF(OR(F123=\"\",'Cost scenario - input'!$G108=\"\"),\"\",F123/'Cost scenario - input'!$G108),\"\")","v":""},{"$f":"IFERROR(IF(OR(G123=\"\",'Cost scenario - input'!$G108=\"\"),\"\",G123/'Cost scenario - input'!$G108),\"\")","v":""},{"$f":"IFERROR(IF(OR(H123=\"\",'Cost scenario - input'!$G108=\"\"),\"\",H123/'Cost scenario - input'!$G108),\"\")","v":""},{"$f":"IFERROR(IF(OR(I123=\"\",'Cost scenario - input'!$G108=\"\"),\"\",I123/'Cost scenario - input'!$G108),\"\")","v":""},{"$f":"IFERROR(IF(OR(J123=\"\",'Cost scenario - input'!$G108=\"\"),\"\",J123/'Cost scenario - input'!$G108),\"\")","v":""},{"$f":"IFERROR(IF(OR(K123=\"\",'Cost scenario - input'!$G108=\"\"),\"\",K123/'Cost scenario - input'!$G108),\"\")","v":""},{"$f":"IFERROR(IF(OR(L123=\"\",'Cost scenario - input'!$G108=\"\"),\"\",L123/'Cost scenario - input'!$G108),\"\")","v":""},{"$f":"IFERROR(IF(OR(M123=\"\",'Cost scenario - input'!$G108=\"\"),\"\",M123/'Cost scenario - input'!$G108),\"\")","v":""},{"$f":"IFERROR(IF(OR(N123=\"\",'Cost scenario - input'!$G108=\"\"),\"\",N123/'Cost scenario - input'!$G108),\"\")","v":""},{"$f":"IFERROR(IF(OR(O123=\"\",'Cost scenario - input'!$G108=\"\"),\"\",O123/'Cost scenario - input'!$G108),\"\")","v":""},{"$f":"IFERROR(IF(OR(P123=\"\",'Cost scenario - input'!$G108=\"\"),\"\",P123/'Cost scenario - input'!$G108),\"\")","v":""},{"$f":"IFERROR(IF(OR(Q123=\"\",'Cost scenario - input'!$G108=\"\"),\"\",Q123/'Cost scenario - input'!$G108),\"\")","v":""},{"$f":"IFERROR(IF(OR(R123=\"\",'Cost scenario - input'!$G108=\"\"),\"\",R123/'Cost scenario - input'!$G108),\"\")","v":""},{"$f":"IFERROR(IF(OR(S123=\"\",'Cost scenario - input'!$G108=\"\"),\"\",S123/'Cost scenario - input'!$G108),\"\")","v":""},{"$f":"IFERROR(IF(OR(T123=\"\",'Cost scenario - input'!$G108=\"\"),\"\",T123/'Cost scenario - input'!$G108),\"\")","v":""},{"$f":"IFERROR(IF(OR(U123=\"\",'Cost scenario - input'!$G108=\"\"),\"\",U123/'Cost scenario - input'!$G108),\"\")","v":""},{"$f":"IFERROR(IF(OR(V123=\"\",'Cost scenario - input'!$G108=\"\"),\"\",V123/'Cost scenario - input'!$G108),\"\")","v":""},{"$f":"IFERROR(IF(OR(W123=\"\",'Cost scenario - input'!$G108=\"\"),\"\",W123/'Cost scenario - input'!$G108),\"\")","v":""}]
[{"$f":"IFERROR('Cost scenario - input'!A109,\"\")","v":""},{"$f":"IFERROR('Cost scenario - input'!B109,\"\")","v":""},{"$f":"IFERROR('Cost scenario - input'!C109,\"\")","v":""},{"$f":"IFERROR(repcalc('Cost scenario - input'!$CY109:$GK109,'Cost scenario - input'!$J109,'Cost scenario - input'!$H109,'Cost scenario - input'!$I109,20,TRUE,TRUE),\"\")","v":""},"","","","","","","","","","","","","","","","","","","",{"$f":"IFERROR(IF(OR(D124=\"\",'Cost scenario - input'!$G109=\"\"),\"\",D124/'Cost scenario - input'!$G109),\"\")","v":""},{"$f":"IFERROR(IF(OR(E124=\"\",'Cost scenario - input'!$G109=\"\"),\"\",E124/'Cost scenario - input'!$G109),\"\")","v":""},{"$f":"IFERROR(IF(OR(F124=\"\",'Cost scenario - input'!$G109=\"\"),\"\",F124/'Cost scenario - input'!$G109),\"\")","v":""},{"$f":"IFERROR(IF(OR(G124=\"\",'Cost scenario - input'!$G109=\"\"),\"\",G124/'Cost scenario - input'!$G109),\"\")","v":""},{"$f":"IFERROR(IF(OR(H124=\"\",'Cost scenario - input'!$G109=\"\"),\"\",H124/'Cost scenario - input'!$G109),\"\")","v":""},{"$f":"IFERROR(IF(OR(I124=\"\",'Cost scenario - input'!$G109=\"\"),\"\",I124/'Cost scenario - input'!$G109),\"\")","v":""},{"$f":"IFERROR(IF(OR(J124=\"\",'Cost scenario - input'!$G109=\"\"),\"\",J124/'Cost scenario - input'!$G109),\"\")","v":""},{"$f":"IFERROR(IF(OR(K124=\"\",'Cost scenario - input'!$G109=\"\"),\"\",K124/'Cost scenario - input'!$G109),\"\")","v":""},{"$f":"IFERROR(IF(OR(L124=\"\",'Cost scenario - input'!$G109=\"\"),\"\",L124/'Cost scenario - input'!$G109),\"\")","v":""},{"$f":"IFERROR(IF(OR(M124=\"\",'Cost scenario - input'!$G109=\"\"),\"\",M124/'Cost scenario - input'!$G109),\"\")","v":""},{"$f":"IFERROR(IF(OR(N124=\"\",'Cost scenario - input'!$G109=\"\"),\"\",N124/'Cost scenario - input'!$G109),\"\")","v":""},{"$f":"IFERROR(IF(OR(O124=\"\",'Cost scenario - input'!$G109=\"\"),\"\",O124/'Cost scenario - input'!$G109),\"\")","v":""},{"$f":"IFERROR(IF(OR(P124=\"\",'Cost scenario - input'!$G109=\"\"),\"\",P124/'Cost scenario - input'!$G109),\"\")","v":""},{"$f":"IFERROR(IF(OR(Q124=\"\",'Cost scenario - input'!$G109=\"\"),\"\",Q124/'Cost scenario - input'!$G109),\"\")","v":""},{"$f":"IFERROR(IF(OR(R124=\"\",'Cost scenario - input'!$G109=\"\"),\"\",R124/'Cost scenario - input'!$G109),\"\")","v":""},{"$f":"IFERROR(IF(OR(S124=\"\",'Cost scenario - input'!$G109=\"\"),\"\",S124/'Cost scenario - input'!$G109),\"\")","v":""},{"$f":"IFERROR(IF(OR(T124=\"\",'Cost scenario - input'!$G109=\"\"),\"\",T124/'Cost scenario - input'!$G109),\"\")","v":""},{"$f":"IFERROR(IF(OR(U124=\"\",'Cost scenario - input'!$G109=\"\"),\"\",U124/'Cost scenario - input'!$G109),\"\")","v":""},{"$f":"IFERROR(IF(OR(V124=\"\",'Cost scenario - input'!$G109=\"\"),\"\",V124/'Cost scenario - input'!$G109),\"\")","v":""},{"$f":"IFERROR(IF(OR(W124=\"\",'Cost scenario - input'!$G109=\"\"),\"\",W124/'Cost scenario - input'!$G109),\"\")","v":""}]
[{"$f":"IFERROR('Cost scenario - input'!A110,\"\")","v":""},{"$f":"IFERROR('Cost scenario - input'!B110,\"\")","v":""},{"$f":"IFERROR('Cost scenario - input'!C110,\"\")","v":""},{"$f":"IFERROR(repcalc('Cost scenario - input'!$CY110:$GK110,'Cost scenario - input'!$J110,'Cost scenario - input'!$H110,'Cost scenario - input'!$I110,20,TRUE,TRUE),\"\")","v":""},"","","","","","","","","","","","","","","","","","","",{"$f":"IFERROR(IF(OR(D125=\"\",'Cost scenario - input'!$G110=\"\"),\"\",D125/'Cost scenario - input'!$G110),\"\")","v":""},{"$f":"IFERROR(IF(OR(E125=\"\",'Cost scenario - input'!$G110=\"\"),\"\",E125/'Cost scenario - input'!$G110),\"\")","v":""},{"$f":"IFERROR(IF(OR(F125=\"\",'Cost scenario - input'!$G110=\"\"),\"\",F125/'Cost scenario - input'!$G110),\"\")","v":""},{"$f":"IFERROR(IF(OR(G125=\"\",'Cost scenario - input'!$G110=\"\"),\"\",G125/'Cost scenario - input'!$G110),\"\")","v":""},{"$f":"IFERROR(IF(OR(H125=\"\",'Cost scenario - input'!$G110=\"\"),\"\",H125/'Cost scenario - input'!$G110),\"\")","v":""},{"$f":"IFERROR(IF(OR(I125=\"\",'Cost scenario - input'!$G110=\"\"),\"\",I125/'Cost scenario - input'!$G110),\"\")","v":""},{"$f":"IFERROR(IF(OR(J125=\"\",'Cost scenario - input'!$G110=\"\"),\"\",J125/'Cost scenario - input'!$G110),\"\")","v":""},{"$f":"IFERROR(IF(OR(K125=\"\",'Cost scenario - input'!$G110=\"\"),\"\",K125/'Cost scenario - input'!$G110),\"\")","v":""},{"$f":"IFERROR(IF(OR(L125=\"\",'Cost scenario - input'!$G110=\"\"),\"\",L125/'Cost scenario - input'!$G110),\"\")","v":""},{"$f":"IFERROR(IF(OR(M125=\"\",'Cost scenario - input'!$G110=\"\"),\"\",M125/'Cost scenario - input'!$G110),\"\")","v":""},{"$f":"IFERROR(IF(OR(N125=\"\",'Cost scenario - input'!$G110=\"\"),\"\",N125/'Cost scenario - input'!$G110),\"\")","v":""},{"$f":"IFERROR(IF(OR(O125=\"\",'Cost scenario - input'!$G110=\"\"),\"\",O125/'Cost scenario - input'!$G110),\"\")","v":""},{"$f":"IFERROR(IF(OR(P125=\"\",'Cost scenario - input'!$G110=\"\"),\"\",P125/'Cost scenario - input'!$G110),\"\")","v":""},{"$f":"IFERROR(IF(OR(Q125=\"\",'Cost scenario - input'!$G110=\"\"),\"\",Q125/'Cost scenario - input'!$G110),\"\")","v":""},{"$f":"IFERROR(IF(OR(R125=\"\",'Cost scenario - input'!$G110=\"\"),\"\",R125/'Cost scenario - input'!$G110),\"\")","v":""},{"$f":"IFERROR(IF(OR(S125=\"\",'Cost scenario - input'!$G110=\"\"),\"\",S125/'Cost scenario - input'!$G110),\"\")","v":""},{"$f":"IFERROR(IF(OR(T125=\"\",'Cost scenario - input'!$G110=\"\"),\"\",T125/'Cost scenario - input'!$G110),\"\")","v":""},{"$f":"IFERROR(IF(OR(U125=\"\",'Cost scenario - input'!$G110=\"\"),\"\",U125/'Cost scenario - input'!$G110),\"\")","v":""},{"$f":"IFERROR(IF(OR(V125=\"\",'Cost scenario - input'!$G110=\"\"),\"\",V125/'Cost scenario - input'!$G110),\"\")","v":""},{"$f":"IFERROR(IF(OR(W125=\"\",'Cost scenario - input'!$G110=\"\"),\"\",W125/'Cost scenario - input'!$G110),\"\")","v":""}]
[{"$f":"IFERROR('Cost scenario - input'!A111,\"\")","v":""},{"$f":"IFERROR('Cost scenario - input'!B111,\"\")","v":""},{"$f":"IFERROR('Cost scenario - input'!C111,\"\")","v":""},{"$f":"IFERROR(repcalc('Cost scenario - input'!$CY111:$GK111,'Cost scenario - input'!$J111,'Cost scenario - input'!$H111,'Cost scenario - input'!$I111,20,TRUE,TRUE),\"\")","v":""},"","","","","","","","","","","","","","","","","","","",{"$f":"IFERROR(IF(OR(D126=\"\",'Cost scenario - input'!$G111=\"\"),\"\",D126/'Cost scenario - input'!$G111),\"\")","v":""},{"$f":"IFERROR(IF(OR(E126=\"\",'Cost scenario - input'!$G111=\"\"),\"\",E126/'Cost scenario - input'!$G111),\"\")","v":""},{"$f":"IFERROR(IF(OR(F126=\"\",'Cost scenario - input'!$G111=\"\"),\"\",F126/'Cost scenario - input'!$G111),\"\")","v":""},{"$f":"IFERROR(IF(OR(G126=\"\",'Cost scenario - input'!$G111=\"\"),\"\",G126/'Cost scenario - input'!$G111),\"\")","v":""},{"$f":"IFERROR(IF(OR(H126=\"\",'Cost scenario - input'!$G111=\"\"),\"\",H126/'Cost scenario - input'!$G111),\"\")","v":""},{"$f":"IFERROR(IF(OR(I126=\"\",'Cost scenario - input'!$G111=\"\"),\"\",I126/'Cost scenario - input'!$G111),\"\")","v":""},{"$f":"IFERROR(IF(OR(J126=\"\",'Cost scenario - input'!$G111=\"\"),\"\",J126/'Cost scenario - input'!$G111),\"\")","v":""},{"$f":"IFERROR(IF(OR(K126=\"\",'Cost scenario - input'!$G111=\"\"),\"\",K126/'Cost scenario - input'!$G111),\"\")","v":""},{"$f":"IFERROR(IF(OR(L126=\"\",'Cost scenario - input'!$G111=\"\"),\"\",L126/'Cost scenario - input'!$G111),\"\")","v":""},{"$f":"IFERROR(IF(OR(M126=\"\",'Cost scenario - input'!$G111=\"\"),\"\",M126/'Cost scenario - input'!$G111),\"\")","v":""},{"$f":"IFERROR(IF(OR(N126=\"\",'Cost scenario - input'!$G111=\"\"),\"\",N126/'Cost scenario - input'!$G111),\"\")","v":""},{"$f":"IFERROR(IF(OR(O126=\"\",'Cost scenario - input'!$G111=\"\"),\"\",O126/'Cost scenario - input'!$G111),\"\")","v":""},{"$f":"IFERROR(IF(OR(P126=\"\",'Cost scenario - input'!$G111=\"\"),\"\",P126/'Cost scenario - input'!$G111),\"\")","v":""},{"$f":"IFERROR(IF(OR(Q126=\"\",'Cost scenario - input'!$G111=\"\"),\"\",Q126/'Cost scenario - input'!$G111),\"\")","v":""},{"$f":"IFERROR(IF(OR(R126=\"\",'Cost scenario - input'!$G111=\"\"),\"\",R126/'Cost scenario - input'!$G111),\"\")","v":""},{"$f":"IFERROR(IF(OR(S126=\"\",'Cost scenario - input'!$G111=\"\"),\"\",S126/'Cost scenario - input'!$G111),\"\")","v":""},{"$f":"IFERROR(IF(OR(T126=\"\",'Cost scenario - input'!$G111=\"\"),\"\",T126/'Cost scenario - input'!$G111),\"\")","v":""},{"$f":"IFERROR(IF(OR(U126=\"\",'Cost scenario - input'!$G111=\"\"),\"\",U126/'Cost scenario - input'!$G111),\"\")","v":""},{"$f":"IFERROR(IF(OR(V126=\"\",'Cost scenario - input'!$G111=\"\"),\"\",V126/'Cost scenario - input'!$G111),\"\")","v":""},{"$f":"IFERROR(IF(OR(W126=\"\",'Cost scenario - input'!$G111=\"\"),\"\",W126/'Cost scenario - input'!$G111),\"\")","v":""}]
[{"$f":"IFERROR('Cost scenario - input'!A112,\"\")","v":""},{"$f":"IFERROR('Cost scenario - input'!B112,\"\")","v":""},{"$f":"IFERROR('Cost scenario - input'!C112,\"\")","v":""},{"$f":"IFERROR(repcalc('Cost scenario - input'!$CY112:$GK112,'Cost scenario - input'!$J112,'Cost scenario - input'!$H112,'Cost scenario - input'!$I112,20,TRUE,TRUE),\"\")","v":""},"","","","","","","","","","","","","","","","","","","",{"$f":"IFERROR(IF(OR(D127=\"\",'Cost scenario - input'!$G112=\"\"),\"\",D127/'Cost scenario - input'!$G112),\"\")","v":""},{"$f":"IFERROR(IF(OR(E127=\"\",'Cost scenario - input'!$G112=\"\"),\"\",E127/'Cost scenario - input'!$G112),\"\")","v":""},{"$f":"IFERROR(IF(OR(F127=\"\",'Cost scenario - input'!$G112=\"\"),\"\",F127/'Cost scenario - input'!$G112),\"\")","v":""},{"$f":"IFERROR(IF(OR(G127=\"\",'Cost scenario - input'!$G112=\"\"),\"\",G127/'Cost scenario - input'!$G112),\"\")","v":""},{"$f":"IFERROR(IF(OR(H127=\"\",'Cost scenario - input'!$G112=\"\"),\"\",H127/'Cost scenario - input'!$G112),\"\")","v":""},{"$f":"IFERROR(IF(OR(I127=\"\",'Cost scenario - input'!$G112=\"\"),\"\",I127/'Cost scenario - input'!$G112),\"\")","v":""},{"$f":"IFERROR(IF(OR(J127=\"\",'Cost scenario - input'!$G112=\"\"),\"\",J127/'Cost scenario - input'!$G112),\"\")","v":""},{"$f":"IFERROR(IF(OR(K127=\"\",'Cost scenario - input'!$G112=\"\"),\"\",K127/'Cost scenario - input'!$G112),\"\")","v":""},{"$f":"IFERROR(IF(OR(L127=\"\",'Cost scenario - input'!$G112=\"\"),\"\",L127/'Cost scenario - input'!$G112),\"\")","v":""},{"$f":"IFERROR(IF(OR(M127=\"\",'Cost scenario - input'!$G112=\"\"),\"\",M127/'Cost scenario - input'!$G112),\"\")","v":""},{"$f":"IFERROR(IF(OR(N127=\"\",'Cost scenario - input'!$G112=\"\"),\"\",N127/'Cost scenario - input'!$G112),\"\")","v":""},{"$f":"IFERROR(IF(OR(O127=\"\",'Cost scenario - input'!$G112=\"\"),\"\",O127/'Cost scenario - input'!$G112),\"\")","v":""},{"$f":"IFERROR(IF(OR(P127=\"\",'Cost scenario - input'!$G112=\"\"),\"\",P127/'Cost scenario - input'!$G112),\"\")","v":""},{"$f":"IFERROR(IF(OR(Q127=\"\",'Cost scenario - input'!$G112=\"\"),\"\",Q127/'Cost scenario - input'!$G112),\"\")","v":""},{"$f":"IFERROR(IF(OR(R127=\"\",'Cost scenario - input'!$G112=\"\"),\"\",R127/'Cost scenario - input'!$G112),\"\")","v":""},{"$f":"IFERROR(IF(OR(S127=\"\",'Cost scenario - input'!$G112=\"\"),\"\",S127/'Cost scenario - input'!$G112),\"\")","v":""},{"$f":"IFERROR(IF(OR(T127=\"\",'Cost scenario - input'!$G112=\"\"),\"\",T127/'Cost scenario - input'!$G112),\"\")","v":""},{"$f":"IFERROR(IF(OR(U127=\"\",'Cost scenario - input'!$G112=\"\"),\"\",U127/'Cost scenario - input'!$G112),\"\")","v":""},{"$f":"IFERROR(IF(OR(V127=\"\",'Cost scenario - input'!$G112=\"\"),\"\",V127/'Cost scenario - input'!$G112),\"\")","v":""},{"$f":"IFERROR(IF(OR(W127=\"\",'Cost scenario - input'!$G112=\"\"),\"\",W127/'Cost scenario - input'!$G112),\"\")","v":""}]
[{"$f":"IFERROR('Cost scenario - input'!A113,\"\")","v":""},{"$f":"IFERROR('Cost scenario - input'!B113,\"\")","v":""},{"$f":"IFERROR('Cost scenario - input'!C113,\"\")","v":""},{"$f":"IFERROR(repcalc('Cost scenario - input'!$CY113:$GK113,'Cost scenario - input'!$J113,'Cost scenario - input'!$H113,'Cost scenario - input'!$I113,20,TRUE,TRUE),\"\")","v":""},"","","","","","","","","","","","","","","","","","","",{"$f":"IFERROR(IF(OR(D128=\"\",'Cost scenario - input'!$G113=\"\"),\"\",D128/'Cost scenario - input'!$G113),\"\")","v":""},{"$f":"IFERROR(IF(OR(E128=\"\",'Cost scenario - input'!$G113=\"\"),\"\",E128/'Cost scenario - input'!$G113),\"\")","v":""},{"$f":"IFERROR(IF(OR(F128=\"\",'Cost scenario - input'!$G113=\"\"),\"\",F128/'Cost scenario - input'!$G113),\"\")","v":""},{"$f":"IFERROR(IF(OR(G128=\"\",'Cost scenario - input'!$G113=\"\"),\"\",G128/'Cost scenario - input'!$G113),\"\")","v":""},{"$f":"IFERROR(IF(OR(H128=\"\",'Cost scenario - input'!$G113=\"\"),\"\",H128/'Cost scenario - input'!$G113),\"\")","v":""},{"$f":"IFERROR(IF(OR(I128=\"\",'Cost scenario - input'!$G113=\"\"),\"\",I128/'Cost scenario - input'!$G113),\"\")","v":""},{"$f":"IFERROR(IF(OR(J128=\"\",'Cost scenario - input'!$G113=\"\"),\"\",J128/'Cost scenario - input'!$G113),\"\")","v":""},{"$f":"IFERROR(IF(OR(K128=\"\",'Cost scenario - input'!$G113=\"\"),\"\",K128/'Cost scenario - input'!$G113),\"\")","v":""},{"$f":"IFERROR(IF(OR(L128=\"\",'Cost scenario - input'!$G113=\"\"),\"\",L128/'Cost scenario - input'!$G113),\"\")","v":""},{"$f":"IFERROR(IF(OR(M128=\"\",'Cost scenario - input'!$G113=\"\"),\"\",M128/'Cost scenario - input'!$G113),\"\")","v":""},{"$f":"IFERROR(IF(OR(N128=\"\",'Cost scenario - input'!$G113=\"\"),\"\",N128/'Cost scenario - input'!$G113),\"\")","v":""},{"$f":"IFERROR(IF(OR(O128=\"\",'Cost scenario - input'!$G113=\"\"),\"\",O128/'Cost scenario - input'!$G113),\"\")","v":""},{"$f":"IFERROR(IF(OR(P128=\"\",'Cost scenario - input'!$G113=\"\"),\"\",P128/'Cost scenario - input'!$G113),\"\")","v":""},{"$f":"IFERROR(IF(OR(Q128=\"\",'Cost scenario - input'!$G113=\"\"),\"\",Q128/'Cost scenario - input'!$G113),\"\")","v":""},{"$f":"IFERROR(IF(OR(R128=\"\",'Cost scenario - input'!$G113=\"\"),\"\",R128/'Cost scenario - input'!$G113),\"\")","v":""},{"$f":"IFERROR(IF(OR(S128=\"\",'Cost scenario - input'!$G113=\"\"),\"\",S128/'Cost scenario - input'!$G113),\"\")","v":""},{"$f":"IFERROR(IF(OR(T128=\"\",'Cost scenario - input'!$G113=\"\"),\"\",T128/'Cost scenario - input'!$G113),\"\")","v":""},{"$f":"IFERROR(IF(OR(U128=\"\",'Cost scenario - input'!$G113=\"\"),\"\",U128/'Cost scenario - input'!$G113),\"\")","v":""},{"$f":"IFERROR(IF(OR(V128=\"\",'Cost scenario - input'!$G113=\"\"),\"\",V128/'Cost scenario - input'!$G113),\"\")","v":""},{"$f":"IFERROR(IF(OR(W128=\"\",'Cost scenario - input'!$G113=\"\"),\"\",W128/'Cost scenario - input'!$G113),\"\")","v":""}]
[{"$f":"IFERROR('Cost scenario - input'!A114,\"\")","v":""},{"$f":"IFERROR('Cost scenario - input'!B114,\"\")","v":""},{"$f":"IFERROR('Cost scenario - input'!C114,\"\")","v":""},{"$f":"IFERROR(repcalc('Cost scenario - input'!$CY114:$GK114,'Cost scenario - input'!$J114,'Cost scenario - input'!$H114,'Cost scenario - input'!$I114,20,TRUE,TRUE),\"\")","v":""},"","","","","","","","","","","","","","","","","","","",{"$f":"IFERROR(IF(OR(D129=\"\",'Cost scenario - input'!$G114=\"\"),\"\",D129/'Cost scenario - input'!$G114),\"\")","v":""},{"$f":"IFERROR(IF(OR(E129=\"\",'Cost scenario - input'!$G114=\"\"),\"\",E129/'Cost scenario - input'!$G114),\"\")","v":""},{"$f":"IFERROR(IF(OR(F129=\"\",'Cost scenario - input'!$G114=\"\"),\"\",F129/'Cost scenario - input'!$G114),\"\")","v":""},{"$f":"IFERROR(IF(OR(G129=\"\",'Cost scenario - input'!$G114=\"\"),\"\",G129/'Cost scenario - input'!$G114),\"\")","v":""},{"$f":"IFERROR(IF(OR(H129=\"\",'Cost scenario - input'!$G114=\"\"),\"\",H129/'Cost scenario - input'!$G114),\"\")","v":""},{"$f":"IFERROR(IF(OR(I129=\"\",'Cost scenario - input'!$G114=\"\"),\"\",I129/'Cost scenario - input'!$G114),\"\")","v":""},{"$f":"IFERROR(IF(OR(J129=\"\",'Cost scenario - input'!$G114=\"\"),\"\",J129/'Cost scenario - input'!$G114),\"\")","v":""},{"$f":"IFERROR(IF(OR(K129=\"\",'Cost scenario - input'!$G114=\"\"),\"\",K129/'Cost scenario - input'!$G114),\"\")","v":""},{"$f":"IFERROR(IF(OR(L129=\"\",'Cost scenario - input'!$G114=\"\"),\"\",L129/'Cost scenario - input'!$G114),\"\")","v":""},{"$f":"IFERROR(IF(OR(M129=\"\",'Cost scenario - input'!$G114=\"\"),\"\",M129/'Cost scenario - input'!$G114),\"\")","v":""},{"$f":"IFERROR(IF(OR(N129=\"\",'Cost scenario - input'!$G114=\"\"),\"\",N129/'Cost scenario - input'!$G114),\"\")","v":""},{"$f":"IFERROR(IF(OR(O129=\"\",'Cost scenario - input'!$G114=\"\"),\"\",O129/'Cost scenario - input'!$G114),\"\")","v":""},{"$f":"IFERROR(IF(OR(P129=\"\",'Cost scenario - input'!$G114=\"\"),\"\",P129/'Cost scenario - input'!$G114),\"\")","v":""},{"$f":"IFERROR(IF(OR(Q129=\"\",'Cost scenario - input'!$G114=\"\"),\"\",Q129/'Cost scenario - input'!$G114),\"\")","v":""},{"$f":"IFERROR(IF(OR(R129=\"\",'Cost scenario - input'!$G114=\"\"),\"\",R129/'Cost scenario - input'!$G114),\"\")","v":""},{"$f":"IFERROR(IF(OR(S129=\"\",'Cost scenario - input'!$G114=\"\"),\"\",S129/'Cost scenario - input'!$G114),\"\")","v":""},{"$f":"IFERROR(IF(OR(T129=\"\",'Cost scenario - input'!$G114=\"\"),\"\",T129/'Cost scenario - input'!$G114),\"\")","v":""},{"$f":"IFERROR(IF(OR(U129=\"\",'Cost scenario - input'!$G114=\"\"),\"\",U129/'Cost scenario - input'!$G114),\"\")","v":""},{"$f":"IFERROR(IF(OR(V129=\"\",'Cost scenario - input'!$G114=\"\"),\"\",V129/'Cost scenario - input'!$G114),\"\")","v":""},{"$f":"IFERROR(IF(OR(W129=\"\",'Cost scenario - input'!$G114=\"\"),\"\",W129/'Cost scenario - input'!$G114),\"\")","v":""}]
[{"$f":"IFERROR('Cost scenario - input'!A115,\"\")","v":""},{"$f":"IFERROR('Cost scenario - input'!B115,\"\")","v":""},{"$f":"IFERROR('Cost scenario - input'!C115,\"\")","v":""},{"$f":"IFERROR(repcalc('Cost scenario - input'!$CY115:$GK115,'Cost scenario - input'!$J115,'Cost scenario - input'!$H115,'Cost scenario - input'!$I115,20,TRUE,TRUE),\"\")","v":""},"","","","","","","","","","","","","","","","","","","",{"$f":"IFERROR(IF(OR(D130=\"\",'Cost scenario - input'!$G115=\"\"),\"\",D130/'Cost scenario - input'!$G115),\"\")","v":""},{"$f":"IFERROR(IF(OR(E130=\"\",'Cost scenario - input'!$G115=\"\"),\"\",E130/'Cost scenario - input'!$G115),\"\")","v":""},{"$f":"IFERROR(IF(OR(F130=\"\",'Cost scenario - input'!$G115=\"\"),\"\",F130/'Cost scenario - input'!$G115),\"\")","v":""},{"$f":"IFERROR(IF(OR(G130=\"\",'Cost scenario - input'!$G115=\"\"),\"\",G130/'Cost scenario - input'!$G115),\"\")","v":""},{"$f":"IFERROR(IF(OR(H130=\"\",'Cost scenario - input'!$G115=\"\"),\"\",H130/'Cost scenario - input'!$G115),\"\")","v":""},{"$f":"IFERROR(IF(OR(I130=\"\",'Cost scenario - input'!$G115=\"\"),\"\",I130/'Cost scenario - input'!$G115),\"\")","v":""},{"$f":"IFERROR(IF(OR(J130=\"\",'Cost scenario - input'!$G115=\"\"),\"\",J130/'Cost scenario - input'!$G115),\"\")","v":""},{"$f":"IFERROR(IF(OR(K130=\"\",'Cost scenario - input'!$G115=\"\"),\"\",K130/'Cost scenario - input'!$G115),\"\")","v":""},{"$f":"IFERROR(IF(OR(L130=\"\",'Cost scenario - input'!$G115=\"\"),\"\",L130/'Cost scenario - input'!$G115),\"\")","v":""},{"$f":"IFERROR(IF(OR(M130=\"\",'Cost scenario - input'!$G115=\"\"),\"\",M130/'Cost scenario - input'!$G115),\"\")","v":""},{"$f":"IFERROR(IF(OR(N130=\"\",'Cost scenario - input'!$G115=\"\"),\"\",N130/'Cost scenario - input'!$G115),\"\")","v":""},{"$f":"IFERROR(IF(OR(O130=\"\",'Cost scenario - input'!$G115=\"\"),\"\",O130/'Cost scenario - input'!$G115),\"\")","v":""},{"$f":"IFERROR(IF(OR(P130=\"\",'Cost scenario - input'!$G115=\"\"),\"\",P130/'Cost scenario - input'!$G115),\"\")","v":""},{"$f":"IFERROR(IF(OR(Q130=\"\",'Cost scenario - input'!$G115=\"\"),\"\",Q130/'Cost scenario - input'!$G115),\"\")","v":""},{"$f":"IFERROR(IF(OR(R130=\"\",'Cost scenario - input'!$G115=\"\"),\"\",R130/'Cost scenario - input'!$G115),\"\")","v":""},{"$f":"IFERROR(IF(OR(S130=\"\",'Cost scenario - input'!$G115=\"\"),\"\",S130/'Cost scenario - input'!$G115),\"\")","v":""},{"$f":"IFERROR(IF(OR(T130=\"\",'Cost scenario - input'!$G115=\"\"),\"\",T130/'Cost scenario - input'!$G115),\"\")","v":""},{"$f":"IFERROR(IF(OR(U130=\"\",'Cost scenario - input'!$G115=\"\"),\"\",U130/'Cost scenario - input'!$G115),\"\")","v":""},{"$f":"IFERROR(IF(OR(V130=\"\",'Cost scenario - input'!$G115=\"\"),\"\",V130/'Cost scenario - input'!$G115),\"\")","v":""},{"$f":"IFERROR(IF(OR(W130=\"\",'Cost scenario - input'!$G115=\"\"),\"\",W130/'Cost scenario - input'!$G115),\"\")","v":""}]
[{"$f":"IFERROR('Cost scenario - input'!A116,\"\")","v":""},{"$f":"IFERROR('Cost scenario - input'!B116,\"\")","v":""},{"$f":"IFERROR('Cost scenario - input'!C116,\"\")","v":""},{"$f":"IFERROR(repcalc('Cost scenario - input'!$CY116:$GK116,'Cost scenario - input'!$J116,'Cost scenario - input'!$H116,'Cost scenario - input'!$I116,20,TRUE,TRUE),\"\")","v":""},"","","","","","","","","","","","","","","","","","","",{"$f":"IFERROR(IF(OR(D131=\"\",'Cost scenario - input'!$G116=\"\"),\"\",D131/'Cost scenario - input'!$G116),\"\")","v":""},{"$f":"IFERROR(IF(OR(E131=\"\",'Cost scenario - input'!$G116=\"\"),\"\",E131/'Cost scenario - input'!$G116),\"\")","v":""},{"$f":"IFERROR(IF(OR(F131=\"\",'Cost scenario - input'!$G116=\"\"),\"\",F131/'Cost scenario - input'!$G116),\"\")","v":""},{"$f":"IFERROR(IF(OR(G131=\"\",'Cost scenario - input'!$G116=\"\"),\"\",G131/'Cost scenario - input'!$G116),\"\")","v":""},{"$f":"IFERROR(IF(OR(H131=\"\",'Cost scenario - input'!$G116=\"\"),\"\",H131/'Cost scenario - input'!$G116),\"\")","v":""},{"$f":"IFERROR(IF(OR(I131=\"\",'Cost scenario - input'!$G116=\"\"),\"\",I131/'Cost scenario - input'!$G116),\"\")","v":""},{"$f":"IFERROR(IF(OR(J131=\"\",'Cost scenario - input'!$G116=\"\"),\"\",J131/'Cost scenario - input'!$G116),\"\")","v":""},{"$f":"IFERROR(IF(OR(K131=\"\",'Cost scenario - input'!$G116=\"\"),\"\",K131/'Cost scenario - input'!$G116),\"\")","v":""},{"$f":"IFERROR(IF(OR(L131=\"\",'Cost scenario - input'!$G116=\"\"),\"\",L131/'Cost scenario - input'!$G116),\"\")","v":""},{"$f":"IFERROR(IF(OR(M131=\"\",'Cost scenario - input'!$G116=\"\"),\"\",M131/'Cost scenario - input'!$G116),\"\")","v":""},{"$f":"IFERROR(IF(OR(N131=\"\",'Cost scenario - input'!$G116=\"\"),\"\",N131/'Cost scenario - input'!$G116),\"\")","v":""},{"$f":"IFERROR(IF(OR(O131=\"\",'Cost scenario - input'!$G116=\"\"),\"\",O131/'Cost scenario - input'!$G116),\"\")","v":""},{"$f":"IFERROR(IF(OR(P131=\"\",'Cost scenario - input'!$G116=\"\"),\"\",P131/'Cost scenario - input'!$G116),\"\")","v":""},{"$f":"IFERROR(IF(OR(Q131=\"\",'Cost scenario - input'!$G116=\"\"),\"\",Q131/'Cost scenario - input'!$G116),\"\")","v":""},{"$f":"IFERROR(IF(OR(R131=\"\",'Cost scenario - input'!$G116=\"\"),\"\",R131/'Cost scenario - input'!$G116),\"\")","v":""},{"$f":"IFERROR(IF(OR(S131=\"\",'Cost scenario - input'!$G116=\"\"),\"\",S131/'Cost scenario - input'!$G116),\"\")","v":""},{"$f":"IFERROR(IF(OR(T131=\"\",'Cost scenario - input'!$G116=\"\"),\"\",T131/'Cost scenario - input'!$G116),\"\")","v":""},{"$f":"IFERROR(IF(OR(U131=\"\",'Cost scenario - input'!$G116=\"\"),\"\",U131/'Cost scenario - input'!$G116),\"\")","v":""},{"$f":"IFERROR(IF(OR(V131=\"\",'Cost scenario - input'!$G116=\"\"),\"\",V131/'Cost scenario - input'!$G116),\"\")","v":""},{"$f":"IFERROR(IF(OR(W131=\"\",'Cost scenario - input'!$G116=\"\"),\"\",W131/'Cost scenario - input'!$G116),\"\")","v":""}]
[{"$f":"IFERROR('Cost scenario - input'!A117,\"\")","v":""},{"$f":"IFERROR('Cost scenario - input'!B117,\"\")","v":""},{"$f":"IFERROR('Cost scenario - input'!C117,\"\")","v":""},{"$f":"IFERROR(repcalc('Cost scenario - input'!$CY117:$GK117,'Cost scenario - input'!$J117,'Cost scenario - input'!$H117,'Cost scenario - input'!$I117,20,TRUE,TRUE),\"\")","v":""},"","","","","","","","","","","","","","","","","","","",{"$f":"IFERROR(IF(OR(D132=\"\",'Cost scenario - input'!$G117=\"\"),\"\",D132/'Cost scenario - input'!$G117),\"\")","v":""},{"$f":"IFERROR(IF(OR(E132=\"\",'Cost scenario - input'!$G117=\"\"),\"\",E132/'Cost scenario - input'!$G117),\"\")","v":""},{"$f":"IFERROR(IF(OR(F132=\"\",'Cost scenario - input'!$G117=\"\"),\"\",F132/'Cost scenario - input'!$G117),\"\")","v":""},{"$f":"IFERROR(IF(OR(G132=\"\",'Cost scenario - input'!$G117=\"\"),\"\",G132/'Cost scenario - input'!$G117),\"\")","v":""},{"$f":"IFERROR(IF(OR(H132=\"\",'Cost scenario - input'!$G117=\"\"),\"\",H132/'Cost scenario - input'!$G117),\"\")","v":""},{"$f":"IFERROR(IF(OR(I132=\"\",'Cost scenario - input'!$G117=\"\"),\"\",I132/'Cost scenario - input'!$G117),\"\")","v":""},{"$f":"IFERROR(IF(OR(J132=\"\",'Cost scenario - input'!$G117=\"\"),\"\",J132/'Cost scenario - input'!$G117),\"\")","v":""},{"$f":"IFERROR(IF(OR(K132=\"\",'Cost scenario - input'!$G117=\"\"),\"\",K132/'Cost scenario - input'!$G117),\"\")","v":""},{"$f":"IFERROR(IF(OR(L132=\"\",'Cost scenario - input'!$G117=\"\"),\"\",L132/'Cost scenario - input'!$G117),\"\")","v":""},{"$f":"IFERROR(IF(OR(M132=\"\",'Cost scenario - input'!$G117=\"\"),\"\",M132/'Cost scenario - input'!$G117),\"\")","v":""},{"$f":"IFERROR(IF(OR(N132=\"\",'Cost scenario - input'!$G117=\"\"),\"\",N132/'Cost scenario - input'!$G117),\"\")","v":""},{"$f":"IFERROR(IF(OR(O132=\"\",'Cost scenario - input'!$G117=\"\"),\"\",O132/'Cost scenario - input'!$G117),\"\")","v":""},{"$f":"IFERROR(IF(OR(P132=\"\",'Cost scenario - input'!$G117=\"\"),\"\",P132/'Cost scenario - input'!$G117),\"\")","v":""},{"$f":"IFERROR(IF(OR(Q132=\"\",'Cost scenario - input'!$G117=\"\"),\"\",Q132/'Cost scenario - input'!$G117),\"\")","v":""},{"$f":"IFERROR(IF(OR(R132=\"\",'Cost scenario - input'!$G117=\"\"),\"\",R132/'Cost scenario - input'!$G117),\"\")","v":""},{"$f":"IFERROR(IF(OR(S132=\"\",'Cost scenario - input'!$G117=\"\"),\"\",S132/'Cost scenario - input'!$G117),\"\")","v":""},{"$f":"IFERROR(IF(OR(T132=\"\",'Cost scenario - input'!$G117=\"\"),\"\",T132/'Cost scenario - input'!$G117),\"\")","v":""},{"$f":"IFERROR(IF(OR(U132=\"\",'Cost scenario - input'!$G117=\"\"),\"\",U132/'Cost scenario - input'!$G117),\"\")","v":""},{"$f":"IFERROR(IF(OR(V132=\"\",'Cost scenario - input'!$G117=\"\"),\"\",V132/'Cost scenario - input'!$G117),\"\")","v":""},{"$f":"IFERROR(IF(OR(W132=\"\",'Cost scenario - input'!$G117=\"\"),\"\",W132/'Cost scenario - input'!$G117),\"\")","v":""}]
[{"$f":"IFERROR('Cost scenario - input'!A118,\"\")","v":""},{"$f":"IFERROR('Cost scenario - input'!B118,\"\")","v":""},{"$f":"IFERROR('Cost scenario - input'!C118,\"\")","v":""},{"$f":"IFERROR(repcalc('Cost scenario - input'!$CY118:$GK118,'Cost scenario - input'!$J118,'Cost scenario - input'!$H118,'Cost scenario - input'!$I118,20,TRUE,TRUE),\"\")","v":""},"","","","","","","","","","","","","","","","","","","",{"$f":"IFERROR(IF(OR(D133=\"\",'Cost scenario - input'!$G118=\"\"),\"\",D133/'Cost scenario - input'!$G118),\"\")","v":""},{"$f":"IFERROR(IF(OR(E133=\"\",'Cost scenario - input'!$G118=\"\"),\"\",E133/'Cost scenario - input'!$G118),\"\")","v":""},{"$f":"IFERROR(IF(OR(F133=\"\",'Cost scenario - input'!$G118=\"\"),\"\",F133/'Cost scenario - input'!$G118),\"\")","v":""},{"$f":"IFERROR(IF(OR(G133=\"\",'Cost scenario - input'!$G118=\"\"),\"\",G133/'Cost scenario - input'!$G118),\"\")","v":""},{"$f":"IFERROR(IF(OR(H133=\"\",'Cost scenario - input'!$G118=\"\"),\"\",H133/'Cost scenario - input'!$G118),\"\")","v":""},{"$f":"IFERROR(IF(OR(I133=\"\",'Cost scenario - input'!$G118=\"\"),\"\",I133/'Cost scenario - input'!$G118),\"\")","v":""},{"$f":"IFERROR(IF(OR(J133=\"\",'Cost scenario - input'!$G118=\"\"),\"\",J133/'Cost scenario - input'!$G118),\"\")","v":""},{"$f":"IFERROR(IF(OR(K133=\"\",'Cost scenario - input'!$G118=\"\"),\"\",K133/'Cost scenario - input'!$G118),\"\")","v":""},{"$f":"IFERROR(IF(OR(L133=\"\",'Cost scenario - input'!$G118=\"\"),\"\",L133/'Cost scenario - input'!$G118),\"\")","v":""},{"$f":"IFERROR(IF(OR(M133=\"\",'Cost scenario - input'!$G118=\"\"),\"\",M133/'Cost scenario - input'!$G118),\"\")","v":""},{"$f":"IFERROR(IF(OR(N133=\"\",'Cost scenario - input'!$G118=\"\"),\"\",N133/'Cost scenario - input'!$G118),\"\")","v":""},{"$f":"IFERROR(IF(OR(O133=\"\",'Cost scenario - input'!$G118=\"\"),\"\",O133/'Cost scenario - input'!$G118),\"\")","v":""},{"$f":"IFERROR(IF(OR(P133=\"\",'Cost scenario - input'!$G118=\"\"),\"\",P133/'Cost scenario - input'!$G118),\"\")","v":""},{"$f":"IFERROR(IF(OR(Q133=\"\",'Cost scenario - input'!$G118=\"\"),\"\",Q133/'Cost scenario - input'!$G118),\"\")","v":""},{"$f":"IFERROR(IF(OR(R133=\"\",'Cost scenario - input'!$G118=\"\"),\"\",R133/'Cost scenario - input'!$G118),\"\")","v":""},{"$f":"IFERROR(IF(OR(S133=\"\",'Cost scenario - input'!$G118=\"\"),\"\",S133/'Cost scenario - input'!$G118),\"\")","v":""},{"$f":"IFERROR(IF(OR(T133=\"\",'Cost scenario - input'!$G118=\"\"),\"\",T133/'Cost scenario - input'!$G118),\"\")","v":""},{"$f":"IFERROR(IF(OR(U133=\"\",'Cost scenario - input'!$G118=\"\"),\"\",U133/'Cost scenario - input'!$G118),\"\")","v":""},{"$f":"IFERROR(IF(OR(V133=\"\",'Cost scenario - input'!$G118=\"\"),\"\",V133/'Cost scenario - input'!$G118),\"\")","v":""},{"$f":"IFERROR(IF(OR(W133=\"\",'Cost scenario - input'!$G118=\"\"),\"\",W133/'Cost scenario - input'!$G118),\"\")","v":""}]
[{"$f":"IFERROR('Cost scenario - input'!A119,\"\")","v":""},{"$f":"IFERROR('Cost scenario - input'!B119,\"\")","v":""},{"$f":"IFERROR('Cost scenario - input'!C119,\"\")","v":""},{"$f":"IFERROR(repcalc('Cost scenario - input'!$CY119:$GK119,'Cost scenario - input'!$J119,'Cost scenario - input'!$H119,'Cost scenario - input'!$I119,20,TRUE,TRUE),\"\")","v":""},"","","","","","","","","","","","","","","","","","","",{"$f":"IFERROR(IF(OR(D134=\"\",'Cost scenario - input'!$G119=\"\"),\"\",D134/'Cost scenario - input'!$G119),\"\")","v":""},{"$f":"IFERROR(IF(OR(E134=\"\",'Cost scenario - input'!$G119=\"\"),\"\",E134/'Cost scenario - input'!$G119),\"\")","v":""},{"$f":"IFERROR(IF(OR(F134=\"\",'Cost scenario - input'!$G119=\"\"),\"\",F134/'Cost scenario - input'!$G119),\"\")","v":""},{"$f":"IFERROR(IF(OR(G134=\"\",'Cost scenario - input'!$G119=\"\"),\"\",G134/'Cost scenario - input'!$G119),\"\")","v":""},{"$f":"IFERROR(IF(OR(H134=\"\",'Cost scenario - input'!$G119=\"\"),\"\",H134/'Cost scenario - input'!$G119),\"\")","v":""},{"$f":"IFERROR(IF(OR(I134=\"\",'Cost scenario - input'!$G119=\"\"),\"\",I134/'Cost scenario - input'!$G119),\"\")","v":""},{"$f":"IFERROR(IF(OR(J134=\"\",'Cost scenario - input'!$G119=\"\"),\"\",J134/'Cost scenario - input'!$G119),\"\")","v":""},{"$f":"IFERROR(IF(OR(K134=\"\",'Cost scenario - input'!$G119=\"\"),\"\",K134/'Cost scenario - input'!$G119),\"\")","v":""},{"$f":"IFERROR(IF(OR(L134=\"\",'Cost scenario - input'!$G119=\"\"),\"\",L134/'Cost scenario - input'!$G119),\"\")","v":""},{"$f":"IFERROR(IF(OR(M134=\"\",'Cost scenario - input'!$G119=\"\"),\"\",M134/'Cost scenario - input'!$G119),\"\")","v":""},{"$f":"IFERROR(IF(OR(N134=\"\",'Cost scenario - input'!$G119=\"\"),\"\",N134/'Cost scenario - input'!$G119),\"\")","v":""},{"$f":"IFERROR(IF(OR(O134=\"\",'Cost scenario - input'!$G119=\"\"),\"\",O134/'Cost scenario - input'!$G119),\"\")","v":""},{"$f":"IFERROR(IF(OR(P134=\"\",'Cost scenario - input'!$G119=\"\"),\"\",P134/'Cost scenario - input'!$G119),\"\")","v":""},{"$f":"IFERROR(IF(OR(Q134=\"\",'Cost scenario - input'!$G119=\"\"),\"\",Q134/'Cost scenario - input'!$G119),\"\")","v":""},{"$f":"IFERROR(IF(OR(R134=\"\",'Cost scenario - input'!$G119=\"\"),\"\",R134/'Cost scenario - input'!$G119),\"\")","v":""},{"$f":"IFERROR(IF(OR(S134=\"\",'Cost scenario - input'!$G119=\"\"),\"\",S134/'Cost scenario - input'!$G119),\"\")","v":""},{"$f":"IFERROR(IF(OR(T134=\"\",'Cost scenario - input'!$G119=\"\"),\"\",T134/'Cost scenario - input'!$G119),\"\")","v":""},{"$f":"IFERROR(IF(OR(U134=\"\",'Cost scenario - input'!$G119=\"\"),\"\",U134/'Cost scenario - input'!$G119),\"\")","v":""},{"$f":"IFERROR(IF(OR(V134=\"\",'Cost scenario - input'!$G119=\"\"),\"\",V134/'Cost scenario - input'!$G119),\"\")","v":""},{"$f":"IFERROR(IF(OR(W134=\"\",'Cost scenario - input'!$G119=\"\"),\"\",W134/'Cost scenario - input'!$G119),\"\")","v":""}]
[{"$f":"IFERROR('Cost scenario - input'!A120,\"\")","v":""},{"$f":"IFERROR('Cost scenario - input'!B120,\"\")","v":""},{"$f":"IFERROR('Cost scenario - input'!C120,\"\")","v":""},{"$f":"IFERROR(repcalc('Cost scenario - input'!$CY120:$GK120,'Cost scenario - input'!$J120,'Cost scenario - input'!$H120,'Cost scenario - input'!$I120,20,TRUE,TRUE),\"\")","v":""},"","","","","","","","","","","","","","","","","","","",{"$f":"IFERROR(IF(OR(D135=\"\",'Cost scenario - input'!$G120=\"\"),\"\",D135/'Cost scenario - input'!$G120),\"\")","v":""},{"$f":"IFERROR(IF(OR(E135=\"\",'Cost scenario - input'!$G120=\"\"),\"\",E135/'Cost scenario - input'!$G120),\"\")","v":""},{"$f":"IFERROR(IF(OR(F135=\"\",'Cost scenario - input'!$G120=\"\"),\"\",F135/'Cost scenario - input'!$G120),\"\")","v":""},{"$f":"IFERROR(IF(OR(G135=\"\",'Cost scenario - input'!$G120=\"\"),\"\",G135/'Cost scenario - input'!$G120),\"\")","v":""},{"$f":"IFERROR(IF(OR(H135=\"\",'Cost scenario - input'!$G120=\"\"),\"\",H135/'Cost scenario - input'!$G120),\"\")","v":""},{"$f":"IFERROR(IF(OR(I135=\"\",'Cost scenario - input'!$G120=\"\"),\"\",I135/'Cost scenario - input'!$G120),\"\")","v":""},{"$f":"IFERROR(IF(OR(J135=\"\",'Cost scenario - input'!$G120=\"\"),\"\",J135/'Cost scenario - input'!$G120),\"\")","v":""},{"$f":"IFERROR(IF(OR(K135=\"\",'Cost scenario - input'!$G120=\"\"),\"\",K135/'Cost scenario - input'!$G120),\"\")","v":""},{"$f":"IFERROR(IF(OR(L135=\"\",'Cost scenario - input'!$G120=\"\"),\"\",L135/'Cost scenario - input'!$G120),\"\")","v":""},{"$f":"IFERROR(IF(OR(M135=\"\",'Cost scenario - input'!$G120=\"\"),\"\",M135/'Cost scenario - input'!$G120),\"\")","v":""},{"$f":"IFERROR(IF(OR(N135=\"\",'Cost scenario - input'!$G120=\"\"),\"\",N135/'Cost scenario - input'!$G120),\"\")","v":""},{"$f":"IFERROR(IF(OR(O135=\"\",'Cost scenario - input'!$G120=\"\"),\"\",O135/'Cost scenario - input'!$G120),\"\")","v":""},{"$f":"IFERROR(IF(OR(P135=\"\",'Cost scenario - input'!$G120=\"\"),\"\",P135/'Cost scenario - input'!$G120),\"\")","v":""},{"$f":"IFERROR(IF(OR(Q135=\"\",'Cost scenario - input'!$G120=\"\"),\"\",Q135/'Cost scenario - input'!$G120),\"\")","v":""},{"$f":"IFERROR(IF(OR(R135=\"\",'Cost scenario - input'!$G120=\"\"),\"\",R135/'Cost scenario - input'!$G120),\"\")","v":""},{"$f":"IFERROR(IF(OR(S135=\"\",'Cost scenario - input'!$G120=\"\"),\"\",S135/'Cost scenario - input'!$G120),\"\")","v":""},{"$f":"IFERROR(IF(OR(T135=\"\",'Cost scenario - input'!$G120=\"\"),\"\",T135/'Cost scenario - input'!$G120),\"\")","v":""},{"$f":"IFERROR(IF(OR(U135=\"\",'Cost scenario - input'!$G120=\"\"),\"\",U135/'Cost scenario - input'!$G120),\"\")","v":""},{"$f":"IFERROR(IF(OR(V135=\"\",'Cost scenario - input'!$G120=\"\"),\"\",V135/'Cost scenario - input'!$G120),\"\")","v":""},{"$f":"IFERROR(IF(OR(W135=\"\",'Cost scenario - input'!$G120=\"\"),\"\",W135/'Cost scenario - input'!$G120),\"\")","v":""}]
[{"$f":"IFERROR('Cost scenario - input'!A121,\"\")","v":""},{"$f":"IFERROR('Cost scenario - input'!B121,\"\")","v":""},{"$f":"IFERROR('Cost scenario - input'!C121,\"\")","v":""},{"$f":"IFERROR(repcalc('Cost scenario - input'!$CY121:$GK121,'Cost scenario - input'!$J121,'Cost scenario - input'!$H121,'Cost scenario - input'!$I121,20,TRUE,TRUE),\"\")","v":""},"","","","","","","","","","","","","","","","","","","",{"$f":"IFERROR(IF(OR(D136=\"\",'Cost scenario - input'!$G121=\"\"),\"\",D136/'Cost scenario - input'!$G121),\"\")","v":""},{"$f":"IFERROR(IF(OR(E136=\"\",'Cost scenario - input'!$G121=\"\"),\"\",E136/'Cost scenario - input'!$G121),\"\")","v":""},{"$f":"IFERROR(IF(OR(F136=\"\",'Cost scenario - input'!$G121=\"\"),\"\",F136/'Cost scenario - input'!$G121),\"\")","v":""},{"$f":"IFERROR(IF(OR(G136=\"\",'Cost scenario - input'!$G121=\"\"),\"\",G136/'Cost scenario - input'!$G121),\"\")","v":""},{"$f":"IFERROR(IF(OR(H136=\"\",'Cost scenario - input'!$G121=\"\"),\"\",H136/'Cost scenario - input'!$G121),\"\")","v":""},{"$f":"IFERROR(IF(OR(I136=\"\",'Cost scenario - input'!$G121=\"\"),\"\",I136/'Cost scenario - input'!$G121),\"\")","v":""},{"$f":"IFERROR(IF(OR(J136=\"\",'Cost scenario - input'!$G121=\"\"),\"\",J136/'Cost scenario - input'!$G121),\"\")","v":""},{"$f":"IFERROR(IF(OR(K136=\"\",'Cost scenario - input'!$G121=\"\"),\"\",K136/'Cost scenario - input'!$G121),\"\")","v":""},{"$f":"IFERROR(IF(OR(L136=\"\",'Cost scenario - input'!$G121=\"\"),\"\",L136/'Cost scenario - input'!$G121),\"\")","v":""},{"$f":"IFERROR(IF(OR(M136=\"\",'Cost scenario - input'!$G121=\"\"),\"\",M136/'Cost scenario - input'!$G121),\"\")","v":""},{"$f":"IFERROR(IF(OR(N136=\"\",'Cost scenario - input'!$G121=\"\"),\"\",N136/'Cost scenario - input'!$G121),\"\")","v":""},{"$f":"IFERROR(IF(OR(O136=\"\",'Cost scenario - input'!$G121=\"\"),\"\",O136/'Cost scenario - input'!$G121),\"\")","v":""},{"$f":"IFERROR(IF(OR(P136=\"\",'Cost scenario - input'!$G121=\"\"),\"\",P136/'Cost scenario - input'!$G121),\"\")","v":""},{"$f":"IFERROR(IF(OR(Q136=\"\",'Cost scenario - input'!$G121=\"\"),\"\",Q136/'Cost scenario - input'!$G121),\"\")","v":""},{"$f":"IFERROR(IF(OR(R136=\"\",'Cost scenario - input'!$G121=\"\"),\"\",R136/'Cost scenario - input'!$G121),\"\")","v":""},{"$f":"IFERROR(IF(OR(S136=\"\",'Cost scenario - input'!$G121=\"\"),\"\",S136/'Cost scenario - input'!$G121),\"\")","v":""},{"$f":"IFERROR(IF(OR(T136=\"\",'Cost scenario - input'!$G121=\"\"),\"\",T136/'Cost scenario - input'!$G121),\"\")","v":""},{"$f":"IFERROR(IF(OR(U136=\"\",'Cost scenario - input'!$G121=\"\"),\"\",U136/'Cost scenario - input'!$G121),\"\")","v":""},{"$f":"IFERROR(IF(OR(V136=\"\",'Cost scenario - input'!$G121=\"\"),\"\",V136/'Cost scenario - input'!$G121),\"\")","v":""},{"$f":"IFERROR(IF(OR(W136=\"\",'Cost scenario - input'!$G121=\"\"),\"\",W136/'Cost scenario - input'!$G121),\"\")","v":""}]
[{"$f":"IFERROR('Cost scenario - input'!A122,\"\")","v":""},{"$f":"IFERROR('Cost scenario - input'!B122,\"\")","v":""},{"$f":"IFERROR('Cost scenario - input'!C122,\"\")","v":""},{"$f":"IFERROR(repcalc('Cost scenario - input'!$CY122:$GK122,'Cost scenario - input'!$J122,'Cost scenario - input'!$H122,'Cost scenario - input'!$I122,20,TRUE,TRUE),\"\")","v":""},"","","","","","","","","","","","","","","","","","","",{"$f":"IFERROR(IF(OR(D137=\"\",'Cost scenario - input'!$G122=\"\"),\"\",D137/'Cost scenario - input'!$G122),\"\")","v":""},{"$f":"IFERROR(IF(OR(E137=\"\",'Cost scenario - input'!$G122=\"\"),\"\",E137/'Cost scenario - input'!$G122),\"\")","v":""},{"$f":"IFERROR(IF(OR(F137=\"\",'Cost scenario - input'!$G122=\"\"),\"\",F137/'Cost scenario - input'!$G122),\"\")","v":""},{"$f":"IFERROR(IF(OR(G137=\"\",'Cost scenario - input'!$G122=\"\"),\"\",G137/'Cost scenario - input'!$G122),\"\")","v":""},{"$f":"IFERROR(IF(OR(H137=\"\",'Cost scenario - input'!$G122=\"\"),\"\",H137/'Cost scenario - input'!$G122),\"\")","v":""},{"$f":"IFERROR(IF(OR(I137=\"\",'Cost scenario - input'!$G122=\"\"),\"\",I137/'Cost scenario - input'!$G122),\"\")","v":""},{"$f":"IFERROR(IF(OR(J137=\"\",'Cost scenario - input'!$G122=\"\"),\"\",J137/'Cost scenario - input'!$G122),\"\")","v":""},{"$f":"IFERROR(IF(OR(K137=\"\",'Cost scenario - input'!$G122=\"\"),\"\",K137/'Cost scenario - input'!$G122),\"\")","v":""},{"$f":"IFERROR(IF(OR(L137=\"\",'Cost scenario - input'!$G122=\"\"),\"\",L137/'Cost scenario - input'!$G122),\"\")","v":""},{"$f":"IFERROR(IF(OR(M137=\"\",'Cost scenario - input'!$G122=\"\"),\"\",M137/'Cost scenario - input'!$G122),\"\")","v":""},{"$f":"IFERROR(IF(OR(N137=\"\",'Cost scenario - input'!$G122=\"\"),\"\",N137/'Cost scenario - input'!$G122),\"\")","v":""},{"$f":"IFERROR(IF(OR(O137=\"\",'Cost scenario - input'!$G122=\"\"),\"\",O137/'Cost scenario - input'!$G122),\"\")","v":""},{"$f":"IFERROR(IF(OR(P137=\"\",'Cost scenario - input'!$G122=\"\"),\"\",P137/'Cost scenario - input'!$G122),\"\")","v":""},{"$f":"IFERROR(IF(OR(Q137=\"\",'Cost scenario - input'!$G122=\"\"),\"\",Q137/'Cost scenario - input'!$G122),\"\")","v":""},{"$f":"IFERROR(IF(OR(R137=\"\",'Cost scenario - input'!$G122=\"\"),\"\",R137/'Cost scenario - input'!$G122),\"\")","v":""},{"$f":"IFERROR(IF(OR(S137=\"\",'Cost scenario - input'!$G122=\"\"),\"\",S137/'Cost scenario - input'!$G122),\"\")","v":""},{"$f":"IFERROR(IF(OR(T137=\"\",'Cost scenario - input'!$G122=\"\"),\"\",T137/'Cost scenario - input'!$G122),\"\")","v":""},{"$f":"IFERROR(IF(OR(U137=\"\",'Cost scenario - input'!$G122=\"\"),\"\",U137/'Cost scenario - input'!$G122),\"\")","v":""},{"$f":"IFERROR(IF(OR(V137=\"\",'Cost scenario - input'!$G122=\"\"),\"\",V137/'Cost scenario - input'!$G122),\"\")","v":""},{"$f":"IFERROR(IF(OR(W137=\"\",'Cost scenario - input'!$G122=\"\"),\"\",W137/'Cost scenario - input'!$G122),\"\")","v":""}]
[{"$f":"IFERROR('Cost scenario - input'!A123,\"\")","v":""},{"$f":"IFERROR('Cost scenario - input'!B123,\"\")","v":""},{"$f":"IFERROR('Cost scenario - input'!C123,\"\")","v":""},{"$f":"IFERROR(repcalc('Cost scenario - input'!$CY123:$GK123,'Cost scenario - input'!$J123,'Cost scenario - input'!$H123,'Cost scenario - input'!$I123,20,TRUE,TRUE),\"\")","v":""},"","","","","","","","","","","","","","","","","","","",{"$f":"IFERROR(IF(OR(D138=\"\",'Cost scenario - input'!$G123=\"\"),\"\",D138/'Cost scenario - input'!$G123),\"\")","v":""},{"$f":"IFERROR(IF(OR(E138=\"\",'Cost scenario - input'!$G123=\"\"),\"\",E138/'Cost scenario - input'!$G123),\"\")","v":""},{"$f":"IFERROR(IF(OR(F138=\"\",'Cost scenario - input'!$G123=\"\"),\"\",F138/'Cost scenario - input'!$G123),\"\")","v":""},{"$f":"IFERROR(IF(OR(G138=\"\",'Cost scenario - input'!$G123=\"\"),\"\",G138/'Cost scenario - input'!$G123),\"\")","v":""},{"$f":"IFERROR(IF(OR(H138=\"\",'Cost scenario - input'!$G123=\"\"),\"\",H138/'Cost scenario - input'!$G123),\"\")","v":""},{"$f":"IFERROR(IF(OR(I138=\"\",'Cost scenario - input'!$G123=\"\"),\"\",I138/'Cost scenario - input'!$G123),\"\")","v":""},{"$f":"IFERROR(IF(OR(J138=\"\",'Cost scenario - input'!$G123=\"\"),\"\",J138/'Cost scenario - input'!$G123),\"\")","v":""},{"$f":"IFERROR(IF(OR(K138=\"\",'Cost scenario - input'!$G123=\"\"),\"\",K138/'Cost scenario - input'!$G123),\"\")","v":""},{"$f":"IFERROR(IF(OR(L138=\"\",'Cost scenario - input'!$G123=\"\"),\"\",L138/'Cost scenario - input'!$G123),\"\")","v":""},{"$f":"IFERROR(IF(OR(M138=\"\",'Cost scenario - input'!$G123=\"\"),\"\",M138/'Cost scenario - input'!$G123),\"\")","v":""},{"$f":"IFERROR(IF(OR(N138=\"\",'Cost scenario - input'!$G123=\"\"),\"\",N138/'Cost scenario - input'!$G123),\"\")","v":""},{"$f":"IFERROR(IF(OR(O138=\"\",'Cost scenario - input'!$G123=\"\"),\"\",O138/'Cost scenario - input'!$G123),\"\")","v":""},{"$f":"IFERROR(IF(OR(P138=\"\",'Cost scenario - input'!$G123=\"\"),\"\",P138/'Cost scenario - input'!$G123),\"\")","v":""},{"$f":"IFERROR(IF(OR(Q138=\"\",'Cost scenario - input'!$G123=\"\"),\"\",Q138/'Cost scenario - input'!$G123),\"\")","v":""},{"$f":"IFERROR(IF(OR(R138=\"\",'Cost scenario - input'!$G123=\"\"),\"\",R138/'Cost scenario - input'!$G123),\"\")","v":""},{"$f":"IFERROR(IF(OR(S138=\"\",'Cost scenario - input'!$G123=\"\"),\"\",S138/'Cost scenario - input'!$G123),\"\")","v":""},{"$f":"IFERROR(IF(OR(T138=\"\",'Cost scenario - input'!$G123=\"\"),\"\",T138/'Cost scenario - input'!$G123),\"\")","v":""},{"$f":"IFERROR(IF(OR(U138=\"\",'Cost scenario - input'!$G123=\"\"),\"\",U138/'Cost scenario - input'!$G123),\"\")","v":""},{"$f":"IFERROR(IF(OR(V138=\"\",'Cost scenario - input'!$G123=\"\"),\"\",V138/'Cost scenario - input'!$G123),\"\")","v":""},{"$f":"IFERROR(IF(OR(W138=\"\",'Cost scenario - input'!$G123=\"\"),\"\",W138/'Cost scenario - input'!$G123),\"\")","v":""}]
[{"$f":"IFERROR('Cost scenario - input'!A124,\"\")","v":""},{"$f":"IFERROR('Cost scenario - input'!B124,\"\")","v":""},{"$f":"IFERROR('Cost scenario - input'!C124,\"\")","v":""},{"$f":"IFERROR(repcalc('Cost scenario - input'!$CY124:$GK124,'Cost scenario - input'!$J124,'Cost scenario - input'!$H124,'Cost scenario - input'!$I124,20,TRUE,TRUE),\"\")","v":""},"","","","","","","","","","","","","","","","","","","",{"$f":"IFERROR(IF(OR(D139=\"\",'Cost scenario - input'!$G124=\"\"),\"\",D139/'Cost scenario - input'!$G124),\"\")","v":""},{"$f":"IFERROR(IF(OR(E139=\"\",'Cost scenario - input'!$G124=\"\"),\"\",E139/'Cost scenario - input'!$G124),\"\")","v":""},{"$f":"IFERROR(IF(OR(F139=\"\",'Cost scenario - input'!$G124=\"\"),\"\",F139/'Cost scenario - input'!$G124),\"\")","v":""},{"$f":"IFERROR(IF(OR(G139=\"\",'Cost scenario - input'!$G124=\"\"),\"\",G139/'Cost scenario - input'!$G124),\"\")","v":""},{"$f":"IFERROR(IF(OR(H139=\"\",'Cost scenario - input'!$G124=\"\"),\"\",H139/'Cost scenario - input'!$G124),\"\")","v":""},{"$f":"IFERROR(IF(OR(I139=\"\",'Cost scenario - input'!$G124=\"\"),\"\",I139/'Cost scenario - input'!$G124),\"\")","v":""},{"$f":"IFERROR(IF(OR(J139=\"\",'Cost scenario - input'!$G124=\"\"),\"\",J139/'Cost scenario - input'!$G124),\"\")","v":""},{"$f":"IFERROR(IF(OR(K139=\"\",'Cost scenario - input'!$G124=\"\"),\"\",K139/'Cost scenario - input'!$G124),\"\")","v":""},{"$f":"IFERROR(IF(OR(L139=\"\",'Cost scenario - input'!$G124=\"\"),\"\",L139/'Cost scenario - input'!$G124),\"\")","v":""},{"$f":"IFERROR(IF(OR(M139=\"\",'Cost scenario - input'!$G124=\"\"),\"\",M139/'Cost scenario - input'!$G124),\"\")","v":""},{"$f":"IFERROR(IF(OR(N139=\"\",'Cost scenario - input'!$G124=\"\"),\"\",N139/'Cost scenario - input'!$G124),\"\")","v":""},{"$f":"IFERROR(IF(OR(O139=\"\",'Cost scenario - input'!$G124=\"\"),\"\",O139/'Cost scenario - input'!$G124),\"\")","v":""},{"$f":"IFERROR(IF(OR(P139=\"\",'Cost scenario - input'!$G124=\"\"),\"\",P139/'Cost scenario - input'!$G124),\"\")","v":""},{"$f":"IFERROR(IF(OR(Q139=\"\",'Cost scenario - input'!$G124=\"\"),\"\",Q139/'Cost scenario - input'!$G124),\"\")","v":""},{"$f":"IFERROR(IF(OR(R139=\"\",'Cost scenario - input'!$G124=\"\"),\"\",R139/'Cost scenario - input'!$G124),\"\")","v":""},{"$f":"IFERROR(IF(OR(S139=\"\",'Cost scenario - input'!$G124=\"\"),\"\",S139/'Cost scenario - input'!$G124),\"\")","v":""},{"$f":"IFERROR(IF(OR(T139=\"\",'Cost scenario - input'!$G124=\"\"),\"\",T139/'Cost scenario - input'!$G124),\"\")","v":""},{"$f":"IFERROR(IF(OR(U139=\"\",'Cost scenario - input'!$G124=\"\"),\"\",U139/'Cost scenario - input'!$G124),\"\")","v":""},{"$f":"IFERROR(IF(OR(V139=\"\",'Cost scenario - input'!$G124=\"\"),\"\",V139/'Cost scenario - input'!$G124),\"\")","v":""},{"$f":"IFERROR(IF(OR(W139=\"\",'Cost scenario - input'!$G124=\"\"),\"\",W139/'Cost scenario - input'!$G124),\"\")","v":""}]
[{"$f":"IFERROR('Cost scenario - input'!A125,\"\")","v":""},{"$f":"IFERROR('Cost scenario - input'!B125,\"\")","v":""},{"$f":"IFERROR('Cost scenario - input'!C125,\"\")","v":""},{"$f":"IFERROR(repcalc('Cost scenario - input'!$CY125:$GK125,'Cost scenario - input'!$J125,'Cost scenario - input'!$H125,'Cost scenario - input'!$I125,20,TRUE,TRUE),\"\")","v":""},"","","","","","","","","","","","","","","","","","","",{"$f":"IFERROR(IF(OR(D140=\"\",'Cost scenario - input'!$G125=\"\"),\"\",D140/'Cost scenario - input'!$G125),\"\")","v":""},{"$f":"IFERROR(IF(OR(E140=\"\",'Cost scenario - input'!$G125=\"\"),\"\",E140/'Cost scenario - input'!$G125),\"\")","v":""},{"$f":"IFERROR(IF(OR(F140=\"\",'Cost scenario - input'!$G125=\"\"),\"\",F140/'Cost scenario - input'!$G125),\"\")","v":""},{"$f":"IFERROR(IF(OR(G140=\"\",'Cost scenario - input'!$G125=\"\"),\"\",G140/'Cost scenario - input'!$G125),\"\")","v":""},{"$f":"IFERROR(IF(OR(H140=\"\",'Cost scenario - input'!$G125=\"\"),\"\",H140/'Cost scenario - input'!$G125),\"\")","v":""},{"$f":"IFERROR(IF(OR(I140=\"\",'Cost scenario - input'!$G125=\"\"),\"\",I140/'Cost scenario - input'!$G125),\"\")","v":""},{"$f":"IFERROR(IF(OR(J140=\"\",'Cost scenario - input'!$G125=\"\"),\"\",J140/'Cost scenario - input'!$G125),\"\")","v":""},{"$f":"IFERROR(IF(OR(K140=\"\",'Cost scenario - input'!$G125=\"\"),\"\",K140/'Cost scenario - input'!$G125),\"\")","v":""},{"$f":"IFERROR(IF(OR(L140=\"\",'Cost scenario - input'!$G125=\"\"),\"\",L140/'Cost scenario - input'!$G125),\"\")","v":""},{"$f":"IFERROR(IF(OR(M140=\"\",'Cost scenario - input'!$G125=\"\"),\"\",M140/'Cost scenario - input'!$G125),\"\")","v":""},{"$f":"IFERROR(IF(OR(N140=\"\",'Cost scenario - input'!$G125=\"\"),\"\",N140/'Cost scenario - input'!$G125),\"\")","v":""},{"$f":"IFERROR(IF(OR(O140=\"\",'Cost scenario - input'!$G125=\"\"),\"\",O140/'Cost scenario - input'!$G125),\"\")","v":""},{"$f":"IFERROR(IF(OR(P140=\"\",'Cost scenario - input'!$G125=\"\"),\"\",P140/'Cost scenario - input'!$G125),\"\")","v":""},{"$f":"IFERROR(IF(OR(Q140=\"\",'Cost scenario - input'!$G125=\"\"),\"\",Q140/'Cost scenario - input'!$G125),\"\")","v":""},{"$f":"IFERROR(IF(OR(R140=\"\",'Cost scenario - input'!$G125=\"\"),\"\",R140/'Cost scenario - input'!$G125),\"\")","v":""},{"$f":"IFERROR(IF(OR(S140=\"\",'Cost scenario - input'!$G125=\"\"),\"\",S140/'Cost scenario - input'!$G125),\"\")","v":""},{"$f":"IFERROR(IF(OR(T140=\"\",'Cost scenario - input'!$G125=\"\"),\"\",T140/'Cost scenario - input'!$G125),\"\")","v":""},{"$f":"IFERROR(IF(OR(U140=\"\",'Cost scenario - input'!$G125=\"\"),\"\",U140/'Cost scenario - input'!$G125),\"\")","v":""},{"$f":"IFERROR(IF(OR(V140=\"\",'Cost scenario - input'!$G125=\"\"),\"\",V140/'Cost scenario - input'!$G125),\"\")","v":""},{"$f":"IFERROR(IF(OR(W140=\"\",'Cost scenario - input'!$G125=\"\"),\"\",W140/'Cost scenario - input'!$G125),\"\")","v":""}]
[{"$f":"IFERROR('Cost scenario - input'!A126,\"\")","v":""},{"$f":"IFERROR('Cost scenario - input'!B126,\"\")","v":""},{"$f":"IFERROR('Cost scenario - input'!C126,\"\")","v":""},{"$f":"IFERROR(repcalc('Cost scenario - input'!$CY126:$GK126,'Cost scenario - input'!$J126,'Cost scenario - input'!$H126,'Cost scenario - input'!$I126,20,TRUE,TRUE),\"\")","v":""},"","","","","","","","","","","","","","","","","","","",{"$f":"IFERROR(IF(OR(D141=\"\",'Cost scenario - input'!$G126=\"\"),\"\",D141/'Cost scenario - input'!$G126),\"\")","v":""},{"$f":"IFERROR(IF(OR(E141=\"\",'Cost scenario - input'!$G126=\"\"),\"\",E141/'Cost scenario - input'!$G126),\"\")","v":""},{"$f":"IFERROR(IF(OR(F141=\"\",'Cost scenario - input'!$G126=\"\"),\"\",F141/'Cost scenario - input'!$G126),\"\")","v":""},{"$f":"IFERROR(IF(OR(G141=\"\",'Cost scenario - input'!$G126=\"\"),\"\",G141/'Cost scenario - input'!$G126),\"\")","v":""},{"$f":"IFERROR(IF(OR(H141=\"\",'Cost scenario - input'!$G126=\"\"),\"\",H141/'Cost scenario - input'!$G126),\"\")","v":""},{"$f":"IFERROR(IF(OR(I141=\"\",'Cost scenario - input'!$G126=\"\"),\"\",I141/'Cost scenario - input'!$G126),\"\")","v":""},{"$f":"IFERROR(IF(OR(J141=\"\",'Cost scenario - input'!$G126=\"\"),\"\",J141/'Cost scenario - input'!$G126),\"\")","v":""},{"$f":"IFERROR(IF(OR(K141=\"\",'Cost scenario - input'!$G126=\"\"),\"\",K141/'Cost scenario - input'!$G126),\"\")","v":""},{"$f":"IFERROR(IF(OR(L141=\"\",'Cost scenario - input'!$G126=\"\"),\"\",L141/'Cost scenario - input'!$G126),\"\")","v":""},{"$f":"IFERROR(IF(OR(M141=\"\",'Cost scenario - input'!$G126=\"\"),\"\",M141/'Cost scenario - input'!$G126),\"\")","v":""},{"$f":"IFERROR(IF(OR(N141=\"\",'Cost scenario - input'!$G126=\"\"),\"\",N141/'Cost scenario - input'!$G126),\"\")","v":""},{"$f":"IFERROR(IF(OR(O141=\"\",'Cost scenario - input'!$G126=\"\"),\"\",O141/'Cost scenario - input'!$G126),\"\")","v":""},{"$f":"IFERROR(IF(OR(P141=\"\",'Cost scenario - input'!$G126=\"\"),\"\",P141/'Cost scenario - input'!$G126),\"\")","v":""},{"$f":"IFERROR(IF(OR(Q141=\"\",'Cost scenario - input'!$G126=\"\"),\"\",Q141/'Cost scenario - input'!$G126),\"\")","v":""},{"$f":"IFERROR(IF(OR(R141=\"\",'Cost scenario - input'!$G126=\"\"),\"\",R141/'Cost scenario - input'!$G126),\"\")","v":""},{"$f":"IFERROR(IF(OR(S141=\"\",'Cost scenario - input'!$G126=\"\"),\"\",S141/'Cost scenario - input'!$G126),\"\")","v":""},{"$f":"IFERROR(IF(OR(T141=\"\",'Cost scenario - input'!$G126=\"\"),\"\",T141/'Cost scenario - input'!$G126),\"\")","v":""},{"$f":"IFERROR(IF(OR(U141=\"\",'Cost scenario - input'!$G126=\"\"),\"\",U141/'Cost scenario - input'!$G126),\"\")","v":""},{"$f":"IFERROR(IF(OR(V141=\"\",'Cost scenario - input'!$G126=\"\"),\"\",V141/'Cost scenario - input'!$G126),\"\")","v":""},{"$f":"IFERROR(IF(OR(W141=\"\",'Cost scenario - input'!$G126=\"\"),\"\",W141/'Cost scenario - input'!$G126),\"\")","v":""}]
[{"$f":"IFERROR('Cost scenario - input'!A127,\"\")","v":""},{"$f":"IFERROR('Cost scenario - input'!B127,\"\")","v":""},{"$f":"IFERROR('Cost scenario - input'!C127,\"\")","v":""},{"$f":"IFERROR(repcalc('Cost scenario - input'!$CY127:$GK127,'Cost scenario - input'!$J127,'Cost scenario - input'!$H127,'Cost scenario - input'!$I127,20,TRUE,TRUE),\"\")","v":""},"","","","","","","","","","","","","","","","","","","",{"$f":"IFERROR(IF(OR(D142=\"\",'Cost scenario - input'!$G127=\"\"),\"\",D142/'Cost scenario - input'!$G127),\"\")","v":""},{"$f":"IFERROR(IF(OR(E142=\"\",'Cost scenario - input'!$G127=\"\"),\"\",E142/'Cost scenario - input'!$G127),\"\")","v":""},{"$f":"IFERROR(IF(OR(F142=\"\",'Cost scenario - input'!$G127=\"\"),\"\",F142/'Cost scenario - input'!$G127),\"\")","v":""},{"$f":"IFERROR(IF(OR(G142=\"\",'Cost scenario - input'!$G127=\"\"),\"\",G142/'Cost scenario - input'!$G127),\"\")","v":""},{"$f":"IFERROR(IF(OR(H142=\"\",'Cost scenario - input'!$G127=\"\"),\"\",H142/'Cost scenario - input'!$G127),\"\")","v":""},{"$f":"IFERROR(IF(OR(I142=\"\",'Cost scenario - input'!$G127=\"\"),\"\",I142/'Cost scenario - input'!$G127),\"\")","v":""},{"$f":"IFERROR(IF(OR(J142=\"\",'Cost scenario - input'!$G127=\"\"),\"\",J142/'Cost scenario - input'!$G127),\"\")","v":""},{"$f":"IFERROR(IF(OR(K142=\"\",'Cost scenario - input'!$G127=\"\"),\"\",K142/'Cost scenario - input'!$G127),\"\")","v":""},{"$f":"IFERROR(IF(OR(L142=\"\",'Cost scenario - input'!$G127=\"\"),\"\",L142/'Cost scenario - input'!$G127),\"\")","v":""},{"$f":"IFERROR(IF(OR(M142=\"\",'Cost scenario - input'!$G127=\"\"),\"\",M142/'Cost scenario - input'!$G127),\"\")","v":""},{"$f":"IFERROR(IF(OR(N142=\"\",'Cost scenario - input'!$G127=\"\"),\"\",N142/'Cost scenario - input'!$G127),\"\")","v":""},{"$f":"IFERROR(IF(OR(O142=\"\",'Cost scenario - input'!$G127=\"\"),\"\",O142/'Cost scenario - input'!$G127),\"\")","v":""},{"$f":"IFERROR(IF(OR(P142=\"\",'Cost scenario - input'!$G127=\"\"),\"\",P142/'Cost scenario - input'!$G127),\"\")","v":""},{"$f":"IFERROR(IF(OR(Q142=\"\",'Cost scenario - input'!$G127=\"\"),\"\",Q142/'Cost scenario - input'!$G127),\"\")","v":""},{"$f":"IFERROR(IF(OR(R142=\"\",'Cost scenario - input'!$G127=\"\"),\"\",R142/'Cost scenario - input'!$G127),\"\")","v":""},{"$f":"IFERROR(IF(OR(S142=\"\",'Cost scenario - input'!$G127=\"\"),\"\",S142/'Cost scenario - input'!$G127),\"\")","v":""},{"$f":"IFERROR(IF(OR(T142=\"\",'Cost scenario - input'!$G127=\"\"),\"\",T142/'Cost scenario - input'!$G127),\"\")","v":""},{"$f":"IFERROR(IF(OR(U142=\"\",'Cost scenario - input'!$G127=\"\"),\"\",U142/'Cost scenario - input'!$G127),\"\")","v":""},{"$f":"IFERROR(IF(OR(V142=\"\",'Cost scenario - input'!$G127=\"\"),\"\",V142/'Cost scenario - input'!$G127),\"\")","v":""},{"$f":"IFERROR(IF(OR(W142=\"\",'Cost scenario - input'!$G127=\"\"),\"\",W142/'Cost scenario - input'!$G127),\"\")","v":""}]
[{"$f":"IFERROR('Cost scenario - input'!A128,\"\")","v":""},{"$f":"IFERROR('Cost scenario - input'!B128,\"\")","v":""},{"$f":"IFERROR('Cost scenario - input'!C128,\"\")","v":""},{"$f":"IFERROR(repcalc('Cost scenario - input'!$CY128:$GK128,'Cost scenario - input'!$J128,'Cost scenario - input'!$H128,'Cost scenario - input'!$I128,20,TRUE,TRUE),\"\")","v":""},"","","","","","","","","","","","","","","","","","","",{"$f":"IFERROR(IF(OR(D143=\"\",'Cost scenario - input'!$G128=\"\"),\"\",D143/'Cost scenario - input'!$G128),\"\")","v":""},{"$f":"IFERROR(IF(OR(E143=\"\",'Cost scenario - input'!$G128=\"\"),\"\",E143/'Cost scenario - input'!$G128),\"\")","v":""},{"$f":"IFERROR(IF(OR(F143=\"\",'Cost scenario - input'!$G128=\"\"),\"\",F143/'Cost scenario - input'!$G128),\"\")","v":""},{"$f":"IFERROR(IF(OR(G143=\"\",'Cost scenario - input'!$G128=\"\"),\"\",G143/'Cost scenario - input'!$G128),\"\")","v":""},{"$f":"IFERROR(IF(OR(H143=\"\",'Cost scenario - input'!$G128=\"\"),\"\",H143/'Cost scenario - input'!$G128),\"\")","v":""},{"$f":"IFERROR(IF(OR(I143=\"\",'Cost scenario - input'!$G128=\"\"),\"\",I143/'Cost scenario - input'!$G128),\"\")","v":""},{"$f":"IFERROR(IF(OR(J143=\"\",'Cost scenario - input'!$G128=\"\"),\"\",J143/'Cost scenario - input'!$G128),\"\")","v":""},{"$f":"IFERROR(IF(OR(K143=\"\",'Cost scenario - input'!$G128=\"\"),\"\",K143/'Cost scenario - input'!$G128),\"\")","v":""},{"$f":"IFERROR(IF(OR(L143=\"\",'Cost scenario - input'!$G128=\"\"),\"\",L143/'Cost scenario - input'!$G128),\"\")","v":""},{"$f":"IFERROR(IF(OR(M143=\"\",'Cost scenario - input'!$G128=\"\"),\"\",M143/'Cost scenario - input'!$G128),\"\")","v":""},{"$f":"IFERROR(IF(OR(N143=\"\",'Cost scenario - input'!$G128=\"\"),\"\",N143/'Cost scenario - input'!$G128),\"\")","v":""},{"$f":"IFERROR(IF(OR(O143=\"\",'Cost scenario - input'!$G128=\"\"),\"\",O143/'Cost scenario - input'!$G128),\"\")","v":""},{"$f":"IFERROR(IF(OR(P143=\"\",'Cost scenario - input'!$G128=\"\"),\"\",P143/'Cost scenario - input'!$G128),\"\")","v":""},{"$f":"IFERROR(IF(OR(Q143=\"\",'Cost scenario - input'!$G128=\"\"),\"\",Q143/'Cost scenario - input'!$G128),\"\")","v":""},{"$f":"IFERROR(IF(OR(R143=\"\",'Cost scenario - input'!$G128=\"\"),\"\",R143/'Cost scenario - input'!$G128),\"\")","v":""},{"$f":"IFERROR(IF(OR(S143=\"\",'Cost scenario - input'!$G128=\"\"),\"\",S143/'Cost scenario - input'!$G128),\"\")","v":""},{"$f":"IFERROR(IF(OR(T143=\"\",'Cost scenario - input'!$G128=\"\"),\"\",T143/'Cost scenario - input'!$G128),\"\")","v":""},{"$f":"IFERROR(IF(OR(U143=\"\",'Cost scenario - input'!$G128=\"\"),\"\",U143/'Cost scenario - input'!$G128),\"\")","v":""},{"$f":"IFERROR(IF(OR(V143=\"\",'Cost scenario - input'!$G128=\"\"),\"\",V143/'Cost scenario - input'!$G128),\"\")","v":""},{"$f":"IFERROR(IF(OR(W143=\"\",'Cost scenario - input'!$G128=\"\"),\"\",W143/'Cost scenario - input'!$G128),\"\")","v":""}]
[{"$f":"IFERROR('Cost scenario - input'!A129,\"\")","v":""},{"$f":"IFERROR('Cost scenario - input'!B129,\"\")","v":""},{"$f":"IFERROR('Cost scenario - input'!C129,\"\")","v":""},{"$f":"IFERROR(repcalc('Cost scenario - input'!$CY129:$GK129,'Cost scenario - input'!$J129,'Cost scenario - input'!$H129,'Cost scenario - input'!$I129,20,TRUE,TRUE),\"\")","v":""},"","","","","","","","","","","","","","","","","","","",{"$f":"IFERROR(IF(OR(D144=\"\",'Cost scenario - input'!$G129=\"\"),\"\",D144/'Cost scenario - input'!$G129),\"\")","v":""},{"$f":"IFERROR(IF(OR(E144=\"\",'Cost scenario - input'!$G129=\"\"),\"\",E144/'Cost scenario - input'!$G129),\"\")","v":""},{"$f":"IFERROR(IF(OR(F144=\"\",'Cost scenario - input'!$G129=\"\"),\"\",F144/'Cost scenario - input'!$G129),\"\")","v":""},{"$f":"IFERROR(IF(OR(G144=\"\",'Cost scenario - input'!$G129=\"\"),\"\",G144/'Cost scenario - input'!$G129),\"\")","v":""},{"$f":"IFERROR(IF(OR(H144=\"\",'Cost scenario - input'!$G129=\"\"),\"\",H144/'Cost scenario - input'!$G129),\"\")","v":""},{"$f":"IFERROR(IF(OR(I144=\"\",'Cost scenario - input'!$G129=\"\"),\"\",I144/'Cost scenario - input'!$G129),\"\")","v":""},{"$f":"IFERROR(IF(OR(J144=\"\",'Cost scenario - input'!$G129=\"\"),\"\",J144/'Cost scenario - input'!$G129),\"\")","v":""},{"$f":"IFERROR(IF(OR(K144=\"\",'Cost scenario - input'!$G129=\"\"),\"\",K144/'Cost scenario - input'!$G129),\"\")","v":""},{"$f":"IFERROR(IF(OR(L144=\"\",'Cost scenario - input'!$G129=\"\"),\"\",L144/'Cost scenario - input'!$G129),\"\")","v":""},{"$f":"IFERROR(IF(OR(M144=\"\",'Cost scenario - input'!$G129=\"\"),\"\",M144/'Cost scenario - input'!$G129),\"\")","v":""},{"$f":"IFERROR(IF(OR(N144=\"\",'Cost scenario - input'!$G129=\"\"),\"\",N144/'Cost scenario - input'!$G129),\"\")","v":""},{"$f":"IFERROR(IF(OR(O144=\"\",'Cost scenario - input'!$G129=\"\"),\"\",O144/'Cost scenario - input'!$G129),\"\")","v":""},{"$f":"IFERROR(IF(OR(P144=\"\",'Cost scenario - input'!$G129=\"\"),\"\",P144/'Cost scenario - input'!$G129),\"\")","v":""},{"$f":"IFERROR(IF(OR(Q144=\"\",'Cost scenario - input'!$G129=\"\"),\"\",Q144/'Cost scenario - input'!$G129),\"\")","v":""},{"$f":"IFERROR(IF(OR(R144=\"\",'Cost scenario - input'!$G129=\"\"),\"\",R144/'Cost scenario - input'!$G129),\"\")","v":""},{"$f":"IFERROR(IF(OR(S144=\"\",'Cost scenario - input'!$G129=\"\"),\"\",S144/'Cost scenario - input'!$G129),\"\")","v":""},{"$f":"IFERROR(IF(OR(T144=\"\",'Cost scenario - input'!$G129=\"\"),\"\",T144/'Cost scenario - input'!$G129),\"\")","v":""},{"$f":"IFERROR(IF(OR(U144=\"\",'Cost scenario - input'!$G129=\"\"),\"\",U144/'Cost scenario - input'!$G129),\"\")","v":""},{"$f":"IFERROR(IF(OR(V144=\"\",'Cost scenario - input'!$G129=\"\"),\"\",V144/'Cost scenario - input'!$G129),\"\")","v":""},{"$f":"IFERROR(IF(OR(W144=\"\",'Cost scenario - input'!$G129=\"\"),\"\",W144/'Cost scenario - input'!$G129),\"\")","v":""}]
[{"$f":"IFERROR('Cost scenario - input'!A130,\"\")","v":""},{"$f":"IFERROR('Cost scenario - input'!B130,\"\")","v":""},{"$f":"IFERROR('Cost scenario - input'!C130,\"\")","v":""},{"$f":"IFERROR(repcalc('Cost scenario - input'!$CY130:$GK130,'Cost scenario - input'!$J130,'Cost scenario - input'!$H130,'Cost scenario - input'!$I130,20,TRUE,TRUE),\"\")","v":""},"","","","","","","","","","","","","","","","","","","",{"$f":"IFERROR(IF(OR(D145=\"\",'Cost scenario - input'!$G130=\"\"),\"\",D145/'Cost scenario - input'!$G130),\"\")","v":""},{"$f":"IFERROR(IF(OR(E145=\"\",'Cost scenario - input'!$G130=\"\"),\"\",E145/'Cost scenario - input'!$G130),\"\")","v":""},{"$f":"IFERROR(IF(OR(F145=\"\",'Cost scenario - input'!$G130=\"\"),\"\",F145/'Cost scenario - input'!$G130),\"\")","v":""},{"$f":"IFERROR(IF(OR(G145=\"\",'Cost scenario - input'!$G130=\"\"),\"\",G145/'Cost scenario - input'!$G130),\"\")","v":""},{"$f":"IFERROR(IF(OR(H145=\"\",'Cost scenario - input'!$G130=\"\"),\"\",H145/'Cost scenario - input'!$G130),\"\")","v":""},{"$f":"IFERROR(IF(OR(I145=\"\",'Cost scenario - input'!$G130=\"\"),\"\",I145/'Cost scenario - input'!$G130),\"\")","v":""},{"$f":"IFERROR(IF(OR(J145=\"\",'Cost scenario - input'!$G130=\"\"),\"\",J145/'Cost scenario - input'!$G130),\"\")","v":""},{"$f":"IFERROR(IF(OR(K145=\"\",'Cost scenario - input'!$G130=\"\"),\"\",K145/'Cost scenario - input'!$G130),\"\")","v":""},{"$f":"IFERROR(IF(OR(L145=\"\",'Cost scenario - input'!$G130=\"\"),\"\",L145/'Cost scenario - input'!$G130),\"\")","v":""},{"$f":"IFERROR(IF(OR(M145=\"\",'Cost scenario - input'!$G130=\"\"),\"\",M145/'Cost scenario - input'!$G130),\"\")","v":""},{"$f":"IFERROR(IF(OR(N145=\"\",'Cost scenario - input'!$G130=\"\"),\"\",N145/'Cost scenario - input'!$G130),\"\")","v":""},{"$f":"IFERROR(IF(OR(O145=\"\",'Cost scenario - input'!$G130=\"\"),\"\",O145/'Cost scenario - input'!$G130),\"\")","v":""},{"$f":"IFERROR(IF(OR(P145=\"\",'Cost scenario - input'!$G130=\"\"),\"\",P145/'Cost scenario - input'!$G130),\"\")","v":""},{"$f":"IFERROR(IF(OR(Q145=\"\",'Cost scenario - input'!$G130=\"\"),\"\",Q145/'Cost scenario - input'!$G130),\"\")","v":""},{"$f":"IFERROR(IF(OR(R145=\"\",'Cost scenario - input'!$G130=\"\"),\"\",R145/'Cost scenario - input'!$G130),\"\")","v":""},{"$f":"IFERROR(IF(OR(S145=\"\",'Cost scenario - input'!$G130=\"\"),\"\",S145/'Cost scenario - input'!$G130),\"\")","v":""},{"$f":"IFERROR(IF(OR(T145=\"\",'Cost scenario - input'!$G130=\"\"),\"\",T145/'Cost scenario - input'!$G130),\"\")","v":""},{"$f":"IFERROR(IF(OR(U145=\"\",'Cost scenario - input'!$G130=\"\"),\"\",U145/'Cost scenario - input'!$G130),\"\")","v":""},{"$f":"IFERROR(IF(OR(V145=\"\",'Cost scenario - input'!$G130=\"\"),\"\",V145/'Cost scenario - input'!$G130),\"\")","v":""},{"$f":"IFERROR(IF(OR(W145=\"\",'Cost scenario - input'!$G130=\"\"),\"\",W145/'Cost scenario - input'!$G130),\"\")","v":""}]
[{"$f":"IFERROR('Cost scenario - input'!A131,\"\")","v":""},{"$f":"IFERROR('Cost scenario - input'!B131,\"\")","v":""},{"$f":"IFERROR('Cost scenario - input'!C131,\"\")","v":""},{"$f":"IFERROR(repcalc('Cost scenario - input'!$CY131:$GK131,'Cost scenario - input'!$J131,'Cost scenario - input'!$H131,'Cost scenario - input'!$I131,20,TRUE,TRUE),\"\")","v":""},"","","","","","","","","","","","","","","","","","","",{"$f":"IFERROR(IF(OR(D146=\"\",'Cost scenario - input'!$G131=\"\"),\"\",D146/'Cost scenario - input'!$G131),\"\")","v":""},{"$f":"IFERROR(IF(OR(E146=\"\",'Cost scenario - input'!$G131=\"\"),\"\",E146/'Cost scenario - input'!$G131),\"\")","v":""},{"$f":"IFERROR(IF(OR(F146=\"\",'Cost scenario - input'!$G131=\"\"),\"\",F146/'Cost scenario - input'!$G131),\"\")","v":""},{"$f":"IFERROR(IF(OR(G146=\"\",'Cost scenario - input'!$G131=\"\"),\"\",G146/'Cost scenario - input'!$G131),\"\")","v":""},{"$f":"IFERROR(IF(OR(H146=\"\",'Cost scenario - input'!$G131=\"\"),\"\",H146/'Cost scenario - input'!$G131),\"\")","v":""},{"$f":"IFERROR(IF(OR(I146=\"\",'Cost scenario - input'!$G131=\"\"),\"\",I146/'Cost scenario - input'!$G131),\"\")","v":""},{"$f":"IFERROR(IF(OR(J146=\"\",'Cost scenario - input'!$G131=\"\"),\"\",J146/'Cost scenario - input'!$G131),\"\")","v":""},{"$f":"IFERROR(IF(OR(K146=\"\",'Cost scenario - input'!$G131=\"\"),\"\",K146/'Cost scenario - input'!$G131),\"\")","v":""},{"$f":"IFERROR(IF(OR(L146=\"\",'Cost scenario - input'!$G131=\"\"),\"\",L146/'Cost scenario - input'!$G131),\"\")","v":""},{"$f":"IFERROR(IF(OR(M146=\"\",'Cost scenario - input'!$G131=\"\"),\"\",M146/'Cost scenario - input'!$G131),\"\")","v":""},{"$f":"IFERROR(IF(OR(N146=\"\",'Cost scenario - input'!$G131=\"\"),\"\",N146/'Cost scenario - input'!$G131),\"\")","v":""},{"$f":"IFERROR(IF(OR(O146=\"\",'Cost scenario - input'!$G131=\"\"),\"\",O146/'Cost scenario - input'!$G131),\"\")","v":""},{"$f":"IFERROR(IF(OR(P146=\"\",'Cost scenario - input'!$G131=\"\"),\"\",P146/'Cost scenario - input'!$G131),\"\")","v":""},{"$f":"IFERROR(IF(OR(Q146=\"\",'Cost scenario - input'!$G131=\"\"),\"\",Q146/'Cost scenario - input'!$G131),\"\")","v":""},{"$f":"IFERROR(IF(OR(R146=\"\",'Cost scenario - input'!$G131=\"\"),\"\",R146/'Cost scenario - input'!$G131),\"\")","v":""},{"$f":"IFERROR(IF(OR(S146=\"\",'Cost scenario - input'!$G131=\"\"),\"\",S146/'Cost scenario - input'!$G131),\"\")","v":""},{"$f":"IFERROR(IF(OR(T146=\"\",'Cost scenario - input'!$G131=\"\"),\"\",T146/'Cost scenario - input'!$G131),\"\")","v":""},{"$f":"IFERROR(IF(OR(U146=\"\",'Cost scenario - input'!$G131=\"\"),\"\",U146/'Cost scenario - input'!$G131),\"\")","v":""},{"$f":"IFERROR(IF(OR(V146=\"\",'Cost scenario - input'!$G131=\"\"),\"\",V146/'Cost scenario - input'!$G131),\"\")","v":""},{"$f":"IFERROR(IF(OR(W146=\"\",'Cost scenario - input'!$G131=\"\"),\"\",W146/'Cost scenario - input'!$G131),\"\")","v":""}]
[{"$f":"IFERROR('Cost scenario - input'!A132,\"\")","v":""},{"$f":"IFERROR('Cost scenario - input'!B132,\"\")","v":""},{"$f":"IFERROR('Cost scenario - input'!C132,\"\")","v":""},{"$f":"IFERROR(repcalc('Cost scenario - input'!$CY132:$GK132,'Cost scenario - input'!$J132,'Cost scenario - input'!$H132,'Cost scenario - input'!$I132,20,TRUE,TRUE),\"\")","v":""},"","","","","","","","","","","","","","","","","","","",{"$f":"IFERROR(IF(OR(D147=\"\",'Cost scenario - input'!$G132=\"\"),\"\",D147/'Cost scenario - input'!$G132),\"\")","v":""},{"$f":"IFERROR(IF(OR(E147=\"\",'Cost scenario - input'!$G132=\"\"),\"\",E147/'Cost scenario - input'!$G132),\"\")","v":""},{"$f":"IFERROR(IF(OR(F147=\"\",'Cost scenario - input'!$G132=\"\"),\"\",F147/'Cost scenario - input'!$G132),\"\")","v":""},{"$f":"IFERROR(IF(OR(G147=\"\",'Cost scenario - input'!$G132=\"\"),\"\",G147/'Cost scenario - input'!$G132),\"\")","v":""},{"$f":"IFERROR(IF(OR(H147=\"\",'Cost scenario - input'!$G132=\"\"),\"\",H147/'Cost scenario - input'!$G132),\"\")","v":""},{"$f":"IFERROR(IF(OR(I147=\"\",'Cost scenario - input'!$G132=\"\"),\"\",I147/'Cost scenario - input'!$G132),\"\")","v":""},{"$f":"IFERROR(IF(OR(J147=\"\",'Cost scenario - input'!$G132=\"\"),\"\",J147/'Cost scenario - input'!$G132),\"\")","v":""},{"$f":"IFERROR(IF(OR(K147=\"\",'Cost scenario - input'!$G132=\"\"),\"\",K147/'Cost scenario - input'!$G132),\"\")","v":""},{"$f":"IFERROR(IF(OR(L147=\"\",'Cost scenario - input'!$G132=\"\"),\"\",L147/'Cost scenario - input'!$G132),\"\")","v":""},{"$f":"IFERROR(IF(OR(M147=\"\",'Cost scenario - input'!$G132=\"\"),\"\",M147/'Cost scenario - input'!$G132),\"\")","v":""},{"$f":"IFERROR(IF(OR(N147=\"\",'Cost scenario - input'!$G132=\"\"),\"\",N147/'Cost scenario - input'!$G132),\"\")","v":""},{"$f":"IFERROR(IF(OR(O147=\"\",'Cost scenario - input'!$G132=\"\"),\"\",O147/'Cost scenario - input'!$G132),\"\")","v":""},{"$f":"IFERROR(IF(OR(P147=\"\",'Cost scenario - input'!$G132=\"\"),\"\",P147/'Cost scenario - input'!$G132),\"\")","v":""},{"$f":"IFERROR(IF(OR(Q147=\"\",'Cost scenario - input'!$G132=\"\"),\"\",Q147/'Cost scenario - input'!$G132),\"\")","v":""},{"$f":"IFERROR(IF(OR(R147=\"\",'Cost scenario - input'!$G132=\"\"),\"\",R147/'Cost scenario - input'!$G132),\"\")","v":""},{"$f":"IFERROR(IF(OR(S147=\"\",'Cost scenario - input'!$G132=\"\"),\"\",S147/'Cost scenario - input'!$G132),\"\")","v":""},{"$f":"IFERROR(IF(OR(T147=\"\",'Cost scenario - input'!$G132=\"\"),\"\",T147/'Cost scenario - input'!$G132),\"\")","v":""},{"$f":"IFERROR(IF(OR(U147=\"\",'Cost scenario - input'!$G132=\"\"),\"\",U147/'Cost scenario - input'!$G132),\"\")","v":""},{"$f":"IFERROR(IF(OR(V147=\"\",'Cost scenario - input'!$G132=\"\"),\"\",V147/'Cost scenario - input'!$G132),\"\")","v":""},{"$f":"IFERROR(IF(OR(W147=\"\",'Cost scenario - input'!$G132=\"\"),\"\",W147/'Cost scenario - input'!$G132),\"\")","v":""}]
[{"$f":"IFERROR('Cost scenario - input'!A133,\"\")","v":""},{"$f":"IFERROR('Cost scenario - input'!B133,\"\")","v":""},{"$f":"IFERROR('Cost scenario - input'!C133,\"\")","v":""},{"$f":"IFERROR(repcalc('Cost scenario - input'!$CY133:$GK133,'Cost scenario - input'!$J133,'Cost scenario - input'!$H133,'Cost scenario - input'!$I133,20,TRUE,TRUE),\"\")","v":""},"","","","","","","","","","","","","","","","","","","",{"$f":"IFERROR(IF(OR(D148=\"\",'Cost scenario - input'!$G133=\"\"),\"\",D148/'Cost scenario - input'!$G133),\"\")","v":""},{"$f":"IFERROR(IF(OR(E148=\"\",'Cost scenario - input'!$G133=\"\"),\"\",E148/'Cost scenario - input'!$G133),\"\")","v":""},{"$f":"IFERROR(IF(OR(F148=\"\",'Cost scenario - input'!$G133=\"\"),\"\",F148/'Cost scenario - input'!$G133),\"\")","v":""},{"$f":"IFERROR(IF(OR(G148=\"\",'Cost scenario - input'!$G133=\"\"),\"\",G148/'Cost scenario - input'!$G133),\"\")","v":""},{"$f":"IFERROR(IF(OR(H148=\"\",'Cost scenario - input'!$G133=\"\"),\"\",H148/'Cost scenario - input'!$G133),\"\")","v":""},{"$f":"IFERROR(IF(OR(I148=\"\",'Cost scenario - input'!$G133=\"\"),\"\",I148/'Cost scenario - input'!$G133),\"\")","v":""},{"$f":"IFERROR(IF(OR(J148=\"\",'Cost scenario - input'!$G133=\"\"),\"\",J148/'Cost scenario - input'!$G133),\"\")","v":""},{"$f":"IFERROR(IF(OR(K148=\"\",'Cost scenario - input'!$G133=\"\"),\"\",K148/'Cost scenario - input'!$G133),\"\")","v":""},{"$f":"IFERROR(IF(OR(L148=\"\",'Cost scenario - input'!$G133=\"\"),\"\",L148/'Cost scenario - input'!$G133),\"\")","v":""},{"$f":"IFERROR(IF(OR(M148=\"\",'Cost scenario - input'!$G133=\"\"),\"\",M148/'Cost scenario - input'!$G133),\"\")","v":""},{"$f":"IFERROR(IF(OR(N148=\"\",'Cost scenario - input'!$G133=\"\"),\"\",N148/'Cost scenario - input'!$G133),\"\")","v":""},{"$f":"IFERROR(IF(OR(O148=\"\",'Cost scenario - input'!$G133=\"\"),\"\",O148/'Cost scenario - input'!$G133),\"\")","v":""},{"$f":"IFERROR(IF(OR(P148=\"\",'Cost scenario - input'!$G133=\"\"),\"\",P148/'Cost scenario - input'!$G133),\"\")","v":""},{"$f":"IFERROR(IF(OR(Q148=\"\",'Cost scenario - input'!$G133=\"\"),\"\",Q148/'Cost scenario - input'!$G133),\"\")","v":""},{"$f":"IFERROR(IF(OR(R148=\"\",'Cost scenario - input'!$G133=\"\"),\"\",R148/'Cost scenario - input'!$G133),\"\")","v":""},{"$f":"IFERROR(IF(OR(S148=\"\",'Cost scenario - input'!$G133=\"\"),\"\",S148/'Cost scenario - input'!$G133),\"\")","v":""},{"$f":"IFERROR(IF(OR(T148=\"\",'Cost scenario - input'!$G133=\"\"),\"\",T148/'Cost scenario - input'!$G133),\"\")","v":""},{"$f":"IFERROR(IF(OR(U148=\"\",'Cost scenario - input'!$G133=\"\"),\"\",U148/'Cost scenario - input'!$G133),\"\")","v":""},{"$f":"IFERROR(IF(OR(V148=\"\",'Cost scenario - input'!$G133=\"\"),\"\",V148/'Cost scenario - input'!$G133),\"\")","v":""},{"$f":"IFERROR(IF(OR(W148=\"\",'Cost scenario - input'!$G133=\"\"),\"\",W148/'Cost scenario - input'!$G133),\"\")","v":""}]
[{"$f":"IFERROR('Cost scenario - input'!A134,\"\")","v":""},{"$f":"IFERROR('Cost scenario - input'!B134,\"\")","v":""},{"$f":"IFERROR('Cost scenario - input'!C134,\"\")","v":""},{"$f":"IFERROR(repcalc('Cost scenario - input'!$CY134:$GK134,'Cost scenario - input'!$J134,'Cost scenario - input'!$H134,'Cost scenario - input'!$I134,20,TRUE,TRUE),\"\")","v":""},"","","","","","","","","","","","","","","","","","","",{"$f":"IFERROR(IF(OR(D149=\"\",'Cost scenario - input'!$G134=\"\"),\"\",D149/'Cost scenario - input'!$G134),\"\")","v":""},{"$f":"IFERROR(IF(OR(E149=\"\",'Cost scenario - input'!$G134=\"\"),\"\",E149/'Cost scenario - input'!$G134),\"\")","v":""},{"$f":"IFERROR(IF(OR(F149=\"\",'Cost scenario - input'!$G134=\"\"),\"\",F149/'Cost scenario - input'!$G134),\"\")","v":""},{"$f":"IFERROR(IF(OR(G149=\"\",'Cost scenario - input'!$G134=\"\"),\"\",G149/'Cost scenario - input'!$G134),\"\")","v":""},{"$f":"IFERROR(IF(OR(H149=\"\",'Cost scenario - input'!$G134=\"\"),\"\",H149/'Cost scenario - input'!$G134),\"\")","v":""},{"$f":"IFERROR(IF(OR(I149=\"\",'Cost scenario - input'!$G134=\"\"),\"\",I149/'Cost scenario - input'!$G134),\"\")","v":""},{"$f":"IFERROR(IF(OR(J149=\"\",'Cost scenario - input'!$G134=\"\"),\"\",J149/'Cost scenario - input'!$G134),\"\")","v":""},{"$f":"IFERROR(IF(OR(K149=\"\",'Cost scenario - input'!$G134=\"\"),\"\",K149/'Cost scenario - input'!$G134),\"\")","v":""},{"$f":"IFERROR(IF(OR(L149=\"\",'Cost scenario - input'!$G134=\"\"),\"\",L149/'Cost scenario - input'!$G134),\"\")","v":""},{"$f":"IFERROR(IF(OR(M149=\"\",'Cost scenario - input'!$G134=\"\"),\"\",M149/'Cost scenario - input'!$G134),\"\")","v":""},{"$f":"IFERROR(IF(OR(N149=\"\",'Cost scenario - input'!$G134=\"\"),\"\",N149/'Cost scenario - input'!$G134),\"\")","v":""},{"$f":"IFERROR(IF(OR(O149=\"\",'Cost scenario - input'!$G134=\"\"),\"\",O149/'Cost scenario - input'!$G134),\"\")","v":""},{"$f":"IFERROR(IF(OR(P149=\"\",'Cost scenario - input'!$G134=\"\"),\"\",P149/'Cost scenario - input'!$G134),\"\")","v":""},{"$f":"IFERROR(IF(OR(Q149=\"\",'Cost scenario - input'!$G134=\"\"),\"\",Q149/'Cost scenario - input'!$G134),\"\")","v":""},{"$f":"IFERROR(IF(OR(R149=\"\",'Cost scenario - input'!$G134=\"\"),\"\",R149/'Cost scenario - input'!$G134),\"\")","v":""},{"$f":"IFERROR(IF(OR(S149=\"\",'Cost scenario - input'!$G134=\"\"),\"\",S149/'Cost scenario - input'!$G134),\"\")","v":""},{"$f":"IFERROR(IF(OR(T149=\"\",'Cost scenario - input'!$G134=\"\"),\"\",T149/'Cost scenario - input'!$G134),\"\")","v":""},{"$f":"IFERROR(IF(OR(U149=\"\",'Cost scenario - input'!$G134=\"\"),\"\",U149/'Cost scenario - input'!$G134),\"\")","v":""},{"$f":"IFERROR(IF(OR(V149=\"\",'Cost scenario - input'!$G134=\"\"),\"\",V149/'Cost scenario - input'!$G134),\"\")","v":""},{"$f":"IFERROR(IF(OR(W149=\"\",'Cost scenario - input'!$G134=\"\"),\"\",W149/'Cost scenario - input'!$G134),\"\")","v":""}]
[{"$f":"IFERROR('Cost scenario - input'!A135,\"\")","v":""},{"$f":"IFERROR('Cost scenario - input'!B135,\"\")","v":""},{"$f":"IFERROR('Cost scenario - input'!C135,\"\")","v":""},{"$f":"IFERROR(repcalc('Cost scenario - input'!$CY135:$GK135,'Cost scenario - input'!$J135,'Cost scenario - input'!$H135,'Cost scenario - input'!$I135,20,TRUE,TRUE),\"\")","v":""},"","","","","","","","","","","","","","","","","","","",{"$f":"IFERROR(IF(OR(D150=\"\",'Cost scenario - input'!$G135=\"\"),\"\",D150/'Cost scenario - input'!$G135),\"\")","v":""},{"$f":"IFERROR(IF(OR(E150=\"\",'Cost scenario - input'!$G135=\"\"),\"\",E150/'Cost scenario - input'!$G135),\"\")","v":""},{"$f":"IFERROR(IF(OR(F150=\"\",'Cost scenario - input'!$G135=\"\"),\"\",F150/'Cost scenario - input'!$G135),\"\")","v":""},{"$f":"IFERROR(IF(OR(G150=\"\",'Cost scenario - input'!$G135=\"\"),\"\",G150/'Cost scenario - input'!$G135),\"\")","v":""},{"$f":"IFERROR(IF(OR(H150=\"\",'Cost scenario - input'!$G135=\"\"),\"\",H150/'Cost scenario - input'!$G135),\"\")","v":""},{"$f":"IFERROR(IF(OR(I150=\"\",'Cost scenario - input'!$G135=\"\"),\"\",I150/'Cost scenario - input'!$G135),\"\")","v":""},{"$f":"IFERROR(IF(OR(J150=\"\",'Cost scenario - input'!$G135=\"\"),\"\",J150/'Cost scenario - input'!$G135),\"\")","v":""},{"$f":"IFERROR(IF(OR(K150=\"\",'Cost scenario - input'!$G135=\"\"),\"\",K150/'Cost scenario - input'!$G135),\"\")","v":""},{"$f":"IFERROR(IF(OR(L150=\"\",'Cost scenario - input'!$G135=\"\"),\"\",L150/'Cost scenario - input'!$G135),\"\")","v":""},{"$f":"IFERROR(IF(OR(M150=\"\",'Cost scenario - input'!$G135=\"\"),\"\",M150/'Cost scenario - input'!$G135),\"\")","v":""},{"$f":"IFERROR(IF(OR(N150=\"\",'Cost scenario - input'!$G135=\"\"),\"\",N150/'Cost scenario - input'!$G135),\"\")","v":""},{"$f":"IFERROR(IF(OR(O150=\"\",'Cost scenario - input'!$G135=\"\"),\"\",O150/'Cost scenario - input'!$G135),\"\")","v":""},{"$f":"IFERROR(IF(OR(P150=\"\",'Cost scenario - input'!$G135=\"\"),\"\",P150/'Cost scenario - input'!$G135),\"\")","v":""},{"$f":"IFERROR(IF(OR(Q150=\"\",'Cost scenario - input'!$G135=\"\"),\"\",Q150/'Cost scenario - input'!$G135),\"\")","v":""},{"$f":"IFERROR(IF(OR(R150=\"\",'Cost scenario - input'!$G135=\"\"),\"\",R150/'Cost scenario - input'!$G135),\"\")","v":""},{"$f":"IFERROR(IF(OR(S150=\"\",'Cost scenario - input'!$G135=\"\"),\"\",S150/'Cost scenario - input'!$G135),\"\")","v":""},{"$f":"IFERROR(IF(OR(T150=\"\",'Cost scenario - input'!$G135=\"\"),\"\",T150/'Cost scenario - input'!$G135),\"\")","v":""},{"$f":"IFERROR(IF(OR(U150=\"\",'Cost scenario - input'!$G135=\"\"),\"\",U150/'Cost scenario - input'!$G135),\"\")","v":""},{"$f":"IFERROR(IF(OR(V150=\"\",'Cost scenario - input'!$G135=\"\"),\"\",V150/'Cost scenario - input'!$G135),\"\")","v":""},{"$f":"IFERROR(IF(OR(W150=\"\",'Cost scenario - input'!$G135=\"\"),\"\",W150/'Cost scenario - input'!$G135),\"\")","v":""}]
[{"$f":"IFERROR('Cost scenario - input'!A136,\"\")","v":""},{"$f":"IFERROR('Cost scenario - input'!B136,\"\")","v":""},{"$f":"IFERROR('Cost scenario - input'!C136,\"\")","v":""},{"$f":"IFERROR(repcalc('Cost scenario - input'!$CY136:$GK136,'Cost scenario - input'!$J136,'Cost scenario - input'!$H136,'Cost scenario - input'!$I136,20,TRUE,TRUE),\"\")","v":""},"","","","","","","","","","","","","","","","","","","",{"$f":"IFERROR(IF(OR(D151=\"\",'Cost scenario - input'!$G136=\"\"),\"\",D151/'Cost scenario - input'!$G136),\"\")","v":""},{"$f":"IFERROR(IF(OR(E151=\"\",'Cost scenario - input'!$G136=\"\"),\"\",E151/'Cost scenario - input'!$G136),\"\")","v":""},{"$f":"IFERROR(IF(OR(F151=\"\",'Cost scenario - input'!$G136=\"\"),\"\",F151/'Cost scenario - input'!$G136),\"\")","v":""},{"$f":"IFERROR(IF(OR(G151=\"\",'Cost scenario - input'!$G136=\"\"),\"\",G151/'Cost scenario - input'!$G136),\"\")","v":""},{"$f":"IFERROR(IF(OR(H151=\"\",'Cost scenario - input'!$G136=\"\"),\"\",H151/'Cost scenario - input'!$G136),\"\")","v":""},{"$f":"IFERROR(IF(OR(I151=\"\",'Cost scenario - input'!$G136=\"\"),\"\",I151/'Cost scenario - input'!$G136),\"\")","v":""},{"$f":"IFERROR(IF(OR(J151=\"\",'Cost scenario - input'!$G136=\"\"),\"\",J151/'Cost scenario - input'!$G136),\"\")","v":""},{"$f":"IFERROR(IF(OR(K151=\"\",'Cost scenario - input'!$G136=\"\"),\"\",K151/'Cost scenario - input'!$G136),\"\")","v":""},{"$f":"IFERROR(IF(OR(L151=\"\",'Cost scenario - input'!$G136=\"\"),\"\",L151/'Cost scenario - input'!$G136),\"\")","v":""},{"$f":"IFERROR(IF(OR(M151=\"\",'Cost scenario - input'!$G136=\"\"),\"\",M151/'Cost scenario - input'!$G136),\"\")","v":""},{"$f":"IFERROR(IF(OR(N151=\"\",'Cost scenario - input'!$G136=\"\"),\"\",N151/'Cost scenario - input'!$G136),\"\")","v":""},{"$f":"IFERROR(IF(OR(O151=\"\",'Cost scenario - input'!$G136=\"\"),\"\",O151/'Cost scenario - input'!$G136),\"\")","v":""},{"$f":"IFERROR(IF(OR(P151=\"\",'Cost scenario - input'!$G136=\"\"),\"\",P151/'Cost scenario - input'!$G136),\"\")","v":""},{"$f":"IFERROR(IF(OR(Q151=\"\",'Cost scenario - input'!$G136=\"\"),\"\",Q151/'Cost scenario - input'!$G136),\"\")","v":""},{"$f":"IFERROR(IF(OR(R151=\"\",'Cost scenario - input'!$G136=\"\"),\"\",R151/'Cost scenario - input'!$G136),\"\")","v":""},{"$f":"IFERROR(IF(OR(S151=\"\",'Cost scenario - input'!$G136=\"\"),\"\",S151/'Cost scenario - input'!$G136),\"\")","v":""},{"$f":"IFERROR(IF(OR(T151=\"\",'Cost scenario - input'!$G136=\"\"),\"\",T151/'Cost scenario - input'!$G136),\"\")","v":""},{"$f":"IFERROR(IF(OR(U151=\"\",'Cost scenario - input'!$G136=\"\"),\"\",U151/'Cost scenario - input'!$G136),\"\")","v":""},{"$f":"IFERROR(IF(OR(V151=\"\",'Cost scenario - input'!$G136=\"\"),\"\",V151/'Cost scenario - input'!$G136),\"\")","v":""},{"$f":"IFERROR(IF(OR(W151=\"\",'Cost scenario - input'!$G136=\"\"),\"\",W151/'Cost scenario - input'!$G136),\"\")","v":""}]
[{"$f":"IFERROR('Cost scenario - input'!A137,\"\")","v":""},{"$f":"IFERROR('Cost scenario - input'!B137,\"\")","v":""},{"$f":"IFERROR('Cost scenario - input'!C137,\"\")","v":""},{"$f":"IFERROR(repcalc('Cost scenario - input'!$CY137:$GK137,'Cost scenario - input'!$J137,'Cost scenario - input'!$H137,'Cost scenario - input'!$I137,20,TRUE,TRUE),\"\")","v":""},"","","","","","","","","","","","","","","","","","","",{"$f":"IFERROR(IF(OR(D152=\"\",'Cost scenario - input'!$G137=\"\"),\"\",D152/'Cost scenario - input'!$G137),\"\")","v":""},{"$f":"IFERROR(IF(OR(E152=\"\",'Cost scenario - input'!$G137=\"\"),\"\",E152/'Cost scenario - input'!$G137),\"\")","v":""},{"$f":"IFERROR(IF(OR(F152=\"\",'Cost scenario - input'!$G137=\"\"),\"\",F152/'Cost scenario - input'!$G137),\"\")","v":""},{"$f":"IFERROR(IF(OR(G152=\"\",'Cost scenario - input'!$G137=\"\"),\"\",G152/'Cost scenario - input'!$G137),\"\")","v":""},{"$f":"IFERROR(IF(OR(H152=\"\",'Cost scenario - input'!$G137=\"\"),\"\",H152/'Cost scenario - input'!$G137),\"\")","v":""},{"$f":"IFERROR(IF(OR(I152=\"\",'Cost scenario - input'!$G137=\"\"),\"\",I152/'Cost scenario - input'!$G137),\"\")","v":""},{"$f":"IFERROR(IF(OR(J152=\"\",'Cost scenario - input'!$G137=\"\"),\"\",J152/'Cost scenario - input'!$G137),\"\")","v":""},{"$f":"IFERROR(IF(OR(K152=\"\",'Cost scenario - input'!$G137=\"\"),\"\",K152/'Cost scenario - input'!$G137),\"\")","v":""},{"$f":"IFERROR(IF(OR(L152=\"\",'Cost scenario - input'!$G137=\"\"),\"\",L152/'Cost scenario - input'!$G137),\"\")","v":""},{"$f":"IFERROR(IF(OR(M152=\"\",'Cost scenario - input'!$G137=\"\"),\"\",M152/'Cost scenario - input'!$G137),\"\")","v":""},{"$f":"IFERROR(IF(OR(N152=\"\",'Cost scenario - input'!$G137=\"\"),\"\",N152/'Cost scenario - input'!$G137),\"\")","v":""},{"$f":"IFERROR(IF(OR(O152=\"\",'Cost scenario - input'!$G137=\"\"),\"\",O152/'Cost scenario - input'!$G137),\"\")","v":""},{"$f":"IFERROR(IF(OR(P152=\"\",'Cost scenario - input'!$G137=\"\"),\"\",P152/'Cost scenario - input'!$G137),\"\")","v":""},{"$f":"IFERROR(IF(OR(Q152=\"\",'Cost scenario - input'!$G137=\"\"),\"\",Q152/'Cost scenario - input'!$G137),\"\")","v":""},{"$f":"IFERROR(IF(OR(R152=\"\",'Cost scenario - input'!$G137=\"\"),\"\",R152/'Cost scenario - input'!$G137),\"\")","v":""},{"$f":"IFERROR(IF(OR(S152=\"\",'Cost scenario - input'!$G137=\"\"),\"\",S152/'Cost scenario - input'!$G137),\"\")","v":""},{"$f":"IFERROR(IF(OR(T152=\"\",'Cost scenario - input'!$G137=\"\"),\"\",T152/'Cost scenario - input'!$G137),\"\")","v":""},{"$f":"IFERROR(IF(OR(U152=\"\",'Cost scenario - input'!$G137=\"\"),\"\",U152/'Cost scenario - input'!$G137),\"\")","v":""},{"$f":"IFERROR(IF(OR(V152=\"\",'Cost scenario - input'!$G137=\"\"),\"\",V152/'Cost scenario - input'!$G137),\"\")","v":""},{"$f":"IFERROR(IF(OR(W152=\"\",'Cost scenario - input'!$G137=\"\"),\"\",W152/'Cost scenario - input'!$G137),\"\")","v":""}]
[{"$f":"IFERROR('Cost scenario - input'!A138,\"\")","v":""},{"$f":"IFERROR('Cost scenario - input'!B138,\"\")","v":""},{"$f":"IFERROR('Cost scenario - input'!C138,\"\")","v":""},{"$f":"IFERROR(repcalc('Cost scenario - input'!$CY138:$GK138,'Cost scenario - input'!$J138,'Cost scenario - input'!$H138,'Cost scenario - input'!$I138,20,TRUE,TRUE),\"\")","v":""},"","","","","","","","","","","","","","","","","","","",{"$f":"IFERROR(IF(OR(D153=\"\",'Cost scenario - input'!$G138=\"\"),\"\",D153/'Cost scenario - input'!$G138),\"\")","v":""},{"$f":"IFERROR(IF(OR(E153=\"\",'Cost scenario - input'!$G138=\"\"),\"\",E153/'Cost scenario - input'!$G138),\"\")","v":""},{"$f":"IFERROR(IF(OR(F153=\"\",'Cost scenario - input'!$G138=\"\"),\"\",F153/'Cost scenario - input'!$G138),\"\")","v":""},{"$f":"IFERROR(IF(OR(G153=\"\",'Cost scenario - input'!$G138=\"\"),\"\",G153/'Cost scenario - input'!$G138),\"\")","v":""},{"$f":"IFERROR(IF(OR(H153=\"\",'Cost scenario - input'!$G138=\"\"),\"\",H153/'Cost scenario - input'!$G138),\"\")","v":""},{"$f":"IFERROR(IF(OR(I153=\"\",'Cost scenario - input'!$G138=\"\"),\"\",I153/'Cost scenario - input'!$G138),\"\")","v":""},{"$f":"IFERROR(IF(OR(J153=\"\",'Cost scenario - input'!$G138=\"\"),\"\",J153/'Cost scenario - input'!$G138),\"\")","v":""},{"$f":"IFERROR(IF(OR(K153=\"\",'Cost scenario - input'!$G138=\"\"),\"\",K153/'Cost scenario - input'!$G138),\"\")","v":""},{"$f":"IFERROR(IF(OR(L153=\"\",'Cost scenario - input'!$G138=\"\"),\"\",L153/'Cost scenario - input'!$G138),\"\")","v":""},{"$f":"IFERROR(IF(OR(M153=\"\",'Cost scenario - input'!$G138=\"\"),\"\",M153/'Cost scenario - input'!$G138),\"\")","v":""},{"$f":"IFERROR(IF(OR(N153=\"\",'Cost scenario - input'!$G138=\"\"),\"\",N153/'Cost scenario - input'!$G138),\"\")","v":""},{"$f":"IFERROR(IF(OR(O153=\"\",'Cost scenario - input'!$G138=\"\"),\"\",O153/'Cost scenario - input'!$G138),\"\")","v":""},{"$f":"IFERROR(IF(OR(P153=\"\",'Cost scenario - input'!$G138=\"\"),\"\",P153/'Cost scenario - input'!$G138),\"\")","v":""},{"$f":"IFERROR(IF(OR(Q153=\"\",'Cost scenario - input'!$G138=\"\"),\"\",Q153/'Cost scenario - input'!$G138),\"\")","v":""},{"$f":"IFERROR(IF(OR(R153=\"\",'Cost scenario - input'!$G138=\"\"),\"\",R153/'Cost scenario - input'!$G138),\"\")","v":""},{"$f":"IFERROR(IF(OR(S153=\"\",'Cost scenario - input'!$G138=\"\"),\"\",S153/'Cost scenario - input'!$G138),\"\")","v":""},{"$f":"IFERROR(IF(OR(T153=\"\",'Cost scenario - input'!$G138=\"\"),\"\",T153/'Cost scenario - input'!$G138),\"\")","v":""},{"$f":"IFERROR(IF(OR(U153=\"\",'Cost scenario - input'!$G138=\"\"),\"\",U153/'Cost scenario - input'!$G138),\"\")","v":""},{"$f":"IFERROR(IF(OR(V153=\"\",'Cost scenario - input'!$G138=\"\"),\"\",V153/'Cost scenario - input'!$G138),\"\")","v":""},{"$f":"IFERROR(IF(OR(W153=\"\",'Cost scenario - input'!$G138=\"\"),\"\",W153/'Cost scenario - input'!$G138),\"\")","v":""}]
[{"$f":"IFERROR('Cost scenario - input'!A139,\"\")","v":""},{"$f":"IFERROR('Cost scenario - input'!B139,\"\")","v":""},{"$f":"IFERROR('Cost scenario - input'!C139,\"\")","v":""},{"$f":"IFERROR(repcalc('Cost scenario - input'!$CY139:$GK139,'Cost scenario - input'!$J139,'Cost scenario - input'!$H139,'Cost scenario - input'!$I139,20,TRUE,TRUE),\"\")","v":""},"","","","","","","","","","","","","","","","","","","",{"$f":"IFERROR(IF(OR(D154=\"\",'Cost scenario - input'!$G139=\"\"),\"\",D154/'Cost scenario - input'!$G139),\"\")","v":""},{"$f":"IFERROR(IF(OR(E154=\"\",'Cost scenario - input'!$G139=\"\"),\"\",E154/'Cost scenario - input'!$G139),\"\")","v":""},{"$f":"IFERROR(IF(OR(F154=\"\",'Cost scenario - input'!$G139=\"\"),\"\",F154/'Cost scenario - input'!$G139),\"\")","v":""},{"$f":"IFERROR(IF(OR(G154=\"\",'Cost scenario - input'!$G139=\"\"),\"\",G154/'Cost scenario - input'!$G139),\"\")","v":""},{"$f":"IFERROR(IF(OR(H154=\"\",'Cost scenario - input'!$G139=\"\"),\"\",H154/'Cost scenario - input'!$G139),\"\")","v":""},{"$f":"IFERROR(IF(OR(I154=\"\",'Cost scenario - input'!$G139=\"\"),\"\",I154/'Cost scenario - input'!$G139),\"\")","v":""},{"$f":"IFERROR(IF(OR(J154=\"\",'Cost scenario - input'!$G139=\"\"),\"\",J154/'Cost scenario - input'!$G139),\"\")","v":""},{"$f":"IFERROR(IF(OR(K154=\"\",'Cost scenario - input'!$G139=\"\"),\"\",K154/'Cost scenario - input'!$G139),\"\")","v":""},{"$f":"IFERROR(IF(OR(L154=\"\",'Cost scenario - input'!$G139=\"\"),\"\",L154/'Cost scenario - input'!$G139),\"\")","v":""},{"$f":"IFERROR(IF(OR(M154=\"\",'Cost scenario - input'!$G139=\"\"),\"\",M154/'Cost scenario - input'!$G139),\"\")","v":""},{"$f":"IFERROR(IF(OR(N154=\"\",'Cost scenario - input'!$G139=\"\"),\"\",N154/'Cost scenario - input'!$G139),\"\")","v":""},{"$f":"IFERROR(IF(OR(O154=\"\",'Cost scenario - input'!$G139=\"\"),\"\",O154/'Cost scenario - input'!$G139),\"\")","v":""},{"$f":"IFERROR(IF(OR(P154=\"\",'Cost scenario - input'!$G139=\"\"),\"\",P154/'Cost scenario - input'!$G139),\"\")","v":""},{"$f":"IFERROR(IF(OR(Q154=\"\",'Cost scenario - input'!$G139=\"\"),\"\",Q154/'Cost scenario - input'!$G139),\"\")","v":""},{"$f":"IFERROR(IF(OR(R154=\"\",'Cost scenario - input'!$G139=\"\"),\"\",R154/'Cost scenario - input'!$G139),\"\")","v":""},{"$f":"IFERROR(IF(OR(S154=\"\",'Cost scenario - input'!$G139=\"\"),\"\",S154/'Cost scenario - input'!$G139),\"\")","v":""},{"$f":"IFERROR(IF(OR(T154=\"\",'Cost scenario - input'!$G139=\"\"),\"\",T154/'Cost scenario - input'!$G139),\"\")","v":""},{"$f":"IFERROR(IF(OR(U154=\"\",'Cost scenario - input'!$G139=\"\"),\"\",U154/'Cost scenario - input'!$G139),\"\")","v":""},{"$f":"IFERROR(IF(OR(V154=\"\",'Cost scenario - input'!$G139=\"\"),\"\",V154/'Cost scenario - input'!$G139),\"\")","v":""},{"$f":"IFERROR(IF(OR(W154=\"\",'Cost scenario - input'!$G139=\"\"),\"\",W154/'Cost scenario - input'!$G139),\"\")","v":""}]
[{"$f":"IFERROR('Cost scenario - input'!A140,\"\")","v":""},{"$f":"IFERROR('Cost scenario - input'!B140,\"\")","v":""},{"$f":"IFERROR('Cost scenario - input'!C140,\"\")","v":""},{"$f":"IFERROR(repcalc('Cost scenario - input'!$CY140:$GK140,'Cost scenario - input'!$J140,'Cost scenario - input'!$H140,'Cost scenario - input'!$I140,20,TRUE,TRUE),\"\")","v":""},"","","","","","","","","","","","","","","","","","","",{"$f":"IFERROR(IF(OR(D155=\"\",'Cost scenario - input'!$G140=\"\"),\"\",D155/'Cost scenario - input'!$G140),\"\")","v":""},{"$f":"IFERROR(IF(OR(E155=\"\",'Cost scenario - input'!$G140=\"\"),\"\",E155/'Cost scenario - input'!$G140),\"\")","v":""},{"$f":"IFERROR(IF(OR(F155=\"\",'Cost scenario - input'!$G140=\"\"),\"\",F155/'Cost scenario - input'!$G140),\"\")","v":""},{"$f":"IFERROR(IF(OR(G155=\"\",'Cost scenario - input'!$G140=\"\"),\"\",G155/'Cost scenario - input'!$G140),\"\")","v":""},{"$f":"IFERROR(IF(OR(H155=\"\",'Cost scenario - input'!$G140=\"\"),\"\",H155/'Cost scenario - input'!$G140),\"\")","v":""},{"$f":"IFERROR(IF(OR(I155=\"\",'Cost scenario - input'!$G140=\"\"),\"\",I155/'Cost scenario - input'!$G140),\"\")","v":""},{"$f":"IFERROR(IF(OR(J155=\"\",'Cost scenario - input'!$G140=\"\"),\"\",J155/'Cost scenario - input'!$G140),\"\")","v":""},{"$f":"IFERROR(IF(OR(K155=\"\",'Cost scenario - input'!$G140=\"\"),\"\",K155/'Cost scenario - input'!$G140),\"\")","v":""},{"$f":"IFERROR(IF(OR(L155=\"\",'Cost scenario - input'!$G140=\"\"),\"\",L155/'Cost scenario - input'!$G140),\"\")","v":""},{"$f":"IFERROR(IF(OR(M155=\"\",'Cost scenario - input'!$G140=\"\"),\"\",M155/'Cost scenario - input'!$G140),\"\")","v":""},{"$f":"IFERROR(IF(OR(N155=\"\",'Cost scenario - input'!$G140=\"\"),\"\",N155/'Cost scenario - input'!$G140),\"\")","v":""},{"$f":"IFERROR(IF(OR(O155=\"\",'Cost scenario - input'!$G140=\"\"),\"\",O155/'Cost scenario - input'!$G140),\"\")","v":""},{"$f":"IFERROR(IF(OR(P155=\"\",'Cost scenario - input'!$G140=\"\"),\"\",P155/'Cost scenario - input'!$G140),\"\")","v":""},{"$f":"IFERROR(IF(OR(Q155=\"\",'Cost scenario - input'!$G140=\"\"),\"\",Q155/'Cost scenario - input'!$G140),\"\")","v":""},{"$f":"IFERROR(IF(OR(R155=\"\",'Cost scenario - input'!$G140=\"\"),\"\",R155/'Cost scenario - input'!$G140),\"\")","v":""},{"$f":"IFERROR(IF(OR(S155=\"\",'Cost scenario - input'!$G140=\"\"),\"\",S155/'Cost scenario - input'!$G140),\"\")","v":""},{"$f":"IFERROR(IF(OR(T155=\"\",'Cost scenario - input'!$G140=\"\"),\"\",T155/'Cost scenario - input'!$G140),\"\")","v":""},{"$f":"IFERROR(IF(OR(U155=\"\",'Cost scenario - input'!$G140=\"\"),\"\",U155/'Cost scenario - input'!$G140),\"\")","v":""},{"$f":"IFERROR(IF(OR(V155=\"\",'Cost scenario - input'!$G140=\"\"),\"\",V155/'Cost scenario - input'!$G140),\"\")","v":""},{"$f":"IFERROR(IF(OR(W155=\"\",'Cost scenario - input'!$G140=\"\"),\"\",W155/'Cost scenario - input'!$G140),\"\")","v":""}]
[{"$f":"IFERROR('Cost scenario - input'!A141,\"\")","v":""},{"$f":"IFERROR('Cost scenario - input'!B141,\"\")","v":""},{"$f":"IFERROR('Cost scenario - input'!C141,\"\")","v":""},{"$f":"IFERROR(repcalc('Cost scenario - input'!$CY141:$GK141,'Cost scenario - input'!$J141,'Cost scenario - input'!$H141,'Cost scenario - input'!$I141,20,TRUE,TRUE),\"\")","v":""},"","","","","","","","","","","","","","","","","","","",{"$f":"IFERROR(IF(OR(D156=\"\",'Cost scenario - input'!$G141=\"\"),\"\",D156/'Cost scenario - input'!$G141),\"\")","v":""},{"$f":"IFERROR(IF(OR(E156=\"\",'Cost scenario - input'!$G141=\"\"),\"\",E156/'Cost scenario - input'!$G141),\"\")","v":""},{"$f":"IFERROR(IF(OR(F156=\"\",'Cost scenario - input'!$G141=\"\"),\"\",F156/'Cost scenario - input'!$G141),\"\")","v":""},{"$f":"IFERROR(IF(OR(G156=\"\",'Cost scenario - input'!$G141=\"\"),\"\",G156/'Cost scenario - input'!$G141),\"\")","v":""},{"$f":"IFERROR(IF(OR(H156=\"\",'Cost scenario - input'!$G141=\"\"),\"\",H156/'Cost scenario - input'!$G141),\"\")","v":""},{"$f":"IFERROR(IF(OR(I156=\"\",'Cost scenario - input'!$G141=\"\"),\"\",I156/'Cost scenario - input'!$G141),\"\")","v":""},{"$f":"IFERROR(IF(OR(J156=\"\",'Cost scenario - input'!$G141=\"\"),\"\",J156/'Cost scenario - input'!$G141),\"\")","v":""},{"$f":"IFERROR(IF(OR(K156=\"\",'Cost scenario - input'!$G141=\"\"),\"\",K156/'Cost scenario - input'!$G141),\"\")","v":""},{"$f":"IFERROR(IF(OR(L156=\"\",'Cost scenario - input'!$G141=\"\"),\"\",L156/'Cost scenario - input'!$G141),\"\")","v":""},{"$f":"IFERROR(IF(OR(M156=\"\",'Cost scenario - input'!$G141=\"\"),\"\",M156/'Cost scenario - input'!$G141),\"\")","v":""},{"$f":"IFERROR(IF(OR(N156=\"\",'Cost scenario - input'!$G141=\"\"),\"\",N156/'Cost scenario - input'!$G141),\"\")","v":""},{"$f":"IFERROR(IF(OR(O156=\"\",'Cost scenario - input'!$G141=\"\"),\"\",O156/'Cost scenario - input'!$G141),\"\")","v":""},{"$f":"IFERROR(IF(OR(P156=\"\",'Cost scenario - input'!$G141=\"\"),\"\",P156/'Cost scenario - input'!$G141),\"\")","v":""},{"$f":"IFERROR(IF(OR(Q156=\"\",'Cost scenario - input'!$G141=\"\"),\"\",Q156/'Cost scenario - input'!$G141),\"\")","v":""},{"$f":"IFERROR(IF(OR(R156=\"\",'Cost scenario - input'!$G141=\"\"),\"\",R156/'Cost scenario - input'!$G141),\"\")","v":""},{"$f":"IFERROR(IF(OR(S156=\"\",'Cost scenario - input'!$G141=\"\"),\"\",S156/'Cost scenario - input'!$G141),\"\")","v":""},{"$f":"IFERROR(IF(OR(T156=\"\",'Cost scenario - input'!$G141=\"\"),\"\",T156/'Cost scenario - input'!$G141),\"\")","v":""},{"$f":"IFERROR(IF(OR(U156=\"\",'Cost scenario - input'!$G141=\"\"),\"\",U156/'Cost scenario - input'!$G141),\"\")","v":""},{"$f":"IFERROR(IF(OR(V156=\"\",'Cost scenario - input'!$G141=\"\"),\"\",V156/'Cost scenario - input'!$G141),\"\")","v":""},{"$f":"IFERROR(IF(OR(W156=\"\",'Cost scenario - input'!$G141=\"\"),\"\",W156/'Cost scenario - input'!$G141),\"\")","v":""}]
[{"$f":"IFERROR('Cost scenario - input'!A142,\"\")","v":""},{"$f":"IFERROR('Cost scenario - input'!B142,\"\")","v":""},{"$f":"IFERROR('Cost scenario - input'!C142,\"\")","v":""},{"$f":"IFERROR(repcalc('Cost scenario - input'!$CY142:$GK142,'Cost scenario - input'!$J142,'Cost scenario - input'!$H142,'Cost scenario - input'!$I142,20,TRUE,TRUE),\"\")","v":""},"","","","","","","","","","","","","","","","","","","",{"$f":"IFERROR(IF(OR(D157=\"\",'Cost scenario - input'!$G142=\"\"),\"\",D157/'Cost scenario - input'!$G142),\"\")","v":""},{"$f":"IFERROR(IF(OR(E157=\"\",'Cost scenario - input'!$G142=\"\"),\"\",E157/'Cost scenario - input'!$G142),\"\")","v":""},{"$f":"IFERROR(IF(OR(F157=\"\",'Cost scenario - input'!$G142=\"\"),\"\",F157/'Cost scenario - input'!$G142),\"\")","v":""},{"$f":"IFERROR(IF(OR(G157=\"\",'Cost scenario - input'!$G142=\"\"),\"\",G157/'Cost scenario - input'!$G142),\"\")","v":""},{"$f":"IFERROR(IF(OR(H157=\"\",'Cost scenario - input'!$G142=\"\"),\"\",H157/'Cost scenario - input'!$G142),\"\")","v":""},{"$f":"IFERROR(IF(OR(I157=\"\",'Cost scenario - input'!$G142=\"\"),\"\",I157/'Cost scenario - input'!$G142),\"\")","v":""},{"$f":"IFERROR(IF(OR(J157=\"\",'Cost scenario - input'!$G142=\"\"),\"\",J157/'Cost scenario - input'!$G142),\"\")","v":""},{"$f":"IFERROR(IF(OR(K157=\"\",'Cost scenario - input'!$G142=\"\"),\"\",K157/'Cost scenario - input'!$G142),\"\")","v":""},{"$f":"IFERROR(IF(OR(L157=\"\",'Cost scenario - input'!$G142=\"\"),\"\",L157/'Cost scenario - input'!$G142),\"\")","v":""},{"$f":"IFERROR(IF(OR(M157=\"\",'Cost scenario - input'!$G142=\"\"),\"\",M157/'Cost scenario - input'!$G142),\"\")","v":""},{"$f":"IFERROR(IF(OR(N157=\"\",'Cost scenario - input'!$G142=\"\"),\"\",N157/'Cost scenario - input'!$G142),\"\")","v":""},{"$f":"IFERROR(IF(OR(O157=\"\",'Cost scenario - input'!$G142=\"\"),\"\",O157/'Cost scenario - input'!$G142),\"\")","v":""},{"$f":"IFERROR(IF(OR(P157=\"\",'Cost scenario - input'!$G142=\"\"),\"\",P157/'Cost scenario - input'!$G142),\"\")","v":""},{"$f":"IFERROR(IF(OR(Q157=\"\",'Cost scenario - input'!$G142=\"\"),\"\",Q157/'Cost scenario - input'!$G142),\"\")","v":""},{"$f":"IFERROR(IF(OR(R157=\"\",'Cost scenario - input'!$G142=\"\"),\"\",R157/'Cost scenario - input'!$G142),\"\")","v":""},{"$f":"IFERROR(IF(OR(S157=\"\",'Cost scenario - input'!$G142=\"\"),\"\",S157/'Cost scenario - input'!$G142),\"\")","v":""},{"$f":"IFERROR(IF(OR(T157=\"\",'Cost scenario - input'!$G142=\"\"),\"\",T157/'Cost scenario - input'!$G142),\"\")","v":""},{"$f":"IFERROR(IF(OR(U157=\"\",'Cost scenario - input'!$G142=\"\"),\"\",U157/'Cost scenario - input'!$G142),\"\")","v":""},{"$f":"IFERROR(IF(OR(V157=\"\",'Cost scenario - input'!$G142=\"\"),\"\",V157/'Cost scenario - input'!$G142),\"\")","v":""},{"$f":"IFERROR(IF(OR(W157=\"\",'Cost scenario - input'!$G142=\"\"),\"\",W157/'Cost scenario - input'!$G142),\"\")","v":""}]
[{"$f":"IFERROR('Cost scenario - input'!A143,\"\")","v":""},{"$f":"IFERROR('Cost scenario - input'!B143,\"\")","v":""},{"$f":"IFERROR('Cost scenario - input'!C143,\"\")","v":""},{"$f":"IFERROR(repcalc('Cost scenario - input'!$CY143:$GK143,'Cost scenario - input'!$J143,'Cost scenario - input'!$H143,'Cost scenario - input'!$I143,20,TRUE,TRUE),\"\")","v":""},"","","","","","","","","","","","","","","","","","","",{"$f":"IFERROR(IF(OR(D158=\"\",'Cost scenario - input'!$G143=\"\"),\"\",D158/'Cost scenario - input'!$G143),\"\")","v":""},{"$f":"IFERROR(IF(OR(E158=\"\",'Cost scenario - input'!$G143=\"\"),\"\",E158/'Cost scenario - input'!$G143),\"\")","v":""},{"$f":"IFERROR(IF(OR(F158=\"\",'Cost scenario - input'!$G143=\"\"),\"\",F158/'Cost scenario - input'!$G143),\"\")","v":""},{"$f":"IFERROR(IF(OR(G158=\"\",'Cost scenario - input'!$G143=\"\"),\"\",G158/'Cost scenario - input'!$G143),\"\")","v":""},{"$f":"IFERROR(IF(OR(H158=\"\",'Cost scenario - input'!$G143=\"\"),\"\",H158/'Cost scenario - input'!$G143),\"\")","v":""},{"$f":"IFERROR(IF(OR(I158=\"\",'Cost scenario - input'!$G143=\"\"),\"\",I158/'Cost scenario - input'!$G143),\"\")","v":""},{"$f":"IFERROR(IF(OR(J158=\"\",'Cost scenario - input'!$G143=\"\"),\"\",J158/'Cost scenario - input'!$G143),\"\")","v":""},{"$f":"IFERROR(IF(OR(K158=\"\",'Cost scenario - input'!$G143=\"\"),\"\",K158/'Cost scenario - input'!$G143),\"\")","v":""},{"$f":"IFERROR(IF(OR(L158=\"\",'Cost scenario - input'!$G143=\"\"),\"\",L158/'Cost scenario - input'!$G143),\"\")","v":""},{"$f":"IFERROR(IF(OR(M158=\"\",'Cost scenario - input'!$G143=\"\"),\"\",M158/'Cost scenario - input'!$G143),\"\")","v":""},{"$f":"IFERROR(IF(OR(N158=\"\",'Cost scenario - input'!$G143=\"\"),\"\",N158/'Cost scenario - input'!$G143),\"\")","v":""},{"$f":"IFERROR(IF(OR(O158=\"\",'Cost scenario - input'!$G143=\"\"),\"\",O158/'Cost scenario - input'!$G143),\"\")","v":""},{"$f":"IFERROR(IF(OR(P158=\"\",'Cost scenario - input'!$G143=\"\"),\"\",P158/'Cost scenario - input'!$G143),\"\")","v":""},{"$f":"IFERROR(IF(OR(Q158=\"\",'Cost scenario - input'!$G143=\"\"),\"\",Q158/'Cost scenario - input'!$G143),\"\")","v":""},{"$f":"IFERROR(IF(OR(R158=\"\",'Cost scenario - input'!$G143=\"\"),\"\",R158/'Cost scenario - input'!$G143),\"\")","v":""},{"$f":"IFERROR(IF(OR(S158=\"\",'Cost scenario - input'!$G143=\"\"),\"\",S158/'Cost scenario - input'!$G143),\"\")","v":""},{"$f":"IFERROR(IF(OR(T158=\"\",'Cost scenario - input'!$G143=\"\"),\"\",T158/'Cost scenario - input'!$G143),\"\")","v":""},{"$f":"IFERROR(IF(OR(U158=\"\",'Cost scenario - input'!$G143=\"\"),\"\",U158/'Cost scenario - input'!$G143),\"\")","v":""},{"$f":"IFERROR(IF(OR(V158=\"\",'Cost scenario - input'!$G143=\"\"),\"\",V158/'Cost scenario - input'!$G143),\"\")","v":""},{"$f":"IFERROR(IF(OR(W158=\"\",'Cost scenario - input'!$G143=\"\"),\"\",W158/'Cost scenario - input'!$G143),\"\")","v":""}]
[{"$f":"IFERROR('Cost scenario - input'!A144,\"\")","v":""},{"$f":"IFERROR('Cost scenario - input'!B144,\"\")","v":""},{"$f":"IFERROR('Cost scenario - input'!C144,\"\")","v":""},{"$f":"IFERROR(repcalc('Cost scenario - input'!$CY144:$GK144,'Cost scenario - input'!$J144,'Cost scenario - input'!$H144,'Cost scenario - input'!$I144,20,TRUE,TRUE),\"\")","v":""},"","","","","","","","","","","","","","","","","","","",{"$f":"IFERROR(IF(OR(D159=\"\",'Cost scenario - input'!$G144=\"\"),\"\",D159/'Cost scenario - input'!$G144),\"\")","v":""},{"$f":"IFERROR(IF(OR(E159=\"\",'Cost scenario - input'!$G144=\"\"),\"\",E159/'Cost scenario - input'!$G144),\"\")","v":""},{"$f":"IFERROR(IF(OR(F159=\"\",'Cost scenario - input'!$G144=\"\"),\"\",F159/'Cost scenario - input'!$G144),\"\")","v":""},{"$f":"IFERROR(IF(OR(G159=\"\",'Cost scenario - input'!$G144=\"\"),\"\",G159/'Cost scenario - input'!$G144),\"\")","v":""},{"$f":"IFERROR(IF(OR(H159=\"\",'Cost scenario - input'!$G144=\"\"),\"\",H159/'Cost scenario - input'!$G144),\"\")","v":""},{"$f":"IFERROR(IF(OR(I159=\"\",'Cost scenario - input'!$G144=\"\"),\"\",I159/'Cost scenario - input'!$G144),\"\")","v":""},{"$f":"IFERROR(IF(OR(J159=\"\",'Cost scenario - input'!$G144=\"\"),\"\",J159/'Cost scenario - input'!$G144),\"\")","v":""},{"$f":"IFERROR(IF(OR(K159=\"\",'Cost scenario - input'!$G144=\"\"),\"\",K159/'Cost scenario - input'!$G144),\"\")","v":""},{"$f":"IFERROR(IF(OR(L159=\"\",'Cost scenario - input'!$G144=\"\"),\"\",L159/'Cost scenario - input'!$G144),\"\")","v":""},{"$f":"IFERROR(IF(OR(M159=\"\",'Cost scenario - input'!$G144=\"\"),\"\",M159/'Cost scenario - input'!$G144),\"\")","v":""},{"$f":"IFERROR(IF(OR(N159=\"\",'Cost scenario - input'!$G144=\"\"),\"\",N159/'Cost scenario - input'!$G144),\"\")","v":""},{"$f":"IFERROR(IF(OR(O159=\"\",'Cost scenario - input'!$G144=\"\"),\"\",O159/'Cost scenario - input'!$G144),\"\")","v":""},{"$f":"IFERROR(IF(OR(P159=\"\",'Cost scenario - input'!$G144=\"\"),\"\",P159/'Cost scenario - input'!$G144),\"\")","v":""},{"$f":"IFERROR(IF(OR(Q159=\"\",'Cost scenario - input'!$G144=\"\"),\"\",Q159/'Cost scenario - input'!$G144),\"\")","v":""},{"$f":"IFERROR(IF(OR(R159=\"\",'Cost scenario - input'!$G144=\"\"),\"\",R159/'Cost scenario - input'!$G144),\"\")","v":""},{"$f":"IFERROR(IF(OR(S159=\"\",'Cost scenario - input'!$G144=\"\"),\"\",S159/'Cost scenario - input'!$G144),\"\")","v":""},{"$f":"IFERROR(IF(OR(T159=\"\",'Cost scenario - input'!$G144=\"\"),\"\",T159/'Cost scenario - input'!$G144),\"\")","v":""},{"$f":"IFERROR(IF(OR(U159=\"\",'Cost scenario - input'!$G144=\"\"),\"\",U159/'Cost scenario - input'!$G144),\"\")","v":""},{"$f":"IFERROR(IF(OR(V159=\"\",'Cost scenario - input'!$G144=\"\"),\"\",V159/'Cost scenario - input'!$G144),\"\")","v":""},{"$f":"IFERROR(IF(OR(W159=\"\",'Cost scenario - input'!$G144=\"\"),\"\",W159/'Cost scenario - input'!$G144),\"\")","v":""}]
[{"$f":"IFERROR('Cost scenario - input'!A145,\"\")","v":""},{"$f":"IFERROR('Cost scenario - input'!B145,\"\")","v":""},{"$f":"IFERROR('Cost scenario - input'!C145,\"\")","v":""},{"$f":"IFERROR(repcalc('Cost scenario - input'!$CY145:$GK145,'Cost scenario - input'!$J145,'Cost scenario - input'!$H145,'Cost scenario - input'!$I145,20,TRUE,TRUE),\"\")","v":""},"","","","","","","","","","","","","","","","","","","",{"$f":"IFERROR(IF(OR(D160=\"\",'Cost scenario - input'!$G145=\"\"),\"\",D160/'Cost scenario - input'!$G145),\"\")","v":""},{"$f":"IFERROR(IF(OR(E160=\"\",'Cost scenario - input'!$G145=\"\"),\"\",E160/'Cost scenario - input'!$G145),\"\")","v":""},{"$f":"IFERROR(IF(OR(F160=\"\",'Cost scenario - input'!$G145=\"\"),\"\",F160/'Cost scenario - input'!$G145),\"\")","v":""},{"$f":"IFERROR(IF(OR(G160=\"\",'Cost scenario - input'!$G145=\"\"),\"\",G160/'Cost scenario - input'!$G145),\"\")","v":""},{"$f":"IFERROR(IF(OR(H160=\"\",'Cost scenario - input'!$G145=\"\"),\"\",H160/'Cost scenario - input'!$G145),\"\")","v":""},{"$f":"IFERROR(IF(OR(I160=\"\",'Cost scenario - input'!$G145=\"\"),\"\",I160/'Cost scenario - input'!$G145),\"\")","v":""},{"$f":"IFERROR(IF(OR(J160=\"\",'Cost scenario - input'!$G145=\"\"),\"\",J160/'Cost scenario - input'!$G145),\"\")","v":""},{"$f":"IFERROR(IF(OR(K160=\"\",'Cost scenario - input'!$G145=\"\"),\"\",K160/'Cost scenario - input'!$G145),\"\")","v":""},{"$f":"IFERROR(IF(OR(L160=\"\",'Cost scenario - input'!$G145=\"\"),\"\",L160/'Cost scenario - input'!$G145),\"\")","v":""},{"$f":"IFERROR(IF(OR(M160=\"\",'Cost scenario - input'!$G145=\"\"),\"\",M160/'Cost scenario - input'!$G145),\"\")","v":""},{"$f":"IFERROR(IF(OR(N160=\"\",'Cost scenario - input'!$G145=\"\"),\"\",N160/'Cost scenario - input'!$G145),\"\")","v":""},{"$f":"IFERROR(IF(OR(O160=\"\",'Cost scenario - input'!$G145=\"\"),\"\",O160/'Cost scenario - input'!$G145),\"\")","v":""},{"$f":"IFERROR(IF(OR(P160=\"\",'Cost scenario - input'!$G145=\"\"),\"\",P160/'Cost scenario - input'!$G145),\"\")","v":""},{"$f":"IFERROR(IF(OR(Q160=\"\",'Cost scenario - input'!$G145=\"\"),\"\",Q160/'Cost scenario - input'!$G145),\"\")","v":""},{"$f":"IFERROR(IF(OR(R160=\"\",'Cost scenario - input'!$G145=\"\"),\"\",R160/'Cost scenario - input'!$G145),\"\")","v":""},{"$f":"IFERROR(IF(OR(S160=\"\",'Cost scenario - input'!$G145=\"\"),\"\",S160/'Cost scenario - input'!$G145),\"\")","v":""},{"$f":"IFERROR(IF(OR(T160=\"\",'Cost scenario - input'!$G145=\"\"),\"\",T160/'Cost scenario - input'!$G145),\"\")","v":""},{"$f":"IFERROR(IF(OR(U160=\"\",'Cost scenario - input'!$G145=\"\"),\"\",U160/'Cost scenario - input'!$G145),\"\")","v":""},{"$f":"IFERROR(IF(OR(V160=\"\",'Cost scenario - input'!$G145=\"\"),\"\",V160/'Cost scenario - input'!$G145),\"\")","v":""},{"$f":"IFERROR(IF(OR(W160=\"\",'Cost scenario - input'!$G145=\"\"),\"\",W160/'Cost scenario - input'!$G145),\"\")","v":""}]
[{"$f":"IFERROR('Cost scenario - input'!A146,\"\")","v":""},{"$f":"IFERROR('Cost scenario - input'!B146,\"\")","v":""},{"$f":"IFERROR('Cost scenario - input'!C146,\"\")","v":""},{"$f":"IFERROR(repcalc('Cost scenario - input'!$CY146:$GK146,'Cost scenario - input'!$J146,'Cost scenario - input'!$H146,'Cost scenario - input'!$I146,20,TRUE,TRUE),\"\")","v":""},"","","","","","","","","","","","","","","","","","","",{"$f":"IFERROR(IF(OR(D161=\"\",'Cost scenario - input'!$G146=\"\"),\"\",D161/'Cost scenario - input'!$G146),\"\")","v":""},{"$f":"IFERROR(IF(OR(E161=\"\",'Cost scenario - input'!$G146=\"\"),\"\",E161/'Cost scenario - input'!$G146),\"\")","v":""},{"$f":"IFERROR(IF(OR(F161=\"\",'Cost scenario - input'!$G146=\"\"),\"\",F161/'Cost scenario - input'!$G146),\"\")","v":""},{"$f":"IFERROR(IF(OR(G161=\"\",'Cost scenario - input'!$G146=\"\"),\"\",G161/'Cost scenario - input'!$G146),\"\")","v":""},{"$f":"IFERROR(IF(OR(H161=\"\",'Cost scenario - input'!$G146=\"\"),\"\",H161/'Cost scenario - input'!$G146),\"\")","v":""},{"$f":"IFERROR(IF(OR(I161=\"\",'Cost scenario - input'!$G146=\"\"),\"\",I161/'Cost scenario - input'!$G146),\"\")","v":""},{"$f":"IFERROR(IF(OR(J161=\"\",'Cost scenario - input'!$G146=\"\"),\"\",J161/'Cost scenario - input'!$G146),\"\")","v":""},{"$f":"IFERROR(IF(OR(K161=\"\",'Cost scenario - input'!$G146=\"\"),\"\",K161/'Cost scenario - input'!$G146),\"\")","v":""},{"$f":"IFERROR(IF(OR(L161=\"\",'Cost scenario - input'!$G146=\"\"),\"\",L161/'Cost scenario - input'!$G146),\"\")","v":""},{"$f":"IFERROR(IF(OR(M161=\"\",'Cost scenario - input'!$G146=\"\"),\"\",M161/'Cost scenario - input'!$G146),\"\")","v":""},{"$f":"IFERROR(IF(OR(N161=\"\",'Cost scenario - input'!$G146=\"\"),\"\",N161/'Cost scenario - input'!$G146),\"\")","v":""},{"$f":"IFERROR(IF(OR(O161=\"\",'Cost scenario - input'!$G146=\"\"),\"\",O161/'Cost scenario - input'!$G146),\"\")","v":""},{"$f":"IFERROR(IF(OR(P161=\"\",'Cost scenario - input'!$G146=\"\"),\"\",P161/'Cost scenario - input'!$G146),\"\")","v":""},{"$f":"IFERROR(IF(OR(Q161=\"\",'Cost scenario - input'!$G146=\"\"),\"\",Q161/'Cost scenario - input'!$G146),\"\")","v":""},{"$f":"IFERROR(IF(OR(R161=\"\",'Cost scenario - input'!$G146=\"\"),\"\",R161/'Cost scenario - input'!$G146),\"\")","v":""},{"$f":"IFERROR(IF(OR(S161=\"\",'Cost scenario - input'!$G146=\"\"),\"\",S161/'Cost scenario - input'!$G146),\"\")","v":""},{"$f":"IFERROR(IF(OR(T161=\"\",'Cost scenario - input'!$G146=\"\"),\"\",T161/'Cost scenario - input'!$G146),\"\")","v":""},{"$f":"IFERROR(IF(OR(U161=\"\",'Cost scenario - input'!$G146=\"\"),\"\",U161/'Cost scenario - input'!$G146),\"\")","v":""},{"$f":"IFERROR(IF(OR(V161=\"\",'Cost scenario - input'!$G146=\"\"),\"\",V161/'Cost scenario - input'!$G146),\"\")","v":""},{"$f":"IFERROR(IF(OR(W161=\"\",'Cost scenario - input'!$G146=\"\"),\"\",W161/'Cost scenario - input'!$G146),\"\")","v":""}]
[{"$f":"IFERROR('Cost scenario - input'!A147,\"\")","v":""},{"$f":"IFERROR('Cost scenario - input'!B147,\"\")","v":""},{"$f":"IFERROR('Cost scenario - input'!C147,\"\")","v":""},{"$f":"IFERROR(repcalc('Cost scenario - input'!$CY147:$GK147,'Cost scenario - input'!$J147,'Cost scenario - input'!$H147,'Cost scenario - input'!$I147,20,TRUE,TRUE),\"\")","v":""},"","","","","","","","","","","","","","","","","","","",{"$f":"IFERROR(IF(OR(D162=\"\",'Cost scenario - input'!$G147=\"\"),\"\",D162/'Cost scenario - input'!$G147),\"\")","v":""},{"$f":"IFERROR(IF(OR(E162=\"\",'Cost scenario - input'!$G147=\"\"),\"\",E162/'Cost scenario - input'!$G147),\"\")","v":""},{"$f":"IFERROR(IF(OR(F162=\"\",'Cost scenario - input'!$G147=\"\"),\"\",F162/'Cost scenario - input'!$G147),\"\")","v":""},{"$f":"IFERROR(IF(OR(G162=\"\",'Cost scenario - input'!$G147=\"\"),\"\",G162/'Cost scenario - input'!$G147),\"\")","v":""},{"$f":"IFERROR(IF(OR(H162=\"\",'Cost scenario - input'!$G147=\"\"),\"\",H162/'Cost scenario - input'!$G147),\"\")","v":""},{"$f":"IFERROR(IF(OR(I162=\"\",'Cost scenario - input'!$G147=\"\"),\"\",I162/'Cost scenario - input'!$G147),\"\")","v":""},{"$f":"IFERROR(IF(OR(J162=\"\",'Cost scenario - input'!$G147=\"\"),\"\",J162/'Cost scenario - input'!$G147),\"\")","v":""},{"$f":"IFERROR(IF(OR(K162=\"\",'Cost scenario - input'!$G147=\"\"),\"\",K162/'Cost scenario - input'!$G147),\"\")","v":""},{"$f":"IFERROR(IF(OR(L162=\"\",'Cost scenario - input'!$G147=\"\"),\"\",L162/'Cost scenario - input'!$G147),\"\")","v":""},{"$f":"IFERROR(IF(OR(M162=\"\",'Cost scenario - input'!$G147=\"\"),\"\",M162/'Cost scenario - input'!$G147),\"\")","v":""},{"$f":"IFERROR(IF(OR(N162=\"\",'Cost scenario - input'!$G147=\"\"),\"\",N162/'Cost scenario - input'!$G147),\"\")","v":""},{"$f":"IFERROR(IF(OR(O162=\"\",'Cost scenario - input'!$G147=\"\"),\"\",O162/'Cost scenario - input'!$G147),\"\")","v":""},{"$f":"IFERROR(IF(OR(P162=\"\",'Cost scenario - input'!$G147=\"\"),\"\",P162/'Cost scenario - input'!$G147),\"\")","v":""},{"$f":"IFERROR(IF(OR(Q162=\"\",'Cost scenario - input'!$G147=\"\"),\"\",Q162/'Cost scenario - input'!$G147),\"\")","v":""},{"$f":"IFERROR(IF(OR(R162=\"\",'Cost scenario - input'!$G147=\"\"),\"\",R162/'Cost scenario - input'!$G147),\"\")","v":""},{"$f":"IFERROR(IF(OR(S162=\"\",'Cost scenario - input'!$G147=\"\"),\"\",S162/'Cost scenario - input'!$G147),\"\")","v":""},{"$f":"IFERROR(IF(OR(T162=\"\",'Cost scenario - input'!$G147=\"\"),\"\",T162/'Cost scenario - input'!$G147),\"\")","v":""},{"$f":"IFERROR(IF(OR(U162=\"\",'Cost scenario - input'!$G147=\"\"),\"\",U162/'Cost scenario - input'!$G147),\"\")","v":""},{"$f":"IFERROR(IF(OR(V162=\"\",'Cost scenario - input'!$G147=\"\"),\"\",V162/'Cost scenario - input'!$G147),\"\")","v":""},{"$f":"IFERROR(IF(OR(W162=\"\",'Cost scenario - input'!$G147=\"\"),\"\",W162/'Cost scenario - input'!$G147),\"\")","v":""}]
[{"$f":"IFERROR('Cost scenario - input'!A148,\"\")","v":""},{"$f":"IFERROR('Cost scenario - input'!B148,\"\")","v":""},{"$f":"IFERROR('Cost scenario - input'!C148,\"\")","v":""},{"$f":"IFERROR(repcalc('Cost scenario - input'!$CY148:$GK148,'Cost scenario - input'!$J148,'Cost scenario - input'!$H148,'Cost scenario - input'!$I148,20,TRUE,TRUE),\"\")","v":""},"","","","","","","","","","","","","","","","","","","",{"$f":"IFERROR(IF(OR(D163=\"\",'Cost scenario - input'!$G148=\"\"),\"\",D163/'Cost scenario - input'!$G148),\"\")","v":""},{"$f":"IFERROR(IF(OR(E163=\"\",'Cost scenario - input'!$G148=\"\"),\"\",E163/'Cost scenario - input'!$G148),\"\")","v":""},{"$f":"IFERROR(IF(OR(F163=\"\",'Cost scenario - input'!$G148=\"\"),\"\",F163/'Cost scenario - input'!$G148),\"\")","v":""},{"$f":"IFERROR(IF(OR(G163=\"\",'Cost scenario - input'!$G148=\"\"),\"\",G163/'Cost scenario - input'!$G148),\"\")","v":""},{"$f":"IFERROR(IF(OR(H163=\"\",'Cost scenario - input'!$G148=\"\"),\"\",H163/'Cost scenario - input'!$G148),\"\")","v":""},{"$f":"IFERROR(IF(OR(I163=\"\",'Cost scenario - input'!$G148=\"\"),\"\",I163/'Cost scenario - input'!$G148),\"\")","v":""},{"$f":"IFERROR(IF(OR(J163=\"\",'Cost scenario - input'!$G148=\"\"),\"\",J163/'Cost scenario - input'!$G148),\"\")","v":""},{"$f":"IFERROR(IF(OR(K163=\"\",'Cost scenario - input'!$G148=\"\"),\"\",K163/'Cost scenario - input'!$G148),\"\")","v":""},{"$f":"IFERROR(IF(OR(L163=\"\",'Cost scenario - input'!$G148=\"\"),\"\",L163/'Cost scenario - input'!$G148),\"\")","v":""},{"$f":"IFERROR(IF(OR(M163=\"\",'Cost scenario - input'!$G148=\"\"),\"\",M163/'Cost scenario - input'!$G148),\"\")","v":""},{"$f":"IFERROR(IF(OR(N163=\"\",'Cost scenario - input'!$G148=\"\"),\"\",N163/'Cost scenario - input'!$G148),\"\")","v":""},{"$f":"IFERROR(IF(OR(O163=\"\",'Cost scenario - input'!$G148=\"\"),\"\",O163/'Cost scenario - input'!$G148),\"\")","v":""},{"$f":"IFERROR(IF(OR(P163=\"\",'Cost scenario - input'!$G148=\"\"),\"\",P163/'Cost scenario - input'!$G148),\"\")","v":""},{"$f":"IFERROR(IF(OR(Q163=\"\",'Cost scenario - input'!$G148=\"\"),\"\",Q163/'Cost scenario - input'!$G148),\"\")","v":""},{"$f":"IFERROR(IF(OR(R163=\"\",'Cost scenario - input'!$G148=\"\"),\"\",R163/'Cost scenario - input'!$G148),\"\")","v":""},{"$f":"IFERROR(IF(OR(S163=\"\",'Cost scenario - input'!$G148=\"\"),\"\",S163/'Cost scenario - input'!$G148),\"\")","v":""},{"$f":"IFERROR(IF(OR(T163=\"\",'Cost scenario - input'!$G148=\"\"),\"\",T163/'Cost scenario - input'!$G148),\"\")","v":""},{"$f":"IFERROR(IF(OR(U163=\"\",'Cost scenario - input'!$G148=\"\"),\"\",U163/'Cost scenario - input'!$G148),\"\")","v":""},{"$f":"IFERROR(IF(OR(V163=\"\",'Cost scenario - input'!$G148=\"\"),\"\",V163/'Cost scenario - input'!$G148),\"\")","v":""},{"$f":"IFERROR(IF(OR(W163=\"\",'Cost scenario - input'!$G148=\"\"),\"\",W163/'Cost scenario - input'!$G148),\"\")","v":""}]
[{"$f":"IFERROR('Cost scenario - input'!A149,\"\")","v":""},{"$f":"IFERROR('Cost scenario - input'!B149,\"\")","v":""},{"$f":"IFERROR('Cost scenario - input'!C149,\"\")","v":""},{"$f":"IFERROR(repcalc('Cost scenario - input'!$CY149:$GK149,'Cost scenario - input'!$J149,'Cost scenario - input'!$H149,'Cost scenario - input'!$I149,20,TRUE,TRUE),\"\")","v":""},"","","","","","","","","","","","","","","","","","","",{"$f":"IFERROR(IF(OR(D164=\"\",'Cost scenario - input'!$G149=\"\"),\"\",D164/'Cost scenario - input'!$G149),\"\")","v":""},{"$f":"IFERROR(IF(OR(E164=\"\",'Cost scenario - input'!$G149=\"\"),\"\",E164/'Cost scenario - input'!$G149),\"\")","v":""},{"$f":"IFERROR(IF(OR(F164=\"\",'Cost scenario - input'!$G149=\"\"),\"\",F164/'Cost scenario - input'!$G149),\"\")","v":""},{"$f":"IFERROR(IF(OR(G164=\"\",'Cost scenario - input'!$G149=\"\"),\"\",G164/'Cost scenario - input'!$G149),\"\")","v":""},{"$f":"IFERROR(IF(OR(H164=\"\",'Cost scenario - input'!$G149=\"\"),\"\",H164/'Cost scenario - input'!$G149),\"\")","v":""},{"$f":"IFERROR(IF(OR(I164=\"\",'Cost scenario - input'!$G149=\"\"),\"\",I164/'Cost scenario - input'!$G149),\"\")","v":""},{"$f":"IFERROR(IF(OR(J164=\"\",'Cost scenario - input'!$G149=\"\"),\"\",J164/'Cost scenario - input'!$G149),\"\")","v":""},{"$f":"IFERROR(IF(OR(K164=\"\",'Cost scenario - input'!$G149=\"\"),\"\",K164/'Cost scenario - input'!$G149),\"\")","v":""},{"$f":"IFERROR(IF(OR(L164=\"\",'Cost scenario - input'!$G149=\"\"),\"\",L164/'Cost scenario - input'!$G149),\"\")","v":""},{"$f":"IFERROR(IF(OR(M164=\"\",'Cost scenario - input'!$G149=\"\"),\"\",M164/'Cost scenario - input'!$G149),\"\")","v":""},{"$f":"IFERROR(IF(OR(N164=\"\",'Cost scenario - input'!$G149=\"\"),\"\",N164/'Cost scenario - input'!$G149),\"\")","v":""},{"$f":"IFERROR(IF(OR(O164=\"\",'Cost scenario - input'!$G149=\"\"),\"\",O164/'Cost scenario - input'!$G149),\"\")","v":""},{"$f":"IFERROR(IF(OR(P164=\"\",'Cost scenario - input'!$G149=\"\"),\"\",P164/'Cost scenario - input'!$G149),\"\")","v":""},{"$f":"IFERROR(IF(OR(Q164=\"\",'Cost scenario - input'!$G149=\"\"),\"\",Q164/'Cost scenario - input'!$G149),\"\")","v":""},{"$f":"IFERROR(IF(OR(R164=\"\",'Cost scenario - input'!$G149=\"\"),\"\",R164/'Cost scenario - input'!$G149),\"\")","v":""},{"$f":"IFERROR(IF(OR(S164=\"\",'Cost scenario - input'!$G149=\"\"),\"\",S164/'Cost scenario - input'!$G149),\"\")","v":""},{"$f":"IFERROR(IF(OR(T164=\"\",'Cost scenario - input'!$G149=\"\"),\"\",T164/'Cost scenario - input'!$G149),\"\")","v":""},{"$f":"IFERROR(IF(OR(U164=\"\",'Cost scenario - input'!$G149=\"\"),\"\",U164/'Cost scenario - input'!$G149),\"\")","v":""},{"$f":"IFERROR(IF(OR(V164=\"\",'Cost scenario - input'!$G149=\"\"),\"\",V164/'Cost scenario - input'!$G149),\"\")","v":""},{"$f":"IFERROR(IF(OR(W164=\"\",'Cost scenario - input'!$G149=\"\"),\"\",W164/'Cost scenario - input'!$G149),\"\")","v":""}]
[{"$f":"IFERROR('Cost scenario - input'!A150,\"\")","v":""},{"$f":"IFERROR('Cost scenario - input'!B150,\"\")","v":""},{"$f":"IFERROR('Cost scenario - input'!C150,\"\")","v":""},{"$f":"IFERROR(repcalc('Cost scenario - input'!$CY150:$GK150,'Cost scenario - input'!$J150,'Cost scenario - input'!$H150,'Cost scenario - input'!$I150,20,TRUE,TRUE),\"\")","v":""},"","","","","","","","","","","","","","","","","","","",{"$f":"IFERROR(IF(OR(D165=\"\",'Cost scenario - input'!$G150=\"\"),\"\",D165/'Cost scenario - input'!$G150),\"\")","v":""},{"$f":"IFERROR(IF(OR(E165=\"\",'Cost scenario - input'!$G150=\"\"),\"\",E165/'Cost scenario - input'!$G150),\"\")","v":""},{"$f":"IFERROR(IF(OR(F165=\"\",'Cost scenario - input'!$G150=\"\"),\"\",F165/'Cost scenario - input'!$G150),\"\")","v":""},{"$f":"IFERROR(IF(OR(G165=\"\",'Cost scenario - input'!$G150=\"\"),\"\",G165/'Cost scenario - input'!$G150),\"\")","v":""},{"$f":"IFERROR(IF(OR(H165=\"\",'Cost scenario - input'!$G150=\"\"),\"\",H165/'Cost scenario - input'!$G150),\"\")","v":""},{"$f":"IFERROR(IF(OR(I165=\"\",'Cost scenario - input'!$G150=\"\"),\"\",I165/'Cost scenario - input'!$G150),\"\")","v":""},{"$f":"IFERROR(IF(OR(J165=\"\",'Cost scenario - input'!$G150=\"\"),\"\",J165/'Cost scenario - input'!$G150),\"\")","v":""},{"$f":"IFERROR(IF(OR(K165=\"\",'Cost scenario - input'!$G150=\"\"),\"\",K165/'Cost scenario - input'!$G150),\"\")","v":""},{"$f":"IFERROR(IF(OR(L165=\"\",'Cost scenario - input'!$G150=\"\"),\"\",L165/'Cost scenario - input'!$G150),\"\")","v":""},{"$f":"IFERROR(IF(OR(M165=\"\",'Cost scenario - input'!$G150=\"\"),\"\",M165/'Cost scenario - input'!$G150),\"\")","v":""},{"$f":"IFERROR(IF(OR(N165=\"\",'Cost scenario - input'!$G150=\"\"),\"\",N165/'Cost scenario - input'!$G150),\"\")","v":""},{"$f":"IFERROR(IF(OR(O165=\"\",'Cost scenario - input'!$G150=\"\"),\"\",O165/'Cost scenario - input'!$G150),\"\")","v":""},{"$f":"IFERROR(IF(OR(P165=\"\",'Cost scenario - input'!$G150=\"\"),\"\",P165/'Cost scenario - input'!$G150),\"\")","v":""},{"$f":"IFERROR(IF(OR(Q165=\"\",'Cost scenario - input'!$G150=\"\"),\"\",Q165/'Cost scenario - input'!$G150),\"\")","v":""},{"$f":"IFERROR(IF(OR(R165=\"\",'Cost scenario - input'!$G150=\"\"),\"\",R165/'Cost scenario - input'!$G150),\"\")","v":""},{"$f":"IFERROR(IF(OR(S165=\"\",'Cost scenario - input'!$G150=\"\"),\"\",S165/'Cost scenario - input'!$G150),\"\")","v":""},{"$f":"IFERROR(IF(OR(T165=\"\",'Cost scenario - input'!$G150=\"\"),\"\",T165/'Cost scenario - input'!$G150),\"\")","v":""},{"$f":"IFERROR(IF(OR(U165=\"\",'Cost scenario - input'!$G150=\"\"),\"\",U165/'Cost scenario - input'!$G150),\"\")","v":""},{"$f":"IFERROR(IF(OR(V165=\"\",'Cost scenario - input'!$G150=\"\"),\"\",V165/'Cost scenario - input'!$G150),\"\")","v":""},{"$f":"IFERROR(IF(OR(W165=\"\",'Cost scenario - input'!$G150=\"\"),\"\",W165/'Cost scenario - input'!$G150),\"\")","v":""}]
[{"$f":"IFERROR('Cost scenario - input'!A151,\"\")","v":""},{"$f":"IFERROR('Cost scenario - input'!B151,\"\")","v":""},{"$f":"IFERROR('Cost scenario - input'!C151,\"\")","v":""},{"$f":"IFERROR(repcalc('Cost scenario - input'!$CY151:$GK151,'Cost scenario - input'!$J151,'Cost scenario - input'!$H151,'Cost scenario - input'!$I151,20,TRUE,TRUE),\"\")","v":""},"","","","","","","","","","","","","","","","","","","",{"$f":"IFERROR(IF(OR(D166=\"\",'Cost scenario - input'!$G151=\"\"),\"\",D166/'Cost scenario - input'!$G151),\"\")","v":""},{"$f":"IFERROR(IF(OR(E166=\"\",'Cost scenario - input'!$G151=\"\"),\"\",E166/'Cost scenario - input'!$G151),\"\")","v":""},{"$f":"IFERROR(IF(OR(F166=\"\",'Cost scenario - input'!$G151=\"\"),\"\",F166/'Cost scenario - input'!$G151),\"\")","v":""},{"$f":"IFERROR(IF(OR(G166=\"\",'Cost scenario - input'!$G151=\"\"),\"\",G166/'Cost scenario - input'!$G151),\"\")","v":""},{"$f":"IFERROR(IF(OR(H166=\"\",'Cost scenario - input'!$G151=\"\"),\"\",H166/'Cost scenario - input'!$G151),\"\")","v":""},{"$f":"IFERROR(IF(OR(I166=\"\",'Cost scenario - input'!$G151=\"\"),\"\",I166/'Cost scenario - input'!$G151),\"\")","v":""},{"$f":"IFERROR(IF(OR(J166=\"\",'Cost scenario - input'!$G151=\"\"),\"\",J166/'Cost scenario - input'!$G151),\"\")","v":""},{"$f":"IFERROR(IF(OR(K166=\"\",'Cost scenario - input'!$G151=\"\"),\"\",K166/'Cost scenario - input'!$G151),\"\")","v":""},{"$f":"IFERROR(IF(OR(L166=\"\",'Cost scenario - input'!$G151=\"\"),\"\",L166/'Cost scenario - input'!$G151),\"\")","v":""},{"$f":"IFERROR(IF(OR(M166=\"\",'Cost scenario - input'!$G151=\"\"),\"\",M166/'Cost scenario - input'!$G151),\"\")","v":""},{"$f":"IFERROR(IF(OR(N166=\"\",'Cost scenario - input'!$G151=\"\"),\"\",N166/'Cost scenario - input'!$G151),\"\")","v":""},{"$f":"IFERROR(IF(OR(O166=\"\",'Cost scenario - input'!$G151=\"\"),\"\",O166/'Cost scenario - input'!$G151),\"\")","v":""},{"$f":"IFERROR(IF(OR(P166=\"\",'Cost scenario - input'!$G151=\"\"),\"\",P166/'Cost scenario - input'!$G151),\"\")","v":""},{"$f":"IFERROR(IF(OR(Q166=\"\",'Cost scenario - input'!$G151=\"\"),\"\",Q166/'Cost scenario - input'!$G151),\"\")","v":""},{"$f":"IFERROR(IF(OR(R166=\"\",'Cost scenario - input'!$G151=\"\"),\"\",R166/'Cost scenario - input'!$G151),\"\")","v":""},{"$f":"IFERROR(IF(OR(S166=\"\",'Cost scenario - input'!$G151=\"\"),\"\",S166/'Cost scenario - input'!$G151),\"\")","v":""},{"$f":"IFERROR(IF(OR(T166=\"\",'Cost scenario - input'!$G151=\"\"),\"\",T166/'Cost scenario - input'!$G151),\"\")","v":""},{"$f":"IFERROR(IF(OR(U166=\"\",'Cost scenario - input'!$G151=\"\"),\"\",U166/'Cost scenario - input'!$G151),\"\")","v":""},{"$f":"IFERROR(IF(OR(V166=\"\",'Cost scenario - input'!$G151=\"\"),\"\",V166/'Cost scenario - input'!$G151),\"\")","v":""},{"$f":"IFERROR(IF(OR(W166=\"\",'Cost scenario - input'!$G151=\"\"),\"\",W166/'Cost scenario - input'!$G151),\"\")","v":""}]
[{"$f":"IFERROR('Cost scenario - input'!A152,\"\")","v":""},{"$f":"IFERROR('Cost scenario - input'!B152,\"\")","v":""},{"$f":"IFERROR('Cost scenario - input'!C152,\"\")","v":""},{"$f":"IFERROR(repcalc('Cost scenario - input'!$CY152:$GK152,'Cost scenario - input'!$J152,'Cost scenario - input'!$H152,'Cost scenario - input'!$I152,20,TRUE,TRUE),\"\")","v":""},"","","","","","","","","","","","","","","","","","","",{"$f":"IFERROR(IF(OR(D167=\"\",'Cost scenario - input'!$G152=\"\"),\"\",D167/'Cost scenario - input'!$G152),\"\")","v":""},{"$f":"IFERROR(IF(OR(E167=\"\",'Cost scenario - input'!$G152=\"\"),\"\",E167/'Cost scenario - input'!$G152),\"\")","v":""},{"$f":"IFERROR(IF(OR(F167=\"\",'Cost scenario - input'!$G152=\"\"),\"\",F167/'Cost scenario - input'!$G152),\"\")","v":""},{"$f":"IFERROR(IF(OR(G167=\"\",'Cost scenario - input'!$G152=\"\"),\"\",G167/'Cost scenario - input'!$G152),\"\")","v":""},{"$f":"IFERROR(IF(OR(H167=\"\",'Cost scenario - input'!$G152=\"\"),\"\",H167/'Cost scenario - input'!$G152),\"\")","v":""},{"$f":"IFERROR(IF(OR(I167=\"\",'Cost scenario - input'!$G152=\"\"),\"\",I167/'Cost scenario - input'!$G152),\"\")","v":""},{"$f":"IFERROR(IF(OR(J167=\"\",'Cost scenario - input'!$G152=\"\"),\"\",J167/'Cost scenario - input'!$G152),\"\")","v":""},{"$f":"IFERROR(IF(OR(K167=\"\",'Cost scenario - input'!$G152=\"\"),\"\",K167/'Cost scenario - input'!$G152),\"\")","v":""},{"$f":"IFERROR(IF(OR(L167=\"\",'Cost scenario - input'!$G152=\"\"),\"\",L167/'Cost scenario - input'!$G152),\"\")","v":""},{"$f":"IFERROR(IF(OR(M167=\"\",'Cost scenario - input'!$G152=\"\"),\"\",M167/'Cost scenario - input'!$G152),\"\")","v":""},{"$f":"IFERROR(IF(OR(N167=\"\",'Cost scenario - input'!$G152=\"\"),\"\",N167/'Cost scenario - input'!$G152),\"\")","v":""},{"$f":"IFERROR(IF(OR(O167=\"\",'Cost scenario - input'!$G152=\"\"),\"\",O167/'Cost scenario - input'!$G152),\"\")","v":""},{"$f":"IFERROR(IF(OR(P167=\"\",'Cost scenario - input'!$G152=\"\"),\"\",P167/'Cost scenario - input'!$G152),\"\")","v":""},{"$f":"IFERROR(IF(OR(Q167=\"\",'Cost scenario - input'!$G152=\"\"),\"\",Q167/'Cost scenario - input'!$G152),\"\")","v":""},{"$f":"IFERROR(IF(OR(R167=\"\",'Cost scenario - input'!$G152=\"\"),\"\",R167/'Cost scenario - input'!$G152),\"\")","v":""},{"$f":"IFERROR(IF(OR(S167=\"\",'Cost scenario - input'!$G152=\"\"),\"\",S167/'Cost scenario - input'!$G152),\"\")","v":""},{"$f":"IFERROR(IF(OR(T167=\"\",'Cost scenario - input'!$G152=\"\"),\"\",T167/'Cost scenario - input'!$G152),\"\")","v":""},{"$f":"IFERROR(IF(OR(U167=\"\",'Cost scenario - input'!$G152=\"\"),\"\",U167/'Cost scenario - input'!$G152),\"\")","v":""},{"$f":"IFERROR(IF(OR(V167=\"\",'Cost scenario - input'!$G152=\"\"),\"\",V167/'Cost scenario - input'!$G152),\"\")","v":""},{"$f":"IFERROR(IF(OR(W167=\"\",'Cost scenario - input'!$G152=\"\"),\"\",W167/'Cost scenario - input'!$G152),\"\")","v":""}]
[{"$f":"IFERROR('Cost scenario - input'!A153,\"\")","v":""},{"$f":"IFERROR('Cost scenario - input'!B153,\"\")","v":""},{"$f":"IFERROR('Cost scenario - input'!C153,\"\")","v":""},{"$f":"IFERROR(repcalc('Cost scenario - input'!$CY153:$GK153,'Cost scenario - input'!$J153,'Cost scenario - input'!$H153,'Cost scenario - input'!$I153,20,TRUE,TRUE),\"\")","v":""},"","","","","","","","","","","","","","","","","","","",{"$f":"IFERROR(IF(OR(D168=\"\",'Cost scenario - input'!$G153=\"\"),\"\",D168/'Cost scenario - input'!$G153),\"\")","v":""},{"$f":"IFERROR(IF(OR(E168=\"\",'Cost scenario - input'!$G153=\"\"),\"\",E168/'Cost scenario - input'!$G153),\"\")","v":""},{"$f":"IFERROR(IF(OR(F168=\"\",'Cost scenario - input'!$G153=\"\"),\"\",F168/'Cost scenario - input'!$G153),\"\")","v":""},{"$f":"IFERROR(IF(OR(G168=\"\",'Cost scenario - input'!$G153=\"\"),\"\",G168/'Cost scenario - input'!$G153),\"\")","v":""},{"$f":"IFERROR(IF(OR(H168=\"\",'Cost scenario - input'!$G153=\"\"),\"\",H168/'Cost scenario - input'!$G153),\"\")","v":""},{"$f":"IFERROR(IF(OR(I168=\"\",'Cost scenario - input'!$G153=\"\"),\"\",I168/'Cost scenario - input'!$G153),\"\")","v":""},{"$f":"IFERROR(IF(OR(J168=\"\",'Cost scenario - input'!$G153=\"\"),\"\",J168/'Cost scenario - input'!$G153),\"\")","v":""},{"$f":"IFERROR(IF(OR(K168=\"\",'Cost scenario - input'!$G153=\"\"),\"\",K168/'Cost scenario - input'!$G153),\"\")","v":""},{"$f":"IFERROR(IF(OR(L168=\"\",'Cost scenario - input'!$G153=\"\"),\"\",L168/'Cost scenario - input'!$G153),\"\")","v":""},{"$f":"IFERROR(IF(OR(M168=\"\",'Cost scenario - input'!$G153=\"\"),\"\",M168/'Cost scenario - input'!$G153),\"\")","v":""},{"$f":"IFERROR(IF(OR(N168=\"\",'Cost scenario - input'!$G153=\"\"),\"\",N168/'Cost scenario - input'!$G153),\"\")","v":""},{"$f":"IFERROR(IF(OR(O168=\"\",'Cost scenario - input'!$G153=\"\"),\"\",O168/'Cost scenario - input'!$G153),\"\")","v":""},{"$f":"IFERROR(IF(OR(P168=\"\",'Cost scenario - input'!$G153=\"\"),\"\",P168/'Cost scenario - input'!$G153),\"\")","v":""},{"$f":"IFERROR(IF(OR(Q168=\"\",'Cost scenario - input'!$G153=\"\"),\"\",Q168/'Cost scenario - input'!$G153),\"\")","v":""},{"$f":"IFERROR(IF(OR(R168=\"\",'Cost scenario - input'!$G153=\"\"),\"\",R168/'Cost scenario - input'!$G153),\"\")","v":""},{"$f":"IFERROR(IF(OR(S168=\"\",'Cost scenario - input'!$G153=\"\"),\"\",S168/'Cost scenario - input'!$G153),\"\")","v":""},{"$f":"IFERROR(IF(OR(T168=\"\",'Cost scenario - input'!$G153=\"\"),\"\",T168/'Cost scenario - input'!$G153),\"\")","v":""},{"$f":"IFERROR(IF(OR(U168=\"\",'Cost scenario - input'!$G153=\"\"),\"\",U168/'Cost scenario - input'!$G153),\"\")","v":""},{"$f":"IFERROR(IF(OR(V168=\"\",'Cost scenario - input'!$G153=\"\"),\"\",V168/'Cost scenario - input'!$G153),\"\")","v":""},{"$f":"IFERROR(IF(OR(W168=\"\",'Cost scenario - input'!$G153=\"\"),\"\",W168/'Cost scenario - input'!$G153),\"\")","v":""}]
[{"$f":"IFERROR('Cost scenario - input'!A154,\"\")","v":""},{"$f":"IFERROR('Cost scenario - input'!B154,\"\")","v":""},{"$f":"IFERROR('Cost scenario - input'!C154,\"\")","v":""},{"$f":"IFERROR(repcalc('Cost scenario - input'!$CY154:$GK154,'Cost scenario - input'!$J154,'Cost scenario - input'!$H154,'Cost scenario - input'!$I154,20,TRUE,TRUE),\"\")","v":""},"","","","","","","","","","","","","","","","","","","",{"$f":"IFERROR(IF(OR(D169=\"\",'Cost scenario - input'!$G154=\"\"),\"\",D169/'Cost scenario - input'!$G154),\"\")","v":""},{"$f":"IFERROR(IF(OR(E169=\"\",'Cost scenario - input'!$G154=\"\"),\"\",E169/'Cost scenario - input'!$G154),\"\")","v":""},{"$f":"IFERROR(IF(OR(F169=\"\",'Cost scenario - input'!$G154=\"\"),\"\",F169/'Cost scenario - input'!$G154),\"\")","v":""},{"$f":"IFERROR(IF(OR(G169=\"\",'Cost scenario - input'!$G154=\"\"),\"\",G169/'Cost scenario - input'!$G154),\"\")","v":""},{"$f":"IFERROR(IF(OR(H169=\"\",'Cost scenario - input'!$G154=\"\"),\"\",H169/'Cost scenario - input'!$G154),\"\")","v":""},{"$f":"IFERROR(IF(OR(I169=\"\",'Cost scenario - input'!$G154=\"\"),\"\",I169/'Cost scenario - input'!$G154),\"\")","v":""},{"$f":"IFERROR(IF(OR(J169=\"\",'Cost scenario - input'!$G154=\"\"),\"\",J169/'Cost scenario - input'!$G154),\"\")","v":""},{"$f":"IFERROR(IF(OR(K169=\"\",'Cost scenario - input'!$G154=\"\"),\"\",K169/'Cost scenario - input'!$G154),\"\")","v":""},{"$f":"IFERROR(IF(OR(L169=\"\",'Cost scenario - input'!$G154=\"\"),\"\",L169/'Cost scenario - input'!$G154),\"\")","v":""},{"$f":"IFERROR(IF(OR(M169=\"\",'Cost scenario - input'!$G154=\"\"),\"\",M169/'Cost scenario - input'!$G154),\"\")","v":""},{"$f":"IFERROR(IF(OR(N169=\"\",'Cost scenario - input'!$G154=\"\"),\"\",N169/'Cost scenario - input'!$G154),\"\")","v":""},{"$f":"IFERROR(IF(OR(O169=\"\",'Cost scenario - input'!$G154=\"\"),\"\",O169/'Cost scenario - input'!$G154),\"\")","v":""},{"$f":"IFERROR(IF(OR(P169=\"\",'Cost scenario - input'!$G154=\"\"),\"\",P169/'Cost scenario - input'!$G154),\"\")","v":""},{"$f":"IFERROR(IF(OR(Q169=\"\",'Cost scenario - input'!$G154=\"\"),\"\",Q169/'Cost scenario - input'!$G154),\"\")","v":""},{"$f":"IFERROR(IF(OR(R169=\"\",'Cost scenario - input'!$G154=\"\"),\"\",R169/'Cost scenario - input'!$G154),\"\")","v":""},{"$f":"IFERROR(IF(OR(S169=\"\",'Cost scenario - input'!$G154=\"\"),\"\",S169/'Cost scenario - input'!$G154),\"\")","v":""},{"$f":"IFERROR(IF(OR(T169=\"\",'Cost scenario - input'!$G154=\"\"),\"\",T169/'Cost scenario - input'!$G154),\"\")","v":""},{"$f":"IFERROR(IF(OR(U169=\"\",'Cost scenario - input'!$G154=\"\"),\"\",U169/'Cost scenario - input'!$G154),\"\")","v":""},{"$f":"IFERROR(IF(OR(V169=\"\",'Cost scenario - input'!$G154=\"\"),\"\",V169/'Cost scenario - input'!$G154),\"\")","v":""},{"$f":"IFERROR(IF(OR(W169=\"\",'Cost scenario - input'!$G154=\"\"),\"\",W169/'Cost scenario - input'!$G154),\"\")","v":""}]
[{"$f":"IFERROR('Cost scenario - input'!A155,\"\")","v":""},{"$f":"IFERROR('Cost scenario - input'!B155,\"\")","v":""},{"$f":"IFERROR('Cost scenario - input'!C155,\"\")","v":""},{"$f":"IFERROR(repcalc('Cost scenario - input'!$CY155:$GK155,'Cost scenario - input'!$J155,'Cost scenario - input'!$H155,'Cost scenario - input'!$I155,20,TRUE,TRUE),\"\")","v":""},"","","","","","","","","","","","","","","","","","","",{"$f":"IFERROR(IF(OR(D170=\"\",'Cost scenario - input'!$G155=\"\"),\"\",D170/'Cost scenario - input'!$G155),\"\")","v":""},{"$f":"IFERROR(IF(OR(E170=\"\",'Cost scenario - input'!$G155=\"\"),\"\",E170/'Cost scenario - input'!$G155),\"\")","v":""},{"$f":"IFERROR(IF(OR(F170=\"\",'Cost scenario - input'!$G155=\"\"),\"\",F170/'Cost scenario - input'!$G155),\"\")","v":""},{"$f":"IFERROR(IF(OR(G170=\"\",'Cost scenario - input'!$G155=\"\"),\"\",G170/'Cost scenario - input'!$G155),\"\")","v":""},{"$f":"IFERROR(IF(OR(H170=\"\",'Cost scenario - input'!$G155=\"\"),\"\",H170/'Cost scenario - input'!$G155),\"\")","v":""},{"$f":"IFERROR(IF(OR(I170=\"\",'Cost scenario - input'!$G155=\"\"),\"\",I170/'Cost scenario - input'!$G155),\"\")","v":""},{"$f":"IFERROR(IF(OR(J170=\"\",'Cost scenario - input'!$G155=\"\"),\"\",J170/'Cost scenario - input'!$G155),\"\")","v":""},{"$f":"IFERROR(IF(OR(K170=\"\",'Cost scenario - input'!$G155=\"\"),\"\",K170/'Cost scenario - input'!$G155),\"\")","v":""},{"$f":"IFERROR(IF(OR(L170=\"\",'Cost scenario - input'!$G155=\"\"),\"\",L170/'Cost scenario - input'!$G155),\"\")","v":""},{"$f":"IFERROR(IF(OR(M170=\"\",'Cost scenario - input'!$G155=\"\"),\"\",M170/'Cost scenario - input'!$G155),\"\")","v":""},{"$f":"IFERROR(IF(OR(N170=\"\",'Cost scenario - input'!$G155=\"\"),\"\",N170/'Cost scenario - input'!$G155),\"\")","v":""},{"$f":"IFERROR(IF(OR(O170=\"\",'Cost scenario - input'!$G155=\"\"),\"\",O170/'Cost scenario - input'!$G155),\"\")","v":""},{"$f":"IFERROR(IF(OR(P170=\"\",'Cost scenario - input'!$G155=\"\"),\"\",P170/'Cost scenario - input'!$G155),\"\")","v":""},{"$f":"IFERROR(IF(OR(Q170=\"\",'Cost scenario - input'!$G155=\"\"),\"\",Q170/'Cost scenario - input'!$G155),\"\")","v":""},{"$f":"IFERROR(IF(OR(R170=\"\",'Cost scenario - input'!$G155=\"\"),\"\",R170/'Cost scenario - input'!$G155),\"\")","v":""},{"$f":"IFERROR(IF(OR(S170=\"\",'Cost scenario - input'!$G155=\"\"),\"\",S170/'Cost scenario - input'!$G155),\"\")","v":""},{"$f":"IFERROR(IF(OR(T170=\"\",'Cost scenario - input'!$G155=\"\"),\"\",T170/'Cost scenario - input'!$G155),\"\")","v":""},{"$f":"IFERROR(IF(OR(U170=\"\",'Cost scenario - input'!$G155=\"\"),\"\",U170/'Cost scenario - input'!$G155),\"\")","v":""},{"$f":"IFERROR(IF(OR(V170=\"\",'Cost scenario - input'!$G155=\"\"),\"\",V170/'Cost scenario - input'!$G155),\"\")","v":""},{"$f":"IFERROR(IF(OR(W170=\"\",'Cost scenario - input'!$G155=\"\"),\"\",W170/'Cost scenario - input'!$G155),\"\")","v":""}]
[{"$f":"IFERROR('Cost scenario - input'!A156,\"\")","v":""},{"$f":"IFERROR('Cost scenario - input'!B156,\"\")","v":""},{"$f":"IFERROR('Cost scenario - input'!C156,\"\")","v":""},{"$f":"IFERROR(repcalc('Cost scenario - input'!$CY156:$GK156,'Cost scenario - input'!$J156,'Cost scenario - input'!$H156,'Cost scenario - input'!$I156,20,TRUE,TRUE),\"\")","v":""},"","","","","","","","","","","","","","","","","","","",{"$f":"IFERROR(IF(OR(D171=\"\",'Cost scenario - input'!$G156=\"\"),\"\",D171/'Cost scenario - input'!$G156),\"\")","v":""},{"$f":"IFERROR(IF(OR(E171=\"\",'Cost scenario - input'!$G156=\"\"),\"\",E171/'Cost scenario - input'!$G156),\"\")","v":""},{"$f":"IFERROR(IF(OR(F171=\"\",'Cost scenario - input'!$G156=\"\"),\"\",F171/'Cost scenario - input'!$G156),\"\")","v":""},{"$f":"IFERROR(IF(OR(G171=\"\",'Cost scenario - input'!$G156=\"\"),\"\",G171/'Cost scenario - input'!$G156),\"\")","v":""},{"$f":"IFERROR(IF(OR(H171=\"\",'Cost scenario - input'!$G156=\"\"),\"\",H171/'Cost scenario - input'!$G156),\"\")","v":""},{"$f":"IFERROR(IF(OR(I171=\"\",'Cost scenario - input'!$G156=\"\"),\"\",I171/'Cost scenario - input'!$G156),\"\")","v":""},{"$f":"IFERROR(IF(OR(J171=\"\",'Cost scenario - input'!$G156=\"\"),\"\",J171/'Cost scenario - input'!$G156),\"\")","v":""},{"$f":"IFERROR(IF(OR(K171=\"\",'Cost scenario - input'!$G156=\"\"),\"\",K171/'Cost scenario - input'!$G156),\"\")","v":""},{"$f":"IFERROR(IF(OR(L171=\"\",'Cost scenario - input'!$G156=\"\"),\"\",L171/'Cost scenario - input'!$G156),\"\")","v":""},{"$f":"IFERROR(IF(OR(M171=\"\",'Cost scenario - input'!$G156=\"\"),\"\",M171/'Cost scenario - input'!$G156),\"\")","v":""},{"$f":"IFERROR(IF(OR(N171=\"\",'Cost scenario - input'!$G156=\"\"),\"\",N171/'Cost scenario - input'!$G156),\"\")","v":""},{"$f":"IFERROR(IF(OR(O171=\"\",'Cost scenario - input'!$G156=\"\"),\"\",O171/'Cost scenario - input'!$G156),\"\")","v":""},{"$f":"IFERROR(IF(OR(P171=\"\",'Cost scenario - input'!$G156=\"\"),\"\",P171/'Cost scenario - input'!$G156),\"\")","v":""},{"$f":"IFERROR(IF(OR(Q171=\"\",'Cost scenario - input'!$G156=\"\"),\"\",Q171/'Cost scenario - input'!$G156),\"\")","v":""},{"$f":"IFERROR(IF(OR(R171=\"\",'Cost scenario - input'!$G156=\"\"),\"\",R171/'Cost scenario - input'!$G156),\"\")","v":""},{"$f":"IFERROR(IF(OR(S171=\"\",'Cost scenario - input'!$G156=\"\"),\"\",S171/'Cost scenario - input'!$G156),\"\")","v":""},{"$f":"IFERROR(IF(OR(T171=\"\",'Cost scenario - input'!$G156=\"\"),\"\",T171/'Cost scenario - input'!$G156),\"\")","v":""},{"$f":"IFERROR(IF(OR(U171=\"\",'Cost scenario - input'!$G156=\"\"),\"\",U171/'Cost scenario - input'!$G156),\"\")","v":""},{"$f":"IFERROR(IF(OR(V171=\"\",'Cost scenario - input'!$G156=\"\"),\"\",V171/'Cost scenario - input'!$G156),\"\")","v":""},{"$f":"IFERROR(IF(OR(W171=\"\",'Cost scenario - input'!$G156=\"\"),\"\",W171/'Cost scenario - input'!$G156),\"\")","v":""}]
[{"$f":"IFERROR('Cost scenario - input'!A157,\"\")","v":""},{"$f":"IFERROR('Cost scenario - input'!B157,\"\")","v":""},{"$f":"IFERROR('Cost scenario - input'!C157,\"\")","v":""},{"$f":"IFERROR(repcalc('Cost scenario - input'!$CY157:$GK157,'Cost scenario - input'!$J157,'Cost scenario - input'!$H157,'Cost scenario - input'!$I157,20,TRUE,TRUE),\"\")","v":""},"","","","","","","","","","","","","","","","","","","",{"$f":"IFERROR(IF(OR(D172=\"\",'Cost scenario - input'!$G157=\"\"),\"\",D172/'Cost scenario - input'!$G157),\"\")","v":""},{"$f":"IFERROR(IF(OR(E172=\"\",'Cost scenario - input'!$G157=\"\"),\"\",E172/'Cost scenario - input'!$G157),\"\")","v":""},{"$f":"IFERROR(IF(OR(F172=\"\",'Cost scenario - input'!$G157=\"\"),\"\",F172/'Cost scenario - input'!$G157),\"\")","v":""},{"$f":"IFERROR(IF(OR(G172=\"\",'Cost scenario - input'!$G157=\"\"),\"\",G172/'Cost scenario - input'!$G157),\"\")","v":""},{"$f":"IFERROR(IF(OR(H172=\"\",'Cost scenario - input'!$G157=\"\"),\"\",H172/'Cost scenario - input'!$G157),\"\")","v":""},{"$f":"IFERROR(IF(OR(I172=\"\",'Cost scenario - input'!$G157=\"\"),\"\",I172/'Cost scenario - input'!$G157),\"\")","v":""},{"$f":"IFERROR(IF(OR(J172=\"\",'Cost scenario - input'!$G157=\"\"),\"\",J172/'Cost scenario - input'!$G157),\"\")","v":""},{"$f":"IFERROR(IF(OR(K172=\"\",'Cost scenario - input'!$G157=\"\"),\"\",K172/'Cost scenario - input'!$G157),\"\")","v":""},{"$f":"IFERROR(IF(OR(L172=\"\",'Cost scenario - input'!$G157=\"\"),\"\",L172/'Cost scenario - input'!$G157),\"\")","v":""},{"$f":"IFERROR(IF(OR(M172=\"\",'Cost scenario - input'!$G157=\"\"),\"\",M172/'Cost scenario - input'!$G157),\"\")","v":""},{"$f":"IFERROR(IF(OR(N172=\"\",'Cost scenario - input'!$G157=\"\"),\"\",N172/'Cost scenario - input'!$G157),\"\")","v":""},{"$f":"IFERROR(IF(OR(O172=\"\",'Cost scenario - input'!$G157=\"\"),\"\",O172/'Cost scenario - input'!$G157),\"\")","v":""},{"$f":"IFERROR(IF(OR(P172=\"\",'Cost scenario - input'!$G157=\"\"),\"\",P172/'Cost scenario - input'!$G157),\"\")","v":""},{"$f":"IFERROR(IF(OR(Q172=\"\",'Cost scenario - input'!$G157=\"\"),\"\",Q172/'Cost scenario - input'!$G157),\"\")","v":""},{"$f":"IFERROR(IF(OR(R172=\"\",'Cost scenario - input'!$G157=\"\"),\"\",R172/'Cost scenario - input'!$G157),\"\")","v":""},{"$f":"IFERROR(IF(OR(S172=\"\",'Cost scenario - input'!$G157=\"\"),\"\",S172/'Cost scenario - input'!$G157),\"\")","v":""},{"$f":"IFERROR(IF(OR(T172=\"\",'Cost scenario - input'!$G157=\"\"),\"\",T172/'Cost scenario - input'!$G157),\"\")","v":""},{"$f":"IFERROR(IF(OR(U172=\"\",'Cost scenario - input'!$G157=\"\"),\"\",U172/'Cost scenario - input'!$G157),\"\")","v":""},{"$f":"IFERROR(IF(OR(V172=\"\",'Cost scenario - input'!$G157=\"\"),\"\",V172/'Cost scenario - input'!$G157),\"\")","v":""},{"$f":"IFERROR(IF(OR(W172=\"\",'Cost scenario - input'!$G157=\"\"),\"\",W172/'Cost scenario - input'!$G157),\"\")","v":""}]
[{"$f":"IFERROR('Cost scenario - input'!A158,\"\")","v":""},{"$f":"IFERROR('Cost scenario - input'!B158,\"\")","v":""},{"$f":"IFERROR('Cost scenario - input'!C158,\"\")","v":""},{"$f":"IFERROR(repcalc('Cost scenario - input'!$CY158:$GK158,'Cost scenario - input'!$J158,'Cost scenario - input'!$H158,'Cost scenario - input'!$I158,20,TRUE,TRUE),\"\")","v":""},"","","","","","","","","","","","","","","","","","","",{"$f":"IFERROR(IF(OR(D173=\"\",'Cost scenario - input'!$G158=\"\"),\"\",D173/'Cost scenario - input'!$G158),\"\")","v":""},{"$f":"IFERROR(IF(OR(E173=\"\",'Cost scenario - input'!$G158=\"\"),\"\",E173/'Cost scenario - input'!$G158),\"\")","v":""},{"$f":"IFERROR(IF(OR(F173=\"\",'Cost scenario - input'!$G158=\"\"),\"\",F173/'Cost scenario - input'!$G158),\"\")","v":""},{"$f":"IFERROR(IF(OR(G173=\"\",'Cost scenario - input'!$G158=\"\"),\"\",G173/'Cost scenario - input'!$G158),\"\")","v":""},{"$f":"IFERROR(IF(OR(H173=\"\",'Cost scenario - input'!$G158=\"\"),\"\",H173/'Cost scenario - input'!$G158),\"\")","v":""},{"$f":"IFERROR(IF(OR(I173=\"\",'Cost scenario - input'!$G158=\"\"),\"\",I173/'Cost scenario - input'!$G158),\"\")","v":""},{"$f":"IFERROR(IF(OR(J173=\"\",'Cost scenario - input'!$G158=\"\"),\"\",J173/'Cost scenario - input'!$G158),\"\")","v":""},{"$f":"IFERROR(IF(OR(K173=\"\",'Cost scenario - input'!$G158=\"\"),\"\",K173/'Cost scenario - input'!$G158),\"\")","v":""},{"$f":"IFERROR(IF(OR(L173=\"\",'Cost scenario - input'!$G158=\"\"),\"\",L173/'Cost scenario - input'!$G158),\"\")","v":""},{"$f":"IFERROR(IF(OR(M173=\"\",'Cost scenario - input'!$G158=\"\"),\"\",M173/'Cost scenario - input'!$G158),\"\")","v":""},{"$f":"IFERROR(IF(OR(N173=\"\",'Cost scenario - input'!$G158=\"\"),\"\",N173/'Cost scenario - input'!$G158),\"\")","v":""},{"$f":"IFERROR(IF(OR(O173=\"\",'Cost scenario - input'!$G158=\"\"),\"\",O173/'Cost scenario - input'!$G158),\"\")","v":""},{"$f":"IFERROR(IF(OR(P173=\"\",'Cost scenario - input'!$G158=\"\"),\"\",P173/'Cost scenario - input'!$G158),\"\")","v":""},{"$f":"IFERROR(IF(OR(Q173=\"\",'Cost scenario - input'!$G158=\"\"),\"\",Q173/'Cost scenario - input'!$G158),\"\")","v":""},{"$f":"IFERROR(IF(OR(R173=\"\",'Cost scenario - input'!$G158=\"\"),\"\",R173/'Cost scenario - input'!$G158),\"\")","v":""},{"$f":"IFERROR(IF(OR(S173=\"\",'Cost scenario - input'!$G158=\"\"),\"\",S173/'Cost scenario - input'!$G158),\"\")","v":""},{"$f":"IFERROR(IF(OR(T173=\"\",'Cost scenario - input'!$G158=\"\"),\"\",T173/'Cost scenario - input'!$G158),\"\")","v":""},{"$f":"IFERROR(IF(OR(U173=\"\",'Cost scenario - input'!$G158=\"\"),\"\",U173/'Cost scenario - input'!$G158),\"\")","v":""},{"$f":"IFERROR(IF(OR(V173=\"\",'Cost scenario - input'!$G158=\"\"),\"\",V173/'Cost scenario - input'!$G158),\"\")","v":""},{"$f":"IFERROR(IF(OR(W173=\"\",'Cost scenario - input'!$G158=\"\"),\"\",W173/'Cost scenario - input'!$G158),\"\")","v":""}]
[{"$f":"IFERROR('Cost scenario - input'!A159,\"\")","v":""},{"$f":"IFERROR('Cost scenario - input'!B159,\"\")","v":""},{"$f":"IFERROR('Cost scenario - input'!C159,\"\")","v":""},{"$f":"IFERROR(repcalc('Cost scenario - input'!$CY159:$GK159,'Cost scenario - input'!$J159,'Cost scenario - input'!$H159,'Cost scenario - input'!$I159,20,TRUE,TRUE),\"\")","v":""},"","","","","","","","","","","","","","","","","","","",{"$f":"IFERROR(IF(OR(D174=\"\",'Cost scenario - input'!$G159=\"\"),\"\",D174/'Cost scenario - input'!$G159),\"\")","v":""},{"$f":"IFERROR(IF(OR(E174=\"\",'Cost scenario - input'!$G159=\"\"),\"\",E174/'Cost scenario - input'!$G159),\"\")","v":""},{"$f":"IFERROR(IF(OR(F174=\"\",'Cost scenario - input'!$G159=\"\"),\"\",F174/'Cost scenario - input'!$G159),\"\")","v":""},{"$f":"IFERROR(IF(OR(G174=\"\",'Cost scenario - input'!$G159=\"\"),\"\",G174/'Cost scenario - input'!$G159),\"\")","v":""},{"$f":"IFERROR(IF(OR(H174=\"\",'Cost scenario - input'!$G159=\"\"),\"\",H174/'Cost scenario - input'!$G159),\"\")","v":""},{"$f":"IFERROR(IF(OR(I174=\"\",'Cost scenario - input'!$G159=\"\"),\"\",I174/'Cost scenario - input'!$G159),\"\")","v":""},{"$f":"IFERROR(IF(OR(J174=\"\",'Cost scenario - input'!$G159=\"\"),\"\",J174/'Cost scenario - input'!$G159),\"\")","v":""},{"$f":"IFERROR(IF(OR(K174=\"\",'Cost scenario - input'!$G159=\"\"),\"\",K174/'Cost scenario - input'!$G159),\"\")","v":""},{"$f":"IFERROR(IF(OR(L174=\"\",'Cost scenario - input'!$G159=\"\"),\"\",L174/'Cost scenario - input'!$G159),\"\")","v":""},{"$f":"IFERROR(IF(OR(M174=\"\",'Cost scenario - input'!$G159=\"\"),\"\",M174/'Cost scenario - input'!$G159),\"\")","v":""},{"$f":"IFERROR(IF(OR(N174=\"\",'Cost scenario - input'!$G159=\"\"),\"\",N174/'Cost scenario - input'!$G159),\"\")","v":""},{"$f":"IFERROR(IF(OR(O174=\"\",'Cost scenario - input'!$G159=\"\"),\"\",O174/'Cost scenario - input'!$G159),\"\")","v":""},{"$f":"IFERROR(IF(OR(P174=\"\",'Cost scenario - input'!$G159=\"\"),\"\",P174/'Cost scenario - input'!$G159),\"\")","v":""},{"$f":"IFERROR(IF(OR(Q174=\"\",'Cost scenario - input'!$G159=\"\"),\"\",Q174/'Cost scenario - input'!$G159),\"\")","v":""},{"$f":"IFERROR(IF(OR(R174=\"\",'Cost scenario - input'!$G159=\"\"),\"\",R174/'Cost scenario - input'!$G159),\"\")","v":""},{"$f":"IFERROR(IF(OR(S174=\"\",'Cost scenario - input'!$G159=\"\"),\"\",S174/'Cost scenario - input'!$G159),\"\")","v":""},{"$f":"IFERROR(IF(OR(T174=\"\",'Cost scenario - input'!$G159=\"\"),\"\",T174/'Cost scenario - input'!$G159),\"\")","v":""},{"$f":"IFERROR(IF(OR(U174=\"\",'Cost scenario - input'!$G159=\"\"),\"\",U174/'Cost scenario - input'!$G159),\"\")","v":""},{"$f":"IFERROR(IF(OR(V174=\"\",'Cost scenario - input'!$G159=\"\"),\"\",V174/'Cost scenario - input'!$G159),\"\")","v":""},{"$f":"IFERROR(IF(OR(W174=\"\",'Cost scenario - input'!$G159=\"\"),\"\",W174/'Cost scenario - input'!$G159),\"\")","v":""}]
[{"$f":"IFERROR('Cost scenario - input'!A160,\"\")","v":""},{"$f":"IFERROR('Cost scenario - input'!B160,\"\")","v":""},{"$f":"IFERROR('Cost scenario - input'!C160,\"\")","v":""},{"$f":"IFERROR(repcalc('Cost scenario - input'!$CY160:$GK160,'Cost scenario - input'!$J160,'Cost scenario - input'!$H160,'Cost scenario - input'!$I160,20,TRUE,TRUE),\"\")","v":""},"","","","","","","","","","","","","","","","","","","",{"$f":"IFERROR(IF(OR(D175=\"\",'Cost scenario - input'!$G160=\"\"),\"\",D175/'Cost scenario - input'!$G160),\"\")","v":""},{"$f":"IFERROR(IF(OR(E175=\"\",'Cost scenario - input'!$G160=\"\"),\"\",E175/'Cost scenario - input'!$G160),\"\")","v":""},{"$f":"IFERROR(IF(OR(F175=\"\",'Cost scenario - input'!$G160=\"\"),\"\",F175/'Cost scenario - input'!$G160),\"\")","v":""},{"$f":"IFERROR(IF(OR(G175=\"\",'Cost scenario - input'!$G160=\"\"),\"\",G175/'Cost scenario - input'!$G160),\"\")","v":""},{"$f":"IFERROR(IF(OR(H175=\"\",'Cost scenario - input'!$G160=\"\"),\"\",H175/'Cost scenario - input'!$G160),\"\")","v":""},{"$f":"IFERROR(IF(OR(I175=\"\",'Cost scenario - input'!$G160=\"\"),\"\",I175/'Cost scenario - input'!$G160),\"\")","v":""},{"$f":"IFERROR(IF(OR(J175=\"\",'Cost scenario - input'!$G160=\"\"),\"\",J175/'Cost scenario - input'!$G160),\"\")","v":""},{"$f":"IFERROR(IF(OR(K175=\"\",'Cost scenario - input'!$G160=\"\"),\"\",K175/'Cost scenario - input'!$G160),\"\")","v":""},{"$f":"IFERROR(IF(OR(L175=\"\",'Cost scenario - input'!$G160=\"\"),\"\",L175/'Cost scenario - input'!$G160),\"\")","v":""},{"$f":"IFERROR(IF(OR(M175=\"\",'Cost scenario - input'!$G160=\"\"),\"\",M175/'Cost scenario - input'!$G160),\"\")","v":""},{"$f":"IFERROR(IF(OR(N175=\"\",'Cost scenario - input'!$G160=\"\"),\"\",N175/'Cost scenario - input'!$G160),\"\")","v":""},{"$f":"IFERROR(IF(OR(O175=\"\",'Cost scenario - input'!$G160=\"\"),\"\",O175/'Cost scenario - input'!$G160),\"\")","v":""},{"$f":"IFERROR(IF(OR(P175=\"\",'Cost scenario - input'!$G160=\"\"),\"\",P175/'Cost scenario - input'!$G160),\"\")","v":""},{"$f":"IFERROR(IF(OR(Q175=\"\",'Cost scenario - input'!$G160=\"\"),\"\",Q175/'Cost scenario - input'!$G160),\"\")","v":""},{"$f":"IFERROR(IF(OR(R175=\"\",'Cost scenario - input'!$G160=\"\"),\"\",R175/'Cost scenario - input'!$G160),\"\")","v":""},{"$f":"IFERROR(IF(OR(S175=\"\",'Cost scenario - input'!$G160=\"\"),\"\",S175/'Cost scenario - input'!$G160),\"\")","v":""},{"$f":"IFERROR(IF(OR(T175=\"\",'Cost scenario - input'!$G160=\"\"),\"\",T175/'Cost scenario - input'!$G160),\"\")","v":""},{"$f":"IFERROR(IF(OR(U175=\"\",'Cost scenario - input'!$G160=\"\"),\"\",U175/'Cost scenario - input'!$G160),\"\")","v":""},{"$f":"IFERROR(IF(OR(V175=\"\",'Cost scenario - input'!$G160=\"\"),\"\",V175/'Cost scenario - input'!$G160),\"\")","v":""},{"$f":"IFERROR(IF(OR(W175=\"\",'Cost scenario - input'!$G160=\"\"),\"\",W175/'Cost scenario - input'!$G160),\"\")","v":""}]

{"sheet":"Lives scenario - input","index":4,"n_rows":190,"n_cols":192,"rows_kept":190,"cut":false,"hidden":false,"merged":[[1,3,1,4],[2,5,3,5],[2,6,3,7],[2,8,3,8],[2,3,3,3],[2,4,3,4]]}
[null,"Unit cost - historical"]
[null,"Replacement lives - comparative",null,"Asset lives"]
[null,null,null,"Historical","NEM median","Unit cost","Replacement \nlife",null,"Method","Volume",null,null,null,null,null,null,null,null,null,null,null,null,null,null,null,null,null,null,null,null,null,null,null,null,null,null,null,null,null,null,null,null,null,null,null,null,null,null,null,null,null,null,null,null,null,null,null,null,null,null,null,null,null,null,null,null,null,null,null,null,null,null,null,null,null,null,null,null,null,null,null,null,null,null,null,null,null,null,null,null,null,null,null,null,null,null,null,null,null,null,null,"Replacement Cost (NOT depreciated)"]
[null,null,null,null,null,null,null,null,null,"Installation date",null,null,null,null,null,null,null,null,null,null,null,null,null,null,null,null,null,null,null,null,null,null,null,null,null,null,null,null,null,null,null,null,null,null,null,null,null,null,null,null,null,null,null,null,null,null,null,null,null,null,null,null,null,null,null,null,null,null,null,null,null,null,null,null,null,null,null,null,null,null,null,null,null,null,null,null,null,null,null,null,null,null,null,null,null,null,null,null,null,null,null,"Installation date"]
["ID","Asset group","Asset category",null,null,"$ ('000)","μ","σ","#",2019,2018,2017,2016,2015,2014,2013,2012,2011,2010,2009,2008,2007,2006,2005,2004,2003,2002,2001,2000,1999,1998,1997,1996,1995,1994,1993,1992,1991,1990,1989,1988,1987,1986,1985,1984,1983,1982,1981,1980,1979,1978,1977,1976,1975,1974,1973,1972,1971,1970,1969,1968,1967,1966,1965,1964,1963,1962,1961,1960,1959,1958,1957,1956,1955,1954,1953,1952,1951,1950,1949,1948,1947,1946,1945,1944,1943,1942,1941,1940,1939,1938,1937,1936,1935,1934,1933,1932,1931,1930,1929,null,2019,2018,2017,2016,2015,2014,2013,2012,2011,2010,2009,2008,2007,2006,2005,2004,2003,2002,2001,2000,1999,1998,1997,1996,1995,1994,1993,1992,1991,1990,1989,1988,1987,1986,1985,1984,1983,1982,1981,1980,1979,1978,1977,1976,1975,1974,1973,1972,1971,1970,1969,1968,1967,1966,1965,1964,1963,1962,1961,1960,1959,1958,1957,1956,1955,1954,1953,1952,1951,1950,1949,1948,1947,1946,1945,1944,1943,1942,1941,1940,1939,1938,1937,1936,1935,1934,1933,1932,1931,1930,1929]
[1,"OVERHEAD CONDUCTORS","˂ = 1 kv",71.837429893915228,71.976305130281446,73.576707756528208,71.976305130281446,8.4838850257580365,2,28.9,68.8,67.2,171.1,141.4,142.69999999999999,162.69999999999999,185.8,168.2,229.3,226.5,224.6,274.89999999999998,238.7,211.2,120,102.3,129.30000000000001,120.5,144.69999999999999,132.4,155.9,158.4,276.2,223.4,225.5,209.9,264.8,254.4,276.2,299.39999999999998,207,205.1,287.7,373.1,361,311.89999999999998,422.4,417.3,377.7,256.39999999999998,321.2,357.3,344.7,350.7,349.9,311.2,339,324.8,372.5,337.9,298.8,251,239.2,260.3,228.3,269.3,150.30000000000001,166.3,175.3,171.8,179.3,194.5,206.7,208.9,205,263.2,263.89999999999998,262.10000000000002,325.2,0.9,0,5,0,0,0,0,0,0,0,0,0,0,0,0,0,0,0,0,0,0,null,{"$f":"IFERROR($F6*J6,\"\")","v":2126.3668541636653},{"$f":"IFERROR($F6*K6,\"\")","v":5062.0774936491407},4944.3547612386956,12588.974697141975,10403.746476773089,10499.396196856575,11970.930351987139,13670.552301162941,12375.602244648044,16871.139088571919,16665.124306853639,16525.328562116236,20226.236962269602,17562.760141483282,15539.400678178758,8829.204930783384,7526.8972034928356,{"$f":"IFERROR($F6*AA6,\"\")","v":9513.468312919098},8865.9932846616484,10646.54961236963,9741.5561069643354,11470.608739242749,11654.550508634069,20321.886682353092,16437.036512808401,16591.54759909711,15443.750958095272,19483.112213928671,18717.914453260775,20321.886682353092,22028.866302304545,15230.378505601338,15090.582760863936,{"$f":"IFERROR($F6*AQ6,\"\")","v":21168.018821553163},27451.469663960677,26561.191500106685,22948.575149261145,31078.801356357515,30703.560146799224,27789.922519640702,18865.067868773829,23632.838531396861,26288.95768140753,25361.891163675271,25803.35141021444,25744.490044009217,22897.071453831577,24942.503929463062,23897.714679320361,{"$f":"IFERROR($F6*BG6,\"\")","v":27407.323639306756},24861.569550930879,21984.720277650631,18467.753646888581,17599.548495361545,19152.017029024293,16797.56238081539,19814.207398833049,11058.57917580619,12235.806499910641,12897.996869719396,12640.478392571547,13192.303700745508,14310.669658644736,15208.30549327438,15370.174250338743,{"$f":"IFERROR($F6*BW6,\"\")","v":15083.225090088283},19365.389481518225,19416.893176947793,19284.455102986045,23927.145362422973,66.219036980875387,0,367.88353878264104,0,0,0,0,0,0,0,0,{"$f":"IFERROR($F6*CM6,\"\")","v":0},0,0,0,0,0,0,0,0,0]
[1,"OVERHEAD CONDUCTORS","˃ 11 kv & < = 22 kv ; multiple-phase",80.683367535095272,75.206285617336889,28.087269312544368,80.683367535095272,8.9823920831310442,2,13.1,44.6,59.4,71.2,143.9,129.80000000000001,116.7,200.4,139.69999999999999,158.9,163.19999999999999,129.6,145.9,92.1,77.8,31.7,54.8,43.1,74.099999999999994,122.3,111.8,68.7,78.599999999999994,55.4,150.69999999999999,121.8,133,119.1,230.3,201.8,368,248.9,225.6,313.2,250,213.1,172.3,290.89999999999998,358.9,285.39999999999998,173.6,142.4,147.19999999999999,155,177.2,263.60000000000002,161.80000000000001,224.5,248,253.9,367,330.5,275.5,269.39999999999998,425.8,247,223,96.2,83.9,73.3,89.2,79.3,78.5,97.2,96.1,115.2,130.4,159.1,163.1,398.1,0,0,0,0,0,0,0,0,0,0,0,0,0,0,0,0,0,0,0,0,0,null,{"$f":"IFERROR($F7*J7,\"\")","v":367.94322799433121},1252.6922113394789,1668.3837971651353,1999.8135750531592,4041.7580540751346,3645.7275567682591,3277.7843287739279,5628.6887702338918,3923.7915229624477,4463.0670937633004,4583.8423518072404,3640.11010290575,4097.9325927002237,2586.8375036853363,2185.1895525159516,890.36643720765642,1539.1823583274313,1210.5613073706622,2081.2666560595376,3435.073036924176,3140.1567091424604,1929.5954017717982,2207.6593679659873,1556.034719914958,4232.7514854004357,3421.0294022679041,3735.6068185684012,3345.1937751240339,6468.4981226789687,5668.0109472714539,10336.115107016327,6990.921331892293,6336.4879569100094,8796.932748688896,7021.8173281360923,5985.3970905032047,4839.4365025513953,8170.5866430191563,10080.520956272174,8016.1066618001623,4875.9499526577019,3999.6271501063184,4134.4460428065304,4353.5267434443767,4977.0641221828619,7403.8041907866964,4544.5201747696792,6305.591960666211,6965.6427895110037,7131.357678455015,10308.027837703783,9282.8425077959146,7738.0426956059737,7566.7103527994523,11959.559273281393,6937.5555201984589,6263.4610566973943,2701.9953078667681,2356.5218953224726,2058.7968406095019,2505.3844226789579,2227.3204564847683,2204.8506410347327,2730.0825771793125,2699.1865809355136,3235.6534248051112,3662.5799183557856,4468.6845476258086,4581.0336248759859,11181.541913323914,0,0,0,0,0,0,0,0,0,0,0,0,0,0,0,0,0,0,0,0,0]
[1,"OVERHEAD CONDUCTORS","˃ 11 kv & < = 22 kv ; single-phase",80.683367535095272,73.009480992854236,28.087269312544368,80.683367535095272,8.9823920831310442,2,5.8,6.7,5.0999999999999996,15.3,25.9,34.299999999999997,46.5,92.8,49.3,41.3,31.5,50.6,64.5,58.8,26.7,17.899999999999999,10.6,26.2,16.399999999999999,25.7,37.6,44.9,23.7,20.2,55.7,51.5,35,38.4,38.1,47.3,103.2,52.3,41.5,86.1,65,61.5,58.6,110.6,125.4,82.3,53.3,54.2,43.6,37.6,51,65.3,90.5,61.5,110.1,101.2,55.5,47,67,60.6,57,36.9,32.200000000000003,18.5,17.600000000000001,13.9,8.5,20.100000000000001,17.600000000000001,15.2,20.9,14.1,19.8,23.2,34.5,40.700000000000003,0,0,0,0,0,0,0,0,0,0,0,0,0,0,0,0,0,0,0,0,0,null,162.90616201275733,188.18470439404726,143.24507349397626,429.73522048192888,727.46027519489905,963.39333742027179,1306.058023033313,2606.4985922041174,1384.7023771084373,1160.0042226080823,884.74898334514762,1421.2158272147451,1811.6288706591117,1651.5314355776088,749.93009064493458,502.76212069454414,297.72505471297029,735.88645598866242,460.6312167257276,721.84282133239026,1056.0813261516682,1261.1183921332422,665.6682827073015,567.36284011339626,1564.4609007087213,1446.4943695960349,983.05442593905286,1078.5511416017036,1070.1249608079404,1328.5278384833484,2898.6061930545789,1468.9641850460703,1165.6216764705912,2418.3138878100699,1825.6725053153839,1727.3670627214785,1645.9139817150999,3106.4519859674069,3522.143571793064,2311.5822644224013,1497.0514543586148,1522.3299967399048,1224.6049420269344,1056.0813261516682,1432.4507349397627,1834.0986861091471,2541.8978727852655,1727.3670627214785,3092.408351311135,2842.4316544294902,1558.8434468462124,1320.1016576895854,1881.8470439404728,1702.0885203401888,1600.9743508150291,1036.4202376328872,904.41007186392869,519.61448228207087,494.33593990078094,390.41304344436674,238.74178915662714,564.5541131821418,494.33593990078094,426.92649355067437,587.02392863217722,396.03049730687559,556.12793238837855,651.62464805102934,969.0107912827807,1143.1518610205558,0,0,0,0,0,0,0,0,0,0,0,0,0,0,0,0,0,0,0,0,0]
[1,"OVERHEAD CONDUCTORS","˃ 11 kv & < = 22 kv ; swer",81.388101003727513,67.548460114723383,32.064110269414748,81.388101003727513,9.0215354016778928,2,21.2,39.9,102.3,94.8,83.7,145.80000000000001,219.8,219.6,160.9,142.19999999999999,179.9,178.8,248.7,239.9,203.7,57.2,141.9,235.8,192.4,1020.3,1764.1,206.3,203.8,205.2,257.8,342.9,362.6,644.29999999999995,572.1,632.5,1336.1,1270.3,1500.8,3080.9,2205.1,1864.8,2356,3745.8,4838.8,2967.4,972,669.1,873.7,1232.0999999999999,2034.7,2817.1,1155.7,998.3,1579.8,2069.4,1395,1081.2,1309.3,1193.2,1479.1,1322.5,1481.8,220.5,143.30000000000001,146.4,212,200.4,226.5,291,284,332.6,347.4,438.8,460.8,875.7,0,0,0,0,0,0,0,0,0,0,0,0,0,0,0,0,0,0,0,0,0,null,679.75913771159264,1279.3579997496483,3280.1584805611287,3039.6776535405179,2683.7660295500145,4674.9472772806703,7047.6914372173624,7041.2786151634782,5159.1153423488331,4559.5164803107764,5768.3334374677133,5733.0629161713568,7974.3442240034474,7692.1800536325982,6531.4592618797833,1834.0671074105237,4549.8972472299529,7560.7172015279975,6169.1348158353976,32715.011707883867,56564.296926274554,6614.8259485802628,6534.6656729067263,6579.5554272839063,8266.1276274551219,10994.783411382316,11626.446383689788,20658.90624658392,18343.87748513218,20280.549745404827,42840.857730965043,40731.039275237556,48121.816692337648,98786.317329039899,70704.569555086462,59793.152830404622,75543.043794741141,120105.74424717377,155151.81677164408,95147.040813461324,31166.315181871134,21454.09618126541,28014.413142387668,39506.190262945907,65240.845165178187,90327.805039968283,37056.492238362625,32009.60128195674,50654.881403621417,66353.469791526877,44729.43382583357,34667.716023291228,41981.539575744726,38258.896373465679,47426.025499491348,42404.785831301007,47512.59859721877,7070.1363144059515,4594.7870016071338,4694.1857434423191,6797.5913771159267,6425.6476979907156,7262.5209760224407,9330.6560883996917,9106.2073165137881,10664.523075607345,11139.071907594682,14069.731586219192,14775.142012146316,28078.541362926495,0,0,0,0,0,0,0,0,0,0,0,0,0,0,0,0,0,0,0,0,0]
[1,"OVERHEAD CONDUCTORS","> 1 kv & < = 11 kv",80.915425492322356,76.759176488804613,33.127991650954804,80.915425492322356,8.9953001891166675,2,77.599999999999994,171.2,200.2,313.3,402,349.6,408.1,483,423.3,398.1,579.70000000000005,481.6,618.29999999999995,396.9,281.89999999999998,130.5,102.2,144.4,191.4,230.8,222.3,280.8,314.5,374.9,592.1,432.1,442.4,541.9,489.4,488,433.1,244.7,349.9,473.3,592.20000000000005,608.9,534.4,872.7,784.4,852.9,447.2,509.3,573.29999999999995,574.6,467.6,606.70000000000005,342.3,482.4,594.5,736.1,648.1,678.8,698.4,635.9,941.4,1003.7,671.2,305.39999999999998,321.3,343.1,418.3,432.6,426.1,447.1,541,613.5,780.2,784.2,873.7,1617,0.2,15.7,3.9,0,0,0,0,0,0,0,0,0,0,0,0,0,0,0,0,0,0,null,2570.7321521140925,5671.512170643462,6632.2239285211517,10378.999784244141,13317.452643683831,11581.545881173801,13519.533392754656,16000.819967411171,14023.078865849169,13188.253476245109,19204.296760058503,15954.440779099834,20483.037237785353,13148.49988626396,9338.7808464041591,4323.2029104496023,3385.6807467275812,4783.6819943978744,6340.6976019927497,7645.9404730403694,7364.3525440072535,9302.340055588109,10418.753374225285,12419.684069942956,19615.083856530342,14314.605192377572,14655.823506382405,17952.058675652406,16212.839113977281,16166.459925665944,14347.733184028526,8106.4195569886406,11591.484278669086,15679.478448396909,19618.396655695436,20171.634116266381,17703.598738270248,28910.798313788258,25985.596651008949,28254.864079099352,14814.837866306989,16872.086147831284,18992.277613492388,19035.344002638631,15490.648895986467,20098.752534634281,11339.71154212183,15980.943172420597,19694.591036492631,24385.514654267834,21470.251388983808,22487.280732668121,23136.589369026835,21066.089890842159,31186.691340208854,33250.565220063341,22235.507996120865,10117.288650201597,10644.023717451779,11366.213935442594,13857.438907594395,14331.16918820305,14115.837242471844,14811.525067141894,17922.243483166549,20324.022877860774,25846.459086074941,25978.97105267876,28943.926305439214,53567.962499593916,6.6255983301909609,520.10946891999038,129.19916743872375,0,0,0,0,0,0,0,0,0,0,0,0,0,0,0,0,0,0]
[1,"OVERHEAD CONDUCTORS","> 22 kv & < = 66 kv",95.611432072521112,85.989832083900211,74.304602523580684,95.611432072521112,9.7781098415041914,2,5.2,21.8,22.9,131.4,68.900000000000006,60.7,41.1,86.3,129.4,142.69999999999999,102.1,62.2,154.9,88,46.5,46.1,35.700000000000003,77.8,113.2,122,367.8,98.1,391.6,49.8,230.4,99.1,79.099999999999994,91.8,44.2,453.7,186.6,41.3,363.2,618.70000000000005,318.8,253.3,119.1,332.6,174.4,96.5,99.9,88.3,159,102.6,112.6,64,189.5,201.1,89.2,276,240,264.39999999999998,377.7,221.4,479.9,310.5,376.5,50.3,52,71.2,131.80000000000001,366,160.5,71.599999999999994,125.3,104.3,190.2,120.1,109.1,724.5,16.600000000000001,24.8,4.7,0,0,0,0,0,0,0,0,0,0,0,0,0,0,0,0,0,0,null,386.38393312261957,1619.8403350140591,1701.5753977899976,9763.6247715985028,5119.5871138747098,4510.2893731813474,3053.9191637191661,6412.4871977850125,9615.0155665513412,10603.266780114962,7586.4999176575875,4621.7462769667191,11509.782930902649,6538.8050220751002,3455.1640173465016,3425.4421763370697,2652.6743100918306,5780.8980763345771,8411.2810056693343,9065.1615078768427,27329.232808172976,7289.2815075632643,29097.682348234197,3700.369205674318,17119.780421432992,7363.5861100868451,5877.4940596152319,6821.1625116647065,3284.2634315422665,33711.998164948556,13865.238830900154,3068.7800842238821,26987.431636564503,45972.257581339371,23688.307284517523,18821.355819222987,8849.6781605584583,24713.710799342938,12958.722680112473,7170.3941435255356,7423.0297921057108,6561.0964028321741,11814.43180124933,7623.6522189193774,8366.6982441551845,4755.4945615091638,14080.722178218539,14942.655567492075,6627.9705451033969,20508.070296508267,17833.104605659362,19646.13690723473,28064.848373156423,16451.038998720764,35658.778751066369,23071.579083571803,27975.682850128127,3737.5215069361084,3863.8393312261956,5290.4876996789453,9793.3466126079347,27195.48452363053,11925.8887050347,5320.2095406883764,9310.3666962046591,7749.9700432094651,14132.735399985046,8923.98276308204,8106.6321353226522,53833.684528334205,1233.4564018914396,1842.754142584801,349.23163186082922,0,0,0,0,0,0,0,0,0,0,0,0,0,0,0,0,0,0]
[1,"OVERHEAD CONDUCTORS","> 66 kv & < = 132 kv",87.084567583497119,80.139007134687802,413.27279710225974,87.084567583497119,9.3319112503011468,2,0,0,0.2,4.8,1.9,14.8,3.7,0.2,83.2,62.2,5.4,170.1,12.3,1.9,0.1,15.6,89.3,166.6,8.3000000000000007,0,5.3,0,0.1,163,0,27.1,0.4,2.5,0,104.9,24,2.5,234.4,289.7,236.7,119.1,10.1,123.2,17,155.5,26.8,4.8,0,58.8,5.2,19.899999999999999,55.2,4.9000000000000004,5.6,40.1,44.4,46,32.5,85.3,143.69999999999999,0,0,18.3,39.9,0,0,63.3,20.9,0,0,0,13,0,14.4,19.5,0,0,0,0,0,0,0,0,0,0,0,0,0,0,0,0,0,0,0,0,0,null,0,0,82.65455942045196,1983.7094260908466,785.21831449429351,6116.4373971134446,1529.1093492783612,82.65455942045196,34384.296718908015,25705.567979760559,2231.6731043522027,70297.702787094386,5083.2554043577948,785.21831449429351,41.32727971022598,6447.0556347952515,36905.260781231795,68851.247997236467,3430.164215948756,0,2190.3458246419764,0,41.32727971022598,67363.465927668338,0,11199.692801471239,165.30911884090392,1033.1819927556494,0,43352.316416027046,9918.5471304542334,1033.1819927556494,96871.143640769689,119725.12932052465,97821.671074104874,49220.790134879135,4174.055250732823,50915.208602998398,7025.6375507384155,64263.919949401388,11075.710962340561,1983.7094260908466,0,24300.440469612873,2149.018544931751,8224.1286623349679,22812.65840004474,2025.0367058010729,2314.3276637726544,16572.239163800616,18349.312191340334,19010.548666703948,13431.365905823443,35252.169592822756,59387.300943594717,0,0,7562.892186971354,16489.584604380165,0,0,26160.168056573042,8637.4014594372275,0,0,0,5372.5463623293763,0,5951.1282782725402,8058.8195434940653,0,0,0,0,0,0,0,0,0,0,0,0,0,0,0,0,0,0,0,0,0]
[2,"POLES","˂ = 1 kv ; concrete",68.13719326356582,58.700576926829058,80.25323492739507,68.13719326356582,8.2545256231697426,2,0,3,1,2,8,5,49,39,62,76,62,84,51,102,64,50,55,125,84,162,111,89,105,69,170,154,99,186,60,91,196,216,56,65,38,32,28,32,33,27,2,5,4,3,1,4,5,7,15,17,8,5,10,3,4,1,1,0,0,0,0,0,0,0,0,0,0,0,0,0,0,0,0,0,0,0,0,0,0,0,0,0,0,0,0,0,0,0,0,0,0,null,0,240.75970478218522,80.25323492739507,160.50646985479014,642.02587941916056,401.26617463697534,3932.4085114423583,3129.8761621684075,4975.7005654984941,6099.2458544820256,4975.7005654984941,6741.2717339011861,4092.9149812971486,8185.8299625942973,5136.2070353532845,4012.6617463697535,4413.9279210067289,10031.654365924383,6741.2717339011861,13001.024058238001,8908.1090769408529,7142.537908538161,8426.5896673764819,5537.4732099902594,13643.049937657162,12358.998178818842,7945.0702578121118,14927.101696495483,4815.1940956437038,7303.0443783929513,15729.634045769433,17334.698744317335,4494.181155934124,5216.4602702806797,3049.6229272410128,2568.1035176766422,2247.090577967062,2568.1035176766422,2648.3567526040374,2166.8373430396668,160.50646985479014,401.26617463697534,321.01293970958028,240.75970478218522,80.25323492739507,321.01293970958028,401.26617463697534,561.7726444917655,1203.798523910926,1364.3049937657163,642.02587941916056,401.26617463697534,802.53234927395067,240.75970478218522,321.01293970958028,80.25323492739507,80.25323492739507,0,0,0,0,0,0,0,0,0,0,0,0,0,0,0,0,0,0,0,0,0,0,0,0,0,0,0,0,0,0,0,0,0,0]
[2,"POLES","˂ = 1 kv ; steel",64.018296906809553,62.773803142181045,5.0151029318421374,64.018296906809553,8.0011434749546613,2,33,651,900,1021,1177,2079,3355,3590,3392,2816,3320,5410,4751,5047,3576,3425,2465,1946,2127,1800,1933,2009,1997,1952,1705,1463,1446,1386,1337,1324,45,46,25,53,48,48,35,38,42,46,40,50,43,42,33,39,31,29,39,51,54,48,22,19,15,18,13,1,0,1,0,1,0,0,0,0,0,0,0,0,0,0,0,0,0,0,0,0,0,0,0,0,0,0,0,0,0,0,0,0,0,null,165.49839675079053,3264.8320086292315,4513.592638657924,5120.4200934108221,5902.7761507781961,10426.398995299804,16825.670336330371,18004.219525313274,17011.229144808531,14122.529856067458,16650.141733715896,27131.706861265964,23826.754029181993,25311.224497007268,17934.008084267483,17176.727541559321,12362.228726990868,9759.3903053647991,10667.123936028227,9027.185277315848,9694.1939672508524,10075.341790070854,10015.160554888749,9789.4809229558523,8550.7504987908451,7337.095589285047,7251.8388394437306,6950.9326635332027,6705.1926198729379,6639.9962817589903,225.67963193289617,230.69473486473831,125.37757329605344,265.80045538763329,240.72494072842261,240.72494072842261,175.52860261447481,190.57391141000122,210.63432313736976,230.69473486473831,200.60411727368549,250.75514659210688,215.6494260692119,210.63432313736976,165.49839675079053,195.58901434184335,155.46819088710626,145.43798502342199,195.58901434184335,255.77024952394902,270.81555831947543,240.72494072842261,110.33226450052702,95.286955705000608,75.226543977632062,90.271852773158471,65.196338113947789,5.0151029318421374,0,5.0151029318421374,0,5.0151029318421374,0,0,0,0,0,0,0,0,0,0,0,0,0,0,0,0,0,0,0,0,0,0,0,0,0,0,0,0,0]
[2,"POLES","˂ = 1 kv ; wood",64.018296906809553,70.808183294387732,5.0151029318421374,70.808183294387732,8.4147598476954606,2,101,1411,1596,1200,1808,2480,2096,2537,1809,2169,2064,2250,4442,4624,5409,5322,4589,4600,4239,4123,3657,4137,4219,4575,5480,5056,4943,5450,4821,4655,4644,3562,3188,4481,5150,4880,4307,5727,4789,4347,3269,4053,4055,4092,3845,3978,3160,3280,3339,3822,3104,2693,2094,2119,1971,1731,2699,1557,1568,1564,1517,1513,1536,1544,1505,1478,1471,1458,1466,1506,1,0,1,0,0,0,0,0,0,0,0,0,0,0,0,0,0,0,0,0,0,null,506.5253961160559,7076.3102368292557,8004.1042792200515,6018.1235182105647,9067.3061007705837,12437.455270968501,10511.655745141121,12723.316138083503,9072.3212037024259,10877.758259165596,10351.172451322172,11283.98159664481,22277.087223242776,23189.835956838044,27126.69175833412,26690.377803263855,23014.307354223569,23069.473486473831,21259.021328078819,20677.269387985132,18340.231421746696,20747.480829030923,21158.719269441979,22944.095913177778,27482.764066494914,25356.360423393846,24789.653792095683,27332.310978539648,24177.811234410943,23345.30414772515,23290.138015474888,17863.796643221693,15988.148146712734,22472.676237584619,25827.780098987008,24473.702307389631,21600.048327444085,28721.494490659919,24017.327940591997,21800.652444717773,16394.371484191946,20326.212182756182,20336.242388619867,20521.801197098026,19283.070772933017,19950.079462868023,15847.725264621155,16449.537616442212,16745.428689420896,19167.723405500648,15566.879500437995,13505.672195450876,10501.625539277436,10627.003112573489,9884.7678786608521,8681.1431750187403,13535.762813041929,7808.5152648782077,7863.6813971284719,7843.6209854011031,7607.9111476045227,7587.850735877154,7703.1981033095235,7743.3189267642601,7547.7299124224164,7412.322133262679,7377.2164127397837,7312.0200746258361,7352.1408980805736,7552.7450153542586,5.0151029318421374,0,5.0151029318421374,0,0,0,0,0,0,0,0,0,0,0,0,0,0,0,0,0,0]
[2,"POLES","˃ 11 kv & < = 22 kv ; concrete",40.427183456174895,53.086576274097638,7.2590612270112196,53.086576274097638,7.28605354592578,2,0,0,0,0,0,2,0,1,62,2,40,4,0,13,16,6,2,13,7,3377,2381,18,11,54,203,156,123,183,215,277,748,118,28,66,72,1,0,2,2,2,1,1,1,0,3,1,0,2,0,0,0,1,0,0,0,0,0,0,0,0,0,0,0,0,0,0,0,0,0,0,0,0,0,0,0,0,0,0,0,0,0,0,0,0,0,0,0,0,0,0,0,null,0,0,0,0,0,14.518122454022439,0,7.2590612270112196,450.06179607469562,14.518122454022439,290.36244908044876,29.036244908044878,0,94.367795951145851,116.14497963217951,43.554367362067318,14.518122454022439,94.367795951145851,50.813428589078541,24513.849763616887,17283.824781513715,130.66310208620195,79.849673497123419,391.98930625860584,1473.5894290832775,1132.4135514137502,892.86453092238003,1328.4082045430532,1560.6981638074121,2010.7599598821078,5429.7777978043923,856.56922478732395,203.25371435631416,479.09804098274049,522.65240834480778,7.2590612270112196,0,14.518122454022439,14.518122454022439,14.518122454022439,7.2590612270112196,7.2590612270112196,7.2590612270112196,0,21.777183681033659,7.2590612270112196,0,14.518122454022439,0,0,0,7.2590612270112196,0,0,0,0,0,0,0,0,0,0,0,0,0,0,0,0,0,0,0,0,0,0,0,0,0,0,0,0,0,0,0,0,0,0,0,0,0,0,0]
[2,"POLES","˃ 11 kv & < = 22 kv ; steel",40.427183456174895,40.427183456174895,7.2590612270112196,40.427183456174895,6.3582374488670128,2,0,0,2,1,1,6,0,15,39,30,4,144,4,1,2,7,1,4,4,1,1,0,1,1,3,1,0,0,0,1,2,5,0,0,0,1,0,1,0,0,0,0,0,4,1,0,3,0,0,0,0,0,0,0,1,0,0,0,0,0,0,0,0,0,0,0,0,0,0,0,0,0,0,0,0,0,0,0,0,0,0,0,0,0,0,0,0,0,0,0,0,null,0,0,14.518122454022439,7.2590612270112196,7.2590612270112196,43.554367362067318,0,108.8859184051683,283.10338785343754,217.77183681033659,29.036244908044878,1045.3048166896156,29.036244908044878,7.2590612270112196,14.518122454022439,50.813428589078541,7.2590612270112196,29.036244908044878,29.036244908044878,7.2590612270112196,7.2590612270112196,0,7.2590612270112196,7.2590612270112196,21.777183681033659,7.2590612270112196,0,0,0,7.2590612270112196,14.518122454022439,36.295306135056094,0,0,0,7.2590612270112196,0,7.2590612270112196,0,0,0,0,0,29.036244908044878,7.2590612270112196,0,21.777183681033659,0,0,0,0,0,0,0,7.2590612270112196,0,0,0,0,0,0,0,0,0,0,0,0,0,0,0,0,0,0,0,0,0,0,0,0,0,0,0,0,0,0,0,0,0,0,0,0]
[2,"POLES","˃ 11 kv & < = 22 kv ; wood",65.309848388938462,66.225916147793768,7.0330834072677817,66.225916147793768,8.1379307042880242,2,149,1586,2281,1745,2538,2894,3219,4308,3541,2537,3641,4030,5172,5097,6027,5526,5167,6041,5840,5474,5718,3678,3109,3233,3911,3774,3885,4021,5148,5812,7868,6910,9902,13014,8504,9146,8604,12801,13759,8383,3852,2601,4618,4967,9499,8605,3368,3733,5176,6807,4687,4434,3609,3981,4158,3370,3144,1370,1207,1004,1003,939,938,903,921,910,915,941,938,934,0,0,0,0,0,0,0,0,0,0,0,0,0,0,0,0,0,0,0,0,0,null,1047.9294276828996,11154.470283926701,16042.46325197781,12272.73054568228,17849.965687645628,20353.743380632961,22639.495487994991,30298.523318509604,24904.148345135214,17842.932604238362,25607.456685861995,28343.326131289159,36375.107382388967,35847.626126843883,42388.393695602921,38864.818908561763,36339.941965352627,42486.856863304667,41073.207098443847,38499.098571383838,40215.170922757177,25867.6807719309,21865.856313195534,22737.958655696737,27506.389205824293,26542.856779028607,27323.52903723533,28280.028380623749,36206.313380614542,40876.280763040348,55336.300248382904,48598.606344220374,69641.591898765575,91528.547462182905,59809.341295405218,64324.580842871132,60512.649636131995,90030.500696434872,96768.194600597402,58958.338203125815,27091.437284795495,18293.0499423035,32478.779174762614,34933.325283899074,66807.259285636654,60519.682719539262,23687.42491567789,26254.500359330628,36403.239716018041,47874.19875327179,32964.061929864096,31184.691827825343,25382.398016829426,27998.705044333037,29243.560807419435,23701.491082492423,22112.014232449907,9635.3242679568611,8488.9316725722128,7061.2157408968524,7054.1826574895849,6604.0653194244469,6597.0322360171795,6350.8743167628072,6477.4698180936266,6400.1059006136811,6435.2713176500201,6618.1314862389827,6597.0322360171795,6568.8999023881079,0,0,0,0,0,0,0,0,0,0,0,0,0,0,0,0,0,0,0,0,0]
[2,"POLES","> 1 kv & < = 11 kv ; concrete",68.906229880743879,54.008139631117032,7.0330834072677817,68.906229880743879,8.3009776460814475,2,0,1,2,1,1,1,4,3,5,8,3,8,51,164,3,1,2,7,2,125,34,244,16,17,15,46,34,80,37,23,28,45,49,104,134,19,14,2,0,5,2,2,1,0,1,2,0,1,2,0,3,1,1,1,1,1,0,0,0,0,1,0,0,0,0,0,0,0,0,0,0,0,0,0,0,0,0,0,0,0,0,0,0,0,0,0,0,0,0,0,0,null,0,7.0330834072677817,14.066166814535563,7.0330834072677817,7.0330834072677817,7.0330834072677817,28.132333629071127,21.099250221803345,35.165417036338908,56.264667258142254,21.099250221803345,56.264667258142254,358.68725377065687,1153.4256787919162,21.099250221803345,7.0330834072677817,14.066166814535563,49.231583850874472,14.066166814535563,879.13542590847271,239.12483584710458,1716.0723513733387,112.52933451628451,119.56241792355229,105.49625110901673,323.52183673431796,239.12483584710458,562.64667258142254,260.22408606890792,161.76091836715898,196.92633540349789,316.48875332705018,344.6210869561213,731.4406743558493,942.43317657388275,133.62858473808785,98.463167701748944,14.066166814535563,0,35.165417036338908,14.066166814535563,14.066166814535563,7.0330834072677817,0,7.0330834072677817,14.066166814535563,0,7.0330834072677817,14.066166814535563,0,21.099250221803345,7.0330834072677817,7.0330834072677817,7.0330834072677817,7.0330834072677817,7.0330834072677817,0,0,0,0,7.0330834072677817,0,0,0,0,0,0,0,0,0,0,0,0,0,0,0,0,0,0,0,0,0,0,0,0,0,0,0,0,0,0]
[2,"POLES","> 1 kv & < = 11 kv ; steel",68.906229880743879,58.719502298916979,7.0330834072677817,68.906229880743879,8.3009776460814475,2,0,1,0,3,2,8,30,38,30,19,47,48,69,85,29,51,34,22,44,59,41,56,24,36,40,26,29,39,31,28,20,15,10,15,15,6,5,19,15,9,7,5,4,5,8,12,8,8,19,18,10,12,3,5,8,4,2,0,0,0,0,0,0,0,0,0,0,0,0,0,0,0,0,0,0,0,0,0,0,0,0,0,0,0,0,0,0,0,0,0,0,null,0,7.0330834072677817,0,21.099250221803345,14.066166814535563,56.264667258142254,210.99250221803345,267.2571694761757,210.99250221803345,133.62858473808785,330.55492014158574,337.58800354885352,485.28275510147694,597.81208961776144,203.95941881076567,358.68725377065687,239.12483584710458,154.7278349598912,309.45566991978239,414.95192102879912,288.35641969797905,393.85267080699577,168.79400177442676,253.19100266164014,281.32333629071127,182.86016858896232,203.95941881076567,274.29025288344349,218.02558562530123,196.92633540349789,140.66166814535563,105.49625110901673,70.330834072677817,105.49625110901673,105.49625110901673,42.19850044360669,35.165417036338908,133.62858473808785,105.49625110901673,63.297750665410035,49.231583850874472,35.165417036338908,28.132333629071127,35.165417036338908,56.264667258142254,84.39700088721338,56.264667258142254,56.264667258142254,133.62858473808785,126.59550133082007,70.330834072677817,84.39700088721338,21.099250221803345,35.165417036338908,56.264667258142254,28.132333629071127,14.066166814535563,0,0,0,0,0,0,0,0,0,0,0,0,0,0,0,0,0,0,0,0,0,0,0,0,0,0,0,0,0,0,0,0,0,0]
[2,"POLES","> 1 kv & < = 11 kv ; wood",68.906229880743879,69.96988038599676,7.0330834072677817,69.96988038599676,8.3648000804560034,2,136,2083,2223,1827,3543,4658,4451,4939,3962,3417,3926,5262,7484,6301,5684,5283,4263,4435,4045,4274,3883,4458,4788,5206,6810,5573,5083,5375,5015,4777,4173,2968,3861,4842,5841,5876,4867,7115,5695,5613,3633,4181,4104,3826,3335,3816,2366,2981,3404,4025,3595,3330,2762,2546,3081,3543,3758,2040,2013,2099,1984,1987,1973,1972,1963,2004,2022,2014,2048,2009,1,0,3,0,0,0,0,0,0,0,0,0,0,0,0,0,0,0,0,0,0,null,956.49934338841831,14649.912737338789,15634.544414356278,12849.443385078237,24918.214511949751,32760.102511053326,31304.254245748896,34736.398948495575,27865.076459594951,24032.046002634012,27611.885456933313,37008.084889043064,52635.596219992076,44315.458549194293,39976.046086910072,37155.779640595691,{"$f":"IFERROR($F21*Z21,\"\")","v":29982.034565182552},31191.724911232614,28448.822382398175,30059.398482662498,27309.462870420797,31353.485829599769,33674.403353998139,36614.232218236073,47895.29800349359,39195.373828703348,35749.162959142137,37802.823314064328,35270.913287447926,33597.039436518193,29349.057058528451,20874.191552770775,{"$f":"IFERROR($F21*AP21,\"\")","v":27154.735035460904},34054.189857990597,41080.240181851113,41326.398101105486,34230.016943172297,50040.388442710268,40053.410004390018,39476.697164994061,25551.192018603851,29405.321725786594,28863.774303426977,26908.577116206532,23455.33316323805,26838.246282133856,16640.27534159557,20965.621637065258,{"$f":"IFERROR($F21*BF21,\"\")","v":23940.615918339528},28308.160714252823,25283.934849127676,23420.167746201714,19425.376370873611,17906.230354903772,21668.929977792035,24918.214511949751,26430.327444512324,14347.490150826274,14157.596898830045,14762.442071855074,13953.637480019279,13974.736730241082,13876.273562539332,13869.240479132066,{"$f":"IFERROR($F21*BV21,\"\")","v":13805.942728466656},14094.299148164635,14220.894649495454,14164.629982237313,14403.754818084417,14129.464565200973,7.0330834072677817,0,21.099250221803345,0,0,0,0,0,0,0,{"$f":"IFERROR($F21*CL21,\"\")","v":0},0,0,0,0,0,0,0,0,0,0]
[2,"POLES","> 22 kv & < = 66 kv ; concrete",70.556540155415206,53.029318754976657,15.234655240385306,70.556540155415206,8.3997940543453335,2,1,16,19,39,12,20,56,98,85,81,143,185,300,250,243,359,89,338,207,451,855,339,937,259,443,109,107,54,148,1360,240,484,1388,2235,661,736,128,216,3,4,1,3,6,5,2,4,3,6,3,2,2,2,1,5,4,2,2,0,0,0,0,1,0,0,0,0,0,0,0,0,0,0,0,0,0,0,0,0,0,0,0,0,0,0,0,0,0,0,0,0,0,null,15.234655240385306,243.7544838461649,289.45844956732083,594.15155437502699,182.81586288462367,304.69310480770611,853.14069346157714,1492.99621355776,1294.9456954327511,1234.0070744712098,2178.5556993750988,2818.4112194712816,4570.3965721155919,3808.6638100963264,3702.0212234136293,5469.2412312983251,1355.8843163942922,5149.3134712502333,3153.5736347597585,6870.8295134137734,13025.630230529438,5164.5481264906184,14274.871960241033,3945.7757072597942,6748.9522714906907,1660.5774212019985,1630.1081107212278,822.67138298080658,2254.7289755770253,20719.131126924018,3656.3172576924735,7373.5731363464884,21145.701473654804,34049.454462261157,10070.107113894688,11212.706256923586,1950.0358707693192,3290.6855319232263,45.703965721155917,60.938620961541226,15.234655240385306,45.703965721155917,91.407931442311835,76.173276201926527,30.469310480770613,60.938620961541226,45.703965721155917,91.407931442311835,45.703965721155917,30.469310480770613,30.469310480770613,30.469310480770613,15.234655240385306,76.173276201926527,60.938620961541226,30.469310480770613,30.469310480770613,0,0,0,0,15.234655240385306,0,0,0,0,0,0,0,0,0,0,0,0,0,0,0,0,0,0,0,0,0,0,0,0,0,0,0,0,0]
[2,"POLES","> 22 kv & < = 66 kv ; steel",70.556540155415206,59.699238933213174,15.234655240385306,70.556540155415206,8.3997940543453335,2,0,0,0,1,3,4,32,39,42,35,50,37,29,26,26,53,29,24,29,33,34,33,29,31,27,28,24,31,26,28,0,0,0,4,5,3,1,2,2,4,0,2,0,1,0,0,1,52,0,2,73,4,2,0,0,1,0,0,0,0,0,553,453,0,0,0,0,0,0,37,0,0,0,0,0,0,0,0,0,0,0,0,0,0,0,0,0,0,0,0,0,null,0,0,0,15.234655240385306,45.703965721155917,60.938620961541226,487.5089676923298,594.15155437502699,639.85552009618289,533.21293341348576,761.73276201926535,563.68224389425632,441.80500197117391,396.10103625001796,396.10103625001796,807.43672774042125,441.80500197117391,365.63172576924734,441.80500197117391,502.74362293271508,517.97827817310042,502.74362293271508,441.80500197117391,472.27431245194452,411.33569149040329,426.57034673078857,365.63172576924734,472.27431245194452,396.10103625001796,426.57034673078857,0,0,0,60.938620961541226,76.173276201926527,45.703965721155917,15.234655240385306,30.469310480770613,30.469310480770613,60.938620961541226,0,30.469310480770613,0,15.234655240385306,0,0,15.234655240385306,792.20207250003591,0,30.469310480770613,1112.1298325481273,60.938620961541226,30.469310480770613,0,0,15.234655240385306,0,0,0,0,0,8424.7643479330745,6901.2988238945436,0,0,0,0,0,0,563.68224389425632,0,0,0,0,0,0,0,0,0,0,0,0,0,0,0,0,0,0,0,0,0]
[2,"POLES","> 22 kv & < = 66 kv ; wood",70.556540155415206,64.380281596698424,15.234655240385306,70.556540155415206,8.3997940543453335,2,24,243,333,267,515,703,765,601,639,413,398,418,850,792,765,755,859,953,1112,1330,818,869,676,485,688,872,585,773,875,890,619,615,882,959,920,1511,1089,1574,941,828,611,517,696,1039,904,557,1362,1174,514,1377,1185,1911,2121,575,1786,983,1613,250,490,260,329,759,204,250,415,342,613,340,256,451,45,55,37,0,0,0,0,0,0,0,0,0,0,0,0,0,0,0,0,0,0,null,365.63172576924734,3702.0212234136293,5073.1401950483069,4067.6529491828769,7845.8474487984331,10709.96263399087,11654.51125889476,9156.0277994715689,9734.9446986062103,6291.912614279132,6063.3927856733517,6368.0858904810584,12949.45695432751,12065.846950385163,11654.51125889476,11502.164706490907,13086.568851490978,14518.626444087196,16940.93662730846,20262.091469712457,12461.947986635181,13238.915403894831,10298.626942500467,7388.8077915868735,10481.442805385092,13284.619369615988,8912.2733156254035,11776.388500817842,13330.323335337143,13558.843163942922,9430.2515937985045,9369.312972836964,13436.965922019841,14610.034375529509,14015.882821154482,23019.564068222197,16590.5395567796,23979.347348366471,14335.810581202573,12614.294539039034,9308.3743518754218,7876.3167592792033,10603.320047308172,15828.806794760334,13772.128337308317,8485.702968894615,20749.600437404788,17885.485252212351,7830.6127935580471,20978.120266010566,18053.066459856589,29113.42616437632,32312.703764857233,8759.9267632215506,27209.094259328158,14975.666101298757,24573.498902741499,3808.6638100963264,7464.9810677887999,3961.0103625001798,5012.2015740867655,11563.103327452447,3107.8696690386023,3808.6638100963264,6322.3819247599022,5210.2520922117747,9338.843662356192,5179.7827817310044,3900.0717415386384,6870.8295134137734,685.55948581733878,837.90603822119181,563.68224389425632,0,0,0,0,0,0,0,0,0,0,0,0,0,0,0,0,0,0]
[2,"POLES","> 66 kv & < = 132 kv ; concrete",79.638560753242402,53.884527064126004,112.99623546371811,79.638560753242402,8.9240439685852291,2,0,2,0,0,3,45,10,33,14,39,57,266,250,146,259,481,144,442,14,14,13,10,11,37,81,40,11,20,10,293,11,25,891,9,759,640,38,24,12,12,0,0,2,1,0,1,0,0,0,0,0,0,0,0,0,0,0,0,0,0,0,0,0,0,0,0,0,0,0,0,0,0,0,0,0,0,0,0,0,0,0,0,0,0,0,0,0,0,0,0,0,null,0,225.99247092743622,0,0,338.98870639115432,5084.8305958673145,1129.9623546371811,3728.8757703026977,1581.9472964920535,4406.8531830850061,6440.7854214319323,30056.998633349016,28249.058865929528,16497.450377702844,29266.024985102991,54351.189258048413,16271.457906775408,49944.336074963401,1581.9472964920535,1581.9472964920535,1468.9510610283355,1129.9623546371811,1242.9585901008991,4180.8607121575697,9152.6950725611659,4519.8494185487243,1242.9585901008991,2259.9247092743622,1129.9623546371811,33107.896990869405,1242.9585901008991,2824.9058865929528,100679.64579817283,1016.966119173463,85764.142716962044,72317.590696779589,4293.8569476212879,2711.9096511292346,1355.9548255646173,1355.9548255646173,0,0,225.99247092743622,112.99623546371811,0,112.99623546371811,0,0,0,0,0,0,0,0,0,0,0,0,0,0,0,0,0,0,0,0,0,0,0,0,0,0,0,0,0,0,0,0,0,0,0,0,0,0,0,0,0,0,0,0,0]
[2,"POLES","> 66 kv & < = 132 kv ; steel",79.638560753242402,62.741360400155131,112.99623546371811,79.638560753242402,8.9240439685852291,2,0,0,0,0,0,0,6,9,7,7,5,3,8,3,3,3,6,6,3,3,3,4,6,159,14,2,4,3,3,3,11,0,0,288,0,0,24,197,0,2,1,0,0,0,0,0,0,16,0,0,0,0,0,0,48,0,0,0,0,0,0,0,0,0,0,0,0,0,0,0,0,0,0,0,0,0,0,0,0,0,0,0,0,0,0,0,0,0,0,0,0,null,0,0,0,0,0,0,677.97741278230865,1016.966119173463,790.97364824602676,790.97364824602676,564.98117731859054,338.98870639115432,903.96988370974486,338.98870639115432,338.98870639115432,338.98870639115432,677.97741278230865,677.97741278230865,338.98870639115432,338.98870639115432,338.98870639115432,451.98494185487243,677.97741278230865,17966.40143873118,1581.9472964920535,225.99247092743622,451.98494185487243,338.98870639115432,338.98870639115432,338.98870639115432,1242.9585901008991,0,0,32542.915813550815,0,0,2711.9096511292346,22260.258386352467,0,225.99247092743622,112.99623546371811,0,0,0,0,0,0,1807.9397674194897,0,0,0,0,0,0,5423.8193022584692,0,0,0,0,0,0,0,0,0,0,0,0,0,0,0,0,0,0,0,0,0,0,0,0,0,0,0,0,0,0,0,0,0,0,0,0]
[2,"POLES","> 66 kv & < = 132 kv ; wood",79.638560753242402,63.751357684510282,112.99623546371811,79.638560753242402,8.9240439685852291,2,2,2,3,2,4,20,2,1,2,33,14,15,22,21,7,5,15,101,36,7,9,3,6,3,5,4,136,9,8,3,1,3,9,2,15,8,4,203,17,4,143,39,280,90,265,78,7,2,250,39,459,632,14,848,142,0,2,3,2,1,0,213,3,1,2,3,3,2,2,2,0,0,0,0,0,0,0,0,0,0,0,0,0,0,0,0,0,0,0,0,0,null,225.99247092743622,225.99247092743622,338.98870639115432,225.99247092743622,451.98494185487243,2259.9247092743622,225.99247092743622,112.99623546371811,225.99247092743622,3728.8757703026977,1581.9472964920535,1694.9435319557715,2485.9171802017981,2372.9209447380804,790.97364824602676,564.98117731859054,1694.9435319557715,11412.619781835529,4067.8644766938519,790.97364824602676,1016.966119173463,338.98870639115432,677.97741278230865,338.98870639115432,564.98117731859054,451.98494185487243,15367.488023065664,1016.966119173463,903.96988370974486,338.98870639115432,112.99623546371811,338.98870639115432,1016.966119173463,225.99247092743622,1694.9435319557715,903.96988370974486,451.98494185487243,22938.235799134774,1920.9360028832079,451.98494185487243,16158.46167131169,4406.8531830850061,31638.945929841069,10169.661191734629,29944.002397885299,8813.7063661700122,790.97364824602676,225.99247092743622,28249.058865929528,4406.8531830850061,51865.27207784661,71413.620813069851,1581.9472964920535,95820.80767323295,16045.465435847971,0,225.99247092743622,338.98870639115432,225.99247092743622,112.99623546371811,0,24068.198153771958,338.98870639115432,112.99623546371811,225.99247092743622,338.98870639115432,338.98870639115432,225.99247092743622,225.99247092743622,225.99247092743622,0,0,0,0,0,0,0,0,0,0,0,0,0,0,0,0,0,0,0,0,0]
[2,"POLES","staking of a wooden pole",27.150265650830548,27.957861426462316,8.2154635284717834,27.957861426462316,5.2875194019939364,2,1011,1563,1461,1873,1332,2428,4000,2595,2595,2840,2768,2616,2547,4195,2500,2000,1700,1500,1500,1500,1500,800,800,800,800,800,800,400,400,400,0,0,0,0,0,0,0,0,0,0,0,0,0,0,0,0,0,0,0,0,0,0,0,0,0,0,0,0,0,0,0,0,0,0,0,0,0,0,0,0,0,0,0,0,0,0,0,0,0,0,0,0,0,0,0,0,0,0,0,0,0,null,8305.8336272849738,12840.769495001397,12002.792215097275,15387.563188827651,10942.997419924415,19947.145447129489,32861.854113887137,21319.127856384279,21319.127856384279,23331.916420859863,22740.403046809897,21491.652590482186,20924.785607017631,34463.869501939131,20538.658821179459,16430.927056943568,13966.287998402031,12323.195292707675,12323.195292707675,12323.195292707675,12323.195292707675,6572.3708227774268,6572.3708227774268,6572.3708227774268,6572.3708227774268,6572.3708227774268,6572.3708227774268,3286.1854113887134,3286.1854113887134,3286.1854113887134,0,0,0,0,0,0,0,0,0,0,0,0,0,0,0,0,0,0,0,0,0,0,0,0,0,0,0,0,0,0,0,0,0,0,0,0,0,0,0,0,0,0,0,0,0,0,0,0,0,0,0,0,0,0,0,0,0,0,0,0,0]
[3,"SERVICE LINES","˂ = 11 kv ; commercial and industrial ; simple type",55.112173242658272,55.112173242658272,1.381630098496788,55.112173242658272,7.4237573534335208,2,20.03737482,366.68395930000003,382.7138592,301.56249109999999,495.92502689999998,649.21094430000005,623.16235710000001,638.19038820000003,527.98482660000002,545.01659519999998,637.18851940000002,927.73045439999999,1364.545226,1128.1042030000001,1172.1864270000001,1095.0425339999999,947.76782920000005,1053.9659160000001,1024.9117220000001,1015.894904,944.76222299999995,1023.909854,1014.8930350000001,1214.2649140000001,1426.6610880000001,1040.9416220000001,1020.9042470000001,963.79772909999997,1071.9995530000001,1161.1658709999999,1059.977128,734.36978729999998,879.64075479999997,981.83136639999998,1040.9416220000001,946.76596050000001,829.54731770000001,1145.1359709999999,1102.055615,987.84257890000003,711.32680630000004,810.51181169999995,745.39034349999997,687.28195649999998,688.28382520000002,720.34362499999997,602.12311350000004,614.14553839999996,658.22776299999998,727.3567061,656.22402550000004,592.10442609999996,459.85775219999999,439.82037739999998,428.79982130000002,386.72133409999998,495.92502689999998,268.50082270000001,251.46905409999999,268.50082270000001,272.50829759999999,243.4541041,243.4541041,293.54754120000001,256.47839779999998,248.46344780000001,257.48026650000003,240.44849790000001,257.48026650000003,278.51951009999999,2.003737482,0,7.0130811890000002,0,0,0,0,0,0,0,0,0,0,0,0,0,0,0,0,0,0,null,27.684240146173661,506.62159480485121,528.76898698258185,416.6478142814297,685.18494376286924,896.96938091840184,860.97986881956353,881.7430489084694,729.47972798016758,753.01133210855994,880.35883681964447,1281.7803190911418,1885.2967550017017,1558.6227211055307,1619.528048592608,1512.9437241085923,1309.4645592096831,1456.1910323353375,1416.0488834173727,1403.5909762759049,1305.3119232195343,1414.6646724338518,1402.2067639107543,1677.664952731014,1971.1178995349749,1438.1962757332662,1410.5120353383993,1331.6119513874135,1481.1068479999028,1604.3017167208384,1464.4963037629825,1014.6274015603642,1215.338142696113,1356.5277674664678,1438.1962757332662,1308.080347259021,1146.1275422615972,1582.1543244049449,1522.6332079013882,1364.8330395849282,982.79052545167463,1119.827514231881,1029.8537337084597,949.56943725416011,950.953649204822,995.24843356028327,831.91141661219774,848.52196071095489,909.42728902701037,1004.9379174912423,906.65886498752377,818.06929655292709,635.35331146659746,607.66907134805649,592.44273933812406,534.30583492339224,685.18494376286924,370.96881811346964,347.43721398507711,370.96881811346964,376.50566605427997,336.36351782713024,336.36351782713024,405.57411826164594,354.35827401471232,343.28457785676557,355.74248596537427,332.21088183698174,355.74248596537427,384.81093817274012,2.768424014617366,0,9.6894840539240406,0,0,0,0,0,0,0,0,0,0,0,0,0,0,0,0,0,0]
[3,"SERVICE LINES","˂ = 11 kv ; residential ; simple type",62.166012662041837,55.61841616039446,1.0148125443070064,62.166012662041837,7.8845426412723416,2,184.1976487,1830.964671,2161.3191499999998,1820.953929,2897.108671,4100.3998320000001,4234.543772,4559.8928800000003,3783.0593180000001,3871.1538449999998,3784.0603919999999,4324.6404480000001,6642.1271699999998,7183.7083000000002,7664.2239049999998,7747.3130620000002,6355.8199549999999,6323.7855810000001,5630.0411759999997,5757.1775960000004,5415.8113020000001,5660.0734009999996,5499.9015330000002,6051.4934050000002,6827.3258930000002,6347.811361,6318.7802099999999,7692.2539820000002,7054.5697309999996,6807.3044090000003,6127.5750420000004,4976.3397379999997,4356.6748219999999,6714.2045099999996,8965.620336,8079.6696890000003,6799.2958159999998,10001.732110000001,8079.6696890000003,6852.3527469999999,5009.3751860000002,6701.1905459999998,7676.2367949999998,7633.1906060000001,7673.2335730000004,8366.9779780000008,6807.3044090000003,6671.1583209999999,6780.2754059999997,7178.702929,6418.8876280000004,4975.3386639999999,3877.1602910000001,3735.0077569999999,3307.5490829999999,2444.6231419999999,3841.1216199999999,2289.4566450000002,2199.3599690000001,2292.459867,2221.383601,2189.3492270000002,2235.398639,2180.339559,2156.3137790000001,2145.3019629999999,2126.2815540000001,2167.3255949999998,2120.2751090000002,2223.385749,9.0096676000000002,0,69.07411827,0,0,0,0,0,0,0,0,0,0,0,0,0,0,0,0,0,0,null,186.92608453261516,1858.0859163137509,2193.3337856709563,1847.92688975433,2940.0222215514,4161.1371861879416,4297.2681392427085,4627.436495320203,3839.0960517639087,3928.4954828483005,3840.1119542168881,4388.6993762478724,6740.5139729983957,7290.1172974823603,7777.7505611716297,7862.0704799911246,6449.9658196907931,6417.4569351065711,5713.4364103697699,5842.4560442240554,5496.0332468692613,5743.9134890332207,5581.3690681417347,6141.1314191851197,6928.4559602884347,6441.8385980373314,6412.37742182686,7806.1958349291217,7159.0658577073036,6908.1379071695928,6218.3400188041323,5050.0519908558417,4421.2082608320943,6813.6589617906766,9098.4239844667973,8199.350154254289,6900.0106865309435,10149.883210026184,8199.350154254289,6953.8535256721743,5083.576777893044,6800.4522278723171,7789.9413926370098,7746.2575800552004,7786.8936852780716,8490.9142100148729,6908.1379071695928,6769.9751492088672,6880.7085358650802,7285.0377842026492,6513.9676853914452,5049.0360884028623,3934.5908995958034,3790.3327248875748,3356.5423003395358,2480.834230604808,3898.0184041848502,2323.3693229930332,2231.9380859878688,2326.4170303519713,2254.2879440126699,2221.7790594284479,2268.5105803840092,2212.6359353220064,2188.2542723912461,2177.0793433788454,2157.7771937277957,2199.4292014036464,2151.6817779951057,2256.3197489186291,9.1431237005163997,0,70.097281707341779,0,0,0,0,0,0,0,0,0,0,0,0,0,0,0,0,0,0]
[4,"SWITCHGEAR","˂ = 11 kv ; circuit breaker",58.34856650421721,57.005570492020198,267.05535343609733,58.34856650421721,7.6386233382866324,2,54.230514100000001,74.694859039999997,67.53233831,114.6003317,411.33333329999999,123.8092869,129.9485904,108.4610282,87.996683250000004,122.7860697,98.228855719999999,142.2271973,119.7164179,125.85572139999999,65.485903809999996,81.857379769999994,27.626865670000001,191.34162520000001,53.207296849999999,86.973466000000002,21.487562189999998,33.766169150000003,13.301824209999999,30.696517409999998,36.835820900000002,5.116086235,8.1857379770000005,23.533996680000001,23.533996680000001,23.533996680000001,9.2089552240000003,6.139303483,24.55721393,29.673300170000001,30.696517409999998,41.951907130000002,34.789386399999998,45.02155887,33.766169150000003,73.671641789999995,18.417910450000001,11.25538972,1.0232172470000001,15.34825871,15.34825871,13.301824209999999,1.0232172470000001,0,15.34825871,17.394693199999999,24.55721393,13.301824209999999,25.580431180000001,13.301824209999999,21.487562189999998,19.441127689999998,1.0232172470000001,4.0928689880000002,1.0232172470000001,5.116086235,3.0696517409999999,1.0232172470000001,1.0232172470000001,0,0,1.0232172470000001,0,0,3.0696517409999999,1.0232172470000001,0,0,0,0,0,0,0,0,0,0,0,0,0,0,0,0,0,0,0,0,0,null,14482.54910999676,19947.66198078667,18034.872475743145,30604.632086037487,109848.76870447952,33063.93287175068,34703.466737794646,28965.098219993521,23499.985346533056,32790.67724076278,26232.541781928012,37982.53444317705,31970.910294388028,33610.444160431995,17488.361187061822,21860.451485830192,7377.9023758334342,51098.805344823268,14209.293465656097,23226.729702192395,5738.3685151305708,9017.4362365362977,3552.3233657463861,8197.6693061848655,9837.2031695582809,1366.2782176974774,2186.0451485830195,6284.8798011413419,6284.8798011413419,6284.8798011413419,2459.3007921225148,1639.5338615040284,6558.135445482003,7924.4136645147573,8197.6693061848655,11203.481385920482,9290.6918808769569,12023.248316271913,9017.4362365362977,19674.406336446009,4918.6015847791405,3005.8120797356169,273.25564353949551,4098.8346544277092,4098.8346544277092,3552.3233657463861,273.25564353949551,0,4098.8346544277092,4645.3459404384785,6558.135445482003,3552.3233657463861,6831.391089822665,3552.3233657463861,5738.3685151305708,5191.8572264492477,273.25564353949551,1093.022574157982,273.25564353949551,1366.2782176974774,819.76693061848653,273.25564353949551,273.25564353949551,0,0,273.25564353949551,0,0,819.76693061848653,273.25564353949551,0,0,0,0,0,0,0,0,0,0,0,0,0,0,0,0,{"$f":"IFERROR($F31*CR31,\"\")","v":0},0,0,0,0]
[4,"SWITCHGEAR","˂ = 11 kv ; fuse",51.0883185094523,49.578046137585559,7.0031406810567827,51.0883185094523,7.1476092862895282,2,1263.4202929999999,2870.375016,1844.9454410000001,2261.9465700000001,2921.0773859999999,3144.581713,3173.5544960000002,3681.612944,3652.6401609999998,4708.0772610000004,6898.6266150000001,6316.0667249999997,2863.1318200000001,1832.528534,1902.8910069999999,1695.942556,1365.8597769999999,1027.499059,921.95534929999997,994.38730720000001,827.79380409999999,878.49617460000002,737.77122789999999,786.40411389999997,931.26802959999998,925.05957609999996,792.61256739999999,890.91308170000002,837.1064844,841.24545339999997,806.06421669999997,660.16555879999999,706.72896019999996,819.51586599999996,873.32246329999998,950.92813239999998,720.18060960000003,1103.0352439999999,887.80885490000003,777.09143359999996,519.44061209999995,627.05380660000003,633.26226010000005,555.65659100000005,568.07349810000005,606.35896149999996,452.1823655,563.934529,539.10071489999996,580.49040509999998,462.529788,441.83494289999999,399.41051049999999,321.80484130000002,352.84710899999999,409.75793299999998,366.29875829999997,145.89865800000001,180.04515240000001,160.38504950000001,136.5859777,173.83669889999999,143.8291735,138.65546219999999,132.4470087,168.66298760000001,189.35783269999999,140.7249467,162.45453409999999,130.37752409999999,0,0,0,0,0,0,0,0,0,0,0,0,0,1.0347422550000001,0,0,0,0,0,0,0,null,8847.9100511809793,20101.640044438613,12920.412472197348,15840.730042743853,20456.715874411606,22021.948119217526,22224.848594488256,25782.853380031625,25579.952904760896,32971.327396067492,48312.05269092755,44232.303826116578,20050.914923870147,12833.455125652748,13326.213422738807,11876.924306659021,9565.3081689278442,7195.7204598304634,6456.5830128007456,6963.8342037788279,5797.1564650194587,6152.232298494022,5166.7156994197048,5507.2986418035016,6521.8010230593518,6478.3223497870522,5550.7773150758012,6239.1896457389348,5862.3744752780649,5891.360257459598,5644.9811075159396,4623.2322810648639,4949.3223316575795,5739.1848999560789,6116.0000704169488,6659.4834887717907,5043.5261247980334,7724.7109898957942,6217.4503087526282,5442.0806315448954,3637.7156819905458,4391.346022211972,4434.8246954842716,3891.3412771294306,3978.2986243743435,4246.417110603993,3166.6967190895371,3949.3128414924959,3775.3981477029843,4065.2559709189413,3239.1611745433693,3094.2322629353907,2797.1279945242072,2253.6445754690521,2471.0379432311765,2869.5924499780394,2565.2417356713158,1021.7488271513907,1260.8815311995083,1123.1990647867558,956.53081689278451,1217.4028579272087,1007.2559360606241,971.02370798355093,927.54503471125156,1181.1706298501358,1326.0995414581143,985.51659907431747,1137.6919565778362,913.05214292017104,0,0,0,0,0,0,0,0,0,0,0,0,0,7.2464455803989312,0,0,0,0,0,0,0]
[4,"SWITCHGEAR","˂ = 11 kv ; switch",60.562406172229274,67.254500720590315,24.689389851695381,67.254500720590315,8.2008841426147647,2,457.62563139999997,1182.721951,1044.807378,1712.439292,2906.6541240000001,3177.259235,3909.6692069999999,4563.7186250000004,4177.1398950000003,4910.5946750000003,5939.7299409999996,4461.3275020000001,2485.596751,1942.2969149999999,1542.135689,1567.2110660000001,967.49163160000001,624.79481180000005,342.69681980000001,486.8802379,422.10218049999997,464.93928299999999,447.1775576,383.4443076,404.34045509999999,447.1775576,321.80067229999997,415.83333629999998,317.62144280000001,221.49916400000001,253.88819269999999,234.0368526,202.69263119999999,305.08375419999999,378.22027070000001,304.03894689999998,222.5439714,337.47278290000003,252.84338539999999,255.97780750000001,145.22822550000001,203.73743859999999,237.1712747,213.140705,215.23031979999999,222.5439714,205.82705340000001,175.5276394,281.05318460000001,247.6193485,241.35050419999999,173.4380247,142.09380329999999,120.1528484,152.54187709999999,140.00418859999999,150.4522624,86.719012340000006,80.450168070000004,86.719012340000006,100.3015082,71.046901669999997,95.077471360000004,82.539782829999993,75.226131179999996,79.405360689999995,92.987856600000001,76.270938560000005,77.315745939999999,84.629397580000003,0,1.044807378,8.3584590199999997,1.044807378,1.044807378,0,0,0,0,0,0,0,0,0,0,0,0,0,0,0,0,null,11298.497619762851,29200.683334396763,25795.656675369661,42279.081277549223,71763.516831474131,78444.591912814431,96527.34724279173,112675.42830606821,103131.03533272492,121239.58633473438,146648.30812713658,110147.45395296831,61367.86719954641,47954.125742180244,38074.389229933862,38693.484988365104,23886.778070825247,15425.802685846847,8460.9753849784011,12020.776004599293,10421.445291615191,11479.067215354726,11040.541052515367,9467.0059967498019,9982.9191287758313,11040.541052515367,7945.0622529523707,10266.671353241853,7841.8796265471656,5468.6792118206113,6268.3445683126611,5778.2270935051674,5004.3573917627145,7532.3317448626076,9338.0277131260609,7506.5360901130107,5494.4748690391471,8331.9971013546601,6242.5489135630642,6319.9358827497344,3585.5962768394284,5030.1530489812503,5855.6140626918377,5262.3139590101991,5313.9052734472716,5494.4748690391471,5081.7443634183237,4333.6703188944066,6939.0316436499088,6113.5706299393223,5958.7966890970429,4282.079006926273,3508.2093051838192,2966.5005159392535,3766.1658724313038,3456.6179932156861,3714.5745604631707,2141.0395032162428,1986.2655631146458,2141.0395032162428,2476.383038662821,1754.1046530856975,2347.4047565204423,2037.8568765641426,1857.2872797377975,1960.4699063898972,2295.8134430709456,1883.0829364625461,1908.8785931872944,2089.4481897667456,0,25.79565667536966,206.36525330419971,25.79565667536966,25.79565667536966,0,0,0,0,0,0,0,0,0,0,0,0,0,0,0,0]
[4,"SWITCHGEAR","> 11 kv & < = 22 kv ; circuit breaker",41.939822953516135,48.124879364039529,22.17325027136015,48.124879364039529,6.9372097679138642,2,28.41042345,56.82084691,85.231270359999996,59.864820850000001,144.08143319999999,91.319218239999998,56.82084691,85.231270359999996,71.026058629999994,33.483713360000003,95.377850159999994,52.762214980000003,77.114006509999996,84.216612380000001,61.894136809999999,26.381107490000002,27.395765470000001,97.407166119999999,67.982084689999994,43.630293160000001,30.439739410000001,32.46905537,20.29315961,53.776872959999999,18.263843649999998,7.102605863,5.073289902,15.219869709999999,27.395765470000001,39.571661239999997,5.073289902,6.087947883,17.249185669999999,34.498371339999998,36.527687299999997,26.381107490000002,28.41042345,13.190553749999999,13.190553749999999,2.029315961,10.1465798,3.043973941,0,3.043973941,15.219869709999999,6.087947883,2.029315961,4.058631922,2.029315961,5.073289902,8.117263844,4.058631922,14.20521173,2.029315961,0,3.043973941,2.029315961,0,0,2.029315961,0,1.01465798,0,1.01465798,0,1.01465798,1.01465798,0,0,0,0,0,0,0,0,0,0,0,0,0,0,0,0,0,0,0,0,0,0,0,0,null,629.95142947216925,1259.902859166071,1889.8542886382402,1327.3976551571893,3194.7536777998589,2024.8438806204767,1259.902859166071,1889.8542886382402,1574.8785737912892,742.44275634576559,2114.8369419419678,1169.9097976228477,1709.8681657735258,1867.3560233078676,1372.3941858179346,584.95489881142385,607.45316414179649,2159.8334726027133,1507.3837778001709,967.42540964949285,674.94796013291477,719.94449079366018,449.96530682918734,1192.4080629532202,404.96877616844182,157.48785737912894,112.49132669621021,337.4739801773236,607.45316414179649,877.43234832800181,112.49132669621021,134.98959204875621,382.47051083806912,764.94102167613823,809.93755233688364,584.95489881142385,629.95142947216925,292.47744951657813,292.47744951657813,44.996530682918731,224.9826533037274,67.494796013291477,0,67.494796013291477,337.4739801773236,134.98959204875621,44.996530682918731,89.993061365837463,44.996530682918731,112.49132669621021,179.98612273167493,89.993061365837463,314.97571484695089,44.996530682918731,0,67.494796013291477,44.996530682918731,0,0,44.996530682918731,0,22.498265330372739,0,22.498265330372739,0,22.498265330372739,22.498265330372739,0,0,0,0,0,0,0,0,0,0,0,0,0,0,0,0,0,0,0,0,0,0,0,0]
[4,"SWITCHGEAR","> 11 kv & < = 22 kv ; switch",48.921455824902388,49.13259333019208,6.0360984545838674,49.13259333019208,7.0094645537438938,2,337.91433769999998,778.44683310000005,997.15826030000005,1032.40086,1638.7808829999999,1442.8734910000001,1703.0468000000001,2049.253514,1905.1734739999999,2388.2043990000002,2941.720523,1805.6649580000001,752.53315689999999,725.58293370000001,596.01455269999997,620.89168180000001,313.03720850000002,400.10716059999999,342.06052590000002,673.75558130000002,408.39953700000001,221.82106830000001,220.78452129999999,147.18968079999999,278.8311559,229.0768976,188.65156279999999,177.2495452,236.33272700000001,228.04035060000001,258.10021499999999,179.32263929999999,301.63519100000002,322.36613199999999,217.6748801,253.95402680000001,237.36927399999999,333.76814949999999,344.13362000000001,211.45559779999999,129.56838099999999,98.471969569999999,136.8242104,99.508516619999995,194.870845,199.01703319999999,116.0932694,134.75111630000001,180.3591864,209.3825037,173.10335699999999,102.61815780000001,132.67802219999999,116.0932694,155.48205720000001,127.4952869,92.252687280000004,44.571523069999998,37.31569373,46.644617169999997,47.681164209999999,26.950223250000001,35.242599640000002,30.059864399999999,38.352240780000002,43.534976020000002,31.096411440000001,25.913676200000001,44.571523069999998,44.571523069999998,0,0,0,0,0,0,0,0,0,0,0,0,0,0,0,0,0,0,0,0,0,null,2039.6842115727009,4698.781726250616,6018.9454339723679,6231.6732355570557,9891.8427552778849,8709.3264491851296,10279.758157564002,12369.49596890596,11499.814662125578,14415.436882034295,17756.514702697947,10899.171462480044,4542.3642253872085,4379.690024778999,3597.602520461965,3747.7633209769583,1889.523410454098,2415.086213765599,2064.7110117591351,4066.8550230521855,2465.139814138467,1338.9338075597725,1332.6771078149688,888.45140480757266,1683.0523092178234,1382.7307075842268,1138.7194066719114,1069.8957058574133,1426.5276082122912,1376.4740078394234,1557.9183088892639,1082.4091059506302,1820.6997102432099,1945.833711175379,1313.9070073733385,1532.8915087028302,1432.7843079570946,2014.6574113862671,2077.2244118523517,1276.3668070936878,782.08750431703368,594.38650334130659,825.88440494509791,600.64320338791504,1176.2596063479523,1201.2864065343861,700.75040401292858,813.37100485188103,1088.6658062990437,1263.853407000471,1044.8689056709793,619.41330370882349,800.85760475866402,700.75040401292858,938.50500518044055,769.57410422381679,556.84630312201682,269.03810152127619,225.24120125537792,281.55150161449313,287.80820160074057,162.6742009100152,212.72780122252198,181.44430104984062,231.49790130198639,262.78140147466775,187.70100103608809,156.41750086340676,269.03810152127619,269.03810152127619,0,0,0,0,0,0,0,0,0,0,0,0,0,0,0,0,0,0,0,0,0]
[4,"SWITCHGEAR","> 132 kv ; circuit breaker",59.863679438545084,"",183.78147948231961,59.863679438545084,7.7371622342138515,2,0,0,6.2857142860000002,0,0,0,0,0,0,0,0,0,0,0,0,0,0,0,0,0,0,3.1428571430000001,0,12.57142857,0,0,0,0,0,0,0,0,0,0,0,0,0,0,0,0,0,0,0,0,0,0,0,0,0,0,0,0,0,0,0,0,0,0,0,0,0,0,0,0,0,0,0,0,0,0,0,0,0,0,0,0,0,0,0,0,0,0,0,0,0,0,0,0,0,0,0,null,0,0,1155.1978710842322,0,0,0,0,0,0,0,0,0,0,0,0,0,0,0,0,0,0,577.59893554211612,0,2310.3957418009018,0,0,0,0,0,0,0,0,0,0,0,0,0,0,0,0,0,0,0,0,0,0,0,0,0,0,0,0,0,0,0,0,0,0,0,0,0,0,0,0,0,0,0,0,0,0,0,0,0,0,0,0,0,0,0,0,0,0,0,0,0,0,0,0,0,0,0]
[4,"SWITCHGEAR","> 132 kv ; switch",52.82454775373391,"",96.402691889869345,52.82454775373391,7.2680497902624408,2,0,1.4772727269999999,8.8636363639999995,1.4772727269999999,0,0,0,0,0,7.3863636359999996,0,0,0,0,0,0,0,0,0,0,0,2.9545454549999999,19.204545450000001,1.4772727269999999,0,1.4772727269999999,0,10.34090909,5.9090909089999997,0,1.4772727269999999,1.4772727269999999,0,0,0,0,0,0,0,0,0,0,0,0,0,0,0,0,0,0,0,0,0,0,0,0,0,1.4772727269999999,0,0,0,0,0,0,0,0,0,0,0,0,0,0,0,0,0,0,0,0,0,0,0,0,0,0,0,0,0,0,0,0,0,null,{"$f":"IFERROR($F37*J37,\"\")","v":0},142.41306753828806,854.4784054225338,142.41306753828806,0,0,0,0,0,712.06533778784296,0,0,0,0,0,0,0,0,0,0,0,284.82613517297881,1851.3698779013423,142.41306753828806,0,142.41306753828806,0,996.89147286441926,569.65227024955493,0,{"$f":"IFERROR($F37*AN37,\"\")","v":142.41306753828806},142.41306753828806,0,0,0,0,0,0,0,0,0,0,0,0,0,0,{"$f":"IFERROR($F37*BD37,\"\")","v":0},0,0,0,0,0,0,0,0,0,0,142.41306753828806,0,0,0,0,{"$f":"IFERROR($F37*BT37,\"\")","v":0},0,0,0,0,0,0,0,0,0,0,0,0,0,0,0,{"$f":"IFERROR($F37*CJ37,\"\")","v":0},{"$f":"IFERROR($F37*CK37,\"\")","v":0},0,0,0,0,0,0,0,0,0,0,0]
[4,"SWITCHGEAR","> 22 kv & < = 33 kv ; circuit breaker",60.59363810439654,59.478132462646826,115.93235233481873,60.59363810439654,7.7841915511115563,2,3.022900763,14.10687023,19.145038169999999,12.09160305,11.08396947,34.259541980000002,22.167938929999998,13.099236640000001,8.061068702,3.022900763,33.251908399999998,10.07633588,24.18320611,6.0458015270000001,7.0534351150000001,18.137404579999998,6.0458015270000001,21.160305340000001,18.137404579999998,7.0534351150000001,4.030534351,5.038167939,0,4.030534351,15.114503819999999,2.015267176,0,1.007633588,0,0,1.007633588,0,0,6.0458015270000001,0,3.022900763,0,2.015267176,1.007633588,0,0,3.022900763,1.007633588,0,0,0,0,0,0,5.038167939,0,12.09160305,5.038167939,0,13.099236640000001,1.007633588,0,0,0,0,2.015267176,0,0,0,1.007633588,0,0,13.099236640000001,4.030534351,0,0,0,0,0,0,0,0,0,0,0,0,0,0,0,0,0,0,0,0,0,0,null,350.45199632930837,1635.4426498459254,2219.5293105879932,1401.8079850853687,1284.9906538644141,3971.7892916548735,2569.9813065695043,1518.6253174656472,934.53865695544391,350.45199632930837,3854.9719604339184,1168.1733214841358,2803.6159713300613,700.90399277454912,817.72132492296271,2102.7119782077148,{"$f":"IFERROR($F38*Z38,\"\")","v":700.90399277454912},2453.1639741892263,2102.7119782077148,817.72132492296271,467.26932847772196,584.08666062613554,0,467.26932847772196,1752.2599822262036,233.63466429682717,0,116.81733214841358,0,0,116.81733214841358,0,0,700.90399277454912,0,350.45199632930837,0,233.63466429682717,116.81733214841358,0,0,350.45199632930837,116.81733214841358,0,0,0,0,0,0,584.08666062613554,0,1401.8079850853687,584.08666062613554,0,1518.6253174656472,116.81733214841358,0,0,0,0,233.63466429682717,0,0,0,116.81733214841358,0,0,1518.6253174656472,467.26932847772196,0,0,0,0,0,0,0,0,0,0,0,0,0,0,0,0,0,0,0,0,0,0]
[4,"SWITCHGEAR","> 22 kv & < = 33 kv ; switch",54.055915571731703,54.055915571731703,9.8991170387462848,54.055915571731703,7.3522728167371278,2,30.805369129999999,144.78523490000001,110.8993289,102.68456380000001,262.87248319999998,196.1275168,231.0402685,231.0402685,201.26174499999999,100.6308725,166.34899329999999,90.362416109999998,75.986577179999998,33.885906040000002,44.154362419999998,39.020134229999996,18.483221480000001,32.859060399999997,31.83221477,22.590604030000002,14.37583893,26.697986579999998,18.483221480000001,18.483221480000001,17.45637584,7.1879194630000001,9.2416107380000003,17.45637584,11.29530201,23.617449659999998,24.6442953,12.32214765,20.536912749999999,6.161073826,14.37583893,73.932885909999996,23.617449659999998,32.859060399999997,32.859060399999997,26.697986579999998,6.161073826,2.0536912749999998,4.1073825499999996,17.45637584,7.1879194630000001,6.161073826,2.0536912749999998,6.161073826,31.83221477,21.56375839,30.805369129999999,30.805369129999999,25.671140940000001,7.1879194630000001,39.020134229999996,16.429530199999999,9.2416107380000003,6.161073826,8.2147651009999993,4.1073825499999996,1.0268456379999999,4.1073825499999996,3.080536913,2.0536912749999998,1.0268456379999999,3.080536913,3.080536913,1.0268456379999999,2.0536912749999998,2.0536912749999998,0,0,0,0,0,0,0,0,2.0536912749999998,0,0,0,0,0,0,0,0,0,0,0,0,null,304.94595443965181,1433.2459857574734,1097.8054362995183,1016.48651512881,2602.2054774626663,1941.4892433218781,2287.0946585448664,2287.0946585448664,1992.3135691773098,996.15678458865489,1646.7081539543215,894.5081329767828,752.20002087854755,335.44054985391966,437.08920136680064,386.26487561036009,182.96757268358934,325.27568468283329,315.11081961073813,223.62703326894351,142.30811209823517,264.28649385429765,182.96757268358934,182.96757268358934,172.80270751250299,71.154056029319349,91.483786321996433,172.80270751250299,111.81351658497616,233.79189834103863,243.95676351212498,121.97838175606249,203.29730292677081,60.989190887930363,142.30811209823517,731.87029063536613,233.79189834103863,325.27568468283329,325.27568468283329,264.28649385429765,60.989190887930363,20.32973029267708,40.659460585354161,172.80270751250299,71.154056029319349,60.989190887930363,20.32973029267708,60.989190887930363,315.11081961073813,213.46216809785716,304.94595443965181,304.94595443965181,254.12162868321133,71.154056029319349,386.26487561036009,162.63784234141664,91.483786321996433,60.989190887930363,81.318921180607433,40.659460585354161,10.164865151288099,40.659460585354161,30.494595443965181,20.32973029267708,10.164865151288099,30.494595443965181,30.494595443965181,10.164865151288099,20.32973029267708,20.32973029267708,0,0,0,0,0,0,0,0,20.32973029267708,0,0,0,0,0,0,0,0,0,0,0,0]
[4,"SWITCHGEAR","> 33 kv & < = 66 kv ; circuit breaker",43.106018584613871,50.234040275081711,183.78147948231961,50.234040275081711,7.0875976377812044,2,18.29315961,54.879478829999996,41.667752440000001,4.0651465800000004,9.146579805,14.22801303,19.309446250000001,19.309446250000001,7.1140065149999998,19.309446250000001,25.407166119999999,24.390879479999999,24.390879479999999,18.29315961,39.635179149999999,16.260586320000002,20.325732899999998,19.309446250000001,6.0977198699999997,18.29315961,4.0651465800000004,11.17915309,11.17915309,3.0488599349999999,6.0977198699999997,5.0814332249999996,9.146579805,3.0488599349999999,25.407166119999999,1.0162866450000001,0,2.0325732900000002,5.0814332249999996,7.1140065149999998,14.22801303,14.22801303,3.0488599349999999,6.0977198699999997,2.0325732900000002,12.195439739999999,4.0651465800000004,12.195439739999999,1.0162866450000001,0,1.0162866450000001,7.1140065149999998,2.0325732900000002,3.0488599349999999,4.0651465800000004,7.1140065149999998,1.0162866450000001,2.0325732900000002,4.0651465800000004,0,2.0325732900000002,0,4.0651465800000004,0,0,0,1.0162866450000001,0,0,1.0162866450000001,0,2.0325732900000002,0,0,0,0,0,0,0,0,0,0,0,0,0,0,0,0,0,0,0,0,0,0,0,0,0,null,3361.943937532013,10085.831812596038,7657.7611901262335,747.09865278489178,1680.9719687660065,2614.8452847471208,3548.7185998093287,3548.7185998093287,1307.4226423735604,3548.7185998093287,4669.3665789866654,4482.5919167093498,4482.5919167093498,3361.943937532013,7284.2118637337871,2988.3946111395671,3735.4932639244585,3548.7185998093287,1120.6479791773374,3361.943937532013,747.09865278489178,2054.5212942395447,2054.5212942395447,560.32398958866872,1120.6479791773374,933.87331598111462,1680.9719687660065,560.32398958866872,4669.3665789866654,186.77466319622295,0,373.54932639244589,933.87331598111462,1307.4226423735604,2614.8452847471208,2614.8452847471208,560.32398958866872,1120.6479791773374,373.54932639244589,2241.2959583546749,747.09865278489178,2241.2959583546749,186.77466319622295,0,186.77466319622295,1307.4226423735604,373.54932639244589,560.32398958866872,747.09865278489178,1307.4226423735604,186.77466319622295,373.54932639244589,747.09865278489178,0,373.54932639244589,0,747.09865278489178,0,0,0,186.77466319622295,0,0,186.77466319622295,0,373.54932639244589,0,0,0,0,0,0,0,0,0,0,0,0,0,0,0,0,0,0,0,0,0,0,0,0,0]
[4,"SWITCHGEAR","> 33 kv & < = 66 kv ; switch",60.968117081639285,62.094070739875832,96.402691889869345,62.094070739875832,7.8799791078324457,2,7.2046153850000003,34.993846150000003,5.1461538459999998,6.1753846149999996,12.350769229999999,24.701538459999998,51.46153846,59.695384619999999,46.315384620000003,55.578461539999999,82.338461539999997,77.192307690000007,32.935384620000001,56.607692309999997,48.373846149999999,42.198461539999997,38.081538459999997,20.584615379999999,48.373846149999999,42.198461539999997,30.876923080000001,43.227692310000002,24.701538459999998,18.52615385,37.052307689999999,10.292307689999999,14.409230770000001,29.847692309999999,61.753846150000001,7.2046153850000003,27.78923077,32.935384620000001,40.14,53.52,46.315384620000003,103.95230770000001,31.906153849999999,62.783076919999999,42.198461539999997,34.993846150000003,69.98769231,63.812307689999997,18.52615385,8.2338461540000001,40.14,5.1461538459999998,16.46769231,9.2630769229999999,52.490769229999998,8.2338461540000001,13.38,13.38,11.321538459999999,4.116923077,56.607692309999997,23.67230769,8.2338461540000001,10.292307689999999,9.2630769229999999,7.2046153850000003,1.029230769,0,0,7.2046153850000003,0,0,0,0,0,0,0,0,0,2.058461538,0,0,0,0,0,0,0,0,0,0,0,0,0,0,0,0,0,null,694.5443171451675,3373.5009684399411,496.10308363380415,595.32370034128439,1190.6474006825688,2381.2948013651376,4961.0308363380418,5754.7957707691048,4464.9277532826536,5357.9133035535733,7937.6493385264766,7441.5462545070632,3175.0597357962015,5457.1339203574562,4663.3689859263923,4068.0452860671212,3671.1628188515892,1984.4123341496056,4663.3689859263923,4068.0452860671212,2976.6185021884357,4167.265902871005,2381.2948013651376,1785.9711015058667,3571.9422020477064,992.20616707480281,1389.088634290335,2877.3978853845524,5953.2370034128444,694.5443171451675,2678.9566517767867,3175.0597357962015,3869.6040524593554,5159.4720699458076,4464.9277532826536,10021.282290443993,3075.8391189923186,6052.4576202167273,4068.0452860671212,3373.5009684399411,6747.0019378439083,6151.6782370206101,1785.9711015058667,793.76493385264769,3869.6040524593554,496.10308363380415,1587.5298678981007,892.98555056012799,5060.2514531419238,793.76493385264769,1289.8680174864519,1289.8680174864519,1091.4267838786859,396.88246692632384,5457.1339203574562,2282.0741845612547,793.76493385264769,992.20616707480281,892.98555056012799,694.5443171451675,99.220616707480289,0,0,694.5443171451675,0,0,0,0,0,0,0,0,0,198.44123341496058,0,0,0,0,0,0,0,0,0,0,0,0,0,0,0,0,0]
[4,"SWITCHGEAR","> 66 kv & < = 132 kv ; circuit breaker",59.863679438545084,44.767025734473151,183.78147948231961,59.863679438545084,7.7371622342138515,2,0,0,2.079365079,0,14.55555556,8.3174603170000001,0,10.396825400000001,0,3.1190476189999998,7.2777777779999999,4.1587301590000001,5.1984126980000003,10.396825400000001,12.47619048,6.2380952379999997,3.1190476189999998,3.1190476189999998,0,0,0,0,0,2.079365079,2.079365079,0,0,2.079365079,3.1190476189999998,0,10.396825400000001,4.1587301590000001,0,0,0,4.1587301590000001,0,5.1984126980000003,0,0,0,1.03968254,0,0,0,0,0,0,0,0,0,2.079365079,1.03968254,0,2.079365079,0,0,1.03968254,0,0,0,0,0,0,0,0,0,0,0,0,0,0,0,0,0,0,0,0,0,0,0,0,0,0,0,0,0,0,0,0,0,null,0,0,382.14879060249041,0,2675.0415355039031,1528.595162593743,0,1910.7439539313596,0,573.2231859956263,1337.5207673843886,764.2975813887623,955.37197659811682,1910.7439539313596,2292.8927447176311,1146.4463719912526,573.2231859956263,573.2231859956263,0,0,0,0,0,382.14879060249041,382.14879060249041,0,0,382.14879060249041,573.2231859956263,0,1910.7439539313596,764.2975813887623,0,0,0,764.2975813887623,0,955.37197659811682,0,0,0,191.07439539313594,0,0,0,0,0,0,0,0,0,382.14879060249041,191.07439539313594,0,382.14879060249041,0,0,191.07439539313594,0,0,0,0,0,0,0,0,0,0,0,0,0,0,0,0,0,0,0,0,0,0,0,0,0,0,0,0,0,0,0,0,0]
[4,"SWITCHGEAR","> 66 kv & < = 132 kv ; switch",52.82454775373391,"",96.402691889869345,52.82454775373391,7.2680497902624408,2,0,1.0707964599999999,6.4247787609999998,0,20.34513274,18.20353982,2.1415929199999999,64.247787610000003,6.4247787609999998,4.2831858409999999,17.132743359999999,17.132743359999999,13.92035398,32.123893809999998,12.849557519999999,0,4.2831858409999999,8.5663716809999997,1.0707964599999999,0,1.0707964599999999,8.5663716809999997,1.0707964599999999,2.1415929199999999,4.2831858409999999,13.92035398,0,7.4955752210000002,8.5663716809999997,3.2123893809999999,3.2123893809999999,0,4.2831858409999999,3.2123893809999999,1.0707964599999999,26.769911499999999,0,10.7079646,1.0707964599999999,5.3539823010000003,0,0,2.1415929199999999,0,0,0,0,0,0,0,22.486725660000001,0,0,0,0,0,0,2.1415929199999999,0,0,0,0,0,0,0,0,0,0,0,0,0,0,0,0,0,0,0,0,0,0,0,0,0,0,0,0,0,0,0,0,0,null,0,103.2276612101428,619.36596735725948,0,1961.3255629927132,1754.8702405724277,206.4553224202856,6193.6596735725952,619.36596735725948,412.91064493697388,1651.6425793622848,1651.6425793622848,1341.9595957318566,3096.8298372683107,1238.7319345217136,0,412.91064493697388,825.82128977754508,103.2276612101428,0,103.2276612101428,825.82128977754508,103.2276612101428,206.4553224202856,412.91064493697388,1341.9595957318566,0,722.59362856740233,825.82128977754508,309.68298372683108,309.68298372683108,0,412.91064493697388,309.68298372683108,103.2276612101428,2580.6915302535699,0,1032.2766121014281,103.2276612101428,516.13830614711674,0,0,206.4553224202856,0,0,0,0,0,0,0,2167.7808854129989,0,0,0,0,0,0,206.4553224202856,0,0,0,0,0,0,0,0,0,0,0,0,0,0,0,0,0,0,0,0,0,0,0,0,0,0,0,0,0,0,0,0,0]
[5,"TRANSFORMERS","ground outdoor / indoor chamber mounted ; ˂ 22 kv ; < = 60 kva ; single phase",59.033871191321985,"",88.882369855923329,59.033871191321985,7.6833502582741851,2,0,0,0,0,0,0,0,0,0,0,0,0,0,0,0,0,0,0,0,0,0,0,0,0,0,0,0,0,0,0,0,2,0,0,0,0,0,0,0,0,0,0,0,0,0,0,0,0,0,0,0,0,0,0,0,0,0,0,0,0,0,0,0,0,0,0,0,0,0,0,0,0,0,0,0,0,0,0,0,0,0,0,0,0,0,0,0,0,0,0,0,null,0,0,0,0,0,0,0,0,0,0,0,0,0,0,0,0,0,0,0,0,0,0,0,0,0,0,0,0,0,0,0,177.76473971184666,0,0,0,0,0,0,0,0,0,0,0,0,0,0,0,0,0,0,0,0,0,0,0,0,0,0,0,0,0,0,0,0,0,0,0,0,0,0,0,0,0,0,0,0,0,0,0,0,0,0,0,0,0,0,0,0,0,0,0]
[5,"TRANSFORMERS","ground outdoor / indoor chamber mounted ; ˂ 22 kv ; > 60 kva and < = 600 kva ; multiple phase",59.033871191321985,69.910387143810539,88.882369855923329,69.910387143810539,8.3612431577972028,2,0,0,0,0,0,0,0,0,0,0,0,0,0,1,0,1,1,0,0,0,0,0,0,0,0,0,0,0,0,0,1,0,0,0,0,0,0,1,0,0,0,0,0,0,0,0,0,0,0,0,0,0,0,0,0,0,0,0,0,0,0,0,0,0,0,0,0,0,0,0,0,0,0,0,0,0,0,0,0,0,0,0,0,0,0,0,0,0,0,0,0,null,0,0,0,0,0,0,0,0,0,0,0,0,0,88.882369855923329,0,88.882369855923329,88.882369855923329,0,0,0,0,0,0,0,0,0,0,0,0,0,88.882369855923329,0,0,0,0,0,0,88.882369855923329,0,0,0,0,0,0,0,0,0,0,0,0,0,0,0,0,0,0,0,0,0,0,0,0,0,0,0,0,0,0,0,0,0,0,0,0,0,0,0,0,0,0,0,0,0,0,0,0,0,0,0,0,0]
[5,"TRANSFORMERS","ground outdoor / indoor chamber mounted ; ˂ 22 kv ; > 600 kva ; multiple phase",59.033871191321985,59.033871191321985,257.64879963763252,59.033871191321985,7.6833502582741851,2,0,0,0,0,0,0,0,5,2,0,0,1,1,1,0,0,0,0,1,1,0,2,2,0,3,0,0,0,0,0,0,0,1,0,3,2,0,2,0,0,2,3,0,2,0,0,2,0,0,0,0,0,2,0,0,2,0,1,0,0,0,0,0,0,0,0,0,0,0,0,0,0,0,2,0,0,0,0,0,0,0,0,0,0,0,0,0,0,0,0,0,null,0,0,0,0,0,0,0,1288.2439981881625,515.29759927526504,0,0,257.64879963763252,257.64879963763252,257.64879963763252,0,0,0,0,257.64879963763252,257.64879963763252,0,515.29759927526504,515.29759927526504,0,772.94639891289762,0,0,0,0,0,0,0,257.64879963763252,0,772.94639891289762,515.29759927526504,0,515.29759927526504,0,0,515.29759927526504,772.94639891289762,0,515.29759927526504,0,0,515.29759927526504,0,0,0,0,0,515.29759927526504,0,0,515.29759927526504,0,257.64879963763252,0,0,0,0,0,0,0,0,0,0,0,0,0,0,0,515.29759927526504,0,0,0,0,0,0,0,0,0,0,0,0,0,0,0,0,0]
[5,"TRANSFORMERS","ground outdoor / indoor chamber mounted ; > = 22 kv & < = 33 kv ; < = 15 mva",76.271918371659183,67.750706019635018,326.94814984594308,76.271918371659183,8.7333795504179932,2,0,0,1,0,0,1,5,1,2,0,1,2,1,3,1,3,0,1,0,3,4,4,1,0,4,2,2,2,0,0,0,4,3,1,4,3,0,2,2,0,4,0,1,1,8,0,2,1,6,1,2,2,9,3,3,2,2,1,0,0,2,0,0,0,0,0,1,1,0,0,2,0,0,0,0,5,1,0,0,0,0,0,0,0,0,0,0,0,2,0,0,null,0,0,326.94814984594308,0,0,326.94814984594308,1634.7407492297154,326.94814984594308,653.89629969188616,0,326.94814984594308,653.89629969188616,326.94814984594308,980.84444953782918,326.94814984594308,980.84444953782918,0,326.94814984594308,0,980.84444953782918,1307.7925993837723,1307.7925993837723,326.94814984594308,0,1307.7925993837723,653.89629969188616,653.89629969188616,653.89629969188616,0,0,0,1307.7925993837723,980.84444953782918,326.94814984594308,1307.7925993837723,980.84444953782918,0,653.89629969188616,653.89629969188616,0,1307.7925993837723,0,326.94814984594308,326.94814984594308,2615.5851987675446,0,653.89629969188616,326.94814984594308,1961.6888990756584,326.94814984594308,653.89629969188616,653.89629969188616,2942.5333486134878,980.84444953782918,980.84444953782918,653.89629969188616,653.89629969188616,326.94814984594308,0,0,653.89629969188616,0,0,0,0,0,326.94814984594308,326.94814984594308,0,0,653.89629969188616,0,0,0,0,1634.7407492297154,326.94814984594308,0,0,0,0,0,0,0,0,0,0,0,653.89629969188616,0,0]
[5,"TRANSFORMERS","ground outdoor / indoor chamber mounted ; > = 22 kv & < = 33 kv ; > 15 mva and < = 40 mva",59.491239215604935,50.025997098163948,1559.8831738849797,59.491239215604935,7.7130564120590313,2,0,0,0,0,0,0,2,2,0,0,0,0,2,0,0,5,0,0,0,0,1,2,0,0,0,0,0,0,0,0,0,0,0,0,0,2,0,0,0,0,0,0,2,0,0,0,0,0,0,0,0,0,0,0,0,0,0,2,0,0,0,0,0,0,0,0,2,0,0,0,0,0,0,0,0,0,0,0,0,0,0,0,0,0,0,0,0,0,0,0,0,null,0,0,0,0,0,0,3119.7663477699593,3119.7663477699593,0,0,0,0,3119.7663477699593,0,0,7799.4158694248981,0,0,0,0,1559.8831738849797,3119.7663477699593,0,0,0,0,0,0,0,0,0,0,0,0,0,3119.7663477699593,0,0,0,0,0,0,3119.7663477699593,0,0,0,0,0,0,0,0,0,0,0,0,0,0,3119.7663477699593,0,0,0,0,0,0,0,0,3119.7663477699593,0,0,0,0,0,0,0,0,0,0,0,0,0,0,0,0,0,0,0,0,0,0,0,0]
[5,"TRANSFORMERS","ground outdoor / indoor chamber mounted ; > = 22 kv & < = 33 kv ; > 40 mva",59.491239215604935,"",1559.8831738849797,59.491239215604935,7.7130564120590313,2,0,0,0,0,0,0,0,0,0,0,0,0,0,0,0,0,0,0,0,0,0,0,0,0,0,0,0,0,0,0,0,0,0,0,0,0,0,0,0,0,0,2,0,0,0,0,0,0,0,0,0,0,0,0,0,0,0,0,0,0,0,0,0,0,0,0,0,0,0,0,0,0,0,0,0,0,0,0,0,0,0,0,0,0,0,0,0,0,0,0,0,null,0,0,0,0,0,0,0,0,0,0,0,0,0,0,0,0,0,0,0,0,0,0,0,0,0,0,0,0,0,0,0,0,0,0,0,0,0,0,0,0,0,3119.7663477699593,0,0,0,0,0,0,0,0,0,0,0,0,0,0,0,0,0,0,0,0,0,0,0,0,0,0,0,0,0,0,0,0,0,0,0,0,0,0,0,0,0,0,0,0,0,0,0,0,0]
[5,"TRANSFORMERS","ground outdoor / indoor chamber mounted ; > 132 kv ; < = 100 mva",84.285461055675427,"",5908.1751185735202,84.285461055675427,9.1807113589130669,2,0,0,0,0,0,0,0,0,0,0,0,0,0,0,0,0,0,0,0,0,4,1,2,0,0,0,0,0,0,0,0,0,0,0,0,0,0,0,0,0,0,0,0,0,0,0,0,0,0,0,0,0,0,0,0,0,0,0,0,0,0,0,0,0,0,0,0,0,0,0,0,0,0,0,0,0,0,0,0,0,0,0,0,0,0,0,0,0,0,0,0,null,0,0,0,0,0,0,0,0,0,0,0,0,0,0,0,0,0,0,0,0,23632.700474294081,5908.1751185735202,11816.35023714704,0,0,0,0,0,0,0,0,0,0,0,0,0,0,0,0,0,0,0,0,0,0,0,0,0,0,0,0,0,0,0,0,0,0,0,0,0,0,0,0,0,0,0,0,0,0,0,0,0,0,0,0,0,0,0,0,0,0,0,0,0,0,0,0,0,0,0,0]
[5,"TRANSFORMERS","ground outdoor / indoor chamber mounted ; > 33 kv & < = 66 kv ; < = 15 mva",84.285461055675427,64.548407743098579,5908.1751185735202,84.285461055675427,9.1807113589130669,2,0,0,1,1,1,1,4,2,2,1,5,2,6,2,1,3,3,2,3,9,4,5,6,4,3,0,0,5,10,5,2,1,6,12,8,5,8,6,5,12,3,0,5,6,4,1,1,5,3,2,3,2,4,2,3,5,1,1,0,0,0,2,3,1,0,1,0,4,0,1,0,0,0,3,0,0,0,0,0,0,0,0,0,0,0,0,0,0,0,0,1,null,0,0,5908.1751185735202,5908.1751185735202,5908.1751185735202,5908.1751185735202,23632.700474294081,11816.35023714704,11816.35023714704,5908.1751185735202,29540.8755928676,11816.35023714704,35449.050711441123,11816.35023714704,5908.1751185735202,17724.525355720561,17724.525355720561,11816.35023714704,17724.525355720561,53173.576067161681,23632.700474294081,29540.8755928676,35449.050711441123,23632.700474294081,17724.525355720561,0,0,29540.8755928676,59081.7511857352,29540.8755928676,11816.35023714704,5908.1751185735202,35449.050711441123,70898.101422882246,47265.400948588162,29540.8755928676,47265.400948588162,35449.050711441123,29540.8755928676,70898.101422882246,17724.525355720561,0,29540.8755928676,35449.050711441123,23632.700474294081,5908.1751185735202,5908.1751185735202,29540.8755928676,17724.525355720561,11816.35023714704,17724.525355720561,11816.35023714704,23632.700474294081,11816.35023714704,17724.525355720561,29540.8755928676,5908.1751185735202,5908.1751185735202,0,0,0,11816.35023714704,17724.525355720561,5908.1751185735202,0,5908.1751185735202,0,23632.700474294081,0,5908.1751185735202,0,0,0,17724.525355720561,0,0,0,0,0,0,0,0,0,0,0,0,0,0,0,0,5908.1751185735202]
[5,"TRANSFORMERS","ground outdoor / indoor chamber mounted ; > 33 kv & < = 66 kv ; > 15 mva and < = 40 mva",53.799808481141298,55.543692388303583,319.97322179362283,55.543692388303583,7.4527640770591672,2,0,0,0,0,0,1,1,0,3,4,2,11,6,3,8,2,0,4,2,3,0,1,1,6,0,1,1,2,1,1,0,0,2,8,0,2,4,2,5,1,6,2,1,0,2,0,0,2,0,1,0,1,0,0,0,0,0,1,0,0,0,0,0,0,0,0,0,0,0,0,0,0,0,0,0,0,0,0,0,0,0,0,0,0,0,0,0,0,0,0,0,null,0,0,0,0,0,319.97322179362283,319.97322179362283,0,959.91966538086854,1279.8928871744913,639.94644358724565,3519.7054397298512,1919.8393307617371,959.91966538086854,2559.7857743489826,{"$f":"IFERROR($F52*Y52,\"\")","v":639.94644358724565},0,1279.8928871744913,639.94644358724565,959.91966538086854,0,319.97322179362283,319.97322179362283,1919.8393307617371,0,319.97322179362283,319.97322179362283,639.94644358724565,319.97322179362283,319.97322179362283,0,0,639.94644358724565,2559.7857743489826,0,639.94644358724565,1279.8928871744913,639.94644358724565,1599.8661089681141,319.97322179362283,1919.8393307617371,639.94644358724565,319.97322179362283,0,639.94644358724565,0,0,639.94644358724565,0,319.97322179362283,0,319.97322179362283,0,0,0,0,0,319.97322179362283,0,0,0,0,0,0,0,0,0,0,0,0,0,0,0,0,0,0,0,0,0,0,0,0,0,0,0,0,0,0,0,0,0]
[5,"TRANSFORMERS","ground outdoor / indoor chamber mounted ; > 33 kv & < = 66 kv ; > 40 mva",53.799808481141298,"",319.97322179362283,53.799808481141298,7.3348352729383972,2,0,0,0,0,0,1,0,1,0,0,0,0,2,0,0,0,0,0,0,0,0,0,0,0,0,0,0,0,0,0,0,0,0,0,0,0,0,0,0,0,0,0,0,0,0,0,0,0,0,0,0,0,0,0,0,0,0,0,0,0,0,0,0,0,0,0,0,0,0,0,0,0,0,0,0,0,0,0,0,0,0,0,0,0,0,0,0,0,0,0,0,null,{"$f":"IFERROR($F53*J53,\"\")","v":0},0,0,0,0,319.97322179362283,0,319.97322179362283,0,0,0,0,639.94644358724565,0,0,0,0,0,0,0,0,0,0,0,0,0,0,0,0,0,0,0,0,0,0,0,0,0,0,0,0,0,0,{"$f":"IFERROR($F53*BA53,\"\")","v":0},0,0,0,0,0,0,0,0,0,0,0,0,0,0,0,{"$f":"IFERROR($F53*BQ53,\"\")","v":0},0,0,0,0,0,0,0,0,0,0,0,0,0,0,0,{"$f":"IFERROR($F53*CG53,\"\")","v":0},{"$f":"IFERROR($F53*CH53,\"\")","v":0},{"$f":"IFERROR($F53*CI53,\"\")","v":0},0,0,0,0,0,0,0,0,0,0,0,0,0]
[5,"TRANSFORMERS","ground outdoor / indoor chamber mounted ; > 66 kv & < = 132 kv ; < = 100 mva",84.285461055675427,49.943927499625808,5908.1751185735202,84.285461055675427,9.1807113589130669,2,0,0,0,0,1,1,1,6,0,2,4,5,6,3,4,3,3,0,0,2,1,2,3,0,0,0,1,1,3,0,2,0,0,0,1,3,1,0,1,0,0,0,0,0,0,0,0,1,2,0,1,0,3,0,3,0,1,0,0,0,0,0,2,0,0,0,3,0,0,0,0,0,0,0,0,0,0,0,0,0,0,0,0,0,0,0,0,0,0,0,0,null,0,0,0,0,5908.1751185735202,5908.1751185735202,5908.1751185735202,35449.050711441123,0,11816.35023714704,23632.700474294081,29540.8755928676,35449.050711441123,17724.525355720561,23632.700474294081,17724.525355720561,17724.525355720561,0,0,11816.35023714704,5908.1751185735202,11816.35023714704,17724.525355720561,0,0,0,5908.1751185735202,5908.1751185735202,17724.525355720561,0,11816.35023714704,0,{"$f":"IFERROR($F54*AP54,\"\")","v":0},0,5908.1751185735202,17724.525355720561,5908.1751185735202,0,5908.1751185735202,0,0,0,0,0,0,0,0,5908.1751185735202,11816.35023714704,0,5908.1751185735202,0,17724.525355720561,0,17724.525355720561,0,5908.1751185735202,0,0,0,0,0,11816.35023714704,0,0,0,17724.525355720561,0,0,0,0,0,0,0,0,0,0,0,0,0,0,0,0,0,0,0,0,0,0,0,0]
[5,"TRANSFORMERS","ground outdoor / indoor chamber mounted ; > 66 kv & < = 132 kv ; > 100 mva",84.285461055675427,"",5908.1751185735202,84.285461055675427,9.1807113589130669,2,0,0,0,0,0,0,0,0,0,0,0,0,0,0,0,1,0,0,0,0,0,0,0,0,1,0,0,0,0,0,0,0,0,0,0,0,0,0,0,0,0,0,0,0,0,0,0,0,0,0,0,0,0,0,0,0,0,0,0,0,0,0,0,0,0,0,0,0,0,0,0,0,0,0,0,0,0,0,0,0,0,0,0,0,0,0,0,0,0,0,0,null,0,0,0,0,0,0,0,0,0,0,0,0,0,0,0,5908.1751185735202,0,0,0,0,0,0,0,0,5908.1751185735202,0,0,0,0,0,0,{"$f":"IFERROR($F55*AO55,\"\")","v":0},0,0,0,0,0,0,0,0,0,0,0,0,0,0,0,0,0,0,0,0,0,0,0,0,0,0,0,0,0,0,0,0,0,0,0,0,0,0,0,0,0,0,0,0,0,0,0,0,0,0,0,0,0,0,0,0,0,0,0]
[5,"TRANSFORMERS","kiosk mounted ; < = 22 kv ; < = 60 kva ; multiple phase",55.893874996265765,"",243.75459561080777,55.893874996265765,7.476220635873835,2,1.0085714290000001,3.0257142859999999,1.0085714290000001,10.08571429,6.0514285709999998,5.042857143,11.094285709999999,9.0771428570000001,10.08571429,10.08571429,10.08571429,22.18857143,15.128571429999999,22.18857143,7.06,10.08571429,10.08571429,9.0771428570000001,6.0514285709999998,7.06,3.0257142859999999,3.0257142859999999,0,6.0514285709999998,3.0257142859999999,2.0171428570000001,2.0171428570000001,7.06,7.06,7.06,3.0257142859999999,7.06,7.06,8.0685714290000004,18.15428571,1.0085714290000001,3.0257142859999999,6.0514285709999998,7.06,0,2.0171428570000001,2.0171428570000001,1.0085714290000001,4.0342857140000001,2.0171428570000001,2.0171428570000001,4.0342857140000001,4.0342857140000001,3.0257142859999999,1.0085714290000001,3.0257142859999999,2.0171428570000001,4.0342857140000001,2.0171428570000001,4.0342857140000001,3.0257142859999999,2.0171428570000001,3.0257142859999999,2.0171428570000001,4.0342857140000001,3.0257142859999999,0,2.0171428570000001,1.0085714290000001,0,1.0085714290000001,0,1.0085714290000001,0,3.0257142859999999,0,1.0085714290000001,0,0,0,0,0,0,0,0,0,0,0,0,0,0,0,0,0,0,0,null,245.84392082050954,737.53176221777392,245.84392082050954,2458.4392082050954,1475.0635241917932,1229.2196036150383,2704.2831268318132,2212.5952864095675,2458.4392082050954,2458.4392082050954,2458.4392082050954,5408.5662561011723,3687.6588110888697,5408.5662561011723,1720.9074450123028,2458.4392082050954,2458.4392082050954,2212.5952864095675,1475.0635241917932,1720.9074450123028,737.53176221777392,737.53176221777392,0,1475.0635241917932,737.53176221777392,491.68784139726444,491.68784139726444,1720.9074450123028,1720.9074450123028,1720.9074450123028,737.53176221777392,1720.9074450123028,1720.9074450123028,1966.7513658328126,4425.1905718441158,245.84392082050954,737.53176221777392,1475.0635241917932,1720.9074450123028,0,491.68784139726444,491.68784139726444,245.84392082050954,983.37568279452887,491.68784139726444,491.68784139726444,983.37568279452887,983.37568279452887,737.53176221777392,245.84392082050954,737.53176221777392,491.68784139726444,983.37568279452887,491.68784139726444,983.37568279452887,737.53176221777392,491.68784139726444,737.53176221777392,491.68784139726444,983.37568279452887,737.53176221777392,0,491.68784139726444,245.84392082050954,0,245.84392082050954,0,245.84392082050954,0,737.53176221777392,0,245.84392082050954,0,0,0,0,0,0,0,0,0,0,0,0,0,0,0,0,0,0,0]
[5,"TRANSFORMERS","kiosk mounted ; < = 22 kv ; < = 60 kva ; single phase",55.893874996265765,41.910710061445094,243.75459561080777,55.893874996265765,7.476220635873835,2,0,0,1.0109890109999999,1.0109890109999999,1.0109890109999999,0,1.0109890109999999,0,1.0109890109999999,15.164835160000001,3.0329670329999998,2.0219780219999999,5.0549450550000001,3.0329670329999998,2.0219780219999999,0,3.0329670329999998,1.0109890109999999,2.0219780219999999,2.0219780219999999,1.0109890109999999,5.0549450550000001,3.0329670329999998,5.0549450550000001,1.0109890109999999,1.0109890109999999,1.0109890109999999,2.0219780219999999,0,6.0659340659999996,3.0329670329999998,3.0329670329999998,1.0109890109999999,0,0,3.0329670329999998,1.0109890109999999,2.0219780219999999,0,1.0109890109999999,0,2.0219780219999999,1.0109890109999999,1.0109890109999999,1.0109890109999999,0,0,1.0109890109999999,1.0109890109999999,0,0,0,1.0109890109999999,0,0,1.0109890109999999,0,0,0,0,0,0,0,0,0,0,0,0,0,0,0,0,0,0,0,0,0,0,0,0,0,0,0,0,0,0,0,0,0,0,0,null,0,0,246.43321754327548,246.43321754327548,246.43321754327548,0,246.43321754327548,0,246.43321754327548,3696.4982619303596,739.29965262982637,492.86643508655095,1232.1660877163774,739.29965262982637,492.86643508655095,0,739.29965262982637,246.43321754327548,492.86643508655095,492.86643508655095,246.43321754327548,1232.1660877163774,739.29965262982637,1232.1660877163774,246.43321754327548,246.43321754327548,246.43321754327548,492.86643508655095,0,1478.5993052596527,739.29965262982637,739.29965262982637,246.43321754327548,0,0,739.29965262982637,246.43321754327548,492.86643508655095,0,246.43321754327548,0,492.86643508655095,246.43321754327548,246.43321754327548,246.43321754327548,0,0,246.43321754327548,246.43321754327548,0,0,0,246.43321754327548,0,0,246.43321754327548,0,0,0,0,0,0,0,0,0,0,0,0,0,0,0,0,0,0,0,0,0,0,0,0,0,0,0,0,0,0,0,0,0,0,0]
[5,"TRANSFORMERS","kiosk mounted ; < = 22 kv ; > 60 kva and < = 600 kva ; multiple phase",55.893874996265765,49.002773266650671,243.75459561080777,55.893874996265765,7.476220635873835,2,6.007017544,52.060818709999999,87.101754389999996,93.108771930000003,132.15438599999999,192.2245614,254.297076,192.2245614,220.2573099,216.2526316,266.31111110000001,399.46666670000002,331.3871345,371.43391810000003,343.4011696,300.35087720000001,192.2245614,109.1274854,90.105263160000007,99.115789469999996,76.088888890000007,64.0748538,58.06783626,61.071345030000003,100.1169591,102.1192982,89.104093570000003,70.08187135,62.07251462,54.063157889999999,49.057309940000003,27.03157895,23.02690058,27.03157895,17.01988304,30.03508772,31.03625731,38.044444439999999,40.04678363,18.02105263,10.01169591,14.01637427,3.003508772,13.01520468,8.009356725,9.010526316,13.01520468,2.002339181,10.01169591,12.01403509,6.007017544,2.002339181,11.0128655,2.002339181,6.007017544,1.001169591,11.0128655,0,2.002339181,1.001169591,1.001169591,0,0,0,0,0,0,0,0,0,0,0,0,4.004678363,0,0,0,0,0,1.001169591,0,0,0,8.009356725,0,0,0,0,0,0,0,null,1464.2381322647477,12690.063811823626,21231.452918326351,22695.691049616082,32213.238917624592,46855.62023052189,61986.080925390852,46855.62023052189,53688.731504998868,52712.572765430989,64914.557192845401,97371.835801455833,80777.136960671865,90538.724502603392,83705.613228126414,73211.906613237385,46855.62023052189,26600.32607370133,21963.571983971218,24159.929180905809,18547.016341857634,15618.540076840629,14154.3019455509,14886.421011195765,24403.96887920428,24892.048236800489,21719.532295422927,17082.778210567903,15130.460699744053,13178.143188920201,11957.94474617876,6589.0715956788736,5612.9128390481746,6589.0715956788736,4148.6747077584459,7321.1906613237379,7565.2303498720266,9273.5081697100431,9761.5875492441664,4392.7143963067338,2440.3968879204281,3416.5556421135811,732.11906613237386,3172.5159535652929,1952.3175096050786,2196.3571983971215,3172.5159535652929,488.07937734033101,2440.3968879204281,2928.4762650170046,1464.2381322647477,488.07937734033101,2684.4365764687163,488.07937734033101,1464.2381322647477,244.03968879204282,2684.4365764687163,0,488.07937734033101,244.03968879204282,244.03968879204282,0,0,0,0,0,0,0,0,0,0,0,0,976.1587549244166,0,0,0,0,0,244.03968879204282,0,0,0,1952.3175096050786,0,0,0,0,0,0,0]
[5,"TRANSFORMERS","kiosk mounted ; < = 22 kv ; > 600 kva ; multiple phase",55.569326149808134,44.996184644558582,189.00455547430752,55.569326149808134,7.4544836273083419,2,39.30207394,50.678990079999998,55.850315600000002,67.227231739999993,73.432822360000003,68.261496840000007,85.844003610000001,77.56988278,94.118124440000003,138.5915239,139.625789,187.20198379999999,163.4138864,88.946798920000006,137.5572588,98.255184850000006,78.604147879999999,51.713255179999997,43.439134359999997,43.439134359999997,32.062218209999997,41.370604149999998,46.541929670000002,57.918845810000001,22.753832280000001,32.062218209999997,5.1713255179999997,9.3083859330000003,14.47971145,14.47971145,29.99368801,4.1370604149999997,17.582506760000001,17.582506760000001,21.719567179999999,13.445446349999999,12.411181239999999,8.2741208299999993,10.34265104,3.1027953109999999,5.1713255179999997,20.685302069999999,9.3083859330000003,4.1370604149999997,7.239855726,0,7.239855726,2.0685302069999998,3.1027953109999999,1.0342651039999999,1.0342651039999999,4.1370604149999997,9.3083859330000003,3.1027953109999999,4.1370604149999997,1.0342651039999999,3.1027953109999999,0,0,2.0685302069999998,0,0,3.1027953109999999,0,0,0,0,0,0,3.1027953109999999,0,0,0,1.0342651039999999,0,0,0,0,1.0342651039999999,0,0,0,0,0,0,0,0,0,0,0,0,null,7428.2710142480664,9578.5599919572396,10555.964073077783,12706.253050786956,13879.13794737559,12901.733866255048,16224.9077424429,14661.061213028042,17788.754271857761,26194.429367226367,26389.910182694457,35382.02773202752,30885.968957360987,16811.350190737219,25998.948551758276,18570.677535620165,14856.542028496133,9774.0408074253301,8210.1942799005174,8210.1942799005174,6059.9053003012978,7819.2326470742919,8796.6367281948351,10946.925705904008,4300.5779554183491,6059.9053003012978,977.40408074253298,1759.3273454499624,2736.7314260034909,2736.7314260034909,5668.9436693651178,781.9232647074291,3323.1738742978073,3323.1738742978073,4105.0971399502587,2541.2506105354005,2345.7697931772645,1563.8465294148582,1954.8081622410843,586.44244848332073,977.40408074253298,3909.6163225921232,1759.3273454499624,781.9232647074291,1368.3657131907501,0,1368.3657131907501,390.96163225921231,586.44244848332073,195.48081622410842,195.48081622410842,781.9232647074291,1759.3273454499624,586.44244848332073,781.9232647074291,195.48081622410842,586.44244848332073,0,0,390.96163225921231,0,0,586.44244848332073,0,0,0,0,0,0,586.44244848332073,0,0,0,195.48081622410842,0,0,0,0,195.48081622410842,0,0,0,0,0,0,0,0,0,0,0,0]
[5,"TRANSFORMERS","kiosk mounted ; < = 22 kv ; > 600 kva ; single phase",55.569326149808134,"",189.00455547430752,55.569326149808134,7.4544836273083419,2,2,0,0,0,1,0,0,0,0,0,0,0,1,0,0,0,0,0,0,0,0,0,0,0,0,0,0,0,0,0,0,0,0,0,0,0,0,0,0,0,0,0,1,0,0,0,0,0,0,0,0,0,0,0,0,0,0,0,0,0,0,0,0,0,0,0,0,0,0,0,0,0,0,0,0,0,0,0,0,0,0,0,0,0,0,0,0,0,0,0,0,null,378.00911094861505,0,0,0,189.00455547430752,0,0,0,0,0,0,0,189.00455547430752,0,0,0,0,0,0,0,0,0,0,0,0,0,0,0,0,0,0,0,0,0,0,0,0,0,0,0,0,0,189.00455547430752,0,0,0,0,0,0,0,0,0,0,0,0,0,0,0,0,0,0,0,0,0,0,0,0,0,0,0,0,0,0,0,0,0,0,0,0,0,0,0,0,0,0,0,0,0,0,0,0]
[5,"TRANSFORMERS","pole mounted ; < = 22 kv ; < = 60 kva ; multiple phase",56.438601101701884,56.438601101701884,19.726269399239442,56.438601101701884,7.5125628850414214,2,117.02674690000001,261.05966619999998,270.06172370000002,374.08549870000002,499.11407450000002,412.09418579999999,333.07612590000002,359.08206960000001,437.09990090000002,1188.2715840000001,545.12459039999999,523.11956110000006,329.07521150000002,302.0690391,328.07498290000001,316.07223959999999,365.0834413,481.10995960000002,496.11338869999997,514.11750359999996,463.10584469999998,609.13922119999995,574.13121999999998,755.17259769999998,797.18219920000001,847.19362950000004,736.16825419999998,705.16116739999995,719.1643679,761.17396940000003,596.13624930000003,444.10150119999997,497.11361729999999,597.13647790000005,587.13419190000002,627.14333610000006,579.13236300000005,698.15956719999997,613.14013560000001,584.13350609999998,382.08732759999998,416.09510019999999,364.08321269999999,313.0715538,265.0605807,292.06675300000001,235.05372249999999,317.0724682,238.05440830000001,317.0724682,274.06263810000002,263.06012340000001,263.06012340000001,257.05875179999998,346.0790978,224.05120779999999,103.0235464,21.004800729999999,22.00502934,15.003429089999999,17.003886309999999,13.00297188,5.0011430309999998,3.0006858190000001,32.007315400000003,1.0002286060000001,0,2.0004572129999998,1.0002286060000001,3.0006858190000001,0,1.0002286060000001,0,2.0004572129999998,0,0,0,1.0002286060000001,0,0,0,0,0,1.0002286060000001,0,0,0,0,0,0,0,null,2308.5011362660093,5149.7333047367229,5327.3103161291674,7379.3113257050363,9845.6586945390645,8129.0809269510328,6570.3493899583946,7083.3496413660478,8622.3503995342635,23440.16538544498,10753.274526380455,10319.197390270499,6491.4262746606973,5958.6952424559922,6471.695495836273,6234.9261479705565,7201.7343162852194,9490.504673726804,9786.4663580657925,10141.620378878053,9135.3506529145434,12016.044379034105,11325.467116234007,14896.738105153667,15725.43082169736,16711.969768836447,14521.853305516983,13910.19915801458,14186.430063529146,15015.122780072839,11759.544252343965,8760.4658532778576,9806.1971368902159,11779.27503116839,11581.967242924149,12371.198399846367,11424.12101035613,13772.083706243611,12094.967494331802,11522.774906450875,7537.1575582730557,8208.0040422487291,7182.0035374607951,6175.7338114972845,5228.6564220070468,5761.3874522391243,4636.7330533290697,6254.6569267949808,4695.9253898023417,6254.6569267949808,5406.2334314268637,5189.1948623855715,5189.1948623855715,5070.8101894390265,6826.8495166485336,4419.6944842877774,2032.2702307514448,414.34635787732128,434.07713689900811,295.96168414172587,335.42324218509947,256.50012629561496,98.653894733634885,59.192336848071442,631.38492632682539,19.730778942781726,0,39.461557905289716,19.730778942781726,59.192336848071442,0,19.730778942781726,0,39.461557905289716,0,0,0,19.730778942781726,0,0,0,0,0,19.730778942781726,0,0,0,0,0,0,0]
[5,"TRANSFORMERS","pole mounted ; < = 22 kv ; < = 60 kva ; single phase",49.628461751999865,53.67121732698093,13.360723432309619,53.67121732698093,7.3260642453489941,2,386.26199430000003,1499.7828999999999,769.50631669999996,814.77139420000003,1137.66228,1060.208703,848.97167490000004,889.20729930000005,997.84348520000003,1405.229182,1833.738582,1525.936056,1075.2970620000001,1066.2440469999999,1001.867048,921.39579890000005,667.91136510000001,677.97027119999996,670.92903690000003,600.51669419999996,641.75820929999998,546.19860129999995,577.38121020000006,688.02917730000001,820.80673790000003,708.14698950000002,644.77588109999999,684.00561489999996,699.093974,771.51809800000001,804.71248809999997,679.98205240000004,810.74783179999997,727.25891109999998,808.73605050000003,814.77139420000003,671.93492760000004,928.43703310000001,879.14839319999999,668.91725570000006,439.57419659999999,357.09116660000001,399.33857219999999,301.76718299999999,397.32679100000001,487.85694590000003,287.68471449999998,323.89677649999999,313.83787039999999,371.17363510000001,284.66704270000002,246.44319949999999,207.2134657,182.06620040000001,648.79944350000005,242.41963699999999,116.6833108,27.15904647,11.06479671,12.070687319999999,13.076577929999999,4.0235624400000001,1.00589061,1.00589061,20.117812199999999,1.00589061,0,1.00589061,1.00589061,0,0,0,0,1.00589061,0,0,0,0,0,0,0,0,0,0,0,0,0,0,0,0,0,null,5160.7396782546548,20038.184535407272,10281.161076843957,10885.935258463518,15199.991082450788,14165.155261310691,11342.875750203575,11880.452799938264,13331.910834489137,18774.87845971268,24500.074041257612,20387.609619605322,14366.74665295709,14245.791823313539,13385.668544272465,12310.514440794872,8923.7790263974748,9058.1732888311471,8964.0973047267562,8023.3374676910498,8574.353944871571,7297.608451083649,7714.2306644944265,9192.5675512648195,10966.57181645815,9461.3560761321642,8614.6722232008506,9138.8098468257795,9340.4012398082523,10308.039930399549,10751.540996029846,9085.0521410506681,10832.177554024478,9716.7051748897484,10805.298700468886,10885.935258463518,8977.536732172588,12404.590423563192,11746.05853750459,8937.2184525072353,5873.0292687522951,4770.9963170633982,5335.4522190176067,4031.8278730101647,5308.5733667980867,6518.1217287011368,3843.6759061374528,4327.4952514331017,4193.1009889994293,4959.1482839361106,3803.3576278081732,3292.6594302930043,2768.5218066680754,2432.5361499158594,8668.4299276398924,3238.901724517892,1558.973444765026,362.86450857091484,147.83368867703939,161.27311492040658,174.71254116377381,53.757704973468869,13.439426243367217,13.439426243367217,268.78852486734434,13.439426243367217,0,13.439426243367217,13.439426243367217,0,0,0,0,13.439426243367217,0,0,0,0,0,0,0,0,0,0,0,0,0,0,0,0,0]
[5,"TRANSFORMERS","pole mounted ; < = 22 kv ; > 60 kva and < = 600 kva ; multiple phase",48.840294381890395,56.238777880006779,38.13142141338686,56.238777880006779,7.4992518213490325,2,123.0145138,347.04094559999999,701.08271709999997,775.09144900000001,1043.123073,922.10879480000006,900.10619889999998,773.09121300000004,799.09428100000002,1434.16921,1674.1975299999999,1467.173104,831.09805700000004,726.08566710000002,660.07787919999998,531.06265729999996,455.0536894,472.05569539999999,394.0464915,445.05250940000002,406.04790750000001,484.0571114,497.05864539999999,467.0551054,528.06230330000005,458.05404340000001,303.03575360000002,324.03823160000002,331.03905759999998,370.04365949999999,280.0330396,247.02914569999999,214.02525170000001,281.03315759999998,327.03858559999998,278.03280369999999,265.0312697,372.04389550000002,371.04377749999998,333.03929360000001,186.02194779999999,196.0231278,234.02761169999999,206.02430770000001,195.02300980000001,177.0208858,143.01687380000001,153.01805379999999,137.01616580000001,162.01911580000001,132.01557579999999,108.0127439,92.010855879999994,112.01321590000001,258.03044369999998,76.008967900000002,43.005073950000003,9.0010619890000001,11.001297989999999,20.002359970000001,11.001297989999999,16.001887979999999,7.0008259910000001,2.0002359969999999,103.0121539,2.0002359969999999,4.0004719949999998,2.0002359969999999,3.0003539959999999,1.000117999,3.0003539959999999,1.000117999,2.0002359969999999,5.0005899940000003,0,0,1.000117999,0,0,2.0002359969999999,0,0,0,0,1.000117999,0,0,0,0,0,0,null,4690.7182656706937,13233.164544373863,26733.280531382381,29555.338675731651,39775.765482590105,35161.319043509073,34322.328787057711,29479.066833889425,30470.600777838379,54686.910524614119,63839.531545681384,55945.395915010864,31690.950247314016,27686.678554410224,25169.707777429863,20250.173982419346,17351.843996227853,18000.154651886784,15025.552823853064,16970.484787016718,15483.183874906428,18457.785702940149,18953.552674914627,17809.475047281216,20135.766219656009,17466.251758991195,11555.184023844866,12356.038363188252,12622.989809636045,14110.290721746336,10678.057842659251,9419.5724560756425,8161.0870656788929,10716.193763580364,12470.44612595159,10601.786004630165,10106.019032655688,14186.562563588564,14148.426642667449,12699.261651478273,7093.2812837008523,7474.640492911989,8923.8054841011653,7855.9996983099836,7436.5045719908758,6750.0579954108298,5453.436684092967,5834.7958933041018,5224.621158566285,6178.0191815941262,5033.9415539607162,4118.6794556671312,3508.5047201666839,4271.2231393515858,9839.0675862078915,2898.3299861914948,1639.8445977013155,343.22328787057711,419.4951297509358,762.71841727833021,419.4951297509358,610.17473397518984,266.95144610461267,76.271841727833007,3927.9998510615628,76.271841727833007,152.54368349379746,76.271841727833007,114.40776261081523,38.135920882982219,114.40776261081523,38.135920882982219,76.271841727833007,190.67960437677968,0,0,38.135920882982219,0,0,76.271841727833007,0,0,0,0,38.135920882982219,0,0,0,0,0,0]
[5,"TRANSFORMERS","pole mounted ; < = 22 kv ; > 60 kva and < = 600 kva ; single phase",43.082864705329015,56.265055027206813,74.201559863176087,56.265055027206813,7.5010036013327452,2,4,25,25,26,30,29,25,17,17,19,78,55,46,26,16,15,10,10,8,15,9,8,6,3,12,6,4,13,12,10,8,11,19,20,11,8,16,14,9,3,2,8,1,0,4,7,2,7,2,4,3,0,1,0,2,4,2,1,0,0,0,0,0,0,1,0,0,0,0,0,0,0,0,0,0,0,0,0,0,0,0,0,0,0,0,0,0,0,0,0,0,null,296.80623945270435,1855.0389965794022,1855.0389965794022,1929.2405564425783,2226.0467958952827,2151.8452360321066,1855.0389965794022,1261.4265176739934,1261.4265176739934,1409.8296374003457,5787.7216693277351,4081.0857924746847,3413.2717537060998,1929.2405564425783,1187.2249578108174,1113.0233979476413,742.01559863176089,742.01559863176089,593.61247890540869,1113.0233979476413,667.81403876858474,593.61247890540869,445.20935917905649,222.60467958952825,890.41871835811298,445.20935917905649,296.80623945270435,964.62027822128914,890.41871835811298,742.01559863176089,593.61247890540869,816.21715849493694,1409.8296374003457,1484.0311972635218,816.21715849493694,593.61247890540869,1187.2249578108174,1038.8218380844653,667.81403876858474,222.60467958952825,148.40311972635217,593.61247890540869,74.201559863176087,0,296.80623945270435,519.41091904223265,148.40311972635217,519.41091904223265,148.40311972635217,296.80623945270435,222.60467958952825,0,74.201559863176087,0,148.40311972635217,296.80623945270435,148.40311972635217,74.201559863176087,0,0,0,0,0,0,74.201559863176087,0,0,0,0,0,0,0,0,0,0,0,0,0,0,0,0,0,0,0,0,0,0,0,0,0,0]
[5,"TRANSFORMERS","pole mounted ; < = 22 kv ; > 600 kva ; multiple phase",23.844224717267771,49.838621071303649,61.175297518025097,49.838621071303649,7.0596473758470148,2,102.7901408,100.77464790000001,102.7901408,72.557746480000006,76.588732390000004,75.580985920000003,86.666197179999998,62.480281689999998,82.635211269999999,74.573239439999995,62.480281689999998,67.519014080000005,76.588732390000004,97.75140845,47.364084509999998,51.395070420000003,23.178169010000001,39.30211268,18.139436620000001,6.0464788729999999,12.09295775,26.201408449999999,13.10070423,7.0542253519999996,9.0697183100000007,4.0309859149999996,1.0077464789999999,1.0077464789999999,1.0077464789999999,2.0154929579999998,0,0,3.023239437,0,4.0309859149999996,3.023239437,4.0309859149999996,4.0309859149999996,3.023239437,1.0077464789999999,0,0,0,0,1.0077464789999999,0,0,1.0077464789999999,2.0154929579999998,0,0,1.0077464789999999,0,0,0,0,0,0,0,0,0,0,0,0,0,0,0,0,0,0,0,0,0,0,0,0,0,0,0,0,0,0,0,0,0,0,0,0,0,0,0,null,6288.2174453596908,6164.9190675567233,6288.2174453596908,4438.741728151439,4685.3384904866552,4623.689300361666,5301.8303972423273,3822.2498213957656,5055.2336349071102,4562.0401096249234,3822.2498213957656,4130.4957744677258,4685.3384904866552,5979.9714947347429,2897.5119615681338,3144.1087239033513,1417.9313851098193,2404.3184362859465,1109.6854320378598,369.8951439922281,739.79028822915734,1602.8789573200468,801.43947896589987,431.54433466779528,554.84271601892988,246.59676264109359,61.649190675567226,61.649190675567226,61.649190675567226,123.29838135113445,0,0,184.94757202670169,0,246.59676264109359,184.94757202670169,246.59676264109359,246.59676264109359,184.94757202670169,61.649190675567226,0,0,0,0,61.649190675567226,0,0,61.649190675567226,123.29838135113445,0,0,61.649190675567226,0,0,0,0,0,0,0,0,0,0,0,0,0,0,0,0,0,0,0,0,0,0,0,0,0,0,0,0,0,0,0,0,0,0,0,0,0,0,0]
[5,"TRANSFORMERS","pole mounted ; < = 22 kv ; > 600 kva ; single phase",23.844224717267771,"",61.175297518025097,23.844224717267771,4.8830548550336568,2,71.29789864,74.353522870000006,38.704573549999999,57.038318910000001,66.205191589999998,60.09394314,57.038318910000001,42.778739180000002,47.871446229999997,29.537700869999998,28.519159460000001,21.389369590000001,35.64894932,28.519159460000001,18.333745360000002,25.463535230000002,12.22249691,20.37082818,11.203955499999999,12.22249691,1.018541409,7.1297898640000001,3.055624227,3.055624227,4.0741656370000001,0,3.055624227,2.037082818,2.037082818,4.0741656370000001,3.055624227,2.037082818,9.1668726819999993,3.055624227,4.0741656370000001,4.0741656370000001,3.055624227,0,0,1.018541409,0,0,2.037082818,0,0,1.018541409,0,0,2.037082818,0,0,0,1.018541409,0,0,0,0,0,0,0,0,0,0,0,0,0,0,0,0,0,0,0,0,0,0,0,0,0,0,0,0,0,0,0,0,0,0,0,0,0,0,null,{"$f":"IFERROR($F66*J66,\"\")","v":4361.670161711997},4548.598883085534,2367.7638022295346,3489.3361292472468,4050.122292756103,3676.2648506207834,3489.3361292472468,2617.0020967824971,2928.5499657383907,1806.9776387206787,1744.6680649295001,1308.5010483912486,2180.8350808559985,1744.6680649295001,1121.5723270177123,1557.7393435559636,{"$f":"IFERROR($F66*Z66,\"\")","v":747.71488488239243},1246.1914746000698,685.40531109121355,747.71488488239243,62.309573730003486,436.16701617119969,186.92872119001046,186.92872119001046,249.23829498118926,0,186.92872119001046,124.61914746000697,124.61914746000697,249.23829498118926,186.92872119001046,124.61914746000697,{"$f":"IFERROR($F66*AP66,\"\")","v":560.78616363120659},186.92872119001046,249.23829498118926,249.23829498118926,186.92872119001046,0,0,62.309573730003486,0,0,124.61914746000697,0,0,62.309573730003486,0,0,{"$f":"IFERROR($F66*BF66,\"\")","v":124.61914746000697},0,0,0,62.309573730003486,0,0,0,0,0,0,0,0,0,0,0,{"$f":"IFERROR($F66*BV66,\"\")","v":0},0,0,0,0,0,0,0,0,0,0,0,0,0,{"$f":"IFERROR($F66*CJ66,\"\")","v":0},{"$f":"IFERROR($F66*CK66,\"\")","v":0},0,0,0,0,0,0,0,0,0,0,0]
[6,"UNDERGROUND CABLES","˂ = 1 kv",26.789932721994113,62.030581166293956,207.15243447495183,62.030581166293956,7.8759495406137514,2,70.099999999999994,209.77,83.09,163.26,247.07,278.60000000000002,376.04,395.43,352.36,512.78,1132.72,1237.58,634.32000000000005,221.26,307.32,83.28,17.12,13.12,4.43,6.12,3.79,2.12,3.54,0.06,3.17,10.7,8.07,1.63,5.3,0,1.22,0.55000000000000004,0,0.72,0,0.51,0,0,0.26,0,0,0,0.04,0,0,0.19,0,0,0.08,0.45,0,0,0,0,0,0,0,0,0,0,0,0,0,0,0,0,0,0,0,0,0,0,0,0,0,0,0,0,0,0,0,0,0,0,0,0,0,0,0,0,0,null,14521.385656694123,43454.366179810648,17212.295780523749,33819.706452380633,51181.151985726348,57712.668244721586,77897.60145996089,81914.287164430207,72992.231811594029,106223.62535006579,234645.70557846743,256367.70985751087,131400.93223615145,45834.547651927838,63662.086162842199,17251.654743073988,3546.4496782111755,2717.8399403113681,917.68528472403659,1267.7728989867053,785.10772666006744,439.1631610868979,733.31961804132948,12.42914606849711,656.67321728559727,2216.5310488819846,1671.7201462128614,337.65846819417146,1097.9079027172447,0,252.72597005944124,113.93383896122351,0,149.14975282196531,0,105.64774158222544,0,0,53.859632963487478,0,0,0,8.2860973789980736,0,0,39.358962550240847,0,0,16.572194757996147,93.218595513728332,0,0,0,0,0,0,0,0,0,0,0,0,0,0,0,0,0,0,0,0,0,0,0,0,0,0,0,0,0,0,0,0,0,0,0,0,0,0,0,0,0]
[6,"UNDERGROUND CABLES","> 1 kv & < = 11 kv",56.267323487111625,68.941686751934498,410.68106254293127,68.941686751934498,8.3031130759453404,2,10.63,37.69,16.45,24.19,33.76,72.39,104.89,91.95,109.2,143.91,175.7,165,87.24,46.24,58.21,45.71,64.28,40.909999999999997,12.56,32.56,107.41,17.579999999999998,15.26,12.27,11.02,23.26,18.07,27.91,15.75,11.55,8.34,3.76,4.42,20.12,20.420000000000002,10.85,6.06,17,9.98,7.81,2.91,4.5599999999999996,2.37,2.63,25.76,1.52,0.63,3.91,2.29,1.9,1.47,0.43,0.55000000000000004,0.49,3.54,0.12,0.46,0,0,0.01,0.24,0,0.34,0,0.81,0,0,0,0,0.03,0,0,0,0,0,0,0,0,0,0,0,0,0,0.41,0,0,0,0,0,0,0,null,4365.5396948313601,15478.569247243078,6755.7034788312194,9934.3749029135088,13864.59267144936,29729.202117482793,43076.336650128062,37762.123700822529,44846.372029688093,59101.111710553239,72156.662688793018,67762.375319583662,35827.815896245324,18989.892331985142,23905.74465062403,18772.231368837391,26398.578700259623,16800.962268631316,5158.1541455392171,13371.775396397843,44111.252927736248,7219.773079504731,6266.9930144051314,5039.0566374017662,4525.7053092231026,9552.4415147485815,7421.006800150768,11462.108455573212,6468.2267350511675,4743.3662723708567,3425.0800616080469,1544.1607951614214,1815.2102964397561,8262.9029783637779,8386.1072971266567,4455.8895285908038,2488.7272390101634,6981.578063229832,4098.597004178454,3207.4190984602933,1195.0818919999301,1872.7056451957665,973.31411822674715,1080.0911944879092,10579.144171105911,624.23521506525549,258.72906940204672,1605.7629545428613,940.45963322331261,780.29401883156936,603.70116193810895,176.59285689346044,225.87458439861223,201.23372064603632,1453.8109614019768,49.28172750515175,188.91328876974839,0,0,4.1068106254293131,98.5634550103035,0,139.63156126459666,0,332.65166065977434,0,0,0,0,12.320431876287937,0,0,0,0,0,0,0,0,0,0,0,0,0,168.3792356426018,0,0,0,0,0,0,0]
[6,"UNDERGROUND CABLES","> 11 kv & < = 22 kv",64.373089245618388,49.801568547823209,3280.3565235566016,64.373089245618388,8.023284193247699,2,2.97,7.85,5.44,12.95,12.04,22.09,17.260000000000002,23.77,21.16,35.1,74.790000000000006,97.83,32.29,16.329999999999998,23.26,15.34,3.83,4.13,5.76,16.96,12.07,13.72,11.46,7.2,22.19,20.67,10.02,14.73,6.94,7.59,11.05,1.72,13.74,4.3600000000000003,51.9,3.94,3.03,5.19,2.14,6.87,1.1599999999999999,0.05,1.9,0.13,4.37,0,0.06,0.08,0.65,1.86,0.74,0.34,0.13,0,3.07,0,0.96,7.0000000000000007E-2,0,0.23,0.13,0.04,0.34,0.67,0,0,0.19,0,0,0,0,0,0,0,0,0,0,0,0,0,0,0,0,0,0,0,0,0,0,0,0,null,9742.6588749631082,25750.79870991932,17845.139488147914,42480.616980057988,39495.492543621483,72463.075605365331,56618.953596586951,77974.074564940413,69412.344038457697,115140.51397683672,245337.86439679825,320917.27869954234,105922.71214564267,53568.222029679295,76301.092737926563,50320.669071358265,12563.765485221784,13547.872442288764,18894.853575686026,55634.846639519965,39593.903239328181,45006.491503196579,37592.885759958655,23618.566969607531,72791.111257721001,67804.969341914955,32869.17236603715,48319.651591988746,22765.674273482815,24897.906013794607,36247.939585300453,5642.2132205173548,45072.098633667709,14302.354442706785,170250.50357258762,12924.604702813011,9939.4802663765022,17025.050357258762,7019.9629604111278,22536.049316833854,3805.2135673256576,164.0178261778301,6232.677394757543,426.4463480623582,14335.158007942349,0,196.8213914133961,262.42852188452815,2132.2317403117913,6101.4631338152794,2427.463827431885,1115.3212180092446,426.4463480623582,0,10070.694527318767,0,3149.1422626143376,229.62495664896213,0,754.4820004180184,426.4463480623582,131.21426094226408,1115.3212180092446,2197.8388707829231,0,0,623.2677394757543,0,0,0,0,0,0,0,0,0,0,0,0,0,0,0,0,0,0,0,0,0,0,0,0]
[6,"UNDERGROUND CABLES","> 22 kv & < = 33 kv",56.267323487111625,59.235372248425456,410.68106254293127,59.235372248425456,7.696451925947791,2,0,2.5299999999999998,0.01,0.78,0.01,0.6,3.66,2.34,10.46,5.89,5.18,0.51,0.96,0.75,5.99,1.48,0.26,2.42,0,0.12,0.42,0.28000000000000003,0.02,0.01,0.03,0,0.63,0.06,0.44,0.55000000000000004,0.16,0,0.13,0.62,0.41,0,0.28999999999999998,1.38,0.25,0.13,0,0,0.83,0,4.2699999999999996,1.26,0.83,0,0,0,0,0,0.53,0,0.75,0,0,0,0,0,0,0,0,0,0,0,0,0,0,0.05,0,0,0,0,0,0,0,0,0,0,0,0,0,0,0,0,0,0,0,0,0,null,0,1039.0230882336161,4.1068106254293131,320.33122878348638,4.1068106254293131,246.40863752575876,1503.0926889071286,960.99368635045914,4295.7239141990613,2418.9114583778651,2127.3279039723839,209.44734189689495,394.253820041214,308.01079690719848,2459.9795646321586,607.80797256353833,106.77707626116214,993.84817135389369,0,49.28172750515175,172.48604626803112,114.99069751202077,8.2136212508586262,4.1068106254293131,12.320431876287937,0,258.72906940204672,24.640863752575875,180.69966751888975,225.87458439861223,65.708970006869009,0,53.388538130581068,254.6222587766174,168.3792356426018,0,119.09750813745006,566.73986630924514,102.67026563573282,53.388538130581068,0,0,340.86528191063292,0,1753.6081370583163,517.45813880409344,340.86528191063292,0,0,0,0,0,217.66096314775359,0,308.01079690719848,0,0,0,0,0,0,0,0,0,0,0,0,0,0,20.534053127146564,0,0,0,0,0,0,0,0,0,0,0,0,0,0,0,0,0,0,0,0,0]
[6,"UNDERGROUND CABLES","> 33 kv & < = 66 kv",56.267323487111625,46.752146023754221,410.68106254293127,56.267323487111625,7.5011548102349961,2,0,0.2,0,0,0,0,0,0,0.15,1.17,8.84,3.5,0.8,0,0,0,0,0,0,0,2.58,0,0,0,0.16,0,0,0,0,0.35,0,0,0.64,0,0,0,0,0,0,0,0,0,0,0,0,0,0,0.71,0,0,0,0,0,0,0,0,0,0,0,0,0,0,0,0,0,0,0,0,0,0,0,0,0,0,0,0,0,0,0,0,0,0,0,0,0,0,0,0,0,0,0,null,0,82.136212508586254,0,0,0,0,0,0,61.602159381439691,480.49684317522957,3630.4205928795122,1437.3837189002595,328.54485003434502,0,0,0,0,0,0,0,1059.5571413607627,0,0,0,65.708970006869009,0,0,0,0,143.73837189002595,0,0,262.83588002747604,0,0,0,0,0,0,0,0,0,0,0,0,0,0,291.58355440548121,0,0,0,0,0,0,0,0,0,0,0,0,0,0,0,0,0,0,0,0,0,0,0,0,0,0,0,0,0,0,0,0,0,0,0,0,0,0,0,0,0,0,0]
[6,"UNDERGROUND CABLES","> 66 kv & < = 132 kv",64.373089245618388,"",3280.3565235566016,64.373089245618388,8.023284193247699,2,0,0,0,0,6.14,0,0,0,0,0,8.8800000000000008,0.04,0,0,0,0,0,0,0,0,0,0,0,0,0,0,0,0,0,0,0,0,0,0,0,0,0,0,0,0,0,0,0,0,0,0,0,0,0,0,0,0,0,0,0,0,0,0,0,0,0,0,0,0,0,0,0,0,0,0,0,0,0,0,0,0,0,0,0,0,0,0,0,0,0,0,0,0,0,0,0,null,0,0,0,0,20141.389054637533,0,0,0,0,0,29129.565929182623,131.21426094226408,0,0,0,0,0,0,0,0,0,0,0,0,0,0,0,0,0,0,0,0,0,0,0,0,0,0,0,0,0,0,0,0,0,0,0,0,0,0,0,0,0,0,0,0,0,0,0,0,0,0,0,0,0,0,0,0,0,0,0,0,0,0,0,0,0,0,0,0,0,0,0,0,0,0,0,0,0,0,0]
["","","","","","","","","","","","","","","","","","","","","","","","","","","","","","","","","","","","","","","","","","","","","","","","","","","","","","","","","","","","","","","","","","","","","","","","","","","","","","","","","","","","","","","","","","","","","","","","","","","","",null,"","","","","","","","","","","","","","","","","","","","","","","","","","","","","","","","","","","","","","","","","","","","","","","","","","","","","","","","","","","","","","","","","","","","","","","","","","","","","","","","","","","","","","","","","","",""]
["","","","","","","","","","","","","","","","","","","","","","","","","","","","","","","","","","","","","","","","","","","","","","","","","","","","","","","","","","","","","","","","","","","","","","","","","","","","","","","","","","","","","","","","","","","","","","","","","","","","",null,"","","","","","","","","","","","","","","","","","","","","","","","","","","","","","","","","","","","","","","","","","","","","","","","","","","","","","","","","","","","","","","","","","","","","","","","","","","","","","","","","","","","","","","","","","",""]
["","","","","","","","","","","","","","","","","","","","","","","","","","","","","","","","","","","","","","","","","","","","","","","","","","","","","","","","","","","","","","","","","","","","","","","","","","","","","","","","","","","","","","","","","","","","","","","","","","","","",null,"","","","","","","","","","","","","","","","","","","","","","","","","","","","","","","","","","","","","","","","","","","","","","","","","","","","","","","","","","","","","","","","","","","","","","","","","","","","","","","","","","","","","","","","","","",""]
["","","","","","","","","","","","","","","","","","","","","","","","","","","","","","","","","","","","","","","","","","","","","","","","","","","","","","","","","","","","","","","","","","","","","","","","","","","","","","","","","","","","","","","","","","","","","","","","","","","","",null,"","","","","","","","","","","","","","","","","","","","","","","","","","","","","","","","","","","","","","","","","","","","","","","","","","","","","","","","","","","","","","","","","","","","","","","","","","","","","","","","","","","","","","","","","","",""]
["","","","","","","","","","","","","","","","","","","","","","","","","","","","","","","","","","","","","","","","","","","","","","","","","","","","","","","","","","","","","","","","","","","","","","","","","","","","","","","","","","","","","","","","","","","","","","","","","","","","",null,"","","","","","","","","","","","","","","","","","","","","","","","","","","","","","","","","","","","","","","","","","","","","","","","","","","","","","","","","","","","","","","","","","","","","","","","","","","","","","","","","","","","","","","","","","",""]
["","","","","","","","","","","","","","","","","","","","","","","","","","","","","","","","","","","","","","","","","","","","","","","","","","","","","","","","","","","","","","","","","","","","","","","","","","","","","","","","","","","","","","","","","","","","","","","","","","","","",null,"","","","","","","","","","","","","","","","","","","","","","","","","","","","","","","","","","","","","","","","","","","","","","","","","","","","","","","","","","","","","","","","","","","","","","","","","","","","","","","","","","","","","","","","","","",""]
["","","","","","","","","","","","","","","","","","","","","","","","","","","","","","","","","","","","","","","","","","","","","","","","","","","","","","","","","","","","","","","","","","","","","","","","","","","","","","","","","","","","","","","","","","","","","","","","","","","","",null,"","","","","","","","","","","","","","","","","","","","","","","","","","","","","","","","","","","","","","","","","","","","","","","","","","","","","","","","","","","","","","","","","","","","","","","","","","","","","","","","","","","","","","","","","","",""]
["","","","","","","","","","","","","","","","","","","","","","","","","","","","","","","","","","","","","","","","","","","","","","","","","","","","","","","","","","","","","","","","","","","","","","","","","","","","","","","","","","","","","","","","","","","","","","","","","","","","",null,"","","","","","","","","","","","","","","","","","","","","","","","","","","","","","","","","","","","","","","","","","","","","","","","","","","","","","","","","","","","","","","","","","","","","","","","","","","","","","","","","","","","","","","","","","",""]
["","","","","","","","","","","","","","","","","","","","","","","","","","","","","","","","","","","","","","","","","","","","","","","","","","","","","","","","","","","","","","","","","","","","","","","","","","","","","","","","","","","","","","","","","","","","","","","","","","","","",null,"","","","","","","","","","","","","","","",{"$f":"IFERROR($F81*Y81,\"\")","v":""},"","","","","","","","","","","","","","","","","","","","","","","","","","","","","","","",{"$f":"IFERROR($F81*BE81,\"\")","v":""},"","","","","","","","","","","","","","","","","","","","","","","","","","","","","","","","","","","","","","","","","","",""]
["","","","","","","","","","","","","","","","","","","","","","","","","","","","","","","","","","","","","","","","","","","","","","","","","","","","","","","","","","","","","","","","","","","","","","","","","","","","","","","","","","","","","","","","","","","","","","","","","","","","",null,{"$f":"IFERROR($F82*J82,\"\")","v":""},"","","","","","","","","","","","","","","","","","","","","","","","","","","","","","","",{"$f":"IFERROR($F82*AP82,\"\")","v":""},"","","","","","","","","","","","","","","","","","","","","","","","","","","","","","","","","","","","","","","","","","","","","","","","","","","","","","","","","",""]
["","","","","","","","","","","","","","","","","","","","","","","","","","","","","","","","","","","","","","","","","","","","","","","","","","","","","","","","","","","","","","","","","","","","","","","","","","","","","","","","","","","","","","","","","","","","","","","","","","","","",null,"","","","","","","","","","","","","","","","","","","","","","","","","","","","","","","","","","","","","","","","","","","","","","","","","","","","","","","","","","","","","","","","","","","","","","","","","","","","","","","","","","","","","","","","","","",""]
["","","","","","","","","","","","","","","","","","","","","","","","","","","","","","","","","","","","","","","","","","","","","","","","","","","","","","","","","","","","","","","","","","","","","","","","","","","","","","","","","","","","","","","","","","","","","","","","","","","","",null,"","","","","","","","","","","","","","","","","","","","","","","","","","","","","","","","","","","","","","","","","","","","","","","","","","","","","","","","","","","",{"$f":"IFERROR($F84*BQ84,\"\")","v":""},"","","","","","","","","","","","","","","","","","","","","","","","","","","","","","",""]
["","","","","","","","","","","","","","","","","","","","","","","","","","","","","","","","","","","","","","","","","","","","","","","","","","","","","","","","","","","","","","","","","","","","","","","","","","","","","","","","","","","","","","","","","","","","","","","","","","","","",null,"","","","","","","","","","","","","","","","","","","","","","","","","","","","","","","","","","","","","","","","","","","","","","","","","","","","","","","","","","","","","","","","","","","","","","","","","","","",{"$f":"IFERROR($F85*CG85,\"\")","v":""},{"$f":"IFERROR($F85*CH85,\"\")","v":""},{"$f":"IFERROR($F85*CI85,\"\")","v":""},"","","","","","","","","","","","",""]
["","","","","","","","","","","","","","","","","","","","","","","","","","","","","","","","","","","","","","","","","","","","","","","","","","","","","","","","","","","","","","","","","","","","","","","","","","","","","","","","","","","","","","","","","","","","","","","","","","","","",null,{"$f":"IFERROR($F86*J86,\"\")","v":""},{"$f":"IFERROR($F86*K86,\"\")","v":""},"","","","","","","","","","","","","","",{"$f":"IFERROR($F86*Z86,\"\")","v":""},"","","","","","","","","",{"$f":"IFERROR($F86*AJ86,\"\")","v":""},"","","","",{"$f":"IFERROR($F86*AO86,\"\")","v":""},"","","","","","","","","","","","","","","",{"$f":"IFERROR($F86*BE86,\"\")","v":""},{"$f":"IFERROR($F86*BF86,\"\")","v":""},"","","","","","","","","","","","","","","",{"$f":"IFERROR($F86*BV86,\"\")","v":""},{"$f":"IFERROR($F86*BW86,\"\")","v":""},{"$f":"IFERROR($F86*BX86,\"\")","v":""},"","","","",{"$f":"IFERROR($F86*CC86,\"\")","v":""},"","","","","","",{"$f":"IFERROR($F86*CJ86,\"\")","v":""},{"$f":"IFERROR($F86*CK86,\"\")","v":""},{"$f":"IFERROR($F86*CL86,\"\")","v":""},{"$f":"IFERROR($F86*CM86,\"\")","v":""},{"$f":"IFERROR($F86*CN86,\"\")","v":""},{"$f":"IFERROR($F86*CO86,\"\")","v":""},{"$f":"IFERROR($F86*CP86,\"\")","v":""},"","","","","",""]
["","","","","","","","","","","","","","","","","","","","","","","","","","","","","","","","","","","","","","","","","","","","","","","","","","","","","","","","","","","","","","","","","","","","","","","","","","","","","","","","","","","","","","","","","","","","","","","","","","","","",null,{"$f":"IFERROR($F87*J87,\"\")","v":""},"","","","","","","","","","","","","","","","","","","","","","","","","","","","","","","","","","","","","","","","","","","","","","","","","","","","","","","","","","","","","","","","","","","","","","","","","","","","","","","","","","","","","","","","","",""]
["","","","","","","","","","","","","","","","","","","","","","","","","","","","","","","","","","","","","","","","","","","","","","","","","","","","","","","","","","","","","","","","","","","","","","","","","","","","","","","","","","","","","","","","","","","","","","","","","","","","",null,"","","","","","","","","","","","","","","","","","","","","","","","","","","","","","","","","","","","","","","","","","","","","","","","","","","","","","","","","","","","","","","","","","","","","","","","","","","","","","","","","","","","","","","","","","",""]
["","","","","","","","","","","","","","","","","","","","","","","","","","","","","","","","","","","","","","","","","","","","","","","","","","","","","","","","","","","","","","","","","","","","","","","","","","","","","","","","","","","","","","","","","","","","","","","","","","","","",null,"","","","","","","","","","","","","","","","","","","","","","","","","","","","","","","",{"$f":"IFERROR($F89*AO89,\"\")","v":""},"","","","","","","","","","",{"$f":"IFERROR($F89*AZ89,\"\")","v":""},"","","","","","","","","","","","","","","","","","","","","","","","","","","","","","","","","","","","","","","","","","","","","","","",""]
["","","","","","","","","","","","","","","","","","","","","","","","","","","","","","","","","","","","","","","","","","","","","","","","","","","","","","","","","","","","","","","","","","","","","","","","","","","","","","","","","","","","","","","","","","","","","","","","","","","","",null,"","","","","","","","","","","","","","","","","","","","","","","","","","","","","","","","","","","","","","","","","","","","","","","","","","","","","","","","","","","","","","","","","","","","","","","","","","","","","","","","","","","","","","","","","","",""]
["","","","","","","","","","","","","","","","","","","","","","","","","","","","","","","","","","","","","","","","","","","","","","","","","","","","","","","","","","","","","","","","","","","","","","","","","","","","","","","","","","","","","","","","","","","","","","","","","","","","",null,"","","","","","","","","","","","","","","","","","","","","","","","","","","","","","","","","","","","","","","","","","","","","","","","","","","","","","","","","","","","","","","","","","","","","","","","","","","","","","","","","","","","","","","","","","",""]
["","","","","","","","","","","","","","","","","","","","","","","","","","","","","","","","","","","","","","","","","","","","","","","","","","","","","","","","","","","","","","","","","","","","","","","","","","","","","","","","","","","","","","","","","","","","","","","","","","","","",null,"","","","","","","","","","","","","","","","","","","","","","","","","","","","","","","","","","","","","","","","","","","","","","","","","","","","","","","","","","","","","","","","","","","","","","","","","","","","","","","","","","","","","","","","","","",""]
["","","","","","","","","","","","","","","","","","","","","","","","","","","","","","","","","","","","","","","","","","","","","","","","","","","","","","","","","","","","","","","","","","","","","","","","","","","","","","","","","","","","","","","","","","","","","","","","","","","","",null,"","","","","","","","","","","","","","","","","","","","","","","","","","","","","","","","","","","","","","","","","","","","","","","","","","","","","","","","","","","","","","","","","","","","","","","","","","","","","","","","","","","","","","","","","","",""]
["","","","","","","","","","","","","","","","","","","","","","","","","","","","","","","","","","","","","","","","","","","","","","","","","","","","","","","","","","","","","","","","","","","","","","","","","","","","","","","","","","","","","","","","","","","","","","","","","","","","",null,"","","","","","","","","","","","","","","","","","","","","","","","","","","","","","","","","","","","","","","","","","","","","","","","","","","","","","","","","","","","","","","",{"$f":"IFERROR($F94*BU94,\"\")","v":""},"","","","","","","","","","","","","","","","","","","","","","","","","","",""]
["","","","","","","","","","","","","","","","","","","","","","","","","","","","","","","","","","","","","","","","","","","","","","","","","","","","","","","","","","","","","","","","","","","","","","","","","","","","","","","","","","","","","","","","","","","","","","","","","","","","",null,"","","","","","","","","","","","","","","","","","","","","","","","","","","","","","","","","","","","","","","","","","","","","","","","","","","","","","","","","","","","","","","","","","","","","","","","","","","","","","","","","","","","","","","","","","",""]
["","","","","","","","","","","","","","","","","","","","","","","","","","","","","","","","","","","","","","","","","","","","","","","","","","","","","","","","","","","","","","","","","","","","","","","","","","","","","","","","","","","","","","","","","","","","","","","","","","","","",null,"","","","","","","","","","","","","","","","","","","","","","","","","","","","","","","","","","","","","","","","","","","","","","","","","","","","","","","","","","","","","","","","","","","","","","","","","","","","","","","","","","","","","","","","","","",""]
["","","","","","","","","","","","","","","","","","","","","","","","","","","","","","","","","","","","","","","","","","","","","","","","","","","","","","","","","","","","","","","","","","","","","","","","","","","","","","","","","","","","","","","","","","","","","","","","","","","","",null,"","","","","","","","","","","","","","","","","","","","","",{"$f":"IFERROR($F97*AE97,\"\")","v":""},"","","","","","","","","","","","","","","","","","","","","","","","","","","","","","","","","","","","","","","","","","","","","","","","","","","","","","","","","","","","","","","","","","","","",""]
["","","","","","","","","","","","","","","","","","","","","","","","","","","","","","","","","","","","","","","","","","","","","","","","","","","","","","","","","","","","","","","","","","","","","","","","","","","","","","","","","","","","","","","","","","","","","","","","","","","","",null,"","","","","","","","","","","","","","","","","",{"$f":"IFERROR($F98*AA98,\"\")","v":""},"","","","","","","","","","","","","","","","","","","","","","","","","","","","","","","","","","","","","","","","","","","","","","","","","","","","","","","","","","","","","","","","","","","","","","","","",""]
["","","","","","","","","","","","","","","","","","","","","","","","","","","","","","","","","","","","","","","","","","","","","","","","","","","","","","","","","","","","","","","","","","","","","","","","","","","","","","","","","","","","","","","","","","","","","","","","","","","","",null,"","","","","","","","","","","","","","","","","","","","","","","","","","","","","","","","","","","","","","","","","","","","","","","","","","","","","","","","","","","","","","","","","","","","","","","","","","","","","","","","","","","","","","","","","","",""]
["","","","","","","","","","","","","","","","","","","","","","","","","","","","","","","","","","","","","","","","","","","","","","","","","","","","","","","","","","","","","","","","","","","","","","","","","","","","","","","","","","","","","","","","","","","","","","","","","","","","",null,"","","","","","","","","","","","","","","","","","","","","","","","","","","","","","","","","","","","","",{"$f":"IFERROR($F100*AU100,\"\")","v":""},"","","","","","","","","","","","","","","","","","","","","","","","","","","","","","","","","","","","","","","","","","","","","","","","","","","","",""]
["","","","","","","","","","","","","","","","","","","","","","","","","","","","","","","","","","","","","","","","","","","","","","","","","","","","","","","","","","","","","","","","","","","","","","","","","","","","","","","","","","","","","","","","","","","","","","","","","","","","",null,"","","","","","","","","","","","","","","","","","","","","","","","","","","","","","","","","","","","","","","","","","","","","","","","","","","","","","","","","","","","","","","","","","","","","","","","","","","","","","","","","","","","","","","","","","",""]
["","","","","","","","","","","","","","","","","","","","","","","","","","","","","","","","","","","","","","","","","","","","","","","","","","","","","","","","","","","","","","","","","","","","","","","","","","","","","","","","","","","","","","","","","","","","","","","","","","","","",null,"","","","","","","","","","","","",{"$f":"IFERROR($F102*V102,\"\")","v":""},{"$f":"IFERROR($F102*W102,\"\")","v":""},{"$f":"IFERROR($F102*X102,\"\")","v":""},{"$f":"IFERROR($F102*Y102,\"\")","v":""},{"$f":"IFERROR($F102*Z102,\"\")","v":""},"","","","","","","","","","","","","","","","","","","","","","","","","","","","","","","","","","","","","","","","","","","","","","","","","","","","","","","","","","","","","","","","","","","","","","","","","",""]
["","","","","","","","","","","","","","","","","","","","","","","","","","","","","","","","","","","","","","","","","","","","","","","","","","","","","","","","","","","","","","","","","","","","","","","","","","","","","","","","","","","","","","","","","","","","","","","","","","","","",null,"","","","","","","","","","","","","","","","","","","","","","","","","","","","","","","","","","","","","","","","","","","","","","","","","","","","","","","","","","","","","","","","","","","","","","","","","","","","","","","","","","","","","","","","","","",""]
["","","","","","","","","","","","","","","","","","","","","","","","","","","","","","","","","","","","","","","","","","","","","","","","","","","","","","","","","","","","","","","","","","","","","","","","","","","","","","","","","","","","","","","","","","","","","","","","","","","","",null,"","","","","","","","","","","","","","","","","","","","","","","","","","","","","","","","","","","","","","","","","","","","","","","","","","","","","","","","","","","","","","","","","","","","","","","","","","","","","","","","","","","","","","","","","","",""]
["","","","","","","","","","","","","","","","","","","","","","","","","","","","","","","","","","","","","","","","","","","","","","","","","","","","","","","","","","","","","","","","","","","","","","","","","","","","","","","","","","","","","","","","","","","","","","","","","","","","",null,"","","","","","","","","","","","","","","","","","","","","","","","","","","","","","","","","","","","","","","","","","","","","","","","","","","","","","","","","","","","","","","","","","","","","","","","","","","","","","","","","","","","","","","","","","",""]
["","","","","","","","","","","","","","","","","","","","","","","","","","","","","","","","","","","","","","","","","","","","","","","","","","","","","","","","","","","","","","","","","","","","","","","","","","","","","","","","","","","","","","","","","","","","","","","","","","","","",null,"","","","","","","","","","","","","","","","","","","","","","","","","","","","","","","","","","","","","","","","","","","","","","","","","","","","","","","","","","","","","","","","","","","","","","","","","","","","","","","","","","","","","","","","","","",""]
["","","","","","","","","","","","","","","","","","","","","","","","","","","","","","","","","","","","","","","","","","","","","","","","","","","","","","","","","","","","","","","","","","","","","","","","","","","","","","","","","","","","","","","","","","","","","","","","","","","","",null,"","","","","","","","","","","","","","","","","","","","","","","","","","","","","","","","","","","","","","","","","","","","","","","","","","","","","","","","","","","","","","","","","","","","","","","","","","","","","","","","","","","","","","","","","","",""]
["","","","","","","","","","","","","","","","","","","","","","","","","","","","","","","","","","","","","","","","","","","","","","","","","","","","","","","","","","","","","","","","","","","","","","","","","","","","","","","","","","","","","","","","","","","","","","","","","","","","",null,"","","","","","","","","","","","","","","","","","","","","","","","","","","","","","","","","","","","","","","","","","","","","","","","","","","","","","","","","","","","","","","","","","","","","","","","","","","","","","","","","","","","","","","","","","",""]
["","","","","","","","","","","","","","","","","","","","","","","","","","","","","","","","","","","","","","","","","","","","","","","","","","","","","","","","","","","","","","","","","","","","","","","","","","","","","","","","","","","","","","","","","","","","","","","","","","","","",null,"","","","","","","","","","","","","","","","","","","","","","","","","","","","","","","","","","","","","","","","","","","","","","","","","","","","","","","","","",{"$f":"IFERROR($F109*BO109,\"\")","v":""},"","","","","","","","","","","","","","","","","","","","","","","","","","","","","","","","",""]
["","","","","","","","","","","","","","","","","","","","","","","","","","","","","","","","","","","","","","","","","","","","","","","","","","","","","","","","","","","","","","","","","","","","","","","","","","","","","","","","","","","","","","","","","","","","","","","","","","","","",null,"","","","","","","","","","","","","","","","","","","","","","","","","","","","","","","","","","","","","","","","","","","","","","","","","","","","","","","","","","","","","","","","","","","","","","","","","","","","","","","","","","","","","","","","","","",""]
["","","","","","","","","","","","","","","","","","","","","","","","","","","","","","","","","","","","","","","","","","","","","","","","","","","","","","","","","","","","","","","","","","","","","","","","","","","","","","","","","","","","","","","","","","","","","","","","","","","","",null,"","","","","","","","","","","","","","","","","","","","","","","","","","","","","","","","","","","","","","","","","","","","","","","","","","","","","","","","","","","","","","","","","","","","","","","","","","","","","","","","","","","","","","","","","","",""]
["","","","","","","","","","","","","","","","","","","","","","","","","","","","","","","","","","","","","","","","","","","","","","","","","","","","","","","","","","","","","","","","","","","","","","","","","","","","","","","","","","","","","","","","","","","","","","","","","","","","",null,"","","","","","","","","","","","","","","","","","","","","","","","","","","","","","","","","","","","","","","","","","","","","","","","","","","","","","","","","","","","","","","","","","","","","","","","","","","","","","","","","","","","","","","","","","",""]
["","","","","","","","","","","","","","","","","","","","","","","","","","","","","","","","","","","","","","","","","","","","","","","","","","","","","","","","","","","","","","","","","","","","","","","","","","","","","","","","","","","","","","","","","","","","","","","","","","","","",null,"","","","","","","","","","","","","","","","","","","","","","","","","","","","","","","","","","","","","","","","","","","","","","","","","","","","","","","","","","","","","","","","","","","","","","","","","","","","","","",{"$f":"IFERROR($F113*CJ113,\"\")","v":""},"","","","","","","","","","","",""]
["","","","","","","","","","","","","","","","","","","","","","","","","","","","","","","","","","","","","","","","","","","","","","","","","","","","","","","","","","","","","","","","","","","","","","","","","","","","","","","","","","","","","","","","","","","","","","","","","","","","",null,"","","","","","","","","","","","","","","","","","","","","","","","","","","","","","","","","","","","","","","","","","","","","","","","","","","","","","","","","","","","","","","","","","","","","","","","","","","","","","","","","","","","","","","","","","",""]
["","","","","","","","","","","","","","","","","","","","","","","","","","","","","","","","","","","","","","","","","","","","","","","","","","","","","","","","","","","","","","","","","","","","","","","","","","","","","","","","","","","","","","","","","","","","","","","","","","","","",null,"","","","","","","","","","","","","","","","","","","","","","","","","","","","","","","","","",{"$f":"IFERROR($F115*AQ115,\"\")","v":""},"","","","","","","","","","","","","","","","","","","","","","","","","","","","","","","","","","","","","","","","","","","","","","","","","","","","","","",{"$f":"IFERROR($F115*CT115,\"\")","v":""},"",""]
["","","","","","","","","","","","","","","","","","","","","","","","","","","","","","","","","","","","","","","","","","","","","","","","","","","","","","","","","","","","","","","","","","","","","","","","","","","","","","","","","","","","","","","","","","","","","","","","","","","","",null,"","","","","","","","","","","","","","","","","","","","","","","","","","","","","","","","","","","","","","","","","","","","","","","","","","","","","","","","","","","","","","","","","","","","","","","","","","","","","","","","","","","","","","","","","","",""]
["","","","","","","","","","","","","","","","","","","","","","","","","","","","","","","","","","","","","","","","","","","","","","","","","","","","","","","","","","","","","","","","","","","","","","","","","","","","","","","","","","","","","","","","","","","","","","","","","","","","",null,"","","","","","","","","","","","","","","","","","","","","","","","","","","","","","","","","","","","","","","","","","","","","","","","","","","","","","","","","","","","","","","","","","","","","","","","","","","","","","","","","","","","","","","","","","",""]
["","","","","","","","","","","","","","","","","","","","","","","","","","","","","","","","","","","","","","","","","","","","","","","","","","","","","","","","","","","","","","","","","","","","","","","","","","","","","","","","","","","","","","","","","","","","","","","","","","","","",null,"","","","","","","","","","","","","","","","","","","","","","","","","","","","","","","","","","","","","","","","","","","","","","","","","","","","","","","","","","","","","","","","",{"$f":"IFERROR($F118*BV118,\"\")","v":""},{"$f":"IFERROR($F118*BW118,\"\")","v":""},"","","","","","","","","","","","","","","","","","","","","","","","",""]
["","","","","","","","","","","","","","","","","","","","","","","","","","","","","","","","","","","","","","","","","","","","","","","","","","","","","","","","","","","","","","","","","","","","","","","","","","","","","","","","","","","","","","","","","","","","","","","","","","","","",null,"","","","","","","","","","","","","","","","","","","","","","","","","","","","","","","","","","","","","","","","","","","","","","","","","","","","","","","","","","","","","","","","","","","","","","","","","","","","","","","","","","","","","","","","","","",""]
["","","","","","","","","","","","","","","","","","","","","","","","","","","","","","","","","","","","","","","","","","","","","","","","","","","","","","","","","","","","","","","","","","","","","","","","","","","","","","","","","","","","","","","","","","","","","","","","","","","","",null,"","","","","","","","","","","","","","","","","","","","","","","","","","","","","","","","","","","","","","","","","","","","","","","","","","","","","",{"$f":"IFERROR($F120*BK120,\"\")","v":""},"","","","","","","","","","","","","","","","","","","","","","","","","","","","","","","","","","","","",""]
["","","","","","","","","","","","","","","","","","","","","","","","","","","","","","","","","","","","","","","","","","","","","","","","","","","","","","","","","","","","","","","","","","","","","","","","","","","","","","","","","","","","","","","","","","","","","","","","","","","","",null,"","","","","","","","","","","","","","","","","","","","","","","","","","","","","","","","","","","","","","","","","","","","","","","","","","","","","","","","","","","","","","","","","","","","","","","","","","","","","","","","","","","","","","","","","","",""]
["","","","","","","","","","","","","","","","","","","","","","","","","","","","","","","","","","","","","","","","","","","","","","","","","","","","","","","","","","","","","","","","","","","","","","","","","","","","","","","","","","","","","","","","","","","","","","","","","","","","",null,"","","","","","","","","","","",{"$f":"IFERROR($F122*U122,\"\")","v":""},"","","","","","","","","","","","","","","","","","","","","","","","","","","","","","","","","","","","","","","","","","","","","","","","","","","","","","","","","","","","","","","","","","","","","","","","","","","","","","",""]
["","","","","","","","","","","","","","","","","","","","","","","","","","","","","","","","","","","","","","","","","","","","","","","","","","","","","","","","","","","","","","","","","","","","","","","","","","","","","","","","","","","","","","","","","","","","","","","","","","","","",null,{"$f":"IFERROR($F123*J123,\"\")","v":""},"","","","","","","","","","","","","","","","","","","","","","","","","","","","","","","","","","","","","","","","","","","","","","","","","","","","","","","","","","","","","","","","","","","","","","","","","","","","","","","","","","","","","","","","","",""]
["","","","","","","","","","","","","","","","","","","","","","","","","","","","","","","","","","","","","","","","","","","","","","","","","","","","","","","","","","","","","","","","","","","","","","","","","","","","","","","","","","","","","","","","","","","","","","","","","","","","",null,"","","","","","","","","","","","","","","","","","","","","","","","","","","","","","","","","","","","","","","","","","","","","","","","","","","","","","","","","","","","","","","","","","","","","","","","","","","","",{"$f":"IFERROR($F124*CH124,\"\")","v":""},"","","","","","","","","","","","","",""]
["","","","","","","","","","","","","","","","","","","","","","","","","","","","","","","","","","","","","","","","","","","","","","","","","","","","","","","","","","","","","","","","","","","","","","","","","","","","","","","","","","","","","","","","","","","","","","","","","","","","",null,"","","","","","","","","","","","","","","","","","","","","","","","","","","","","","","","","","","","","","","","","","","","","","","","","","","","","","","","","","","","","","","","","","","","","","","","","","","","","","","","","","","","","","","","","","",""]
["","","","","","","","","","","","","","","","","","","","","","","","","","","","","","","","","","","","","","","","","","","","","","","","","","","","","","","","","","","","","","","","","","","","","","","","","","","","","","","","","","","","","","","","","","","","","","","","","","","","",null,"","","","","","","","","","","","","","","","","","","","","","","","","","","","",{"$f":"IFERROR($F126*AL126,\"\")","v":""},"","","","","","","","","","","","","","","","","","","","","","","","","","","","","","","","","","",{"$f":"IFERROR($F126*BU126,\"\")","v":""},"","","","","","","","","","","","","","","","","","","","","","","","","","",""]
["","","","","","","","","","","","","","","","","","","","","","","","","","","","","","","","","","","","","","","","","","","","","","","","","","","","","","","","","","","","","","","","","","","","","","","","","","","","","","","","","","","","","","","","","","","","","","","","","","","","",null,"","","","","","","","","","","","","","","","","",{"$f":"IFERROR($F127*AA127,\"\")","v":""},"","","","","","","","","","","","","","","","","","","","","","","","","","","","","","","","","","","","","","","","","","","","","","","","","","","","","","","","","","","","","","","","","","","","","","","","",""]
["","","","","","","","","","","","","","","","","","","","","","","","","","","","","","","","","","","","","","","","","","","","","","","","","","","","","","","","","","","","","","","","","","","","","","","","","","","","","","","","","","","","","","","","","","","","","","","","","","","","",null,"","","","","","","","","","","","","","","","","","","","","","","","","","","","","","","","","","","","","","","","","","","","","","","","","","","","","","","","","","","","","","","","","","","","","","","","","","","","","","","","","","","","","","","","","","",""]
["","","","","","","","","","","","","","","","","","","","","","","","","","","","","","","","","","","","","","","","","","","","","","","","","","","","","","","","","","","","","","","","","","","","","","","","","","","","","","","","","","","","","","","","","","","","","","","","","","","","",null,"","","","","","","","","","","","","","","","","","","","","","","","","","","","","","","","","","","","","","","","","","","","","","","","",{"$f":"IFERROR($F129*BF129,\"\")","v":""},"","","","","","","","","","","","","","","","","","","","","","","","","","","","","","","","","","","","","","","","","",""]
["","","","","","","","","","","","","","","","","","","","","","","","","","","","","","","","","","","","","","","","","","","","","","","","","","","","","","","","","","","","","","","","","","","","","","","","","","","","","","","","","","","","","","","","","","","","","","","","","","","","",null,"","","","","","","","","","","","","","","","","","","","","","","","","","","","","","","","","","","","","","","","","","","","","","","","","","","","","","","","","","","","","","","","","","","","","","","",{"$f":"IFERROR($F130*CC130,\"\")","v":""},"","","","","","","","","","","","","","","","","","",""]
["","","","","","","","","","","","","","","","","","","","","","","","","","","","","","","","","","","","","","","","","","","","","","","","","","","","","","","","","","","","","","","","","","","","","","","","","","","","","","","","","","","","","","","","","","","","","","","","","","","","",null,"","","","","","","","","","","","","","","","","","","","","","","","","","","","","","","","","","","","","","","","","","","","","","","","","","","","","","","","","","","","","","","","","","",{"$f":"IFERROR($F131*BX131,\"\")","v":""},{"$f":"IFERROR($F131*BY131,\"\")","v":""},{"$f":"IFERROR($F131*BZ131,\"\")","v":""},{"$f":"IFERROR($F131*CA131,\"\")","v":""},{"$f":"IFERROR($F131*CB131,\"\")","v":""},"","","","","","","","","","","","","","","","","","","",""]
["","","","","","","","","","","","","","","","","","","","","","","","","","","","","","","","","","","","","","","","","","","","","","","","","","","","","","","","","","","","","","","","","","","","","","","","","","","","","","","","","","","","","","","","","","","","","","","","","","","","",null,"","","","","","","","","","","","","","","","","","","","","","","","","","","","","","","","","","","","","","","","","","","","","","","","","","","","","","","","","","","","","","","","","","","","","","","","","","","","","","","","","","","","","","","","","","",""]
["","","","","","","","","","","","","","","","","","","","","","","","","","","","","","","","","","","","","","","","","","","","","","","","","","","","","","","","","","","","","","","","","","","","","","","","","","","","","","","","","","","","","","","","","","","","","","","","","","","","",null,"","","","","","","","","","","","","","","","","","","","","","","","","","","","","","","","","","","","","","","","","","","","","","","","","","","","","","","","","","","","","","","","","","","","","","","","","","","","","","","","","","","","","","","","","","",""]
["","","","","","","","","","","","","","","","","","","","","","","","","","","","","","","","","","","","","","","","","","","","","","","","","","","","","","","","","","","","","","","","","","","","","","","","","","","","","","","","","","","","","","","","","","","","","","","","","","","","",null,"","","","","","","","","","","","","","","","","","","","","","","","","","","","","","","","","","","","","","","","","","","","","","","","","","","","","","","","","","","","","","","","","","","","","","","","","","","","","","","","","","","","","","","","","","",""]
["","","","","","","","","","","","","","","","","","","","","","","","","","","","","","","","","","","","","","","","","","","","","","","","","","","","","","","","","","","","","","","","","","","","","","","","","","","","","","","","","","","","","","","","","","","","","","","","","","","","",null,"","","","","","","","","","","","",{"$f":"IFERROR($F135*V135,\"\")","v":""},{"$f":"IFERROR($F135*W135,\"\")","v":""},{"$f":"IFERROR($F135*X135,\"\")","v":""},"","","","","","","","","","","","","","","","","","","","","","","","","","","","","","","","","","","","","","","","","","","","","","","","","","","","","","","","","","","","","","","","","","","","","","","","","","","",""]
["","","","","","","","","","","","","","","","","","","","","","","","","","","","","","","","","","","","","","","","","","","","","","","","","","","","","","","","","","","","","","","","","","","","","","","","","","","","","","","","","","","","","","","","","","","","","","","","","","","","",null,"","","","","","","","","","","","","","","","","","","","","","","","","","","","","","","","","","","","","","","","","","","","","","","","","","","","","","","","","","","","","","","","","","","","","","","","","","","","","","","","","","","","","","","","","","",""]
["","","","","","","","","","","","","","","","","","","","","","","","","","","","","","","","","","","","","","","","","","","","","","","","","","","","","","","","","","","","","","","","","","","","","","","","","","","","","","","","","","","","","","","","","","","","","","","","","","","","",null,"","","","","","","","","","","","","","","","","","","","","","","","","","","","","","","","","","","","","","","","","","","","","","","","","","","","","","","","","","","","","","","","","","","","","","","","","","","","","","","","","","","","","","","","","","",""]
["","","","","","","","","","","","","","","","","","","","","","","","","","","","","","","","","","","","","","","","","","","","","","","","","","","","","","","","","","","","","","","","","","","","","","","","","","","","","","","","","","","","","","","","","","","","","","","","","","","","",null,"","","","","","","","","","","","","","","","","","","","","","","","","","","","","","","","","","","","","","","","","","","","","","","","","","","","","","","","","","","","","","","","","","","","","","","","","","","","","","","","","","","","","","","","","","",""]
["","","","","","","","","","","","","","","","","","","","","","","","","","","","","","","","","","","","","","","","","","","","","","","","","","","","","","","","","","","","","","","","","","","","","","","","","","","","","","","","","","","","","","","","","","","","","","","","","","","","",null,"","","","","","","","","","","","","","","","","","","","","","","","","","","","","","","","","","","","","","","","","","","","","","","","","","","","","","","","","","","","","","","","","","","","","","","","","","","","","","","","","","","","","",{"$f":"IFERROR($F139*CQ139,\"\")","v":""},"","","","",""]
["","","","","","","","","","","","","","","","","","","","","","","","","","","","","","","","","","","","","","","","","","","","","","","","","","","","","","","","","","","","","","","","","","","","","","","","","","","","","","","","","","","","","","","","","","","","","","","","","","","","",null,"","","","","","","","","","","","","","","","","","","","","","","","","","","","","","","","","","","","","","","","","","","","","","","","","","","","","","","","","","","","","","","","","","","","","","","","","","","","","","","","","","","","","","","","","","",""]
["","","","","","","","","","","","","","","","","","","","","","","","","","","","","","","","","","","","","","","","","","","","","","","","","","","","","","","","","","","","","","","","","","","","","","","","","","","","","","","","","","","","","","","","","","","","","","","","","","","","",null,"","","","","","","","","","","","","","","","","","","","","","","","","","","","","","","","","","","","","","","","","","","","","","","","","","","","","","","","","","","","","","","","","","","","","","","","","","","","","","","","","","","","","","","","","","",""]
["","","","","","","","","","","","","","","","","","","","","","","","","","","","","","","","","","","","","","","","","","","","","","","","","","","","","","","","","","","","","","","","","","","","","","","","","","","","","","","","","","","","","","","","","","","","","","","","","","","","",null,"","","","","","","","","","","","","","","","","","","","","","","","","","","","","","","","","","","","","","","","","","","","","","","","","","","","","","","","","","","","","","","","","","","","","","","","","","","","","","","","","","","","","","","","","","",""]
["","","","","","","","","","","","","","","","","","","","","","","","","","","","","","","","","","","","","","","","","","","","","","","","","","","","","","","","","","","","","","","","","","","","","","","","","","","","","","","","","","","","","","","","","","","","","","","","","","","","",null,"","","","","","","","","","","","","","","","","","","","","","","","","","","","","","","","","","","","","","","","","","","","",{"$f":"IFERROR($F143*BB143,\"\")","v":""},"","","","","","","","","","","","","","","","","","","","","","","","","","","","","","","","","","","","","","","","","","","","","",""]
["","","","","","","","","","","","","","","","","","","","","","","","","","","","","","","","","","","","","","","","","","","","","","","","","","","","","","","","","","","","","","","","","","","","","","","","","","","","","","","","","","","","","","","","","","","","","","","","","","","","",null,"","","","","","","","","","","","","","","","","","","","","","","","","","","","","","","","","","","","","","","","","","","","","","","","","","","","","","","","","","","","","","","","","","","","","","","","","","","","","","","","","","","","","","","","","","",""]
["","","","","","","","","","","","","","","","","","","","","","","","","","","","","","","","","","","","","","","","","","","","","","","","","","","","","","","","","","","","","","","","","","","","","","","","","","","","","","","","","","","","","","","","","","","","","","","","","","","","",null,"","","","","","","","","","","","","","","","","","","","","","","","","","","","","","","","","","","","","","","","","","","","","","","","","","","","","","","","","","","","","","","","","","","","","","","","","","","","","","","","","","","","","","","","","","",""]
["","","","","","","","","","","","","","","","","","","","","","","","","","","","","","","","","","","","","","","","","","","","","","","","","","","","","","","","","","","","","","","","","","","","","","","","","","","","","","","","","","","","","","","","","","","","","","","","","","","","",null,"","",{"$f":"IFERROR($F146*L146,\"\")","v":""},"","","","","","","","","","","","","","","","","","","","","","","","","","","","","","","","","","","","","","","","","","","","","","","","","","","","","","","","","","","","","","","","","","","","","","","","","","","","","","","","","","","","","","","",""]
["","","","","","","","","","","","","","","","","","","","","","","","","","","","","","","","","","","","","","","","","","","","","","","","","","","","","","","","","","","","","","","","","","","","","","","","","","","","","","","","","","","","","","","","","","","","","","","","","","","","",null,{"$f":"IFERROR($F147*J147,\"\")","v":""},"","","","","","","","","","","","","","","","","","","","","","","","","","","","","","","","","","","","","","","","","","","","","","","","","","","","","","","","","","","","","","","","","","","","","","","","","","","","","","","","","","","","","","","","","",""]
["","","","","","","","","","","","","","","","","","","","","","","","","","","","","","","","","","","","","","","","","","","","","","","","","","","","","","","","","","","","","","","","","","","","","","","","","","","","","","","","","","","","","","","","","","","","","","","","","","","","",null,"","","","","","","","","","","","","","","","","","","","","","","","","","","","","","","","","","","","","","","","","","","","","","","","","","","","","","","","","","","","","","","","","","","","","","","","","","","","","","","","","","","","","","","","","","",""]
["","","","","","","","","","","","","","","","","","","","","","","","","","","","","","","","","","","","","","","","","","","","","","","","","","","","","","","","","","","","","","","","","","","","","","","","","","","","","","","","","","","","","","","","","","","","","","","","","","","","",null,"","","","","","","","","","","","","","","","","","","","","","","","","","","","","","","","","","","","","","","","","","","","","","","","","","","","","","","","","","","","","","","","","","","","","","","","","","","","","","","","","","","","","","","","","","",""]
["","","","","","","","","","","","","","","","","","","","","","","","","","","","","","","","","","","","","","","","","","","","","","","","","","","","","","","","","","","","","","","","","","","","","","","","","","","","","","","","","","","","","","","","","","","","","","","","","","","","",null,"","","","","","","","","","","","","","","","","","","","","","","","","","","","","","","","","","","","","","","","","","","","","","","","","","","","","","","","","","","","","","","","",{"$f":"IFERROR($F150*BV150,\"\")","v":""},{"$f":"IFERROR($F150*BW150,\"\")","v":""},"","","","","","","","","","","","","","","","","","","","","","","","",""]
["","","","","","","","","","","","","","","","","","","","","","","","","","","","","","","","","","","","","","","","","","","","","","","","","","","","","","","","","","","","","","","","","","","","","","","","","","","","","","","","","","","","","","","","","","","","","","","","","","","","",null,"","","","","","","","","","","","","","","","","","","","","","","","","","","","","","","","","","","","","","","","","","","","","","","","","","","","","","","","","","","","",{"$f":"IFERROR($F151*BR151,\"\")","v":""},"","","","","","","","","","","","","","","","","","","","","","","","","","","","","",""]
["","","","","","","","","","","","","","","","","","","","","","","","","","","","","","","","","","","","","","","","","","","","","","","","","","","","","","","","","","","","","","","","","","","","","","","","","","","","","","","","","","","","","","","","","","","","","","","","","","","","",null,"","","","","","","","","","","","","","","","","","","","","","","","","","","","","","","","","","","","","","","","","","","","","","","","","","","","","","","","","","","","","","","","","","","","","","","","","","","","","","","","","","","","","","","","","","",""]
["","","","","","","","","","","","","","","","","","","","","","","","","","","","","","","","","","","","","","","","","","","","","","","","","","","","","","","","","","","","","","","","","","","","","","","","","","","","","","","","","","","","","","","","","","","","","","","","","","","","",null,"","","","","","","","","","","","","","","","","",{"$f":"IFERROR($F153*AA153,\"\")","v":""},"","","","","","","","","","","","","","","","","","","","",{"$f":"IFERROR($F153*AV153,\"\")","v":""},"","","","","","","","","","","","","","","","","","","","","","","","","","","","","","","","","","","","","","","","","","","","","","","","","","","",""]
["","","","","","","","","","","","","","","","","","","","","","","","","","","","","","","","","","","","","","","","","","","","","","","","","","","","","","","","","","","","","","","","","","","","","","","","","","","","","","","","","","","","","","","","","","","","","","","","","","","","",null,"","","","","","","","","","","",{"$f":"IFERROR($F154*U154,\"\")","v":""},"","",{"$f":"IFERROR($F154*X154,\"\")","v":""},{"$f":"IFERROR($F154*Y154,\"\")","v":""},{"$f":"IFERROR($F154*Z154,\"\")","v":""},"","","","","","","","","","","","","","","","",{"$f":"IFERROR($F154*AQ154,\"\")","v":""},"","","","","","","","","","","","","","","","","","","","","","","","","","","","","","","","","","","","","","","","","","","","","","","","","","","","","","","","",""]
["","","","","","","","","","","","","","","","","","","","","","","","","","","","","","","","","","","","","","","","","","","","","","","","","","","","","","","","","","","","","","","","","","","","","","","","","","","","","","","","","","","","","","","","","","","","","","","","","","","","",null,"","","","","","","","","","","","","","","","","","","","","","","","","","","","","","","","","","","","","","","","","","","","","","","","","","","","","","","","","","","","","","","","","","","","","","","","","","","","","","","","","","","","","","","","","","",""]
["","","","","","","","","","","","","","","","","","","","","","","","","","","","","","","","","","","","","","","","","","","","","","","","","","","","","","","","","","","","","","","","","","","","","","","","","","","","","","","","","","","","","","","","","","","","","","","","","","","","",null,"","","","","","","","","","","","","","","","","","","","","","","","","","","","","","","","","","","","","","","","","","","","","","","","","","","","","","","","","","","","","","","","","","","","","","","","","","","","","","","","","","","","","","","","","","",""]
["","","","","","","","","","","","","","","","","","","","","","","","","","","","","","","","","","","","","","","","","","","","","","","","","","","","","","","","","","","","","","","","","","","","","","","","","","","","","","","","","","","","","","","","","","","","","","","","","","","","",null,"","","","","","","","","","","","","","","","","","","","","","","","","","","","","","","","","","","","","","","","","","","","","","","","","","","","","","","","","","","","","","","","","","","","","","","","","","","","","","","","","","","","","","","","","","",""]
["","","","","","","","","","","","","","","","","","","","","","","","","","","","","","","","","","","","","","","","","","","","","","","","","","","","","","","","","","","","","","","","","","","","","","","","","","","","","","","","","","","","","","","","","","","","","","","","","","","","",null,"","","","","","","","","","","","","","","","","","","","","","","","","","","","","","","","","","","","","","","","","","","","","","","","","","","","","","","","","","","","","","","","","","","","","","","","","","","","","","","","","","","","","","","","","","",""]
["","","","","","","","","","","","","","","","","","","","","","","","","","","","","","","","","","","","","","","","","","","","","","","","","","","","","","","","","","","","","","","","","","","","","","","","","","","","","","","","","","","","","","","","","","","","","","","","","","","","",null,"","","","","","","","","","","","","","","","","","","","","","","","","","","","","","","","","","","","","","","","","","","","","","","","","","","","","","","","","","","","","","","","","","","","","","","","","","","","","","","","","","","","","","","","","","",""]
["","","","","","","","","","","","","","","","","","","","","","","","","","","","","","","","","","","","","","","","","","","","","","","","","","","","","","","","","","","","","","","","","","","","","","","","","","","","","","","","","","","","","","","","","","","","","","","","","","","","",null,"","","","","","","","","","","","","","","","","","","","","","","","","","","","","","","","","","","","","","","","","","","","","","","","","","","","","","","","","","","","","","","","","","","","","","","","","","","","","","","","","","","","","","","","","","",""]
["","","","","","","","","","","","","","","","","","","","","","","","","","","","","","","","","","","","","","","","","","","","","","","","","","","","","","","","","","","","","","","","","","","","","","","","","","","","","","","","","","","","","","","","","","","","","","","","","","","","",null,"","","","","","","","","","","","","","","","","","","","","","","","","","","","","","","","","","","","","","","","","","","","","","","","","","","","","","","","","","","","","","","","","","","","","","","","","","","","","","","","","","","","","","","","","","",""]
["","","","","","","","","","","","","","","","","","","","","","","","","","","","","","","","","","","","","","","","","","","","","","","","","","","","","","","","","","","","","","","","","","","","","","","","","","","","","","","","","","","","","","","","","","","","","","","","","","","","",null,"","","","","","","","","","","","","","","","","","","","","","","","","","","","","","","","","","","","","","","","","","","","","","","","","","","","","","","","","","","","","","","","","","","","","","","","","","","","","","","","","","","","","","","","","","",""]
["","","","","","","","","","","","","","","","","","","","","","","","","","","","","","","","","","","","","","","","","","","","","","","","","","","","","","","","","","","","","","","","","","","","","","","","","","","","","","","","","","","","","","","","","","","","","","","","","","","","",null,"","","","","","","","","","","","","","","","","","","","","","","","","","","","","","","","","","","","","","","","","","","","","","","","","","","","","","","","","","","","","","","","","","","","","","","","","","","","","","","","","","","","","","","","","","",""]
["","","","","","","","","","","","","","","","","","","","","","","","","","","","","","","","","","","","","","","","","","","","","","","","","","","","","","","","","","","","","","","","","","","","","","","","","","","","","","","","","","","","","","","","","","","","","","","","","","","","",null,"","","","","","","","","","","","","","","","","","","","","","","","","","","","","","","","","","","","","","","","","","","","","","","","","","","","","","","","","","","","","","","","","","","","","","","","","","","","","","","","","","","",{"$f":"IFERROR($F164*CO164,\"\")","v":""},"","","","","","",""]
["","","","","","","","","","","","","","","","","","","","","","","","","","","","","","","","","","","","","","","","","","","","","","","","","","","","","","","","","","","","","","","","","","","","","","","","","","","","","","","","","","","","","","","","","","","","","","","","","","","","",null,"","","","","","","","","","","","","","","","","","","","","","","","","","","","","","","","","","","","","","","","","","","","","","","","","","","","","","","","","","","","","","","","","","","","","","","","","","","","","","","","","","","","","","","","","","",""]
["","","","","","","","","","","","","","","","","","","","","","","","","","","","","","","","","","","","","","","","","","","","","","","","","","","","","","","","","","","","","","","","","","","","","","","","","","","","","","","","","","","","","","","","","","","","","","","","","","","","",null,"","","","","","","","","","","","","","","","","","","","","","","","","","","","","","","","","","","","","","","","","","","","","","","","","","","","","","","","","","","","","","","","","","","","","","","","","","","","","","","","","","","","","","","","","","",""]
["","","","","","","","","","","","","","","","","","","","","","","","","","","","","","","","","","","","","","","","","","","","","","","","","","","","","","","","","","","","","","","","","","","","","","","","","","","","","","","","","","","","","","","","","","","","","","","","","","","","",null,"","","","","","","","","","","","","","","","","","","","","","","","","","","","","","","","","","","","","","","","","","","","","","","","","","","","","","","","","","","","","","","","","","","","","","","","","","","","","","","","","","","","","","","","","","",""]
["","","","","","","","","","","","","","","","","","","","","","","","","","","","","","","","","","","","","","","","","","","","","","","","","","","","","","","","","","","","","","","","","","","","","","","","","","","","","","","","","","","","","","","","","","","","","","","","","","","","",null,"","","","","","","","","","","","","","","","","","","","","","","","","","","","","","","","","","","","","","","","","","","","","","","","","","","","","","","","","","","","","","","","","","","","","","","","","","","","","","","","","","","","","","","","","","",""]
["","","","","","","","","","","","","","","","","","","","","","","","","","","","","","","","","","","","","","","","","","","","","","","","","","","","","","","","","","","","","","","","","","","","","","","","","","","","","","","","","","","","","","","","","","","","","","","","","","","","",null,"","","","","","","","","","","","","","","","","","","","","",{"$f":"IFERROR($F169*AE169,\"\")","v":""},"","","","","","","","","","","","","","","","","","","","","","","","","","","","","","","","","","","","","","","","","","","","","","","","","","","","","","","","","","","","","","","","","","","","",""]
["","","","","","","","","","","","","","","","","","","","","","","","","","","","","","","","","","","","","","","","","","","","","","","","","","","","","","","","","","","","","","","","","","","","","","","","","","","","","","","","","","","","","","","","","","","","","","","","","","","","",null,"","","","","","","","","","","","","","","","","",{"$f":"IFERROR($F170*AA170,\"\")","v":""},{"$f":"IFERROR($F170*AB170,\"\")","v":""},{"$f":"IFERROR($F170*AC170,\"\")","v":""},{"$f":"IFERROR($F170*AD170,\"\")","v":""},"","","","","","","","","","","","","","","","","","","","","","","","","","","","","","","","","",{"$f":"IFERROR($F170*BL170,\"\")","v":""},"","","","","","","","","","","","","","","","","","","","","","","","","","","","","","","","","","","",""]
["","","","","","","","","","","","","","","","","","","","","","","","","","","","","","","","","","","","","","","","","","","","","","","","","","","","","","","","","","","","","","","","","","","","","","","","","","","","","","","","","","","","","","","","","","","","","","","","","","","","",null,"","","","","","","","","","","","","","","","","","","","","","","","","","","","","","","","","","","","","","","","","","","","","","","","","","","","","","","","","","","","","","","","","","","","","","","","","","","","","","","",{"$f":"IFERROR($F171*CK171,\"\")","v":""},"","","","","","","","","","",""]
["","","","","","","","","","","","","","","","","","","","","","","","","","","","","","","","","","","","","","","","","","","","","","","","","","","","","","","","","","","","","","","","","","","","","","","","","","","","","","","","","","","","","","","","","","","","","","","","","","","","",null,"","","","","","","","","","","","","","","","","","","","","","","","","","","","","","","","","","","","","","","","","","","","","","","","","","","","","","","","","","","","","","","","","","","","","","","","","","","","",{"$f":"IFERROR($F172*CH172,\"\")","v":""},"","","","","","","","","","","","","",""]
["","","","","","","","","","","","","","","","","","","","","","","","","","","","","","","","","","","","","","","","","","","","","","","","","","","","","","","","","","","","","","","","","","","","","","","","","","","","","","","","","","","","","","","","","","","","","","","","","","","","",null,"","","","","","","","","","","","","","","","","","","","","","","","","","","","","","","","","","","","","","","","","","","","","","","","","","","","","","","","","","","","","","","","","","","","","","","","","","","","","","","","","","","","","","","","","","",""]
["","","","","","","","","","","","","","","","","","","","","","","","","","","","","","","","","","","","","","","","","","","","","","","","","","","","","","","","","","","","","","","","","","","","","","","","","","","","","","","","","","","","","","","","","","","","","","","","","","","","",null,"","","","","",{"$f":"IFERROR($F174*O174,\"\")","v":""},"","","","","","","","","","","","","","","","","","","","","","","","","","","","","","","","","","","","","","","","","","","","","","","","","","","","","","","","","","","","","","","","","","","","","","","","","","","","","","","","","","","","",""]
["","","","","","","","","","","","","","","","","","","","","","","","","","","","","","","","","","","","","","","","","","","","","","","","","","","","","","","","","","","","","","","","","","","","","","","","","","","","","","","","","","","","","","","","","","","","","","","","","","","","",null,"","","","","","","","","","","","","","","","","","","","","","","","","","","","","","","","","","","","","","","","","","","","","","","","","","","","","","","","","","","","","","","","","","","","","","","","","","","","","","","","","","","","","","","","","","",""]
["","","","","","","","","","","","","","","","","","","","","","","","","","","","","","","","","","","","","","","","","","","","","","","","","","","","","","","","","","","","","","","","","","","","","","","","","","","","","","","","","","","","","","","","","","","","","","","","","","","","",null,"","","","","","","","","","","","","","","","","","","","","","","","","","","","","","","","","","","","","","","","","","","","","","","","","","","","","","","","","","","","","","","","","","","","","","","","","","","","","","","","","","","","","","","","","","",""]
["","","","","","","","","","","","","","","","","","","","","","","","","","","","","","","","","","","","","","","","","","","","","","","","","","","","","","","","","","","","","","","","","","","","","","","","","","","","","","","","","","","","","","","","","","","","","","","","","","","","",null,"","","","","","","","","","","","","","","","","","","","","","","","","","","","","","","","","","","","","","","","","","","","","","","","","","","","","","","","","","","","","","","","","","","","","","",{"$f":"IFERROR($F177*CB177,\"\")","v":""},"","","","","","","","","","","","","","","","","","","",""]
["","","","","","","","","","","","","","","","","","","","","","","","","","","","","","","","","","","","","","","","","","","","","","","","","","","","","","","","","","","","","","","","","","","","","","","","","","","","","","","","","","","","","","","","","","","","","","","","","","","","",null,"","","","","","","","","","","","","","","","","","","","","","","","","","","","","","","","","","","","","","","","","","","","","","","","","","","",{"$f":"IFERROR($F178*BI178,\"\")","v":""},"","","","","","","","","","","","","","","","","","","","","","","","","","","","","","","","","","","","","","",""]
["","","","","","","","","","","","","","","","","","","","","","","","","","","","","","","","","","","","","","","","","","","","","","","","","","","","","","","","","","","","","","","","","","","","","","","","","","","","","","","","","","","","","","","","","","","","","","","","","","","","",null,"","","","","","","","","","","","",{"$f":"IFERROR($F179*V179,\"\")","v":""},"","","","","","","","","","","","","","","","","","","","","","","","","","","","","","","","","","","","","","","","","","","","","","","","","","","","","","","","","","","","","","","","","","","","","","","","","","","","","",""]
["","","","","","","","","","","","","","","","","","","","","","","","","","","","","","","","","","","","","","","","","","","","","","","","","","","","","","","","","","","","","","","","","","","","","","","","","","","","","","","","","","","","","","","","","","","","","","","","","","","","",null,"","","","","","","","","","","","","","","","","","","","","","","","","","","","","","","","","","","","","","","","","","","","","","","","","","","","","","","","","","","","","","","","","","","","","","","","","","","","","","","","","","","","","","","","","","",""]
["","","","","","","","","","","","","","","","","","","","","","","","","","","","","","","","","","","","","","","","","","","","","","","","","","","","","","","","","","","","","","","","","","","","","","","","","","","","","","","","","","","","","","","","","","","","","","","","","","","","",null,"","","","","","","","","","","","","","","","","","","","","","","","","","","","","","","","","","","","","","","","","","","","","","","","","","","","","","","","","","","","","","","","","","","","","","","","","","","","","","","","","","","","","","","","","","",""]
["","","","","","","","","","","","","","","","","","","","","","","","","","","","","","","","","","","","","","","","","","","","","","","","","","","","","","","","","","","","","","","","","","","","","","","","","","","","","","","","","","","","","","","","","","","","","","","","","","","","",null,"","","","","","","","","","","","","","","","","","","","","","","","","","","","","","","","","","","","","","","","","","","","","","","","","","","","","","","","","","","","","","","","","","","","","","","","","","","","","","","","","","","","","","","","","","",""]
["","","","","","","","","","","","","","","","","","","","","","","","","","","","","","","","","","","","","","","","","","","","","","","","","","","","","","","","","","","","","","","","","","","","","","","","","","","","","","","","","","","","","","","","","","","","","","","","","","","","",null,"","","","","","","","","","","","","","","","","","","","","","","","","","","","","","","","","","","","","","","","","","","","","","","","","","","","","","","","","","","","","","","","","","","","","","","","","","","","","","","","","","","","","","","","","","",""]
["","","","","","","","","","","","","","","","","","","","","","","","","","","","","","","","","","","","","","","","","","","","","","","","","","","","","","","","","","","","","","","","","","","","","","","","","","","","","","","","","","","","","","","","","","","","","","","","","","","","",null,"","","","","","","","","","","","","","","","","","","","","","","","","","","","","","","","","","","","","","","","","","","","","","","","","","","","","","","","","","","","","","","","","","","","","","","","","","","","","","","","","","","","","","","","","","",""]
["","","","","","","","","","","","","","","","","","","","","","","","","","","","","","","","","","","","","","","","","","","","","","","","","","","","","","","","","","","","","","","","","","","","","","","","","","","","","","","","","","","","","","","","","","","","","","","","","","","","",null,"","","","","","","","","","","","","","","","","","","","","","","","","","","","","","","","","","","","","","","","","","","","","","","","","","","","","","","","","","","","","","","","","","","","","","","","","","","","","","","","","","","","","","","","","","",""]
["","","","","","","","","","","","","","","","","","","","","","","","","","","","","","","","","","","","","","","","","","","","","","","","","","","","","","","","","","","","","","","","","","","","","","","","","","","","","","","","","","","","","","","","","","","","","","","","","","","","",null,"","","","","","","","","","","","","","","","","","","","","","","","","","","","","","","","","","","","","","","","","","","","","","","","","","","","","","","","","","","","","","","","","","","","","","","","","","","","","","","","","","","","","","","","","","",""]
["","","","","","","","","","","","","","","","","","","","","","","","","","","","","","","","","","","","","","","","","","","","","","","","","","","","","","","","","","","","","","","","","","","","","","","","","","","","","","","","","","","","","","","","","","","","","","","","","","","","",null,"","","","","","","","","","","","","","","","","","","","","","","","","","","","","","","","","","","","","","","","","","","","","","","","","","","","","","","","","","","","","","","","","","","","","","","","","","","","","","","","","","","","","","","","","","",""]
["","","","","","","","","","","","","","","","","","","","","","","","","","","","","","","","","","","","","","","","","","","","","","","","","","","","","","","","","","","","","","","","","","","","","","","","","","","","","","","","","","","","","","","","","","","","","","","","","","","","",null,"","","","","","","","","","","","","","","","","","","","","","","","","","","","","","","","","","","","","","","","","","","","","","","","","","","","","","","","","","","","","","","","","","","","","","","","","","","","","","","","","","","","","","","","","","",""]
["","","","","","","","","","","","","","","","","","","","","","","","","","","","","","","","","","","","","","","","","","","","","","","","","","","","","","","","","","","","","","","","","","","","","","","","","","","","","","","","","","","","","","","","","","","","","","","","","","","","",null,"","","","","","","","","","","","","","","","","","","","","","","","","","","","","","","","","","","","","","","","","","","","","","","","","","","","","","","","","","","","","","","","","","","","","","","","","","","","","","","","","","","","","","","","","","",""]
["","","","","","","","","","","","","","","","","","","","","","","","","","","","","","","","","","","","","","","","","","","","","","","","","","","","","","","","","","","","","","","","","","","","","","","","","","","","","","","","","","","","","","","","","","","","","","","","","","","","",null,"","","","","","","","","","","","","","","","","","","","","","","","",{"$f":"IFERROR($F190*AH190,\"\")","v":""},"","","","","","","","","","","","","","","","","","","","","","","","","","","","","","","","","","",{"$f":"IFERROR($F190*BQ190,\"\")","v":""},"","","","","","","","","","","","","","","","","","","","","","","","","","","","","","",""]

{"sheet":"Lives scenario - output","index":5,"n_rows":175,"n_cols":43,"rows_kept":175,"cut":false,"hidden":false,"merged":[]}
[null,null,null,"Replacement expenditure forecast ($,000)",null,null,null,null,null,null,null,null,null,null,null,null,null,null,null,null,null,null,null,"Replacement quantity forecast (#)"]
[null,null,null,1,2,3,4,5,6,7,8,9,10,11,12,13,14,15,16,17,18,19,20,1,2,3,4,5,6,7,8,9,10,11,12,13,14,15,16,17,18,19,20]
[]
[]
["ID","Asset group",null,2020,2021,2022,2023,2024,2025,2026,2027,2028,2029,2030,2031,2032,2033,2034,2035,2036,2037,2038,2039,2020,2021,2022,2023,2024,2025,2026,2027,2028,2029,2030,2031,2032,2033,2034,2035,2036,2037,2038,2039]
[{"$f":"IFERROR(IF('Historical scenario - output'!A6=\"\",\"\",'Historical scenario - output'!A6),\"\")","v":1},{"$f":"IFERROR(IF('Historical scenario - output'!B6=\"\",\"\",'Historical scenario - output'!B6),\"\")","v":"OVERHEAD CONDUCTORS"},null,{"$f":"IFERROR(IF($A6=\"\",\"\",SUMIFS(D$21:D$175,$A$21:$A$175,$A6)),\"\")","v":16282.899215657293},{"$f":"IFERROR(IF($A6=\"\",\"\",SUMIFS(E$21:E$175,$A$21:$A$175,$A6)),\"\")","v":18384.634003982086},20607.730168554997,22942.712744758504,25380.080803065543,27910.939574852659,30527.586380679393,33224.003318172596,35996.214056764577,38842.469882158744,41763.240988255027,44761.00238295929,47839.818903616149,51004.749759112368,54261.108554617218,57613.628575585964,61065.593803926742,{"$f":"IFERROR(IF($A6=\"\",\"\",SUMIFS(U$21:U$175,$A$21:$A$175,$A6)),\"\")","v":64618.002375008859},68268.829871221358,72012.454336416762,{"$f":"IFERROR(IF($A6=\"\",\"\",SUMIFS(X$21:X$175,$A$21:$A$175,$A6)),\"\")","v":328.48428966170258},{"$f":"IFERROR(IF($A6=\"\",\"\",SUMIFS(Y$21:Y$175,$A$21:$A$175,$A6)),\"\")","v":376.26864047132489},427.70590948920795,482.60730646272009,540.74140880271068,601.84740170741009,665.65042467274361,731.87792151811561,800.27568176801674,870.62215614437184,942.73965560682461,1016.5012175587926,1091.8322438775353,1168.7064634757685,1247.1363078072964,1327.1583550315042,1408.8150306116552,{"$f":"IFERROR(IF($A6=\"\",\"\",SUMIFS(AO$21:AO$175,$A$21:$A$175,$A6)),\"\")","v":1492.134179822126},1577.1083895596466,1663.6759891960598]
[{"$f":"IFERROR(IF('Historical scenario - output'!A7=\"\",\"\",'Historical scenario - output'!A7),\"\")","v":2},{"$f":"IFERROR(IF('Historical scenario - output'!B7=\"\",\"\",'Historical scenario - output'!B7),\"\")","v":"POLES"},null,{"$f":"IFERROR(IF($A7=\"\",\"\",SUMIFS(D$21:D$175,$A$21:$A$175,$A7)),\"\")","v":39658.138075270224},43643.321993344158,47727.110325591137,51905.633806201753,56181.226678199178,60560.072124004932,65049.073444756519,69652.496476345797,74368.957597256376,79189.254635262827,84095.375129037595,89060.802499189158,94052.018874004003,99030.91752093297,103957.72340500899,108793.99450907361,113505.33219697917,118063.53665769356,122448.06248026802,126646.7240076325,5321.281981205917,5839.144516173289,6365.9348459241146,6900.5082754914692,7442.5378889816784,7992.2441963635802,8550.0278110627532,9116.0715606366466,9689.9820368394667,10270.531195630068,10855.53867958682,11441.909314428274,12025.813025640748,12602.971634223091,13169.002985518342,13719.769787664243,14251.687572113638,14761.959771217698,15248.723046554618,15711.098300688856]
[{"$f":"IFERROR(IF('Historical scenario - output'!A8=\"\",\"\",'Historical scenario - output'!A8),\"\")","v":3},{"$f":"IFERROR(IF('Historical scenario - output'!B8=\"\",\"\",'Historical scenario - output'!B8),\"\")","v":"SERVICE LINES"},null,6492.5007531332958,6472.2198168487193,6461.7796748545416,6465.6834828733172,6487.3437406836492,6528.9763449184866,6591.559463798354,6674.8584048763196,6777.5134513924731,6897.1833858900936,7030.7335856414638,7174.4546210616754,7324.295571838401,7476.0959954993814,7625.801654268801,7769.6515587430567,7904.3272948053618,8027.0595298133912,8135.6905690088615,8228.6954031520927,5959.077804733608,5966.1803861312537,5979.1551501024351,6002.478850822612,6039.6924996099578,6093.2534669893148,6164.4563258825374,6253.4257046539433,6359.1789538575995,6479.7511586836308,6612.370510190296,6753.6687490648837,6899.9096278998559,7047.2182229157152,7191.7953853620929,7330.1043969214024,7459.0205828280414,7575.9387599525617,7678.8374593620038,7766.3024213245062]
[{"$f":"IFERROR(IF('Historical scenario - output'!A9=\"\",\"\",'Historical scenario - output'!A9),\"\")","v":4},{"$f":"IFERROR(IF('Historical scenario - output'!B9=\"\",\"\",'Historical scenario - output'!B9),\"\")","v":"SWITCHGEAR"},null,20721.382924489881,20086.286231705053,19659.247522714806,19406.103488969835,19297.341669270925,19308.440033419371,19419.658292991851,19615.453703396979,19883.68780412152,20214.770736849568,20600.862763031455,21035.22294484216,21511.765559570147,22024.857236661115,22569.362647782666,23140.92390895091,23736.43852309648,24354.68259788568,24997.010349491102,25668.048054784336,1890.4334523804655,1744.1880764306404,1627.92787369403,1536.8590456962731,1466.7514438882279,1413.9678689074219,1375.4349755849641,1348.5811190994634,1331.2626154644724,1321.694361845884,1318.3948008464754,1320.1497455785975,1325.9952010679654,1335.2162953453669,1347.357770713978,1362.2409720298742,1379.9825560725048,1401.0108251302238,1426.0762678635147,1456.2532728181559]
[{"$f":"IFERROR(IF('Historical scenario - output'!A10=\"\",\"\",'Historical scenario - output'!A10),\"\")","v":5},{"$f":"IFERROR(IF('Historical scenario - output'!B10=\"\",\"\",'Historical scenario - output'!B10),\"\")","v":"TRANSFORMERS"},null,26123.436312738933,26225.787167319762,26744.993287611858,27546.007804198969,28554.242745412561,29727.799842954009,31043.789730915105,32490.647133959937,34063.184994266921,35759.091885455731,37576.364733982533,39511.490058985917,41558.322654576972,43707.662447111688,45947.532348542038,48264.125446443468,50643.329471491517,53072.665154942326,55543.409693388625,58052.633220261698,813.87302469997712,847.6023151043654,884.4337086248637,922.76282929684544,961.87341239838349,1001.5218783733794,1041.7288591272679,1082.6519007246015,1124.4928321680043,1167.424903537458,1211.5366934004644,1256.7936798920948,1303.0190234231218,1349.8943583905718,1396.979967845079,1443.7519852019966,1489.6525171637722,1534.1471155267245,1576.7831145584228,1617.242194376694]
[{"$f":"IFERROR(IF('Historical scenario - output'!A11=\"\",\"\",'Historical scenario - output'!A11),\"\")","v":6},{"$f":"IFERROR(IF('Historical scenario - output'!B11=\"\",\"\",'Historical scenario - output'!B11),\"\")","v":"UNDERGROUND CABLES"},null,1290.5801811306062,1436.8494293528686,1598.4308409477346,1777.4136753287687,1976.6326788048659,2199.8455419649081,2451.9032182276819,2738.8968531415298,3068.2613917512417,3448.8132833857717,3890.698941481191,4405.2325925347322,5004.6075683872023,5701.4743551591382,6508.3917393870834,7437.1735299336679,8498.1712865877998,9699.5513579784783,11046.639978345511,12541.42065595822,0.8208561520971549,0.90966153995949262,1.0148088206531372,1.1375769458785281,1.2794554354641881,1.4422296564211672,1.6280624745823926,1.8395669335916969,2.0798641581641406,2.3526205698880553,2.6620591331923196,3.0129411728118947,3.4105187779398216,3.8604633030408917,4.3687831850483247,4.9417541487577497,5.5858964469531331,6.3080462462633005,7.1155803293764617,8.0168631555674441]
[{"$f":"IFERROR(IF('Historical scenario - output'!A12=\"\",\"\",'Historical scenario - output'!A12),\"\")","v":""},{"$f":"IFERROR(IF('Historical scenario - output'!B12=\"\",\"\",'Historical scenario - output'!B12),\"\")","v":""},null,"","","","","","","","","","","","","","","","","","","","","","","","","","","","","","","","","","","","","","","",""]
[{"$f":"IFERROR(IF('Historical scenario - output'!A13=\"\",\"\",'Historical scenario - output'!A13),\"\")","v":""},{"$f":"IFERROR(IF('Historical scenario - output'!B13=\"\",\"\",'Historical scenario - output'!B13),\"\")","v":""},null,"","","","","","","","","","","","","","","","","","","","","","","","","","","","","","","","","","","","","","","",""]
[{"$f":"IFERROR(IF('Historical scenario - output'!A14=\"\",\"\",'Historical scenario - output'!A14),\"\")","v":""},{"$f":"IFERROR(IF('Historical scenario - output'!B14=\"\",\"\",'Historical scenario - output'!B14),\"\")","v":""},null,"","","","","","","","","","","","","","","","","","","","","","","","","","","","","","","","","","","","","","","",""]
[{"$f":"IFERROR(IF('Historical scenario - output'!A15=\"\",\"\",'Historical scenario - output'!A15),\"\")","v":""},{"$f":"IFERROR(IF('Historical scenario - output'!B15=\"\",\"\",'Historical scenario - output'!B15),\"\")","v":""},null,"","","","","","","","","","","","","","","","","","","","","","","","","","","","","","","","","","","","","","","",""]
[{"$f":"IFERROR(IF('Historical scenario - output'!A16=\"\",\"\",'Historical scenario - output'!A16),\"\")","v":""},{"$f":"IFERROR(IF('Historical scenario - output'!B16=\"\",\"\",'Historical scenario - output'!B16),\"\")","v":""},null,"","","","","","","","","","","","","","","","","","","","","","","","","","","","","","","","","","","","","","","",""]
[{"$f":"IFERROR(IF('Historical scenario - output'!A17=\"\",\"\",'Historical scenario - output'!A17),\"\")","v":""},{"$f":"IFERROR(IF('Historical scenario - output'!B17=\"\",\"\",'Historical scenario - output'!B17),\"\")","v":""},null,"","","","","","","","","","","","","","","","","","","","","","","","","","","","","","","","","","","","","","","",""]
[null,null,"Total",{"$f":"IFERROR(SUM(D$6:D$17),\"\")","v":110568.93746242023},{"$f":"IFERROR(SUM(E$6:E$17),\"\")","v":116249.09864255264},122799.29182027507,130043.55500233115,137876.86831543673,146236.07346211435,155083.5705313689,164396.35588989317,174157.81929555311,184351.58380900274,194957.27614142926,205948.20509957295,217290.82913199285,228945.75731447665,240869.92034960681,253019.49752873069,265353.19257688703,277835.49767332227,290439.64294172346,303149.97567820561]
[]
["ID","Asset group","Asset category"]
[{"$f":"IFERROR('Lives scenario - input'!A6,\"\")","v":1},{"$f":"IFERROR('Lives scenario - input'!B6,\"\")","v":"OVERHEAD CONDUCTORS"},{"$f":"IFERROR('Lives scenario - input'!C6,\"\")","v":"˂ = 1 kv"},{"$f":"IFERROR(repcalc('Lives scenario - input'!$CX6:$GJ6,'Lives scenario - input'!$I6,'Lives scenario - input'!$G6,'Lives scenario - input'!$H6,20,TRUE,TRUE),\"\")","v":9746.1062446144751},10632.327914222938,11498.121519946142,12332.766033593662,13127.534433190749,13876.115028717819,14574.851905359239,15222.784762829191,15821.487386554554,16374.722894699715,16887.950570520639,17367.73164289393,17821.088523488153,18254.873182529609,18675.195757007707,19086.955049637185,19493.499742862849,19896.434669188577,20295.57213825432,20689.015712351818,{"$f":"IFERROR(IF(OR(D21=\"\",'Lives scenario - input'!$F6=\"\"),\"\",D21/'Lives scenario - input'!$F6),\"\")","v":132.46184209363102},{"$f":"IFERROR(IF(OR(E21=\"\",'Lives scenario - input'!$F6=\"\"),\"\",E21/'Lives scenario - input'!$F6),\"\")","v":144.50670923475192},{"$f":"IFERROR(IF(OR(F21=\"\",'Lives scenario - input'!$F6=\"\"),\"\",F21/'Lives scenario - input'!$F6),\"\")","v":156.27393329414028},{"$f":"IFERROR(IF(OR(G21=\"\",'Lives scenario - input'!$F6=\"\"),\"\",G21/'Lives scenario - input'!$F6),\"\")","v":167.61780201424435},{"$f":"IFERROR(IF(OR(H21=\"\",'Lives scenario - input'!$F6=\"\"),\"\",H21/'Lives scenario - input'!$F6),\"\")","v":178.41970418995797},{"$f":"IFERROR(IF(OR(I21=\"\",'Lives scenario - input'!$F6=\"\"),\"\",I21/'Lives scenario - input'!$F6),\"\")","v":188.59385601534527},{"$f":"IFERROR(IF(OR(J21=\"\",'Lives scenario - input'!$F6=\"\"),\"\",J21/'Lives scenario - input'!$F6),\"\")","v":198.09056900981088},{"$f":"IFERROR(IF(OR(K21=\"\",'Lives scenario - input'!$F6=\"\"),\"\",K21/'Lives scenario - input'!$F6),\"\")","v":206.89679148464651},{"$f":"IFERROR(IF(OR(L21=\"\",'Lives scenario - input'!$F6=\"\"),\"\",L21/'Lives scenario - input'!$F6),\"\")","v":215.03391316324246},{"$f":"IFERROR(IF(OR(M21=\"\",'Lives scenario - input'!$F6=\"\"),\"\",M21/'Lives scenario - input'!$F6),\"\")","v":222.55307955453935},{"$f":"IFERROR(IF(OR(N21=\"\",'Lives scenario - input'!$F6=\"\"),\"\",N21/'Lives scenario - input'!$F6),\"\")","v":229.52848918443527},{"$f":"IFERROR(IF(OR(O21=\"\",'Lives scenario - input'!$F6=\"\"),\"\",O21/'Lives scenario - input'!$F6),\"\")","v":236.04931740579207},{"$f":"IFERROR(IF(OR(P21=\"\",'Lives scenario - input'!$F6=\"\"),\"\",P21/'Lives scenario - input'!$F6),\"\")","v":242.21100762567008},{"$f":"IFERROR(IF(OR(Q21=\"\",'Lives scenario - input'!$F6=\"\"),\"\",Q21/'Lives scenario - input'!$F6),\"\")","v":248.10668673755544},{"$f":"IFERROR(IF(OR(R21=\"\",'Lives scenario - input'!$F6=\"\"),\"\",R21/'Lives scenario - input'!$F6),\"\")","v":253.81939918819921},{"$f":"IFERROR(IF(OR(S21=\"\",'Lives scenario - input'!$F6=\"\"),\"\",S21/'Lives scenario - input'!$F6),\"\")","v":259.41572586799612},{"$f":"IFERROR(IF(OR(T21=\"\",'Lives scenario - input'!$F6=\"\"),\"\",T21/'Lives scenario - input'!$F6),\"\")","v":264.94117958319845},{"$f":"IFERROR(IF(OR(U21=\"\",'Lives scenario - input'!$F6=\"\"),\"\",U21/'Lives scenario - input'!$F6),\"\")","v":270.41757202602253},{"$f":"IFERROR(IF(OR(V21=\"\",'Lives scenario - input'!$F6=\"\"),\"\",V21/'Lives scenario - input'!$F6),\"\")","v":275.84235224840654},{"$f":"IFERROR(IF(OR(W21=\"\",'Lives scenario - input'!$F6=\"\"),\"\",W21/'Lives scenario - input'!$F6),\"\")","v":281.18974527663823}]
[{"$f":"IFERROR('Lives scenario - input'!A7,\"\")","v":1},{"$f":"IFERROR('Lives scenario - input'!B7,\"\")","v":"OVERHEAD CONDUCTORS"},{"$f":"IFERROR('Lives scenario - input'!C7,\"\")","v":"˃ 11 kv & < = 22 kv ; multiple-phase"},{"$f":"IFERROR(repcalc('Lives scenario - input'!$CX7:$GJ7,'Lives scenario - input'!$I7,'Lives scenario - input'!$G7,'Lives scenario - input'!$H7,20,TRUE,TRUE),\"\")","v":684.07684151473336},804.47487308734401,937.09743245031814,1081.5776714169594,1237.3153513448224,1403.5075643318473,1579.1926210397219,1763.3032988530806,1954.7242845738408,2152.3477879187094,2355.1211194191815,2562.0806174573386,2772.3676735681674,2985.2246320928625,3199.970813934473,3415.9615355604619,3632.5354183426921,3848.9571656795706,4064.3640336553258,4277.7242407459344,{"$f":"IFERROR(IF(OR(D22=\"\",'Lives scenario - input'!$F7=\"\"),\"\",D22/'Lives scenario - input'!$F7),\"\")","v":24.355405785538938},{"$f":"IFERROR(IF(OR(E22=\"\",'Lives scenario - input'!$F7=\"\"),\"\",E22/'Lives scenario - input'!$F7),\"\")","v":28.64197527126813},{"$f":"IFERROR(IF(OR(F22=\"\",'Lives scenario - input'!$F7=\"\"),\"\",F22/'Lives scenario - input'!$F7),\"\")","v":33.363778515549413},{"$f":"IFERROR(IF(OR(G22=\"\",'Lives scenario - input'!$F7=\"\"),\"\",G22/'Lives scenario - input'!$F7),\"\")","v":38.507754505487085},{"$f":"IFERROR(IF(OR(H22=\"\",'Lives scenario - input'!$F7=\"\"),\"\",H22/'Lives scenario - input'!$F7),\"\")","v":44.052532753414063},{"$f":"IFERROR(IF(OR(I22=\"\",'Lives scenario - input'!$F7=\"\"),\"\",I22/'Lives scenario - input'!$F7),\"\")","v":49.969527073427933},{"$f":"IFERROR(IF(OR(J22=\"\",'Lives scenario - input'!$F7=\"\"),\"\",J22/'Lives scenario - input'!$F7),\"\")","v":56.224498133551954},{"$f":"IFERROR(IF(OR(K22=\"\",'Lives scenario - input'!$F7=\"\"),\"\",K22/'Lives scenario - input'!$F7),\"\")","v":62.779449266915812},{"$f":"IFERROR(IF(OR(L22=\"\",'Lives scenario - input'!$F7=\"\"),\"\",L22/'Lives scenario - input'!$F7),\"\")","v":69.59467162230753},{"$f":"IFERROR(IF(OR(M22=\"\",'Lives scenario - input'!$F7=\"\"),\"\",M22/'Lives scenario - input'!$F7),\"\")","v":76.630724189247744},{"$f":"IFERROR(IF(OR(N22=\"\",'Lives scenario - input'!$F7=\"\"),\"\",N22/'Lives scenario - input'!$F7),\"\")","v":83.85012772912512},{"$f":"IFERROR(IF(OR(O22=\"\",'Lives scenario - input'!$F7=\"\"),\"\",O22/'Lives scenario - input'!$F7),\"\")","v":91.218572690263599},{"$f":"IFERROR(IF(OR(P22=\"\",'Lives scenario - input'!$F7=\"\"),\"\",P22/'Lives scenario - input'!$F7),\"\")","v":98.705489761867639},{"$f":"IFERROR(IF(OR(Q22=\"\",'Lives scenario - input'!$F7=\"\"),\"\",Q22/'Lives scenario - input'!$F7),\"\")","v":106.2839038880721},{"$f":"IFERROR(IF(OR(R22=\"\",'Lives scenario - input'!$F7=\"\"),\"\",R22/'Lives scenario - input'!$F7),\"\")","v":113.9295806340739},{"$f":"IFERROR(IF(OR(S22=\"\",'Lives scenario - input'!$F7=\"\"),\"\",S22/'Lives scenario - input'!$F7),\"\")","v":121.61956712662065},{"$f":"IFERROR(IF(OR(T22=\"\",'Lives scenario - input'!$F7=\"\"),\"\",T22/'Lives scenario - input'!$F7),\"\")","v":129.33031609165099},{"$f":"IFERROR(IF(OR(U22=\"\",'Lives scenario - input'!$F7=\"\"),\"\",U22/'Lives scenario - input'!$F7),\"\")","v":137.03564852993898},{"$f":"IFERROR(IF(OR(V22=\"\",'Lives scenario - input'!$F7=\"\"),\"\",V22/'Lives scenario - input'!$F7),\"\")","v":144.70484789491783},{"$f":"IFERROR(IF(OR(W22=\"\",'Lives scenario - input'!$F7=\"\"),\"\",W22/'Lives scenario - input'!$F7),\"\")","v":152.30117934018642}]
[{"$f":"IFERROR('Lives scenario - input'!A8,\"\")","v":1},{"$f":"IFERROR('Lives scenario - input'!B8,\"\")","v":"OVERHEAD CONDUCTORS"},{"$f":"IFERROR('Lives scenario - input'!C8,\"\")","v":"˃ 11 kv & < = 22 kv ; single-phase"},{"$f":"IFERROR(repcalc('Lives scenario - input'!$CX8:$GJ8,'Lives scenario - input'!$I8,'Lives scenario - input'!$G8,'Lives scenario - input'!$H8,20,TRUE,TRUE),\"\")","v":99.534094395036703},117.95285125215794,138.5281091096673,161.29527000645675,186.26699189665533,213.43785675693195,242.79086042017914,274.30513382458093,307.96406817415175,343.76284544743135,381.71430278396048,421.85210779913285,464.23040183273969,508.91937313267414,555.99662815030058,605.5346965280761,657.58548184001074,712.16289738540047,769.22524733884052,828.65908057154297,{"$f":"IFERROR(IF(OR(D23=\"\",'Lives scenario - input'!$F8=\"\"),\"\",D23/'Lives scenario - input'!$F8),\"\")","v":3.5437440816143231},{"$f":"IFERROR(IF(OR(E23=\"\",'Lives scenario - input'!$F8=\"\"),\"\",E23/'Lives scenario - input'!$F8),\"\")","v":4.1995129515661995},{"$f":"IFERROR(IF(OR(F23=\"\",'Lives scenario - input'!$F8=\"\"),\"\",F23/'Lives scenario - input'!$F8),\"\")","v":4.9320604138543906},{"$f":"IFERROR(IF(OR(G23=\"\",'Lives scenario - input'!$F8=\"\"),\"\",G23/'Lives scenario - input'!$F8),\"\")","v":5.7426468985512544},{"$f":"IFERROR(IF(OR(H23=\"\",'Lives scenario - input'!$F8=\"\"),\"\",H23/'Lives scenario - input'!$F8),\"\")","v":6.6317230708314012},{"$f":"IFERROR(IF(OR(I23=\"\",'Lives scenario - input'!$F8=\"\"),\"\",I23/'Lives scenario - input'!$F8),\"\")","v":7.5990960310835947},{"$f":"IFERROR(IF(OR(J23=\"\",'Lives scenario - input'!$F8=\"\"),\"\",J23/'Lives scenario - input'!$F8),\"\")","v":8.6441603745275302},{"$f":"IFERROR(IF(OR(K23=\"\",'Lives scenario - input'!$F8=\"\"),\"\",K23/'Lives scenario - input'!$F8),\"\")","v":9.7661730933049604},{"$f":"IFERROR(IF(OR(L23=\"\",'Lives scenario - input'!$F8=\"\"),\"\",L23/'Lives scenario - input'!$F8),\"\")","v":10.96454285915963},{"$f":"IFERROR(IF(OR(M23=\"\",'Lives scenario - input'!$F8=\"\"),\"\",M23/'Lives scenario - input'!$F8),\"\")","v":12.239098134538112},{"$f":"IFERROR(IF(OR(N23=\"\",'Lives scenario - input'!$F8=\"\"),\"\",N23/'Lives scenario - input'!$F8),\"\")","v":13.590295964210334},{"$f":"IFERROR(IF(OR(O23=\"\",'Lives scenario - input'!$F8=\"\"),\"\",O23/'Lives scenario - input'!$F8),\"\")","v":15.019335027016128},{"$f":"IFERROR(IF(OR(P23=\"\",'Lives scenario - input'!$F8=\"\"),\"\",P23/'Lives scenario - input'!$F8),\"\")","v":16.528142934329487},{"$f":"IFERROR(IF(OR(Q23=\"\",'Lives scenario - input'!$F8=\"\"),\"\",Q23/'Lives scenario - input'!$F8),\"\")","v":18.119218620707283},{"$f":"IFERROR(IF(OR(R23=\"\",'Lives scenario - input'!$F8=\"\"),\"\",R23/'Lives scenario - input'!$F8),\"\")","v":19.795325133368546},{"$f":"IFERROR(IF(OR(S23=\"\",'Lives scenario - input'!$F8=\"\"),\"\",S23/'Lives scenario - input'!$F8),\"\")","v":21.559044768286945},{"$f":"IFERROR(IF(OR(T23=\"\",'Lives scenario - input'!$F8=\"\"),\"\",T23/'Lives scenario - input'!$F8),\"\")","v":23.41222546494825},{"$f":"IFERROR(IF(OR(U23=\"\",'Lives scenario - input'!$F8=\"\"),\"\",U23/'Lives scenario - input'!$F8),\"\")","v":25.35536258298109},{"$f":"IFERROR(IF(OR(V23=\"\",'Lives scenario - input'!$F8=\"\"),\"\",V23/'Lives scenario - input'!$F8),\"\")","v":27.386971612626233},{"$f":"IFERROR(IF(OR(W23=\"\",'Lives scenario - input'!$F8=\"\"),\"\",W23/'Lives scenario - input'!$F8),\"\")","v":29.503013317191584}]
[{"$f":"IFERROR('Lives scenario - input'!A9,\"\")","v":1},{"$f":"IFERROR('Lives scenario - input'!B9,\"\")","v":"OVERHEAD CONDUCTORS"},{"$f":"IFERROR('Lives scenario - input'!C9,\"\")","v":"˃ 11 kv & < = 22 kv ; swer"},{"$f":"IFERROR(repcalc('Lives scenario - input'!$CX9:$GJ9,'Lives scenario - input'!$I9,'Lives scenario - input'!$G9,'Lives scenario - input'!$H9,20,TRUE,TRUE),\"\")","v":1827.9957340303827},2183.1751455236054,2585.2211344512539,3036.5440664586135,3539.3587396824973,4095.7631114391497,4707.843410950135,5377.7944310109724,6108.0397680236347,6901.334079192342,7760.8286263351756,8690.0828658629798,9693.008732864686,10773.740326771542,11936.42936376601,13184.975143162032,14522.705806228987,15952.034213524981,17474.11580942179,19088.536639623751,{"$f":"IFERROR(IF(OR(D24=\"\",'Lives scenario - input'!$F9=\"\"),\"\",D24/'Lives scenario - input'!$F9),\"\")","v":57.010648936486092},{"$f":"IFERROR(IF(OR(E24=\"\",'Lives scenario - input'!$F9=\"\"),\"\",E24/'Lives scenario - input'!$F9),\"\")","v":68.087813046416827},{"$f":"IFERROR(IF(OR(F24=\"\",'Lives scenario - input'!$F9=\"\"),\"\",F24/'Lives scenario - input'!$F9),\"\")","v":80.626629360030606},{"$f":"IFERROR(IF(OR(G24=\"\",'Lives scenario - input'!$F9=\"\"),\"\",G24/'Lives scenario - input'!$F9),\"\")","v":94.702271198059918},{"$f":"IFERROR(IF(OR(H24=\"\",'Lives scenario - input'!$F9=\"\"),\"\",H24/'Lives scenario - input'!$F9),\"\")","v":110.38381261614529},{"$f":"IFERROR(IF(OR(I24=\"\",'Lives scenario - input'!$F9=\"\"),\"\",I24/'Lives scenario - input'!$F9),\"\")","v":127.73668369479157},{"$f":"IFERROR(IF(OR(J24=\"\",'Lives scenario - input'!$F9=\"\"),\"\",J24/'Lives scenario - input'!$F9),\"\")","v":146.8259487443456},{"$f":"IFERROR(IF(OR(K24=\"\",'Lives scenario - input'!$F9=\"\"),\"\",K24/'Lives scenario - input'!$F9),\"\")","v":167.72005790351628},{"$f":"IFERROR(IF(OR(L24=\"\",'Lives scenario - input'!$F9=\"\"),\"\",L24/'Lives scenario - input'!$F9),\"\")","v":190.4945971274918},{"$f":"IFERROR(IF(OR(M24=\"\",'Lives scenario - input'!$F9=\"\"),\"\",M24/'Lives scenario - input'!$F9),\"\")","v":215.23547733602243},{"$f":"IFERROR(IF(OR(N24=\"\",'Lives scenario - input'!$F9=\"\"),\"\",N24/'Lives scenario - input'!$F9),\"\")","v":242.04097856219201},{"$f":"IFERROR(IF(OR(O24=\"\",'Lives scenario - input'!$F9=\"\"),\"\",O24/'Lives scenario - input'!$F9),\"\")","v":271.02211141508764},{"$f":"IFERROR(IF(OR(P24=\"\",'Lives scenario - input'!$F9=\"\"),\"\",P24/'Lives scenario - input'!$F9),\"\")","v":302.30087943873605},{"$f":"IFERROR(IF(OR(Q24=\"\",'Lives scenario - input'!$F9=\"\"),\"\",Q24/'Lives scenario - input'!$F9),\"\")","v":336.00621493147673},{"$f":"IFERROR(IF(OR(R24=\"\",'Lives scenario - input'!$F9=\"\"),\"\",R24/'Lives scenario - input'!$F9),\"\")","v":372.26759961438597},{"$f":"IFERROR(IF(OR(S24=\"\",'Lives scenario - input'!$F9=\"\"),\"\",S24/'Lives scenario - input'!$F9),\"\")","v":411.20664295303681},{"$f":"IFERROR(IF(OR(T24=\"\",'Lives scenario - input'!$F9=\"\"),\"\",T24/'Lives scenario - input'!$F9),\"\")","v":452.92714141149514},{"$f":"IFERROR(IF(OR(U24=\"\",'Lives scenario - input'!$F9=\"\"),\"\",U24/'Lives scenario - input'!$F9),\"\")","v":497.5043461206306},{"$f":"IFERROR(IF(OR(V24=\"\",'Lives scenario - input'!$F9=\"\"),\"\",V24/'Lives scenario - input'!$F9),\"\")","v":544.97429252200288},{"$f":"IFERROR(IF(OR(W24=\"\",'Lives scenario - input'!$F9=\"\"),\"\",W24/'Lives scenario - input'!$F9),\"\")","v":595.32407040877376}]
[{"$f":"IFERROR('Lives scenario - input'!A10,\"\")","v":1},{"$f":"IFERROR('Lives scenario - input'!B10,\"\")","v":"OVERHEAD CONDUCTORS"},{"$f":"IFERROR('Lives scenario - input'!C10,\"\")","v":"> 1 kv & < = 11 kv"},{"$f":"IFERROR(repcalc('Lives scenario - input'!$CX10:$GJ10,'Lives scenario - input'!$I10,'Lives scenario - input'!$G10,'Lives scenario - input'!$H10,20,TRUE,TRUE),\"\")","v":3613.3382846381551},4246.0222016651105,4938.2976549629393,5685.6311556205046,6481.5794558680582,7317.9277016248361,8184.940526140751,9071.715550988918,9966.6189337560136,10857.774135186834,11733.56906125466,12583.144024874833,13396.824053751783,14166.46396618057,14885.682872467398,15549.975413450307,16156.698862578342,16704.946773489395,17195.329766559418,17629.691165264932,{"$f":"IFERROR(IF(OR(D25=\"\",'Lives scenario - input'!$F10=\"\"),\"\",D25/'Lives scenario - input'!$F10),\"\")","v":109.07205974661046},{"$f":"IFERROR(IF(OR(E25=\"\",'Lives scenario - input'!$F10=\"\"),\"\",E25/'Lives scenario - input'!$F10),\"\")","v":128.17022674970195},{"$f":"IFERROR(IF(OR(F25=\"\",'Lives scenario - input'!$F10=\"\"),\"\",F25/'Lives scenario - input'!$F10),\"\")","v":149.06722106773441},{"$f":"IFERROR(IF(OR(G25=\"\",'Lives scenario - input'!$F10=\"\"),\"\",G25/'Lives scenario - input'!$F10),\"\")","v":171.62619501736791},{"$f":"IFERROR(IF(OR(H25=\"\",'Lives scenario - input'!$F10=\"\"),\"\",H25/'Lives scenario - input'!$F10),\"\")","v":195.65265302405521},{"$f":"IFERROR(IF(OR(I25=\"\",'Lives scenario - input'!$F10=\"\"),\"\",I25/'Lives scenario - input'!$F10),\"\")","v":220.89862188835468},{"$f":"IFERROR(IF(OR(J25=\"\",'Lives scenario - input'!$F10=\"\"),\"\",J25/'Lives scenario - input'!$F10),\"\")","v":247.07023028680482},{"$f":"IFERROR(IF(OR(K25=\"\",'Lives scenario - input'!$F10=\"\"),\"\",K25/'Lives scenario - input'!$F10),\"\")","v":273.83837953628125},{"$f":"IFERROR(IF(OR(L25=\"\",'Lives scenario - input'!$F10=\"\"),\"\",L25/'Lives scenario - input'!$F10),\"\")","v":300.85189101612076},{"$f":"IFERROR(IF(OR(M25=\"\",'Lives scenario - input'!$F10=\"\"),\"\",M25/'Lives scenario - input'!$F10),\"\")","v":327.75226007019035},{"$f":"IFERROR(IF(OR(N25=\"\",'Lives scenario - input'!$F10=\"\"),\"\",N25/'Lives scenario - input'!$F10),\"\")","v":354.18896457360341},{"$f":"IFERROR(IF(OR(O25=\"\",'Lives scenario - input'!$F10=\"\"),\"\",O25/'Lives scenario - input'!$F10),\"\")","v":379.83419452208676},{"$f":"IFERROR(IF(OR(P25=\"\",'Lives scenario - input'!$F10=\"\"),\"\",P25/'Lives scenario - input'!$F10),\"\")","v":404.39590165634638},{"$f":"IFERROR(IF(OR(Q25=\"\",'Lives scenario - input'!$F10=\"\"),\"\",Q25/'Lives scenario - input'!$F10),\"\")","v":427.62821590400483},{"$f":"IFERROR(IF(OR(R25=\"\",'Lives scenario - input'!$F10=\"\"),\"\",R25/'Lives scenario - input'!$F10),\"\")","v":449.33852402846662},{"$f":"IFERROR(IF(OR(S25=\"\",'Lives scenario - input'!$F10=\"\"),\"\",S25/'Lives scenario - input'!$F10),\"\")","v":469.39082746967944},{"$f":"IFERROR(IF(OR(T25=\"\",'Lives scenario - input'!$F10=\"\"),\"\",T25/'Lives scenario - input'!$F10),\"\")","v":487.70535300810116},{"$f":"IFERROR(IF(OR(U25=\"\",'Lives scenario - input'!$F10=\"\"),\"\",U25/'Lives scenario - input'!$F10),\"\")","v":504.25473869641991},{"$f":"IFERROR(IF(OR(V25=\"\",'Lives scenario - input'!$F10=\"\"),\"\",V25/'Lives scenario - input'!$F10),\"\")","v":519.05741669262409},{"$f":"IFERROR(IF(OR(W25=\"\",'Lives scenario - input'!$F10=\"\"),\"\",W25/'Lives scenario - input'!$F10),\"\")","v":532.16902947259757}]
[{"$f":"IFERROR('Lives scenario - input'!A11,\"\")","v":1},{"$f":"IFERROR('Lives scenario - input'!B11,\"\")","v":"OVERHEAD CONDUCTORS"},{"$f":"IFERROR('Lives scenario - input'!C11,\"\")","v":"> 22 kv & < = 66 kv"},{"$f":"IFERROR(repcalc('Lives scenario - input'!$CX11:$GJ11,'Lives scenario - input'!$I11,'Lives scenario - input'!$G11,'Lives scenario - input'!$H11,20,TRUE,TRUE),\"\")","v":116.50299350607443},153.36194918570976,199.94837631797435,258.20481008634329,330.28275613187895,418.51810239426084,525.39262699290668,653.48088277126612,805.3826355083354,983.64209631442384,1190.6563475003038,1428.5765177488058,1699.2063005984824,2003.9032063572283,2343.4883746278774,2718.1707585384293,3127.4909671275814,3570.2890155996474,4044.6987406579105,4548.169806870128,{"$f":"IFERROR(IF(OR(D26=\"\",'Lives scenario - input'!$F11=\"\"),\"\",D26/'Lives scenario - input'!$F11),\"\")","v":1.5679108635175327},{"$f":"IFERROR(IF(OR(E26=\"\",'Lives scenario - input'!$F11=\"\"),\"\",E26/'Lives scenario - input'!$F11),\"\")","v":2.0639629844872678},{"$f":"IFERROR(IF(OR(F26=\"\",'Lives scenario - input'!$F11=\"\"),\"\",F26/'Lives scenario - input'!$F11),\"\")","v":2.6909285498771145},{"$f":"IFERROR(IF(OR(G26=\"\",'Lives scenario - input'!$F11=\"\"),\"\",G26/'Lives scenario - input'!$F11),\"\")","v":3.4749504245635601},{"$f":"IFERROR(IF(OR(H26=\"\",'Lives scenario - input'!$F11=\"\"),\"\",H26/'Lives scenario - input'!$F11),\"\")","v":4.4449838221940992},{"$f":"IFERROR(IF(OR(I26=\"\",'Lives scenario - input'!$F11=\"\"),\"\",I26/'Lives scenario - input'!$F11),\"\")","v":5.6324653948783787},{"$f":"IFERROR(IF(OR(J26=\"\",'Lives scenario - input'!$F11=\"\"),\"\",J26/'Lives scenario - input'!$F11),\"\")","v":7.0707952017665727},{"$f":"IFERROR(IF(OR(K26=\"\",'Lives scenario - input'!$F11=\"\"),\"\",K26/'Lives scenario - input'!$F11),\"\")","v":8.794621875056567},{"$f":"IFERROR(IF(OR(L26=\"\",'Lives scenario - input'!$F11=\"\"),\"\",L26/'Lives scenario - input'!$F11),\"\")","v":10.838933365571075},{"$f":"IFERROR(IF(OR(M26=\"\",'Lives scenario - input'!$F11=\"\"),\"\",M26/'Lives scenario - input'!$F11),\"\")","v":13.237969962927444},{"$f":"IFERROR(IF(OR(N26=\"\",'Lives scenario - input'!$F11=\"\"),\"\",N26/'Lives scenario - input'!$F11),\"\")","v":16.0239918802129},{"$f":"IFERROR(IF(OR(O26=\"\",'Lives scenario - input'!$F11=\"\"),\"\",O26/'Lives scenario - input'!$F11),\"\")","v":19.225949257927123},{"$f":"IFERROR(IF(OR(P26=\"\",'Lives scenario - input'!$F11=\"\"),\"\",P26/'Lives scenario - input'!$F11),\"\")","v":22.868116413909039},{"$f":"IFERROR(IF(OR(Q26=\"\",'Lives scenario - input'!$F11=\"\"),\"\",Q26/'Lives scenario - input'!$F11),\"\")","v":26.968762880082515},{"$f":"IFERROR(IF(OR(R26=\"\",'Lives scenario - input'!$F11=\"\"),\"\",R26/'Lives scenario - input'!$F11),\"\")","v":31.538939648915658},{"$f":"IFERROR(IF(OR(S26=\"\",'Lives scenario - input'!$F11=\"\"),\"\",S26/'Lives scenario - input'!$F11),\"\")","v":36.581458835955864},{"$f":"IFERROR(IF(OR(T26=\"\",'Lives scenario - input'!$F11=\"\"),\"\",T26/'Lives scenario - input'!$F11),\"\")","v":42.090137904109874},{"$f":"IFERROR(IF(OR(U26=\"\",'Lives scenario - input'!$F11=\"\"),\"\",U26/'Lives scenario - input'!$F11),\"\")","v":48.049365642816142},{"$f":"IFERROR(IF(OR(V26=\"\",'Lives scenario - input'!$F11=\"\"),\"\",V26/'Lives scenario - input'!$F11),\"\")","v":54.434027008950338},{"$f":"IFERROR(IF(OR(W26=\"\",'Lives scenario - input'!$F11=\"\"),\"\",W26/'Lives scenario - input'!$F11),\"\")","v":61.209799291056825}]
[{"$f":"IFERROR('Lives scenario - input'!A12,\"\")","v":1},{"$f":"IFERROR('Lives scenario - input'!B12,\"\")","v":"OVERHEAD CONDUCTORS"},{"$f":"IFERROR('Lives scenario - input'!C12,\"\")","v":"> 66 kv & < = 132 kv"},{"$f":"IFERROR(repcalc('Lives scenario - input'!$CX12:$GJ12,'Lives scenario - input'!$I12,'Lives scenario - input'!$G12,'Lives scenario - input'!$H12,20,TRUE,TRUE),\"\")","v":195.34502295843686},247.31906904522032,310.51594131670294,386.69373757596452,477.74307495088499,585.67020958781904,712.57442977645678,860.61925789458019,1031.9969801740458,1228.8860433992861,1453.4009604411049,1707.534606322278,1993.0932175121329,2311.6250720478756,2664.3447446634559,3052.0559787094653,3475.0775249462799,3933.1776401412899,4425.5241353337515,4950.6576909886626,{"$f":"IFERROR(IF(OR(D27=\"\",'Lives scenario - input'!$F12=\"\"),\"\",D27/'Lives scenario - input'!$F12),\"\")","v":0.47267815430421595},{"$f":"IFERROR(IF(OR(E27=\"\",'Lives scenario - input'!$F12=\"\"),\"\",E27/'Lives scenario - input'!$F12),\"\")","v":0.59844023313255712},{"$f":"IFERROR(IF(OR(F27=\"\",'Lives scenario - input'!$F12=\"\"),\"\",F27/'Lives scenario - input'!$F12),\"\")","v":0.75135828802172344},{"$f":"IFERROR(IF(OR(G27=\"\",'Lives scenario - input'!$F12=\"\"),\"\",G27/'Lives scenario - input'!$F12),\"\")","v":0.93568640444602369},{"$f":"IFERROR(IF(OR(H27=\"\",'Lives scenario - input'!$F12=\"\"),\"\",H27/'Lives scenario - input'!$F12),\"\")","v":1.1559993261126082},{"$f":"IFERROR(IF(OR(I27=\"\",'Lives scenario - input'!$F12=\"\"),\"\",I27/'Lives scenario - input'!$F12),\"\")","v":1.4171516095285155},{"$f":"IFERROR(IF(OR(J27=\"\",'Lives scenario - input'!$F12=\"\"),\"\",J27/'Lives scenario - input'!$F12),\"\")","v":1.7242229219363263},{"$f":"IFERROR(IF(OR(K27=\"\",'Lives scenario - input'!$F12=\"\"),\"\",K27/'Lives scenario - input'!$F12),\"\")","v":2.0824483583942004},{"$f":"IFERROR(IF(OR(L27=\"\",'Lives scenario - input'!$F12=\"\"),\"\",L27/'Lives scenario - input'!$F12),\"\")","v":2.4971326141233767},{"$f":"IFERROR(IF(OR(M27=\"\",'Lives scenario - input'!$F12=\"\"),\"\",M27/'Lives scenario - input'!$F12),\"\")","v":2.9735468969064809},{"$f":"IFERROR(IF(OR(N27=\"\",'Lives scenario - input'!$F12=\"\"),\"\",N27/'Lives scenario - input'!$F12),\"\")","v":3.5168077130454756},{"$f":"IFERROR(IF(OR(O27=\"\",'Lives scenario - input'!$F12=\"\"),\"\",O27/'Lives scenario - input'!$F12),\"\")","v":4.1317372406192217},{"$f":"IFERROR(IF(OR(P27=\"\",'Lives scenario - input'!$F12=\"\"),\"\",P27/'Lives scenario - input'!$F12),\"\")","v":4.8227060466768741},{"$f":"IFERROR(IF(OR(Q27=\"\",'Lives scenario - input'!$F12=\"\"),\"\",Q27/'Lives scenario - input'!$F12),\"\")","v":5.593460513869462},{"$f":"IFERROR(IF(OR(R27=\"\",'Lives scenario - input'!$F12=\"\"),\"\",R27/'Lives scenario - input'!$F12),\"\")","v":6.4469395598863803},{"$f":"IFERROR(IF(OR(S27=\"\",'Lives scenario - input'!$F12=\"\"),\"\",S27/'Lives scenario - input'!$F12),\"\")","v":7.3850880099283867},{"$f":"IFERROR(IF(OR(T27=\"\",'Lives scenario - input'!$F12=\"\"),\"\",T27/'Lives scenario - input'!$F12),\"\")","v":8.4086771481511544},{"$f":"IFERROR(IF(OR(U27=\"\",'Lives scenario - input'!$F12=\"\"),\"\",U27/'Lives scenario - input'!$F12),\"\")","v":9.5171462233166757},{"$f":"IFERROR(IF(OR(V27=\"\",'Lives scenario - input'!$F12=\"\"),\"\",V27/'Lives scenario - input'!$F12),\"\")","v":10.708481580118869},{"$f":"IFERROR(IF(OR(W27=\"\",'Lives scenario - input'!$F12=\"\"),\"\",W27/'Lives scenario - input'!$F12),\"\")","v":11.979152089615223}]
[{"$f":"IFERROR('Lives scenario - input'!A13,\"\")","v":2},{"$f":"IFERROR('Lives scenario - input'!B13,\"\")","v":"POLES"},{"$f":"IFERROR('Lives scenario - input'!C13,\"\")","v":"˂ = 1 kv ; concrete"},{"$f":"IFERROR(repcalc('Lives scenario - input'!$CX13:$GJ13,'Lives scenario - input'!$I13,'Lives scenario - input'!$G13,'Lives scenario - input'!$H13,20,TRUE,TRUE),\"\")","v":38.768229344820519},49.191488595456555,61.706075095301365,76.550343748777621,93.958218911858026,114.15957093441055,137.38524722642259,163.87812744055461,193.91126232463523,227.81360389094516,266.00304321001107,309.02547696110048,357.59749632925696,412.64913737220473,475.36208300667658,547.19791080588891,629.91058470884923,725.53752058568864,836.36430621651584,964.85956259681529,{"$f":"IFERROR(IF(OR(D28=\"\",'Lives scenario - input'!$F13=\"\"),\"\",D28/'Lives scenario - input'!$F13),\"\")","v":0.48307372755620448},{"$f":"IFERROR(IF(OR(E28=\"\",'Lives scenario - input'!$F13=\"\"),\"\",E28/'Lives scenario - input'!$F13),\"\")","v":0.61295334250338929},{"$f":"IFERROR(IF(OR(F28=\"\",'Lives scenario - input'!$F13=\"\"),\"\",F28/'Lives scenario - input'!$F13),\"\")","v":0.76889205963007867},{"$f":"IFERROR(IF(OR(G28=\"\",'Lives scenario - input'!$F13=\"\"),\"\",G28/'Lives scenario - input'!$F13),\"\")","v":0.95385991378456647},{"$f":"IFERROR(IF(OR(H28=\"\",'Lives scenario - input'!$F13=\"\"),\"\",H28/'Lives scenario - input'!$F13),\"\")","v":1.1707717327140996},{"$f":"IFERROR(IF(OR(I28=\"\",'Lives scenario - input'!$F13=\"\"),\"\",I28/'Lives scenario - input'!$F13),\"\")","v":1.4224918289921955},{"$f":"IFERROR(IF(OR(J28=\"\",'Lives scenario - input'!$F13=\"\"),\"\",J28/'Lives scenario - input'!$F13),\"\")","v":1.7118966899055812},{"$f":"IFERROR(IF(OR(K28=\"\",'Lives scenario - input'!$F13=\"\"),\"\",K28/'Lives scenario - input'!$F13),\"\")","v":2.0420127311854133},{"$f":"IFERROR(IF(OR(L28=\"\",'Lives scenario - input'!$F13=\"\"),\"\",L28/'Lives scenario - input'!$F13),\"\")","v":2.4162423172108429},{"$f":"IFERROR(IF(OR(M28=\"\",'Lives scenario - input'!$F13=\"\"),\"\",M28/'Lives scenario - input'!$F13),\"\")","v":2.8386843732473541},{"$f":"IFERROR(IF(OR(N28=\"\",'Lives scenario - input'!$F13=\"\"),\"\",N28/'Lives scenario - input'!$F13),\"\")","v":3.3145460547560912},{"$f":"IFERROR(IF(OR(O28=\"\",'Lives scenario - input'!$F13=\"\"),\"\",O28/'Lives scenario - input'!$F13),\"\")","v":3.8506295383690783},{"$f":"IFERROR(IF(OR(P28=\"\",'Lives scenario - input'!$F13=\"\"),\"\",P28/'Lives scenario - input'!$F13),\"\")","v":4.4558639493196086},{"$f":"IFERROR(IF(OR(Q28=\"\",'Lives scenario - input'!$F13=\"\"),\"\",Q28/'Lives scenario - input'!$F13),\"\")","v":5.1418380548214353},{"$f":"IFERROR(IF(OR(R28=\"\",'Lives scenario - input'!$F13=\"\"),\"\",R28/'Lives scenario - input'!$F13),\"\")","v":5.9232762820929974},{"$f":"IFERROR(IF(OR(S28=\"\",'Lives scenario - input'!$F13=\"\"),\"\",S28/'Lives scenario - input'!$F13),\"\")","v":6.8183907016450824},{"$f":"IFERROR(IF(OR(T28=\"\",'Lives scenario - input'!$F13=\"\"),\"\",T28/'Lives scenario - input'!$F13),\"\")","v":7.8490366809353915},{"$f":"IFERROR(IF(OR(U28=\"\",'Lives scenario - input'!$F13=\"\"),\"\",U28/'Lives scenario - input'!$F13),\"\")","v":9.0406015563370232},{"$f":"IFERROR(IF(OR(V28=\"\",'Lives scenario - input'!$F13=\"\"),\"\",V28/'Lives scenario - input'!$F13),\"\")","v":10.421565024427649},{"$f":"IFERROR(IF(OR(W28=\"\",'Lives scenario - input'!$F13=\"\"),\"\",W28/'Lives scenario - input'!$F13),\"\")","v":12.022687477579211}]
[{"$f":"IFERROR('Lives scenario - input'!A14,\"\")","v":2},{"$f":"IFERROR('Lives scenario - input'!B14,\"\")","v":"POLES"},{"$f":"IFERROR('Lives scenario - input'!C14,\"\")","v":"˂ = 1 kv ; steel"},{"$f":"IFERROR(repcalc('Lives scenario - input'!$CX14:$GJ14,'Lives scenario - input'!$I14,'Lives scenario - input'!$G14,'Lives scenario - input'!$H14,20,TRUE,TRUE),\"\")","v":31.01670623804268},37.236968520975289,44.222742766924185,51.974929091406558,60.485163323320258,69.742558580271194,79.7443217170661,90.510805724455125,102.10541698913532,114.65958687208823,128.40272980074204,143.69673471430497,161.074066635989,181.27799282026507,205.30281161427303,234.43129278318611,270.26590393210438,314.74989506320929,370.17406021771524,439.16511708842421,{"$f":"IFERROR(IF(OR(D29=\"\",'Lives scenario - input'!$F14=\"\"),\"\",D29/'Lives scenario - input'!$F14),\"\")","v":6.1846599480760185},{"$f":"IFERROR(IF(OR(E29=\"\",'Lives scenario - input'!$F14=\"\"),\"\",E29/'Lives scenario - input'!$F14),\"\")","v":7.4249659532506307},{"$f":"IFERROR(IF(OR(F29=\"\",'Lives scenario - input'!$F14=\"\"),\"\",F29/'Lives scenario - input'!$F14),\"\")","v":8.8179132847190385},{"$f":"IFERROR(IF(OR(G29=\"\",'Lives scenario - input'!$F14=\"\"),\"\",G29/'Lives scenario - input'!$F14),\"\")","v":10.363681423446923},{"$f":"IFERROR(IF(OR(H29=\"\",'Lives scenario - input'!$F14=\"\"),\"\",H29/'Lives scenario - input'!$F14),\"\")","v":12.060602572937215},{"$f":"IFERROR(IF(OR(I29=\"\",'Lives scenario - input'!$F14=\"\"),\"\",I29/'Lives scenario - input'!$F14),\"\")","v":13.906505913858382},{"$f":"IFERROR(IF(OR(J29=\"\",'Lives scenario - input'!$F14=\"\"),\"\",J29/'Lives scenario - input'!$F14),\"\")","v":15.900834499477478},{"$f":"IFERROR(IF(OR(K29=\"\",'Lives scenario - input'!$F14=\"\"),\"\",K29/'Lives scenario - input'!$F14),\"\")","v":18.047646669379301},{"$f":"IFERROR(IF(OR(L29=\"\",'Lives scenario - input'!$F14=\"\"),\"\",L29/'Lives scenario - input'!$F14),\"\")","v":20.359585511364603},{"$f":"IFERROR(IF(OR(M29=\"\",'Lives scenario - input'!$F14=\"\"),\"\",M29/'Lives scenario - input'!$F14),\"\")","v":22.862858136786379},{"$f":"IFERROR(IF(OR(N29=\"\",'Lives scenario - input'!$F14=\"\"),\"\",N29/'Lives scenario - input'!$F14),\"\")","v":25.6032092552839},{"$f":"IFERROR(IF(OR(O29=\"\",'Lives scenario - input'!$F14=\"\"),\"\",O29/'Lives scenario - input'!$F14),\"\")","v":28.652798689721525},{"$f":"IFERROR(IF(OR(P29=\"\",'Lives scenario - input'!$F14=\"\"),\"\",P29/'Lives scenario - input'!$F14),\"\")","v":32.117798742133417},{"$f":"IFERROR(IF(OR(Q29=\"\",'Lives scenario - input'!$F14=\"\"),\"\",Q29/'Lives scenario - input'!$F14),\"\")","v":36.146415195047332},{"$f":"IFERROR(IF(OR(R29=\"\",'Lives scenario - input'!$F14=\"\"),\"\",R29/'Lives scenario - input'!$F14),\"\")","v":40.936908854004642},{"$f":"IFERROR(IF(OR(S29=\"\",'Lives scenario - input'!$F14=\"\"),\"\",S29/'Lives scenario - input'!$F14),\"\")","v":46.745061062400822},{"$f":"IFERROR(IF(OR(T29=\"\",'Lives scenario - input'!$F14=\"\"),\"\",T29/'Lives scenario - input'!$F14),\"\")","v":53.890400178253344},{"$f":"IFERROR(IF(OR(U29=\"\",'Lives scenario - input'!$F14=\"\"),\"\",U29/'Lives scenario - input'!$F14),\"\")","v":62.760405786446341},{"$f":"IFERROR(IF(OR(V29=\"\",'Lives scenario - input'!$F14=\"\"),\"\",V29/'Lives scenario - input'!$F14),\"\")","v":73.811856954597673},{"$f":"IFERROR(IF(OR(W29=\"\",'Lives scenario - input'!$F14=\"\"),\"\",W29/'Lives scenario - input'!$F14),\"\")","v":87.568515154505704}]
[{"$f":"IFERROR('Lives scenario - input'!A15,\"\")","v":2},{"$f":"IFERROR('Lives scenario - input'!B15,\"\")","v":"POLES"},{"$f":"IFERROR('Lives scenario - input'!C15,\"\")","v":"˂ = 1 kv ; wood"},{"$f":"IFERROR(repcalc('Lives scenario - input'!$CX15:$GJ15,'Lives scenario - input'!$I15,'Lives scenario - input'!$G15,'Lives scenario - input'!$H15,20,TRUE,TRUE),\"\")","v":5145.6109702967187},5642.1897027537871,6140.1894694117882,6635.9188100784759,7126.5860797419919,7610.442477831135,8086.8440298520873,8556.2274037881107,9020.0023612780424,9480.3711657820622,9940.091574684966,10402.204482125833,10869.749458507556,11345.491244841016,11831.677883749473,12329.847023586228,12840.691605032225,13363.990296227685,13898.602334780404,14442.521420461477,{"$f":"IFERROR(IF(OR(D30=\"\",'Lives scenario - input'!$F15=\"\"),\"\",D30/'Lives scenario - input'!$F15),\"\")","v":1026.023002962901},{"$f":"IFERROR(IF(OR(E30=\"\",'Lives scenario - input'!$F15=\"\"),\"\",E30/'Lives scenario - input'!$F15),\"\")","v":1125.0396610865391},{"$f":"IFERROR(IF(OR(F30=\"\",'Lives scenario - input'!$F15=\"\"),\"\",F30/'Lives scenario - input'!$F15),\"\")","v":1224.3396701643342},{"$f":"IFERROR(IF(OR(G30=\"\",'Lives scenario - input'!$F15=\"\"),\"\",G30/'Lives scenario - input'!$F15),\"\")","v":1323.1869615168564},{"$f":"IFERROR(IF(OR(H30=\"\",'Lives scenario - input'!$F15=\"\"),\"\",H30/'Lives scenario - input'!$F15),\"\")","v":1421.0248875438872},{"$f":"IFERROR(IF(OR(I30=\"\",'Lives scenario - input'!$F15=\"\"),\"\",I30/'Lives scenario - input'!$F15),\"\")","v":1517.5047414302387},{"$f":"IFERROR(IF(OR(J30=\"\",'Lives scenario - input'!$F15=\"\"),\"\",J30/'Lives scenario - input'!$F15),\"\")","v":1612.4981161416849},{"$f":"IFERROR(IF(OR(K30=\"\",'Lives scenario - input'!$F15=\"\"),\"\",K30/'Lives scenario - input'!$F15),\"\")","v":1706.0920822706335},{"$f":"IFERROR(IF(OR(L30=\"\",'Lives scenario - input'!$F15=\"\"),\"\",L30/'Lives scenario - input'!$F15),\"\")","v":1798.5677430482635},{"$f":"IFERROR(IF(OR(M30=\"\",'Lives scenario - input'!$F15=\"\"),\"\",M30/'Lives scenario - input'!$F15),\"\")","v":1890.3642247477762},{"$f":"IFERROR(IF(OR(N30=\"\",'Lives scenario - input'!$F15=\"\"),\"\",N30/'Lives scenario - input'!$F15),\"\")","v":1982.0314178544272},{"$f":"IFERROR(IF(OR(O30=\"\",'Lives scenario - input'!$F15=\"\"),\"\",O30/'Lives scenario - input'!$F15),\"\")","v":2074.1756696716325},{"$f":"IFERROR(IF(OR(P30=\"\",'Lives scenario - input'!$F15=\"\"),\"\",P30/'Lives scenario - input'!$F15),\"\")","v":2167.4030635528557},{"$f":"IFERROR(IF(OR(Q30=\"\",'Lives scenario - input'!$F15=\"\"),\"\",Q30/'Lives scenario - input'!$F15),\"\")","v":2262.2648825023443},{"$f":"IFERROR(IF(OR(R30=\"\",'Lives scenario - input'!$F15=\"\"),\"\",R30/'Lives scenario - input'!$F15),\"\")","v":2359.2093810532192},{"$f":"IFERROR(IF(OR(S30=\"\",'Lives scenario - input'!$F15=\"\"),\"\",S30/'Lives scenario - input'!$F15),\"\")","v":2458.5431627536414},{"$f":"IFERROR(IF(OR(T30=\"\",'Lives scenario - input'!$F15=\"\"),\"\",T30/'Lives scenario - input'!$F15),\"\")","v":2560.4043983830275},{"$f":"IFERROR(IF(OR(U30=\"\",'Lives scenario - input'!$F15=\"\"),\"\",U30/'Lives scenario - input'!$F15),\"\")","v":2664.7489548771537},{"$f":"IFERROR(IF(OR(V30=\"\",'Lives scenario - input'!$F15=\"\"),\"\",V30/'Lives scenario - input'!$F15),\"\")","v":2771.3493668364645},{"$f":"IFERROR(IF(OR(W30=\"\",'Lives scenario - input'!$F15=\"\"),\"\",W30/'Lives scenario - input'!$F15),\"\")","v":2879.8055826057553}]
[{"$f":"IFERROR('Lives scenario - input'!A16,\"\")","v":2},{"$f":"IFERROR('Lives scenario - input'!B16,\"\")","v":"POLES"},{"$f":"IFERROR('Lives scenario - input'!C16,\"\")","v":"˃ 11 kv & < = 22 kv ; concrete"},{"$f":"IFERROR(repcalc('Lives scenario - input'!$CX16:$GJ16,'Lives scenario - input'!$I16,'Lives scenario - input'!$G16,'Lives scenario - input'!$H16,20,TRUE,TRUE),\"\")","v":11.080559381270991},15.285459502988777,21.039466995817044,28.832509990742668,39.261288091889398,53.033504629618562,70.965740980662346,93.973697436817829,123.05417826862219,159.25906348368724,203.6624362282314,257.32280488592437,321.24272590738445,396.32788617198838,483.34674666684202,582.89027763710772,695.3294592244755,820.76663264393449,958.97615011708774,1109.3307432977422,{"$f":"IFERROR(IF(OR(D31=\"\",'Lives scenario - input'!$F16=\"\"),\"\",D31/'Lives scenario - input'!$F16),\"\")","v":1.5264452295897222},{"$f":"IFERROR(IF(OR(E31=\"\",'Lives scenario - input'!$F16=\"\"),\"\",E31/'Lives scenario - input'!$F16),\"\")","v":2.1057074771750166},{"$f":"IFERROR(IF(OR(F31=\"\",'Lives scenario - input'!$F16=\"\"),\"\",F31/'Lives scenario - input'!$F16),\"\")","v":2.8983729903707736},{"$f":"IFERROR(IF(OR(G31=\"\",'Lives scenario - input'!$F16=\"\"),\"\",G31/'Lives scenario - input'!$F16),\"\")","v":3.9719337100306986},{"$f":"IFERROR(IF(OR(H31=\"\",'Lives scenario - input'!$F16=\"\"),\"\",H31/'Lives scenario - input'!$F16),\"\")","v":5.4085902934386034},{"$f":"IFERROR(IF(OR(I31=\"\",'Lives scenario - input'!$F16=\"\"),\"\",I31/'Lives scenario - input'!$F16),\"\")","v":7.3058351446711933},{"$f":"IFERROR(IF(OR(J31=\"\",'Lives scenario - input'!$F16=\"\"),\"\",J31/'Lives scenario - input'!$F16),\"\")","v":9.776159583362702},{"$f":"IFERROR(IF(OR(K31=\"\",'Lives scenario - input'!$F16=\"\"),\"\",K31/'Lives scenario - input'!$F16),\"\")","v":12.945709437900652},{"$f":"IFERROR(IF(OR(L31=\"\",'Lives scenario - input'!$F16=\"\"),\"\",L31/'Lives scenario - input'!$F16),\"\")","v":16.95180332833305},{"$f":"IFERROR(IF(OR(M31=\"\",'Lives scenario - input'!$F16=\"\"),\"\",M31/'Lives scenario - input'!$F16),\"\")","v":21.939347045466253},{"$f":"IFERROR(IF(OR(N31=\"\",'Lives scenario - input'!$F16=\"\"),\"\",N31/'Lives scenario - input'!$F16),\"\")","v":28.056305059171617},{"$f":"IFERROR(IF(OR(O31=\"\",'Lives scenario - input'!$F16=\"\"),\"\",O31/'Lives scenario - input'!$F16),\"\")","v":35.448496277785516},{"$f":"IFERROR(IF(OR(P31=\"\",'Lives scenario - input'!$F16=\"\"),\"\",P31/'Lives scenario - input'!$F16),\"\")","v":44.254031735127001},{"$f":"IFERROR(IF(OR(Q31=\"\",'Lives scenario - input'!$F16=\"\"),\"\",Q31/'Lives scenario - input'!$F16),\"\")","v":54.597677823302895},{"$f":"IFERROR(IF(OR(R31=\"\",'Lives scenario - input'!$F16=\"\"),\"\",R31/'Lives scenario - input'!$F16),\"\")","v":66.585296851925136},{"$f":"IFERROR(IF(OR(S31=\"\",'Lives scenario - input'!$F16=\"\"),\"\",S31/'Lives scenario - input'!$F16),\"\")","v":80.29830020831794},{"$f":"IFERROR(IF(OR(T31=\"\",'Lives scenario - input'!$F16=\"\"),\"\",T31/'Lives scenario - input'!$F16),\"\")","v":95.787793693918758},{"$f":"IFERROR(IF(OR(U31=\"\",'Lives scenario - input'!$F16=\"\"),\"\",U31/'Lives scenario - input'!$F16),\"\")","v":113.06787571784534},{"$f":"IFERROR(IF(OR(V31=\"\",'Lives scenario - input'!$F16=\"\"),\"\",V31/'Lives scenario - input'!$F16),\"\")","v":132.10746129936251},{"$f":"IFERROR(IF(OR(W31=\"\",'Lives scenario - input'!$F16=\"\"),\"\",W31/'Lives scenario - input'!$F16),\"\")","v":152.82013866612445}]
[{"$f":"IFERROR('Lives scenario - input'!A17,\"\")","v":2},{"$f":"IFERROR('Lives scenario - input'!B17,\"\")","v":"POLES"},{"$f":"IFERROR('Lives scenario - input'!C17,\"\")","v":"˃ 11 kv & < = 22 kv ; steel"},{"$f":"IFERROR(repcalc('Lives scenario - input'!$CX17:$GJ17,'Lives scenario - input'!$I17,'Lives scenario - input'!$G17,'Lives scenario - input'!$H17,20,TRUE,TRUE),\"\")","v":16.188358069215166},14.527072400562364,13.084792223006785,11.870934669047001,10.888916544091494,10.137400540198952,9.6128315189284024,9.3132198003649567,9.2428555869069573,9.4174300299768419,9.8689035262015903,10.649387265698588,11.833269799682066,13.5168175396644,15.814521724679093,18.851595880838612,22.752303823943155,27.624267542440236,33.539577703312979,40.514352889712242,{"$f":"IFERROR(IF(OR(D32=\"\",'Lives scenario - input'!$F17=\"\"),\"\",D32/'Lives scenario - input'!$F17),\"\")","v":2.2300897544406597},{"$f":"IFERROR(IF(OR(E32=\"\",'Lives scenario - input'!$F17=\"\"),\"\",E32/'Lives scenario - input'!$F17),\"\")","v":2.00123293443326},{"$f":"IFERROR(IF(OR(F32=\"\",'Lives scenario - input'!$F17=\"\"),\"\",F32/'Lives scenario - input'!$F17),\"\")","v":1.8025460612341742},{"$f":"IFERROR(IF(OR(G32=\"\",'Lives scenario - input'!$F17=\"\"),\"\",G32/'Lives scenario - input'!$F17),\"\")","v":1.6353264282817783},{"$f":"IFERROR(IF(OR(H32=\"\",'Lives scenario - input'!$F17=\"\"),\"\",H32/'Lives scenario - input'!$F17),\"\")","v":1.5000447307943148},{"$f":"IFERROR(IF(OR(I32=\"\",'Lives scenario - input'!$F17=\"\"),\"\",I32/'Lives scenario - input'!$F17),\"\")","v":1.3965167427541914},{"$f":"IFERROR(IF(OR(J32=\"\",'Lives scenario - input'!$F17=\"\"),\"\",J32/'Lives scenario - input'!$F17),\"\")","v":1.324252712342296},{"$f":"IFERROR(IF(OR(K32=\"\",'Lives scenario - input'!$F17=\"\"),\"\",K32/'Lives scenario - input'!$F17),\"\")","v":1.2829785435215977},{"$f":"IFERROR(IF(OR(L32=\"\",'Lives scenario - input'!$F17=\"\"),\"\",L32/'Lives scenario - input'!$F17),\"\")","v":1.2732852496840734},{"$f":"IFERROR(IF(OR(M32=\"\",'Lives scenario - input'!$F17=\"\"),\"\",M32/'Lives scenario - input'!$F17),\"\")","v":1.2973344259632715},{"$f":"IFERROR(IF(OR(N32=\"\",'Lives scenario - input'!$F17=\"\"),\"\",N32/'Lives scenario - input'!$F17),\"\")","v":1.3595289001667401},{"$f":"IFERROR(IF(OR(O32=\"\",'Lives scenario - input'!$F17=\"\"),\"\",O32/'Lives scenario - input'!$F17),\"\")","v":1.4670474504432951},{"$f":"IFERROR(IF(OR(P32=\"\",'Lives scenario - input'!$F17=\"\"),\"\",P32/'Lives scenario - input'!$F17),\"\")","v":1.6301377588124009},{"$f":"IFERROR(IF(OR(Q32=\"\",'Lives scenario - input'!$F17=\"\"),\"\",Q32/'Lives scenario - input'!$F17),\"\")","v":1.8620613763895324},{"$f":"IFERROR(IF(OR(R32=\"\",'Lives scenario - input'!$F17=\"\"),\"\",R32/'Lives scenario - input'!$F17),\"\")","v":2.1785904857549219},{"$f":"IFERROR(IF(OR(S32=\"\",'Lives scenario - input'!$F17=\"\"),\"\",S32/'Lives scenario - input'!$F17),\"\")","v":2.5969743595344212},{"$f":"IFERROR(IF(OR(T32=\"\",'Lives scenario - input'!$F17=\"\"),\"\",T32/'Lives scenario - input'!$F17),\"\")","v":3.1343314393438426},{"$f":"IFERROR(IF(OR(U32=\"\",'Lives scenario - input'!$F17=\"\"),\"\",U32/'Lives scenario - input'!$F17),\"\")","v":3.805487607632978},{"$f":"IFERROR(IF(OR(V32=\"\",'Lives scenario - input'!$F17=\"\"),\"\",V32/'Lives scenario - input'!$F17),\"\")","v":4.6203739925089824},{"$f":"IFERROR(IF(OR(W32=\"\",'Lives scenario - input'!$F17=\"\"),\"\",W32/'Lives scenario - input'!$F17),\"\")","v":5.5812110716130796}]
[{"$f":"IFERROR('Lives scenario - input'!A18,\"\")","v":2},{"$f":"IFERROR('Lives scenario - input'!B18,\"\")","v":"POLES"},{"$f":"IFERROR('Lives scenario - input'!C18,\"\")","v":"˃ 11 kv & < = 22 kv ; wood"},{"$f":"IFERROR(repcalc('Lives scenario - input'!$CX18:$GJ18,'Lives scenario - input'!$I18,'Lives scenario - input'!$G18,'Lives scenario - input'!$H18,20,TRUE,TRUE),\"\")","v":11162.107764537934},12183.622248804362,13259.596017136084,14393.878367202136,15589.904823126735,16850.283636128712,18176.445457953083,19568.392972121539,21024.572017457136,22541.866867542059,24115.702646952141,25740.220448353983,27408.478456957557,29112.62755480608,30844.013732966789,32593.172209199147,34349.698134547856,36102.00365500195,37836.99740887963,39539.746304449844,{"$f":"IFERROR(IF(OR(D33=\"\",'Lives scenario - input'!$F18=\"\"),\"\",D33/'Lives scenario - input'!$F18),\"\")","v":1587.0859363054531},{"$f":"IFERROR(IF(OR(E33=\"\",'Lives scenario - input'!$F18=\"\"),\"\",E33/'Lives scenario - input'!$F18),\"\")","v":1732.3301236857458},{"$f":"IFERROR(IF(OR(F33=\"\",'Lives scenario - input'!$F18=\"\"),\"\",F33/'Lives scenario - input'!$F18),\"\")","v":1885.3176123908906},{"$f":"IFERROR(IF(OR(G33=\"\",'Lives scenario - input'!$F18=\"\"),\"\",G33/'Lives scenario - input'!$F18),\"\")","v":2046.5957153768325},{"$f":"IFERROR(IF(OR(H33=\"\",'Lives scenario - input'!$F18=\"\"),\"\",H33/'Lives scenario - input'!$F18),\"\")","v":2216.6529131471107},{"$f":"IFERROR(IF(OR(I33=\"\",'Lives scenario - input'!$F18=\"\"),\"\",I33/'Lives scenario - input'!$F18),\"\")","v":2395.8600602853826},{"$f":"IFERROR(IF(OR(J33=\"\",'Lives scenario - input'!$F18=\"\"),\"\",J33/'Lives scenario - input'!$F18),\"\")","v":2584.4205742207009},{"$f":"IFERROR(IF(OR(K33=\"\",'Lives scenario - input'!$F18=\"\"),\"\",K33/'Lives scenario - input'!$F18),\"\")","v":2782.3348365099919},{"$f":"IFERROR(IF(OR(L33=\"\",'Lives scenario - input'!$F18=\"\"),\"\",L33/'Lives scenario - input'!$F18),\"\")","v":2989.381868517436},{"$f":"IFERROR(IF(OR(M33=\"\",'Lives scenario - input'!$F18=\"\"),\"\",M33/'Lives scenario - input'!$F18),\"\")","v":3205.1186602234743},{"$f":"IFERROR(IF(OR(N33=\"\",'Lives scenario - input'!$F18=\"\"),\"\",N33/'Lives scenario - input'!$F18),\"\")","v":3428.8947322921954},{"$f":"IFERROR(IF(OR(O33=\"\",'Lives scenario - input'!$F18=\"\"),\"\",O33/'Lives scenario - input'!$F18),\"\")","v":3659.877035121579},{"$f":"IFERROR(IF(OR(P33=\"\",'Lives scenario - input'!$F18=\"\"),\"\",P33/'Lives scenario - input'!$F18),\"\")","v":3897.0785457534089},{"$f":"IFERROR(IF(OR(Q33=\"\",'Lives scenario - input'!$F18=\"\"),\"\",Q33/'Lives scenario - input'!$F18),\"\")","v":4139.3832361950872},{"$f":"IFERROR(IF(OR(R33=\"\",'Lives scenario - input'!$F18=\"\"),\"\",R33/'Lives scenario - input'!$F18),\"\")","v":4385.5606349120635},{"$f":"IFERROR(IF(OR(S33=\"\",'Lives scenario - input'!$F18=\"\"),\"\",S33/'Lives scenario - input'!$F18),\"\")","v":4634.2649904476211},{"$f":"IFERROR(IF(OR(T33=\"\",'Lives scenario - input'!$F18=\"\"),\"\",T33/'Lives scenario - input'!$F18),\"\")","v":4884.0168878207651},{"$f":"IFERROR(IF(OR(U33=\"\",'Lives scenario - input'!$F18=\"\"),\"\",U33/'Lives scenario - input'!$F18),\"\")","v":5133.1687063024447},{"$f":"IFERROR(IF(OR(V33=\"\",'Lives scenario - input'!$F18=\"\"),\"\",V33/'Lives scenario - input'!$F18),\"\")","v":5379.8590487040137},{"$f":"IFERROR(IF(OR(W33=\"\",'Lives scenario - input'!$F18=\"\"),\"\",W33/'Lives scenario - input'!$F18),\"\")","v":5621.9646511785477}]
[{"$f":"IFERROR('Lives scenario - input'!A19,\"\")","v":2},{"$f":"IFERROR('Lives scenario - input'!B19,\"\")","v":"POLES"},{"$f":"IFERROR('Lives scenario - input'!C19,\"\")","v":"> 1 kv & < = 11 kv ; concrete"},{"$f":"IFERROR(repcalc('Lives scenario - input'!$CX19:$GJ19,'Lives scenario - input'!$I19,'Lives scenario - input'!$G19,'Lives scenario - input'!$H19,20,TRUE,TRUE),\"\")","v":0.82764347928352489},1.0137980224445242,1.2336508811729068,1.492680031836993,1.7977793205891697,2.1578470357113204,2.5845559142342212,3.0933173583744646,3.7044355727763314,4.4444229578337531,5.3474166547152322,6.4565991074338118,7.8254858586321561,9.5189061068985268,11.61347185795149,14.197316806074518,17.368893517191665,21.234653130282293,25.905499288398602,31.492007162066464,{"$f":"IFERROR(IF(OR(D34=\"\",'Lives scenario - input'!$F19=\"\"),\"\",D34/'Lives scenario - input'!$F19),\"\")","v":0.11767860998609266},{"$f":"IFERROR(IF(OR(E34=\"\",'Lives scenario - input'!$F19=\"\"),\"\",E34/'Lives scenario - input'!$F19),\"\")","v":0.14414702111976876},{"$f":"IFERROR(IF(OR(F34=\"\",'Lives scenario - input'!$F19=\"\"),\"\",F34/'Lives scenario - input'!$F19),\"\")","v":0.17540683221502651},{"$f":"IFERROR(IF(OR(G34=\"\",'Lives scenario - input'!$F19=\"\"),\"\",G34/'Lives scenario - input'!$F19),\"\")","v":0.21223693014851799},{"$f":"IFERROR(IF(OR(H34=\"\",'Lives scenario - input'!$F19=\"\"),\"\",H34/'Lives scenario - input'!$F19),\"\")","v":0.25561751745065292},{"$f":"IFERROR(IF(OR(I34=\"\",'Lives scenario - input'!$F19=\"\"),\"\",I34/'Lives scenario - input'!$F19),\"\")","v":0.30681379855121077},{"$f":"IFERROR(IF(OR(J34=\"\",'Lives scenario - input'!$F19=\"\"),\"\",J34/'Lives scenario - input'!$F19),\"\")","v":0.36748546328391568},{"$f":"IFERROR(IF(OR(K34=\"\",'Lives scenario - input'!$F19=\"\"),\"\",K34/'Lives scenario - input'!$F19),\"\")","v":0.43982378414251727},{"$f":"IFERROR(IF(OR(L34=\"\",'Lives scenario - input'!$F19=\"\"),\"\",L34/'Lives scenario - input'!$F19),\"\")","v":0.52671571745449175},{"$f":"IFERROR(IF(OR(M34=\"\",'Lives scenario - input'!$F19=\"\"),\"\",M34/'Lives scenario - input'!$F19),\"\")","v":0.63193093277423906},{"$f":"IFERROR(IF(OR(N34=\"\",'Lives scenario - input'!$F19=\"\"),\"\",N34/'Lives scenario - input'!$F19),\"\")","v":0.76032322454606027},{"$f":"IFERROR(IF(OR(O34=\"\",'Lives scenario - input'!$F19=\"\"),\"\",O34/'Lives scenario - input'!$F19),\"\")","v":0.91803249493127748},{"$f":"IFERROR(IF(OR(P34=\"\",'Lives scenario - input'!$F19=\"\"),\"\",P34/'Lives scenario - input'!$F19),\"\")","v":1.1126678592415851},{"$f":"IFERROR(IF(OR(Q34=\"\",'Lives scenario - input'!$F19=\"\"),\"\",Q34/'Lives scenario - input'!$F19),\"\")","v":1.3534470666254248},{"$f":"IFERROR(IF(OR(R34=\"\",'Lives scenario - input'!$F19=\"\"),\"\",R34/'Lives scenario - input'!$F19),\"\")","v":1.6512632063982733},{"$f":"IFERROR(IF(OR(S34=\"\",'Lives scenario - input'!$F19=\"\"),\"\",S34/'Lives scenario - input'!$F19),\"\")","v":2.0186475808609674},{"$f":"IFERROR(IF(OR(T34=\"\",'Lives scenario - input'!$F19=\"\"),\"\",T34/'Lives scenario - input'!$F19),\"\")","v":2.4695986825981846},{"$f":"IFERROR(IF(OR(U34=\"\",'Lives scenario - input'!$F19=\"\"),\"\",U34/'Lives scenario - input'!$F19),\"\")","v":3.0192522824823929},{"$f":"IFERROR(IF(OR(V34=\"\",'Lives scenario - input'!$F19=\"\"),\"\",V34/'Lives scenario - input'!$F19),\"\")","v":3.683377231333361},{"$f":"IFERROR(IF(OR(W34=\"\",'Lives scenario - input'!$F19=\"\"),\"\",W34/'Lives scenario - input'!$F19),\"\")","v":4.4776956760563298}]
[{"$f":"IFERROR('Lives scenario - input'!A20,\"\")","v":2},{"$f":"IFERROR('Lives scenario - input'!B20,\"\")","v":"POLES"},{"$f":"IFERROR('Lives scenario - input'!C20,\"\")","v":"> 1 kv & < = 11 kv ; steel"},{"$f":"IFERROR(repcalc('Lives scenario - input'!$CX20:$GJ20,'Lives scenario - input'!$I20,'Lives scenario - input'!$G20,'Lives scenario - input'!$H20,20,TRUE,TRUE),\"\")","v":3.980570663096906},5.0352915773961229,6.2933162553649131,7.7725089503901819,9.4869432420537265,11.445588044680475,13.651111410345653,16.09892759268763,18.776614380120026,21.663815891546786,24.732719833205408,27.949158331665455,31.274330469051055,34.667086942996733,38.086658669677185,41.495658224016481,44.863142262602949,48.167499991322082,51.398930964185865,54.561296220701131,{"$f":"IFERROR(IF(OR(D35=\"\",'Lives scenario - input'!$F20=\"\"),\"\",D35/'Lives scenario - input'!$F20),\"\")","v":0.56597802593717306},{"$f":"IFERROR(IF(OR(E35=\"\",'Lives scenario - input'!$F20=\"\"),\"\",E35/'Lives scenario - input'!$F20),\"\")","v":0.71594367446187268},{"$f":"IFERROR(IF(OR(F35=\"\",'Lives scenario - input'!$F20=\"\"),\"\",F35/'Lives scenario - input'!$F20),\"\")","v":0.89481609856376576},{"$f":"IFERROR(IF(OR(G35=\"\",'Lives scenario - input'!$F20=\"\"),\"\",G35/'Lives scenario - input'!$F20),\"\")","v":1.1051353297414759},{"$f":"IFERROR(IF(OR(H35=\"\",'Lives scenario - input'!$F20=\"\"),\"\",H35/'Lives scenario - input'!$F20),\"\")","v":1.3489024219804073},{"$f":"IFERROR(IF(OR(I35=\"\",'Lives scenario - input'!$F20=\"\"),\"\",I35/'Lives scenario - input'!$F20),\"\")","v":1.6273926216846712},{"$f":"IFERROR(IF(OR(J35=\"\",'Lives scenario - input'!$F20=\"\"),\"\",J35/'Lives scenario - input'!$F20),\"\")","v":1.9409852862314978},{"$f":"IFERROR(IF(OR(K35=\"\",'Lives scenario - input'!$F20=\"\"),\"\",K35/'Lives scenario - input'!$F20),\"\")","v":2.2890283905991322},{"$f":"IFERROR(IF(OR(L35=\"\",'Lives scenario - input'!$F20=\"\"),\"\",L35/'Lives scenario - input'!$F20),\"\")","v":2.6697556808037888},{"$f":"IFERROR(IF(OR(M35=\"\",'Lives scenario - input'!$F20=\"\"),\"\",M35/'Lives scenario - input'!$F20),\"\")","v":3.0802728528940855},{"$f":"IFERROR(IF(OR(N35=\"\",'Lives scenario - input'!$F20=\"\"),\"\",N35/'Lives scenario - input'!$F20),\"\")","v":3.516625411785582},{"$f":"IFERROR(IF(OR(O35=\"\",'Lives scenario - input'!$F20=\"\"),\"\",O35/'Lives scenario - input'!$F20),\"\")","v":3.9739551933627881},{"$f":"IFERROR(IF(OR(P35=\"\",'Lives scenario - input'!$F20=\"\"),\"\",P35/'Lives scenario - input'!$F20),\"\")","v":4.4467452834034473},{"$f":"IFERROR(IF(OR(Q35=\"\",'Lives scenario - input'!$F20=\"\"),\"\",Q35/'Lives scenario - input'!$F20),\"\")","v":4.9291448622908103},{"$f":"IFERROR(IF(OR(R35=\"\",'Lives scenario - input'!$F20=\"\"),\"\",R35/'Lives scenario - input'!$F20),\"\")","v":5.4153571718372557},{"$f":"IFERROR(IF(OR(S35=\"\",'Lives scenario - input'!$F20=\"\"),\"\",S35/'Lives scenario - input'!$F20),\"\")","v":5.9000662755024473},{"$f":"IFERROR(IF(OR(T35=\"\",'Lives scenario - input'!$F20=\"\"),\"\",T35/'Lives scenario - input'!$F20),\"\")","v":6.3788724894464774},{"$f":"IFERROR(IF(OR(U35=\"\",'Lives scenario - input'!$F20=\"\"),\"\",U35/'Lives scenario - input'!$F20),\"\")","v":6.8487030797256301},{"$f":"IFERROR(IF(OR(V35=\"\",'Lives scenario - input'!$F20=\"\"),\"\",V35/'Lives scenario - input'!$F20),\"\")","v":7.3081645684838206},{"$f":"IFERROR(IF(OR(W35=\"\",'Lives scenario - input'!$F20=\"\"),\"\",W35/'Lives scenario - input'!$F20),\"\")","v":7.7578059381919307}]
[{"$f":"IFERROR('Lives scenario - input'!A21,\"\")","v":2},{"$f":"IFERROR('Lives scenario - input'!B21,\"\")","v":"POLES"},{"$f":"IFERROR('Lives scenario - input'!C21,\"\")","v":"> 1 kv & < = 11 kv ; wood"},{"$f":"IFERROR(repcalc('Lives scenario - input'!$CX21:$GJ21,'Lives scenario - input'!$I21,'Lives scenario - input'!$G21,'Lives scenario - input'!$H21,20,TRUE,TRUE),\"\")","v":10880.729726274883},11813.630614220838,12728.146060623832,13615.780565961973,14469.888633116556,15285.892115581753,16061.359476426791,16795.952202846467,17491.254925585046,18150.513996810743,18778.313576940713,19380.218523864343,19962.41007442816,20531.334498460754,21093.377952654864,21654.574089363192,22220.345807436453,22795.279676048442,23382.931277287906,23985.66168398489,{"$f":"IFERROR(IF(OR(D36=\"\",'Lives scenario - input'!$F21=\"\"),\"\",D36/'Lives scenario - input'!$F21),\"\")","v":1547.0781584974602},{"$f":"IFERROR(IF(OR(E36=\"\",'Lives scenario - input'!$F21=\"\"),\"\",E36/'Lives scenario - input'!$F21),\"\")","v":1679.7228086351115},{"$f":"IFERROR(IF(OR(F36=\"\",'Lives scenario - input'!$F21=\"\"),\"\",F36/'Lives scenario - input'!$F21),\"\")","v":1809.7533220594171},{"$f":"IFERROR(IF(OR(G36=\"\",'Lives scenario - input'!$F21=\"\"),\"\",G36/'Lives scenario - input'!$F21),\"\")","v":1935.9617649197542},{"$f":"IFERROR(IF(OR(H36=\"\",'Lives scenario - input'!$F21=\"\"),\"\",H36/'Lives scenario - input'!$F21),\"\")","v":2057.4032462296404},{"$f":"IFERROR(IF(OR(I36=\"\",'Lives scenario - input'!$F21=\"\"),\"\",I36/'Lives scenario - input'!$F21),\"\")","v":2173.4268215539378},{"$f":"IFERROR(IF(OR(J36=\"\",'Lives scenario - input'!$F21=\"\"),\"\",J36/'Lives scenario - input'!$F21),\"\")","v":2283.6867624560591},{"$f":"IFERROR(IF(OR(K36=\"\",'Lives scenario - input'!$F21=\"\"),\"\",K36/'Lives scenario - input'!$F21),\"\")","v":2388.1349374429465},{"$f":"IFERROR(IF(OR(L36=\"\",'Lives scenario - input'!$F21=\"\"),\"\",L36/'Lives scenario - input'!$F21),\"\")","v":2486.9966574703349},{"$f":"IFERROR(IF(OR(M36=\"\",'Lives scenario - input'!$F21=\"\"),\"\",M36/'Lives scenario - input'!$F21),\"\")","v":2580.7335055993412},{"$f":"IFERROR(IF(OR(N36=\"\",'Lives scenario - input'!$F21=\"\"),\"\",N36/'Lives scenario - input'!$F21),\"\")","v":2669.9972813539725},{"$f":"IFERROR(IF(OR(O36=\"\",'Lives scenario - input'!$F21=\"\"),\"\",O36/'Lives scenario - input'!$F21),\"\")","v":2755.5792248727485},{"$f":"IFERROR(IF(OR(P36=\"\",'Lives scenario - input'!$F21=\"\"),\"\",P36/'Lives scenario - input'!$F21),\"\")","v":2838.3582162269813},{"$f":"IFERROR(IF(OR(Q36=\"\",'Lives scenario - input'!$F21=\"\"),\"\",Q36/'Lives scenario - input'!$F21),\"\")","v":2919.2508192415685},{"$f":"IFERROR(IF(OR(R36=\"\",'Lives scenario - input'!$F21=\"\"),\"\",R36/'Lives scenario - input'!$F21),\"\")","v":2999.1650505463349},{"$f":"IFERROR(IF(OR(S36=\"\",'Lives scenario - input'!$F21=\"\"),\"\",S36/'Lives scenario - input'!$F21),\"\")","v":3078.9588058896034},{"$f":"IFERROR(IF(OR(T36=\"\",'Lives scenario - input'!$F21=\"\"),\"\",T36/'Lives scenario - input'!$F21),\"\")","v":3159.403140943075},{"$f":"IFERROR(IF(OR(U36=\"\",'Lives scenario - input'!$F21=\"\"),\"\",U36/'Lives scenario - input'!$F21),\"\")","v":3241.1501977201733},{"$f":"IFERROR(IF(OR(V36=\"\",'Lives scenario - input'!$F21=\"\"),\"\",V36/'Lives scenario - input'!$F21),\"\")","v":3324.7055271838058},{"$f":"IFERROR(IF(OR(W36=\"\",'Lives scenario - input'!$F21=\"\"),\"\",W36/'Lives scenario - input'!$F21),\"\")","v":3410.4048388220185}]
[{"$f":"IFERROR('Lives scenario - input'!A22,\"\")","v":2},{"$f":"IFERROR('Lives scenario - input'!B22,\"\")","v":"POLES"},{"$f":"IFERROR('Lives scenario - input'!C22,\"\")","v":"> 22 kv & < = 66 kv ; concrete"},{"$f":"IFERROR(repcalc('Lives scenario - input'!$CX22:$GJ22,'Lives scenario - input'!$I22,'Lives scenario - input'!$G22,'Lives scenario - input'!$H22,20,TRUE,TRUE),\"\")","v":3.542234014237863},4.5866013807091432,5.9393329759640237,7.7041329659933666,10.025032223661769,13.101593669227798,17.20846848182352,22.71978910933607,30.138587894050559,40.130953371959933,53.563957221721729,71.545501629217156,95.463179182060173,127.01807631301796,168.24830567564373,221.53608998059053,289.59164709489727,375.40717159440209,482.17508913611931,613.16664357934576,{"$f":"IFERROR(IF(OR(D37=\"\",'Lives scenario - input'!$F22=\"\"),\"\",D37/'Lives scenario - input'!$F22),\"\")","v":0.2325115966423586},{"$f":"IFERROR(IF(OR(E37=\"\",'Lives scenario - input'!$F22=\"\"),\"\",E37/'Lives scenario - input'!$F22),\"\")","v":0.30106368068970762},{"$f":"IFERROR(IF(OR(F37=\"\",'Lives scenario - input'!$F22=\"\"),\"\",F37/'Lives scenario - input'!$F22),\"\")","v":0.38985673664734727},{"$f":"IFERROR(IF(OR(G37=\"\",'Lives scenario - input'!$F22=\"\"),\"\",G37/'Lives scenario - input'!$F22),\"\")","v":0.50569788711533181},{"$f":"IFERROR(IF(OR(H37=\"\",'Lives scenario - input'!$F22=\"\"),\"\",H37/'Lives scenario - input'!$F22),\"\")","v":0.65804129240066889},{"$f":"IFERROR(IF(OR(I37=\"\",'Lives scenario - input'!$F22=\"\"),\"\",I37/'Lives scenario - input'!$F22),\"\")","v":0.85998622630441879},{"$f":"IFERROR(IF(OR(J37=\"\",'Lives scenario - input'!$F22=\"\"),\"\",J37/'Lives scenario - input'!$F22),\"\")","v":1.1295607422874829},{"$f":"IFERROR(IF(OR(K37=\"\",'Lives scenario - input'!$F22=\"\"),\"\",K37/'Lives scenario - input'!$F22),\"\")","v":1.4913228262040705},{"$f":"IFERROR(IF(OR(L37=\"\",'Lives scenario - input'!$F22=\"\"),\"\",L37/'Lives scenario - input'!$F22),\"\")","v":1.9782914295399776},{"$f":"IFERROR(IF(OR(M37=\"\",'Lives scenario - input'!$F22=\"\"),\"\",M37/'Lives scenario - input'!$F22),\"\")","v":2.6341884826889568},{"$f":"IFERROR(IF(OR(N37=\"\",'Lives scenario - input'!$F22=\"\"),\"\",N37/'Lives scenario - input'!$F22),\"\")","v":3.5159284129863262},{"$f":"IFERROR(IF(OR(O37=\"\",'Lives scenario - input'!$F22=\"\"),\"\",O37/'Lives scenario - input'!$F22),\"\")","v":4.6962337184735441},{"$f":"IFERROR(IF(OR(P37=\"\",'Lives scenario - input'!$F22=\"\"),\"\",P37/'Lives scenario - input'!$F22),\"\")","v":6.2661857243082428},{"$f":"IFERROR(IF(OR(Q37=\"\",'Lives scenario - input'!$F22=\"\"),\"\",Q37/'Lives scenario - input'!$F22),\"\")","v":8.3374434346441753},{"$f":"IFERROR(IF(OR(R37=\"\",'Lives scenario - input'!$F22=\"\"),\"\",R37/'Lives scenario - input'!$F22),\"\")","v":11.043788193489076},{"$f":"IFERROR(IF(OR(S37=\"\",'Lives scenario - input'!$F22=\"\"),\"\",S37/'Lives scenario - input'!$F22),\"\")","v":14.541588666432308},{"$f":"IFERROR(IF(OR(T37=\"\",'Lives scenario - input'!$F22=\"\"),\"\",T37/'Lives scenario - input'!$F22),\"\")","v":19.008743061492023},{"$f":"IFERROR(IF(OR(U37=\"\",'Lives scenario - input'!$F22=\"\"),\"\",U37/'Lives scenario - input'!$F22),\"\")","v":24.641658486582692},{"$f":"IFERROR(IF(OR(V37=\"\",'Lives scenario - input'!$F22=\"\"),\"\",V37/'Lives scenario - input'!$F22),\"\")","v":31.649885181381002},{"$f":"IFERROR(IF(OR(W37=\"\",'Lives scenario - input'!$F22=\"\"),\"\",W37/'Lives scenario - input'!$F22),\"\")","v":40.248146998030649}]
[{"$f":"IFERROR('Lives scenario - input'!A23,\"\")","v":2},{"$f":"IFERROR('Lives scenario - input'!B23,\"\")","v":"POLES"},{"$f":"IFERROR('Lives scenario - input'!C23,\"\")","v":"> 22 kv & < = 66 kv ; steel"},{"$f":"IFERROR(repcalc('Lives scenario - input'!$CX23:$GJ23,'Lives scenario - input'!$I23,'Lives scenario - input'!$G23,'Lives scenario - input'!$H23,20,TRUE,TRUE),\"\")","v":593.96187234363754},656.78364271307987,716.8680890146145,772.33663336638995,821.3511845449658,862.2205180332777,893.50363563284418,914.10108211191312,923.3258776663198,920.9474005494144,907.2040565880684,882.78360839523373,848.773229336746,806.5842903132982,757.85921041117729,704.36912623711498,647.91151272668674,590.21622469151316,532.86687114622237,477.24224435243167,{"$f":"IFERROR(IF(OR(D38=\"\",'Lives scenario - input'!$F23=\"\"),\"\",D38/'Lives scenario - input'!$F23),\"\")","v":38.987549305947759},{"$f":"IFERROR(IF(OR(E38=\"\",'Lives scenario - input'!$F23=\"\"),\"\",E38/'Lives scenario - input'!$F23),\"\")","v":43.111158890686447},{"$f":"IFERROR(IF(OR(F38=\"\",'Lives scenario - input'!$F23=\"\"),\"\",F38/'Lives scenario - input'!$F23),\"\")","v":47.055091021310432},{"$f":"IFERROR(IF(OR(G38=\"\",'Lives scenario - input'!$F23=\"\"),\"\",G38/'Lives scenario - input'!$F23),\"\")","v":50.696036187219711},{"$f":"IFERROR(IF(OR(H38=\"\",'Lives scenario - input'!$F23=\"\"),\"\",H38/'Lives scenario - input'!$F23),\"\")","v":53.913342414711096},{"$f":"IFERROR(IF(OR(I38=\"\",'Lives scenario - input'!$F23=\"\"),\"\",I38/'Lives scenario - input'!$F23),\"\")","v":56.595998033984451},{"$f":"IFERROR(IF(OR(J38=\"\",'Lives scenario - input'!$F23=\"\"),\"\",J38/'Lives scenario - input'!$F23),\"\")","v":58.64941618529506},{"$f":"IFERROR(IF(OR(K38=\"\",'Lives scenario - input'!$F23=\"\"),\"\",K38/'Lives scenario - input'!$F23),\"\")","v":60.001428827134667},{"$f":"IFERROR(IF(OR(L38=\"\",'Lives scenario - input'!$F23=\"\"),\"\",L38/'Lives scenario - input'!$F23),\"\")","v":60.606942730065192},{"$f":"IFERROR(IF(OR(M38=\"\",'Lives scenario - input'!$F23=\"\"),\"\",M38/'Lives scenario - input'!$F23),\"\")","v":60.450819924568393},{"$f":"IFERROR(IF(OR(N38=\"\",'Lives scenario - input'!$F23=\"\"),\"\",N38/'Lives scenario - input'!$F23),\"\")","v":59.548709325772961},{"$f":"IFERROR(IF(OR(O38=\"\",'Lives scenario - input'!$F23=\"\"),\"\",O38/'Lives scenario - input'!$F23),\"\")","v":57.945755546543424},{"$f":"IFERROR(IF(OR(P38=\"\",'Lives scenario - input'!$F23=\"\"),\"\",P38/'Lives scenario - input'!$F23),\"\")","v":55.71332044894239},{"$f":"IFERROR(IF(OR(Q38=\"\",'Lives scenario - input'!$F23=\"\"),\"\",Q38/'Lives scenario - input'!$F23),\"\")","v":52.944046162274596},{"$f":"IFERROR(IF(OR(R38=\"\",'Lives scenario - input'!$F23=\"\"),\"\",R38/'Lives scenario - input'!$F23),\"\")","v":49.745740776737783},{"$f":"IFERROR(IF(OR(S38=\"\",'Lives scenario - input'!$F23=\"\"),\"\",S38/'Lives scenario - input'!$F23),\"\")","v":46.234661377168159},{"$f":"IFERROR(IF(OR(T38=\"\",'Lives scenario - input'!$F23=\"\"),\"\",T38/'Lives scenario - input'!$F23),\"\")","v":42.528793891518355},{"$f":"IFERROR(IF(OR(U38=\"\",'Lives scenario - input'!$F23=\"\"),\"\",U38/'Lives scenario - input'!$F23),\"\")","v":38.741685675099383},{"$f":"IFERROR(IF(OR(V38=\"\",'Lives scenario - input'!$F23=\"\"),\"\",V38/'Lives scenario - input'!$F23),\"\")","v":34.977284535698189},{"$f":"IFERROR(IF(OR(W38=\"\",'Lives scenario - input'!$F23=\"\"),\"\",W38/'Lives scenario - input'!$F23),\"\")","v":31.326094146674073}]
[{"$f":"IFERROR('Lives scenario - input'!A24,\"\")","v":2},{"$f":"IFERROR('Lives scenario - input'!B24,\"\")","v":"POLES"},{"$f":"IFERROR('Lives scenario - input'!C24,\"\")","v":"> 22 kv & < = 66 kv ; wood"},{"$f":"IFERROR(repcalc('Lives scenario - input'!$CX24:$GJ24,'Lives scenario - input'!$I24,'Lives scenario - input'!$G24,'Lives scenario - input'!$H24,20,TRUE,TRUE),\"\")","v":5074.7727533654088},5622.0585588212462,6191.431707381882,6780.5857301415554,7386.9303099056106,8007.4638795577039,8638.6309348885425,9276.1875419269527,9915.1014576089092,10549.512612688324,11172.775131854531,11777.59387111316,12356.257500376239,12900.957800981419,13404.172742820963,13859.080782318875,14259.967216368286,14602.581439524462,14884.407066496557,15104.81487569419,{"$f":"IFERROR(IF(OR(D39=\"\",'Lives scenario - input'!$F24=\"\"),\"\",D39/'Lives scenario - input'!$F24),\"\")","v":333.10716083110134},{"$f":"IFERROR(IF(OR(E39=\"\",'Lives scenario - input'!$F24=\"\"),\"\",E39/'Lives scenario - input'!$F24),\"\")","v":369.03090159321886},{"$f":"IFERROR(IF(OR(F39=\"\",'Lives scenario - input'!$F24=\"\"),\"\",F39/'Lives scenario - input'!$F24),\"\")","v":406.40445154079453},{"$f":"IFERROR(IF(OR(G39=\"\",'Lives scenario - input'!$F24=\"\"),\"\",G39/'Lives scenario - input'!$F24),\"\")","v":445.0764144742185},{"$f":"IFERROR(IF(OR(H39=\"\",'Lives scenario - input'!$F24=\"\"),\"\",H39/'Lives scenario - input'!$F24),\"\")","v":484.87676244380731},{"$f":"IFERROR(IF(OR(I39=\"\",'Lives scenario - input'!$F24=\"\"),\"\",I39/'Lives scenario - input'!$F24),\"\")","v":525.60847312979195},{"$f":"IFERROR(IF(OR(J39=\"\",'Lives scenario - input'!$F24=\"\"),\"\",J39/'Lives scenario - input'!$F24),\"\")","v":567.03816388233929},{"$f":"IFERROR(IF(OR(K39=\"\",'Lives scenario - input'!$F24=\"\"),\"\",K39/'Lives scenario - input'!$F24),\"\")","v":608.88726364721754},{"$f":"IFERROR(IF(OR(L39=\"\",'Lives scenario - input'!$F24=\"\"),\"\",L39/'Lives scenario - input'!$F24),\"\")","v":650.82545690467111},{"$f":"IFERROR(IF(OR(M39=\"\",'Lives scenario - input'!$F24=\"\"),\"\",M39/'Lives scenario - input'!$F24),\"\")","v":692.4680897748699},{"$f":"IFERROR(IF(OR(N39=\"\",'Lives scenario - input'!$F24=\"\"),\"\",N39/'Lives scenario - input'!$F24),\"\")","v":733.37892821078071},{"$f":"IFERROR(IF(OR(O39=\"\",'Lives scenario - input'!$F24=\"\"),\"\",O39/'Lives scenario - input'!$F24),\"\")","v":773.07912028702322},{"$f":"IFERROR(IF(OR(P39=\"\",'Lives scenario - input'!$F24=\"\"),\"\",P39/'Lives scenario - input'!$F24),\"\")","v":811.06249569870363},{"$f":"IFERROR(IF(OR(Q39=\"\",'Lives scenario - input'!$F24=\"\"),\"\",Q39/'Lives scenario - input'!$F24),\"\")","v":846.81652439252287},{"$f":"IFERROR(IF(OR(R39=\"\",'Lives scenario - input'!$F24=\"\"),\"\",R39/'Lives scenario - input'!$F24),\"\")","v":879.84746167987146},{"$f":"IFERROR(IF(OR(S39=\"\",'Lives scenario - input'!$F24=\"\"),\"\",S39/'Lives scenario - input'!$F24),\"\")","v":909.70754268072028},{"$f":"IFERROR(IF(OR(T39=\"\",'Lives scenario - input'!$F24=\"\"),\"\",T39/'Lives scenario - input'!$F24),\"\")","v":936.02165532218703},{"$f":"IFERROR(IF(OR(U39=\"\",'Lives scenario - input'!$F24=\"\"),\"\",U39/'Lives scenario - input'!$F24),\"\")","v":958.51079063572831},{"$f":"IFERROR(IF(OR(V39=\"\",'Lives scenario - input'!$F24=\"\"),\"\",V39/'Lives scenario - input'!$F24),\"\")","v":977.00977354838449},{"$f":"IFERROR(IF(OR(W39=\"\",'Lives scenario - input'!$F24=\"\"),\"\",W39/'Lives scenario - input'!$F24),\"\")","v":991.47730206936853}]
[{"$f":"IFERROR('Lives scenario - input'!A25,\"\")","v":2},{"$f":"IFERROR('Lives scenario - input'!B25,\"\")","v":"POLES"},{"$f":"IFERROR('Lives scenario - input'!C25,\"\")","v":"> 66 kv & < = 132 kv ; concrete"},{"$f":"IFERROR(repcalc('Lives scenario - input'!$CX25:$GJ25,'Lives scenario - input'!$I25,'Lives scenario - input'!$G25,'Lives scenario - input'!$H25,20,TRUE,TRUE),\"\")","v":5.8884566943390351E-2},9.988977234448855E-2,0.16764354888581767,0.27832477998233252,0.457057984748033,0.74233982867907,1.1923574234419259,1.8938484176865324,2.9742980784642521,4.6184087426126741,7.0898899957365034,10.759672112247243,16.141599232993485,23.936462327203667,35.084829658019871,50.828469465843455,72.779191147814629,102.99263493786165,144.04293047892656,199.09228828383741,{"$f":"IFERROR(IF(OR(D40=\"\",'Lives scenario - input'!$F25=\"\"),\"\",D40/'Lives scenario - input'!$F25),\"\")","v":5.2111972316367619E-4},{"$f":"IFERROR(IF(OR(E40=\"\",'Lives scenario - input'!$F25=\"\"),\"\",E40/'Lives scenario - input'!$F25),\"\")","v":8.8400973655942809E-4},{"$f":"IFERROR(IF(OR(F40=\"\",'Lives scenario - input'!$F25=\"\"),\"\",F40/'Lives scenario - input'!$F25),\"\")","v":1.4836206551292253E-3},{"$f":"IFERROR(IF(OR(G40=\"\",'Lives scenario - input'!$F25=\"\"),\"\",G40/'Lives scenario - input'!$F25),\"\")","v":2.4631332082890463E-3},{"$f":"IFERROR(IF(OR(H40=\"\",'Lives scenario - input'!$F25=\"\"),\"\",H40/'Lives scenario - input'!$F25),\"\")","v":4.0448956805714956E-3},{"$f":"IFERROR(IF(OR(I40=\"\",'Lives scenario - input'!$F25=\"\"),\"\",I40/'Lives scenario - input'!$F25),\"\")","v":6.5695978775985632E-3},{"$f":"IFERROR(IF(OR(J40=\"\",'Lives scenario - input'!$F25=\"\"),\"\",J40/'Lives scenario - input'!$F25),\"\")","v":1.0552187146312314E-2},{"$f":"IFERROR(IF(OR(K40=\"\",'Lives scenario - input'!$F25=\"\"),\"\",K40/'Lives scenario - input'!$F25),\"\")","v":1.6760278870481725E-2},{"$f":"IFERROR(IF(OR(L40=\"\",'Lives scenario - input'!$F25=\"\"),\"\",L40/'Lives scenario - input'!$F25),\"\")","v":2.6322098840357099E-2},{"$f":"IFERROR(IF(OR(M40=\"\",'Lives scenario - input'!$F25=\"\"),\"\",M40/'Lives scenario - input'!$F25),\"\")","v":4.0872235465716875E-2},{"$f":"IFERROR(IF(OR(N40=\"\",'Lives scenario - input'!$F25=\"\"),\"\",N40/'Lives scenario - input'!$F25),\"\")","v":6.2744479642536335E-2},{"$f":"IFERROR(IF(OR(O40=\"\",'Lives scenario - input'!$F25=\"\"),\"\",O40/'Lives scenario - input'!$F25),\"\")","v":9.5221509531634441E-2},{"$f":"IFERROR(IF(OR(P40=\"\",'Lives scenario - input'!$F25=\"\"),\"\",P40/'Lives scenario - input'!$F25),\"\")","v":0.1428507699106169},{"$f":"IFERROR(IF(OR(Q40=\"\",'Lives scenario - input'!$F25=\"\"),\"\",Q40/'Lives scenario - input'!$F25),\"\")","v":0.2118341573856185},{"$f":"IFERROR(IF(OR(R40=\"\",'Lives scenario - input'!$F25=\"\"),\"\",R40/'Lives scenario - input'!$F25),\"\")","v":0.31049556221087771},{"$f":"IFERROR(IF(OR(S40=\"\",'Lives scenario - input'!$F25=\"\"),\"\",S40/'Lives scenario - input'!$F25),\"\")","v":0.4498244499673083},{"$f":"IFERROR(IF(OR(T40=\"\",'Lives scenario - input'!$F25=\"\"),\"\",T40/'Lives scenario - input'!$F25),\"\")","v":0.64408509583651796},{"$f":"IFERROR(IF(OR(U40=\"\",'Lives scenario - input'!$F25=\"\"),\"\",U40/'Lives scenario - input'!$F25),\"\")","v":0.91146961237422364},{"$f":"IFERROR(IF(OR(V40=\"\",'Lives scenario - input'!$F25=\"\"),\"\",V40/'Lives scenario - input'!$F25),\"\")","v":1.2747586668511379},{"$f":"IFERROR(IF(OR(W40=\"\",'Lives scenario - input'!$F25=\"\"),\"\",W40/'Lives scenario - input'!$F25),\"\")","v":1.7619373554065332}]
[{"$f":"IFERROR('Lives scenario - input'!A26,\"\")","v":2},{"$f":"IFERROR('Lives scenario - input'!B26,\"\")","v":"POLES"},{"$f":"IFERROR('Lives scenario - input'!C26,\"\")","v":"> 66 kv & < = 132 kv ; steel"},{"$f":"IFERROR(repcalc('Lives scenario - input'!$CX26:$GJ26,'Lives scenario - input'!$I26,'Lives scenario - input'!$G26,'Lives scenario - input'!$H26,20,TRUE,TRUE),\"\")","v":5.5706352756152757},7.5674422970642485,10.156716790402138,13.46952591894568,17.651754464415589,22.861794357989385,29.267124458561188,37.039898300392359,46.351830774301618,57.368869436025747,70.246331579533035,85.125356241808461,102.13162737905616,121.37733506320417,142.96722301995223,167.00929910450219,193.63035101564736,222.99582348940322,255.33291027121058,290.95495460082361,{"$f":"IFERROR(IF(OR(D41=\"\",'Lives scenario - input'!$F26=\"\"),\"\",D41/'Lives scenario - input'!$F26),\"\")","v":4.9299299686881584E-2},{"$f":"IFERROR(IF(OR(E41=\"\",'Lives scenario - input'!$F26=\"\"),\"\",E41/'Lives scenario - input'!$F26),\"\")","v":6.6970746998859743E-2},{"$f":"IFERROR(IF(OR(F41=\"\",'Lives scenario - input'!$F26=\"\"),\"\",F41/'Lives scenario - input'!$F26),\"\")","v":8.9885443959443687E-2},{"$f":"IFERROR(IF(OR(G41=\"\",'Lives scenario - input'!$F26=\"\"),\"\",G41/'Lives scenario - input'!$F26),\"\")","v":0.11920331561196656},{"$f":"IFERROR(IF(OR(H41=\"\",'Lives scenario - input'!$F26=\"\"),\"\",H41/'Lives scenario - input'!$F26),\"\")","v":0.15621542073482067},{"$f":"IFERROR(IF(OR(I41=\"\",'Lives scenario - input'!$F26=\"\"),\"\",I41/'Lives scenario - input'!$F26),\"\")","v":0.20232350453241485},{"$f":"IFERROR(IF(OR(J41=\"\",'Lives scenario - input'!$F26=\"\"),\"\",J41/'Lives scenario - input'!$F26),\"\")","v":0.25900973017776818},{"$f":"IFERROR(IF(OR(K41=\"\",'Lives scenario - input'!$F26=\"\"),\"\",K41/'Lives scenario - input'!$F26),\"\")","v":0.32779763103068577},{"$f":"IFERROR(IF(OR(L41=\"\",'Lives scenario - input'!$F26=\"\"),\"\",L41/'Lives scenario - input'!$F26),\"\")","v":0.41020685852127081},{"$f":"IFERROR(IF(OR(M41=\"\",'Lives scenario - input'!$F26=\"\"),\"\",M41/'Lives scenario - input'!$F26),\"\")","v":0.50770602401569642},{"$f":"IFERROR(IF(OR(N41=\"\",'Lives scenario - input'!$F26=\"\"),\"\",N41/'Lives scenario - input'!$F26),\"\")","v":0.62166966263303869},{"$f":"IFERROR(IF(OR(O41=\"\",'Lives scenario - input'!$F26=\"\"),\"\",O41/'Lives scenario - input'!$F26),\"\")","v":0.75334683401148628},{"$f":"IFERROR(IF(OR(P41=\"\",'Lives scenario - input'!$F26=\"\"),\"\",P41/'Lives scenario - input'!$F26),\"\")","v":0.90384982260625435},{"$f":"IFERROR(IF(OR(Q41=\"\",'Lives scenario - input'!$F26=\"\"),\"\",Q41/'Lives scenario - input'!$F26),\"\")","v":1.0741714939890821},{"$f":"IFERROR(IF(OR(R41=\"\",'Lives scenario - input'!$F26=\"\"),\"\",R41/'Lives scenario - input'!$F26),\"\")","v":1.2652388146670381},{"$f":"IFERROR(IF(OR(S41=\"\",'Lives scenario - input'!$F26=\"\"),\"\",S41/'Lives scenario - input'!$F26),\"\")","v":1.4780076382113376},{"$f":"IFERROR(IF(OR(T41=\"\",'Lives scenario - input'!$F26=\"\"),\"\",T41/'Lives scenario - input'!$F26),\"\")","v":1.713600017036143},{"$f":"IFERROR(IF(OR(U41=\"\",'Lives scenario - input'!$F26=\"\"),\"\",U41/'Lives scenario - input'!$F26),\"\")","v":1.9734801126273345},{"$f":"IFERROR(IF(OR(V41=\"\",'Lives scenario - input'!$F26=\"\"),\"\",V41/'Lives scenario - input'!$F26),\"\")","v":2.259658556086988},{"$f":"IFERROR(IF(OR(W41=\"\",'Lives scenario - input'!$F26=\"\"),\"\",W41/'Lives scenario - input'!$F26),\"\")","v":2.5749083888219104}]
[{"$f":"IFERROR('Lives scenario - input'!A27,\"\")","v":2},{"$f":"IFERROR('Lives scenario - input'!B27,\"\")","v":"POLES"},{"$f":"IFERROR('Lives scenario - input'!C27,\"\")","v":"> 66 kv & < = 132 kv ; wood"},{"$f":"IFERROR(repcalc('Lives scenario - input'!$CX27:$GJ27,'Lives scenario - input'!$I27,'Lives scenario - input'!$G27,'Lives scenario - input'!$H27,20,TRUE,TRUE),\"\")","v":325.13436505639675},419.87069577303697,537.77376501162689,683.15543870654881,860.74082192901881,1075.5928632548714,1332.9954001353053,1638.2894084175098,1996.6594366402007,2412.8704812620458,2890.9598610516773,3433.8937933939615,4043.2040039300568,4718.6252827021517,5457.7597625292574,6255.7970893206593,7105.3208466638189,7996.2299855495494,8915.7992389178544,9848.8945619776568,{"$f":"IFERROR(IF(OR(D42=\"\",'Lives scenario - input'!$F27=\"\"),\"\",D42/'Lives scenario - input'!$F27),\"\")","v":2.8773911247759574},{"$f":"IFERROR(IF(OR(E42=\"\",'Lives scenario - input'!$F27=\"\"),\"\",E42/'Lives scenario - input'!$F27),\"\")","v":3.7157936638327476},{"$f":"IFERROR(IF(OR(F42=\"\",'Lives scenario - input'!$F27=\"\"),\"\",F42/'Lives scenario - input'!$F27),\"\")","v":4.7592184182481043},{"$f":"IFERROR(IF(OR(G42=\"\",'Lives scenario - input'!$F27=\"\"),\"\",G42/'Lives scenario - input'!$F27),\"\")","v":6.0458247648958423},{"$f":"IFERROR(IF(OR(H42=\"\",'Lives scenario - input'!$F27=\"\"),\"\",H42/'Lives scenario - input'!$F27),\"\")","v":7.6174291859961434},{"$f":"IFERROR(IF(OR(I42=\"\",'Lives scenario - input'!$F27=\"\"),\"\",I42/'Lives scenario - input'!$F27),\"\")","v":9.5188380289025893},{"$f":"IFERROR(IF(OR(J42=\"\",'Lives scenario - input'!$F27=\"\"),\"\",J42/'Lives scenario - input'!$F27),\"\")","v":11.796812474901573},{"$f":"IFERROR(IF(OR(K42=\"\",'Lives scenario - input'!$F27=\"\"),\"\",K42/'Lives scenario - input'!$F27),\"\")","v":14.498619371647537},{"$f":"IFERROR(IF(OR(L42=\"\",'Lives scenario - input'!$F27=\"\"),\"\",L42/'Lives scenario - input'!$F27),\"\")","v":17.670141208211373},{"$f":"IFERROR(IF(OR(M42=\"\",'Lives scenario - input'!$F27=\"\"),\"\",M42/'Lives scenario - input'!$F27),\"\")","v":21.353547499702263},{"$f":"IFERROR(IF(OR(N42=\"\",'Lives scenario - input'!$F27=\"\"),\"\",N42/'Lives scenario - input'!$F27),\"\")","v":25.584567921113919},{"$f":"IFERROR(IF(OR(O42=\"\",'Lives scenario - input'!$F27=\"\"),\"\",O42/'Lives scenario - input'!$F27),\"\")","v":30.389453058341473},{"$f":"IFERROR(IF(OR(P42=\"\",'Lives scenario - input'!$F27=\"\"),\"\",P42/'Lives scenario - input'!$F27),\"\")","v":35.781758457150431},{"$f":"IFERROR(IF(OR(Q42=\"\",'Lives scenario - input'!$F27=\"\"),\"\",Q42/'Lives scenario - input'!$F27),\"\")","v":41.759137048572313},{"$f":"IFERROR(IF(OR(R42=\"\",'Lives scenario - input'!$F27=\"\"),\"\",R42/'Lives scenario - input'!$F27),\"\")","v":48.300368062099608},{"$f":"IFERROR(IF(OR(S42=\"\",'Lives scenario - input'!$F27=\"\"),\"\",S42/'Lives scenario - input'!$F27),\"\")","v":55.362880574276559},{"$f":"IFERROR(IF(OR(T42=\"\",'Lives scenario - input'!$F27=\"\"),\"\",T42/'Lives scenario - input'!$F27),\"\")","v":62.881040394883442},{"$f":"IFERROR(IF(OR(U42=\"\",'Lives scenario - input'!$F27=\"\"),\"\",U42/'Lives scenario - input'!$F27),\"\")","v":70.765454731605232},{"$f":"IFERROR(IF(OR(V42=\"\",'Lives scenario - input'!$F27=\"\"),\"\",V42/'Lives scenario - input'!$F27),\"\")","v":78.903506849842117},{"$f":"IFERROR(IF(OR(W42=\"\",'Lives scenario - input'!$F27=\"\"),\"\",W42/'Lives scenario - input'!$F27),\"\")","v":87.161262687729391}]
[{"$f":"IFERROR('Lives scenario - input'!A28,\"\")","v":2},{"$f":"IFERROR('Lives scenario - input'!B28,\"\")","v":"POLES"},{"$f":"IFERROR('Lives scenario - input'!C28,\"\")","v":"staking of a wooden pole"},{"$f":"IFERROR(repcalc('Lives scenario - input'!$CX28:$GJ28,'Lives scenario - input'!$I28,'Lives scenario - input'!$G28,'Lives scenario - input'!$H28,20,TRUE,TRUE),\"\")","v":6364.7868023627234},7170.6225181878617,7989.2614794784822,8824.0323705975625,9681.8126717276755,10570.79443599669,11497.682750736391,12464.82423395264,13467.782041151717,14493.795955951495,15521.410852915398,16521.357080693233,17458.562369673571,18295.007148170822,18993.035467982743,19518.716278360334,19844.905597476329,19953.759281671413,19838.548828365983,19504.705950992557,{"$f":"IFERROR(IF(OR(D43=\"\",'Lives scenario - input'!$F28=\"\"),\"\",D43/'Lives scenario - input'!$F28),\"\")","v":774.73252486663796},{"$f":"IFERROR(IF(OR(E43=\"\",'Lives scenario - input'!$F28=\"\"),\"\",E43/'Lives scenario - input'!$F28),\"\")","v":872.82019977778657},{"$f":"IFERROR(IF(OR(F43=\"\",'Lives scenario - input'!$F28=\"\"),\"\",F43/'Lives scenario - input'!$F28),\"\")","v":972.46630720112535},{"$f":"IFERROR(IF(OR(G43=\"\",'Lives scenario - input'!$F28=\"\"),\"\",G43/'Lives scenario - input'!$F28),\"\")","v":1074.0760201803225},{"$f":"IFERROR(IF(OR(H43=\"\",'Lives scenario - input'!$F28=\"\"),\"\",H43/'Lives scenario - input'!$F28),\"\")","v":1178.4864771383943},{"$f":"IFERROR(IF(OR(I43=\"\",'Lives scenario - input'!$F28=\"\"),\"\",I43/'Lives scenario - input'!$F28),\"\")","v":1286.6948285221149},{"$f":"IFERROR(IF(OR(J43=\"\",'Lives scenario - input'!$F28=\"\"),\"\",J43/'Lives scenario - input'!$F28),\"\")","v":1399.5172288075578},{"$f":"IFERROR(IF(OR(K43=\"\",'Lives scenario - input'!$F28=\"\"),\"\",K43/'Lives scenario - input'!$F28),\"\")","v":1517.2393122742412},{"$f":"IFERROR(IF(OR(L43=\"\",'Lives scenario - input'!$F28=\"\"),\"\",L43/'Lives scenario - input'!$F28),\"\")","v":1639.3210187687309},{"$f":"IFERROR(IF(OR(M43=\"\",'Lives scenario - input'!$F28=\"\"),\"\",M43/'Lives scenario - input'!$F28),\"\")","v":1764.2091533510329},{"$f":"IFERROR(IF(OR(N43=\"\",'Lives scenario - input'!$F28=\"\"),\"\",N43/'Lives scenario - input'!$F28),\"\")","v":1889.2921621675857},{"$f":"IFERROR(IF(OR(O43=\"\",'Lives scenario - input'!$F28=\"\"),\"\",O43/'Lives scenario - input'!$F28),\"\")","v":2011.0072941637766},{"$f":"IFERROR(IF(OR(P43=\"\",'Lives scenario - input'!$F28=\"\"),\"\",P43/'Lives scenario - input'!$F28),\"\")","v":2125.0854938578445},{"$f":"IFERROR(IF(OR(Q43=\"\",'Lives scenario - input'!$F28=\"\"),\"\",Q43/'Lives scenario - input'!$F28),\"\")","v":2226.8989552162257},{"$f":"IFERROR(IF(OR(R43=\"\",'Lives scenario - input'!$F28=\"\"),\"\",R43/'Lives scenario - input'!$F28),\"\")","v":2311.8641330656328},{"$f":"IFERROR(IF(OR(S43=\"\",'Lives scenario - input'!$F28=\"\"),\"\",S43/'Lives scenario - input'!$F28),\"\")","v":2375.8508829983389},{"$f":"IFERROR(IF(OR(T43=\"\",'Lives scenario - input'!$F28=\"\"),\"\",T43/'Lives scenario - input'!$F28),\"\")","v":2415.5551940193227},{"$f":"IFERROR(IF(OR(U43=\"\",'Lives scenario - input'!$F28=\"\"),\"\",U43/'Lives scenario - input'!$F28),\"\")","v":2428.8050470334392},{"$f":"IFERROR(IF(OR(V43=\"\",'Lives scenario - input'!$F28=\"\"),\"\",V43/'Lives scenario - input'!$F28),\"\")","v":2414.7814374213763},{"$f":"IFERROR(IF(OR(W43=\"\",'Lives scenario - input'!$F28=\"\"),\"\",W43/'Lives scenario - input'!$F28),\"\")","v":2374.1455224524339}]
[{"$f":"IFERROR('Lives scenario - input'!A29,\"\")","v":3},{"$f":"IFERROR('Lives scenario - input'!B29,\"\")","v":"SERVICE LINES"},{"$f":"IFERROR('Lives scenario - input'!C29,\"\")","v":"˂ = 11 kv ; commercial and industrial ; simple type"},{"$f":"IFERROR(repcalc('Lives scenario - input'!$CX29:$GJ29,'Lives scenario - input'!$I29,'Lives scenario - input'!$G29,'Lives scenario - input'!$H29,20,TRUE,TRUE),\"\")","v":1676.6862513620372},1573.1490858877678,1484.2322035372492,1409.7852798574784,1349.1267121735932,1301.2098798874667,1264.7708078160651,1238.4491493277367,1220.8794921776139,1210.754106738543,1206.8610877869833,1208.1033282028343,1213.5040548150637,1222.2040417501617,1233.4544498191551,1246.6078750929723,1261.1089236998546,1276.4846694065282,1292.3347949076851,1308.321062896576,{"$f":"IFERROR(IF(OR(D44=\"\",'Lives scenario - input'!$F29=\"\"),\"\",D44/'Lives scenario - input'!$F29),\"\")","v":1213.5565468545235},{"$f":"IFERROR(IF(OR(E44=\"\",'Lives scenario - input'!$F29=\"\"),\"\",E44/'Lives scenario - input'!$F29),\"\")","v":1138.6181349113285},{"$f":"IFERROR(IF(OR(F44=\"\",'Lives scenario - input'!$F29=\"\"),\"\",F44/'Lives scenario - input'!$F29),\"\")","v":1074.261631352771},{"$f":"IFERROR(IF(OR(G44=\"\",'Lives scenario - input'!$F29=\"\"),\"\",G44/'Lives scenario - input'!$F29),\"\")","v":1020.3782339363648},{"$f":"IFERROR(IF(OR(H44=\"\",'Lives scenario - input'!$F29=\"\"),\"\",H44/'Lives scenario - input'!$F29),\"\")","v":976.47461041956274},{"$f":"IFERROR(IF(OR(I44=\"\",'Lives scenario - input'!$F29=\"\"),\"\",I44/'Lives scenario - input'!$F29),\"\")","v":941.79323489201749},{"$f":"IFERROR(IF(OR(J44=\"\",'Lives scenario - input'!$F29=\"\"),\"\",J44/'Lives scenario - input'!$F29),\"\")","v":915.41926394925417},{"$f":"IFERROR(IF(OR(K44=\"\",'Lives scenario - input'!$F29=\"\"),\"\",K44/'Lives scenario - input'!$F29),\"\")","v":896.36810219693973},{"$f":"IFERROR(IF(OR(L44=\"\",'Lives scenario - input'!$F29=\"\"),\"\",L44/'Lives scenario - input'!$F29),\"\")","v":883.65148783739539},{"$f":"IFERROR(IF(OR(M44=\"\",'Lives scenario - input'!$F29=\"\"),\"\",M44/'Lives scenario - input'!$F29),\"\")","v":876.32290875527542},{"$f":"IFERROR(IF(OR(N44=\"\",'Lives scenario - input'!$F29=\"\"),\"\",N44/'Lives scenario - input'!$F29),\"\")","v":873.50520888336666},{"$f":"IFERROR(IF(OR(O44=\"\",'Lives scenario - input'!$F29=\"\"),\"\",O44/'Lives scenario - input'!$F29),\"\")","v":874.4043210387855},{"$f":"IFERROR(IF(OR(P44=\"\",'Lives scenario - input'!$F29=\"\"),\"\",P44/'Lives scenario - input'!$F29),\"\")","v":878.31327367242125},{"$f":"IFERROR(IF(OR(Q44=\"\",'Lives scenario - input'!$F29=\"\"),\"\",Q44/'Lives scenario - input'!$F29),\"\")","v":884.61017393868178},{"$f":"IFERROR(IF(OR(R44=\"\",'Lives scenario - input'!$F29=\"\"),\"\",R44/'Lives scenario - input'!$F29),\"\")","v":892.75302496750191},{"$f":"IFERROR(IF(OR(S44=\"\",'Lives scenario - input'!$F29=\"\"),\"\",S44/'Lives scenario - input'!$F29),\"\")","v":902.27324697781285},{"$f":"IFERROR(IF(OR(T44=\"\",'Lives scenario - input'!$F29=\"\"),\"\",T44/'Lives scenario - input'!$F29),\"\")","v":912.76885547871291},{"$f":"IFERROR(IF(OR(U44=\"\",'Lives scenario - input'!$F29=\"\"),\"\",U44/'Lives scenario - input'!$F29),\"\")","v":923.8975546315487},{"$f":"IFERROR(IF(OR(V44=\"\",'Lives scenario - input'!$F29=\"\"),\"\",V44/'Lives scenario - input'!$F29),\"\")","v":935.36960168553367},{"$f":"IFERROR(IF(OR(W44=\"\",'Lives scenario - input'!$F29=\"\"),\"\",W44/'Lives scenario - input'!$F29),\"\")","v":946.94018632051223}]
[{"$f":"IFERROR('Lives scenario - input'!A30,\"\")","v":3},{"$f":"IFERROR('Lives scenario - input'!B30,\"\")","v":"SERVICE LINES"},{"$f":"IFERROR('Lives scenario - input'!C30,\"\")","v":"˂ = 11 kv ; residential ; simple type"},{"$f":"IFERROR(repcalc('Lives scenario - input'!$CX30:$GJ30,'Lives scenario - input'!$I30,'Lives scenario - input'!$G30,'Lives scenario - input'!$H30,20,TRUE,TRUE),\"\")","v":4815.8145017712586},4899.0707309609516,4977.5474713172925,5055.8982030158386,5138.2170285100556,5227.7664650310198,5326.7886559822891,5436.4092555485831,5556.6339592148588,5686.4292791515509,5823.8724978544806,5966.3512928588416,6110.7915170233373,6253.8919537492202,6392.3472044496457,6523.0436836500849,6643.2183711055077,6750.5748604068631,6843.3557741011764,6920.3743402555174,{"$f":"IFERROR(IF(OR(D45=\"\",'Lives scenario - input'!$F30=\"\"),\"\",D45/'Lives scenario - input'!$F30),\"\")","v":4745.5212578790843},{"$f":"IFERROR(IF(OR(E45=\"\",'Lives scenario - input'!$F30=\"\"),\"\",E45/'Lives scenario - input'!$F30),\"\")","v":4827.5622512199252},{"$f":"IFERROR(IF(OR(F45=\"\",'Lives scenario - input'!$F30=\"\"),\"\",F45/'Lives scenario - input'!$F30),\"\")","v":4904.8935187496645},{"$f":"IFERROR(IF(OR(G45=\"\",'Lives scenario - input'!$F30=\"\"),\"\",G45/'Lives scenario - input'!$F30),\"\")","v":4982.1006168862468},{"$f":"IFERROR(IF(OR(H45=\"\",'Lives scenario - input'!$F30=\"\"),\"\",H45/'Lives scenario - input'!$F30),\"\")","v":5063.217889190395},{"$f":"IFERROR(IF(OR(I45=\"\",'Lives scenario - input'!$F30=\"\"),\"\",I45/'Lives scenario - input'!$F30),\"\")","v":5151.4602320972972},{"$f":"IFERROR(IF(OR(J45=\"\",'Lives scenario - input'!$F30=\"\"),\"\",J45/'Lives scenario - input'!$F30),\"\")","v":5249.0370619332834},{"$f":"IFERROR(IF(OR(K45=\"\",'Lives scenario - input'!$F30=\"\"),\"\",K45/'Lives scenario - input'!$F30),\"\")","v":5357.0576024570037},{"$f":"IFERROR(IF(OR(L45=\"\",'Lives scenario - input'!$F30=\"\"),\"\",L45/'Lives scenario - input'!$F30),\"\")","v":5475.527466020204},{"$f":"IFERROR(IF(OR(M45=\"\",'Lives scenario - input'!$F30=\"\"),\"\",M45/'Lives scenario - input'!$F30),\"\")","v":5603.4282499283554},{"$f":"IFERROR(IF(OR(N45=\"\",'Lives scenario - input'!$F30=\"\"),\"\",N45/'Lives scenario - input'!$F30),\"\")","v":5738.8653013069297},{"$f":"IFERROR(IF(OR(O45=\"\",'Lives scenario - input'!$F30=\"\"),\"\",O45/'Lives scenario - input'!$F30),\"\")","v":5879.2644280260984},{"$f":"IFERROR(IF(OR(P45=\"\",'Lives scenario - input'!$F30=\"\"),\"\",P45/'Lives scenario - input'!$F30),\"\")","v":6021.5963542274349},{"$f":"IFERROR(IF(OR(Q45=\"\",'Lives scenario - input'!$F30=\"\"),\"\",Q45/'Lives scenario - input'!$F30),\"\")","v":6162.6080489770338},{"$f":"IFERROR(IF(OR(R45=\"\",'Lives scenario - input'!$F30=\"\"),\"\",R45/'Lives scenario - input'!$F30),\"\")","v":6299.042360394591},{"$f":"IFERROR(IF(OR(S45=\"\",'Lives scenario - input'!$F30=\"\"),\"\",S45/'Lives scenario - input'!$F30),\"\")","v":6427.8311499435895},{"$f":"IFERROR(IF(OR(T45=\"\",'Lives scenario - input'!$F30=\"\"),\"\",T45/'Lives scenario - input'!$F30),\"\")","v":6546.2517273493286},{"$f":"IFERROR(IF(OR(U45=\"\",'Lives scenario - input'!$F30=\"\"),\"\",U45/'Lives scenario - input'!$F30),\"\")","v":6652.041205321013},{"$f":"IFERROR(IF(OR(V45=\"\",'Lives scenario - input'!$F30=\"\"),\"\",V45/'Lives scenario - input'!$F30),\"\")","v":6743.46785767647},{"$f":"IFERROR(IF(OR(W45=\"\",'Lives scenario - input'!$F30=\"\"),\"\",W45/'Lives scenario - input'!$F30),\"\")","v":6819.3622350039941}]
[{"$f":"IFERROR('Lives scenario - input'!A31,\"\")","v":4},{"$f":"IFERROR('Lives scenario - input'!B31,\"\")","v":"SWITCHGEAR"},{"$f":"IFERROR('Lives scenario - input'!C31,\"\")","v":"˂ = 11 kv ; circuit breaker"},{"$f":"IFERROR(repcalc('Lives scenario - input'!$CX31:$GJ31,'Lives scenario - input'!$I31,'Lives scenario - input'!$G31,'Lives scenario - input'!$H31,20,TRUE,TRUE),\"\")","v":3134.5515120490286},3330.2504562919721,3522.9142655493106,3711.0255424225693,3893.7859640816969,4071.2213004610558,4244.1740376075868,4414.1754650421281,4583.2068612307503,4753.3772416058355,4926.5602787544822,5104.0429569308208,5286.2414254931291,5472.534494687382,5661.25257046159,5849.8410233590212,6035.1944792203294,6214.1353724534683,6383.9895290169352,6543.1964094772484,{"$f":"IFERROR(IF(OR(D46=\"\",'Lives scenario - input'!$F31=\"\"),\"\",D46/'Lives scenario - input'!$F31),\"\")","v":11.737459937492261},{"$f":"IFERROR(IF(OR(E46=\"\",'Lives scenario - input'!$F31=\"\"),\"\",E46/'Lives scenario - input'!$F31),\"\")","v":12.470262862896906},{"$f":"IFERROR(IF(OR(F46=\"\",'Lives scenario - input'!$F31=\"\"),\"\",F46/'Lives scenario - input'!$F31),\"\")","v":13.191700597727563},{"$f":"IFERROR(IF(OR(G46=\"\",'Lives scenario - input'!$F31=\"\"),\"\",G46/'Lives scenario - input'!$F31),\"\")","v":13.896091183622598},{"$f":"IFERROR(IF(OR(H46=\"\",'Lives scenario - input'!$F31=\"\"),\"\",H46/'Lives scenario - input'!$F31),\"\")","v":14.580445267177264},{"$f":"IFERROR(IF(OR(I46=\"\",'Lives scenario - input'!$F31=\"\"),\"\",I46/'Lives scenario - input'!$F31),\"\")","v":15.244859344994344},{"$f":"IFERROR(IF(OR(J46=\"\",'Lives scenario - input'!$F31=\"\"),\"\",J46/'Lives scenario - input'!$F31),\"\")","v":15.892488141501193},{"$f":"IFERROR(IF(OR(K46=\"\",'Lives scenario - input'!$F31=\"\"),\"\",K46/'Lives scenario - input'!$F31),\"\")","v":16.529065634695765},{"$f":"IFERROR(IF(OR(L46=\"\",'Lives scenario - input'!$F31=\"\"),\"\",L46/'Lives scenario - input'!$F31),\"\")","v":17.16201080510243},{"$f":"IFERROR(IF(OR(M46=\"\",'Lives scenario - input'!$F31=\"\"),\"\",M46/'Lives scenario - input'!$F31),\"\")","v":17.799220949686948},{"$f":"IFERROR(IF(OR(N46=\"\",'Lives scenario - input'!$F31=\"\"),\"\",N46/'Lives scenario - input'!$F31),\"\")","v":18.447712114235298},{"$f":"IFERROR(IF(OR(O46=\"\",'Lives scenario - input'!$F31=\"\"),\"\",O46/'Lives scenario - input'!$F31),\"\")","v":19.112303465401784},{"$f":"IFERROR(IF(OR(P46=\"\",'Lives scenario - input'!$F31=\"\"),\"\",P46/'Lives scenario - input'!$F31),\"\")","v":19.794553291956582},{"$f":"IFERROR(IF(OR(Q46=\"\",'Lives scenario - input'!$F31=\"\"),\"\",Q46/'Lives scenario - input'!$F31),\"\")","v":20.492135522746164},{"$f":"IFERROR(IF(OR(R46=\"\",'Lives scenario - input'!$F31=\"\"),\"\",R46/'Lives scenario - input'!$F31),\"\")","v":21.198798292640294},{"$f":"IFERROR(IF(OR(S46=\"\",'Lives scenario - input'!$F31=\"\"),\"\",S46/'Lives scenario - input'!$F31),\"\")","v":21.904975684221988},{"$f":"IFERROR(IF(OR(T46=\"\",'Lives scenario - input'!$F31=\"\"),\"\",T46/'Lives scenario - input'!$F31),\"\")","v":22.599039493377795},{"$f":"IFERROR(IF(OR(U46=\"\",'Lives scenario - input'!$F31=\"\"),\"\",U46/'Lives scenario - input'!$F31),\"\")","v":23.26909119213903},{"$f":"IFERROR(IF(OR(V46=\"\",'Lives scenario - input'!$F31=\"\"),\"\",V46/'Lives scenario - input'!$F31),\"\")","v":23.905117223364467},{"$f":"IFERROR(IF(OR(W46=\"\",'Lives scenario - input'!$F31=\"\"),\"\",W46/'Lives scenario - input'!$F31),\"\")","v":24.501274081528365}]
[{"$f":"IFERROR('Lives scenario - input'!A32,\"\")","v":4},{"$f":"IFERROR('Lives scenario - input'!B32,\"\")","v":"SWITCHGEAR"},{"$f":"IFERROR('Lives scenario - input'!C32,\"\")","v":"˂ = 11 kv ; fuse"},{"$f":"IFERROR(repcalc('Lives scenario - input'!$CX32:$GJ32,'Lives scenario - input'!$I32,'Lives scenario - input'!$G32,'Lives scenario - input'!$H32,20,TRUE,TRUE),\"\")","v":8919.9862226922651},8156.622609955235,7542.0857660255579,7053.9667342438352,6671.6442412715596,6376.7995315446597,6153.5801944484674,5988.5221414326033,5870.334178643654,5789.6320158056988,5738.6846752805804,5711.2115742355463,5702.2469055057772,5708.0715100784855,5726.2018564043638,5755.4204348338963,5795.8304229964733,5848.918062073536,5917.6070176111225,6006.2887189928442,{"$f":"IFERROR(IF(OR(D47=\"\",'Lives scenario - input'!$F32=\"\"),\"\",D47/'Lives scenario - input'!$F32),\"\")","v":1273.712271241455},{"$f":"IFERROR(IF(OR(E47=\"\",'Lives scenario - input'!$F32=\"\"),\"\",E47/'Lives scenario - input'!$F32),\"\")","v":1164.709232818723},{"$f":"IFERROR(IF(OR(F47=\"\",'Lives scenario - input'!$F32=\"\"),\"\",F47/'Lives scenario - input'!$F32),\"\")","v":1076.9576265155717},{"$f":"IFERROR(IF(OR(G47=\"\",'Lives scenario - input'!$F32=\"\"),\"\",G47/'Lives scenario - input'!$F32),\"\")","v":1007.2576084790835},{"$f":"IFERROR(IF(OR(H47=\"\",'Lives scenario - input'!$F32=\"\"),\"\",H47/'Lives scenario - input'!$F32),\"\")","v":952.6646036567696},{"$f":"IFERROR(IF(OR(I47=\"\",'Lives scenario - input'!$F32=\"\"),\"\",I47/'Lives scenario - input'!$F32),\"\")","v":910.56282059185946},{"$f":"IFERROR(IF(OR(J47=\"\",'Lives scenario - input'!$F32=\"\"),\"\",J47/'Lives scenario - input'!$F32),\"\")","v":878.68864480955767},{"$f":"IFERROR(IF(OR(K47=\"\",'Lives scenario - input'!$F32=\"\"),\"\",K47/'Lives scenario - input'!$F32),\"\")","v":855.11949768927502},{"$f":"IFERROR(IF(OR(L47=\"\",'Lives scenario - input'!$F32=\"\"),\"\",L47/'Lives scenario - input'!$F32),\"\")","v":838.24307492817832},{"$f":"IFERROR(IF(OR(M47=\"\",'Lives scenario - input'!$F32=\"\"),\"\",M47/'Lives scenario - input'!$F32),\"\")","v":826.71936485103367},{"$f":"IFERROR(IF(OR(N47=\"\",'Lives scenario - input'!$F32=\"\"),\"\",N47/'Lives scenario - input'!$F32),\"\")","v":819.44443737985932},{"$f":"IFERROR(IF(OR(O47=\"\",'Lives scenario - input'!$F32=\"\"),\"\",O47/'Lives scenario - input'!$F32),\"\")","v":815.52146877245332},{"$f":"IFERROR(IF(OR(P47=\"\",'Lives scenario - input'!$F32=\"\"),\"\",P47/'Lives scenario - input'!$F32),\"\")","v":814.24137614857977},{"$f":"IFERROR(IF(OR(Q47=\"\",'Lives scenario - input'!$F32=\"\"),\"\",Q47/'Lives scenario - input'!$F32),\"\")","v":815.07308935240906},{"$f":"IFERROR(IF(OR(R47=\"\",'Lives scenario - input'!$F32=\"\"),\"\",R47/'Lives scenario - input'!$F32),\"\")","v":817.66197727449799},{"$f":"IFERROR(IF(OR(S47=\"\",'Lives scenario - input'!$F32=\"\"),\"\",S47/'Lives scenario - input'!$F32),\"\")","v":821.83418796684748},{"$f":"IFERROR(IF(OR(T47=\"\",'Lives scenario - input'!$F32=\"\"),\"\",T47/'Lives scenario - input'!$F32),\"\")","v":827.60445448053963},{"$f":"IFERROR(IF(OR(U47=\"\",'Lives scenario - input'!$F32=\"\"),\"\",U47/'Lives scenario - input'!$F32),\"\")","v":835.18500176565453},{"$f":"IFERROR(IF(OR(V47=\"\",'Lives scenario - input'!$F32=\"\"),\"\",V47/'Lives scenario - input'!$F32),\"\")","v":844.99330901891119},{"$f":"IFERROR(IF(OR(W47=\"\",'Lives scenario - input'!$F32=\"\"),\"\",W47/'Lives scenario - input'!$F32),\"\")","v":857.65644195034042}]
[{"$f":"IFERROR('Lives scenario - input'!A33,\"\")","v":4},{"$f":"IFERROR('Lives scenario - input'!B33,\"\")","v":"SWITCHGEAR"},{"$f":"IFERROR('Lives scenario - input'!C33,\"\")","v":"˂ = 11 kv ; switch"},{"$f":"IFERROR(repcalc('Lives scenario - input'!$CX33:$GJ33,'Lives scenario - input'!$I33,'Lives scenario - input'!$G33,'Lives scenario - input'!$H33,20,TRUE,TRUE),\"\")","v":2385.3394257629557},2536.328628003816,2682.6593565436374,2824.5308232937127,2962.4842127651818,3097.3197675695928,3229.9966904619059,3361.5265494378773,3492.8712361188404,3624.8556223249484,3758.1030353846472,3892.9988223253858,4029.6839896365163,4168.0776265478662,4307.9239687443423,4448.8578889434011,4590.4815492445387,4732.4450143644099,4874.5247523230555,5016.6959506605881,{"$f":"IFERROR(IF(OR(D48=\"\",'Lives scenario - input'!$F33=\"\"),\"\",D48/'Lives scenario - input'!$F33),\"\")","v":96.613947938416075},{"$f":"IFERROR(IF(OR(E48=\"\",'Lives scenario - input'!$F33=\"\"),\"\",E48/'Lives scenario - input'!$F33),\"\")","v":102.72949810582907},{"$f":"IFERROR(IF(OR(F48=\"\",'Lives scenario - input'!$F33=\"\"),\"\",F48/'Lives scenario - input'!$F33),\"\")","v":108.65636504822024},{"$f":"IFERROR(IF(OR(G48=\"\",'Lives scenario - input'!$F33=\"\"),\"\",G48/'Lives scenario - input'!$F33),\"\")","v":114.40261749116318},{"$f":"IFERROR(IF(OR(H48=\"\",'Lives scenario - input'!$F33=\"\"),\"\",H48/'Lives scenario - input'!$F33),\"\")","v":119.990175154602},{"$f":"IFERROR(IF(OR(I48=\"\",'Lives scenario - input'!$F33=\"\"),\"\",I48/'Lives scenario - input'!$F33),\"\")","v":125.45145044793016},{"$f":"IFERROR(IF(OR(J48=\"\",'Lives scenario - input'!$F33=\"\"),\"\",J48/'Lives scenario - input'!$F33),\"\")","v":130.82529417956059},{"$f":"IFERROR(IF(OR(K48=\"\",'Lives scenario - input'!$F33=\"\"),\"\",K48/'Lives scenario - input'!$F33),\"\")","v":136.1526781192224},{"$f":"IFERROR(IF(OR(L48=\"\",'Lives scenario - input'!$F33=\"\"),\"\",L48/'Lives scenario - input'!$F33),\"\")","v":141.47256198309779},{"$f":"IFERROR(IF(OR(M48=\"\",'Lives scenario - input'!$F33=\"\"),\"\",M48/'Lives scenario - input'!$F33),\"\")","v":146.81835574304543},{"$f":"IFERROR(IF(OR(N48=\"\",'Lives scenario - input'!$F33=\"\"),\"\",N48/'Lives scenario - input'!$F33),\"\")","v":152.21530616831279},{"$f":"IFERROR(IF(OR(O48=\"\",'Lives scenario - input'!$F33=\"\"),\"\",O48/'Lives scenario - input'!$F33),\"\")","v":157.67902105762488},{"$f":"IFERROR(IF(OR(P48=\"\",'Lives scenario - input'!$F33=\"\"),\"\",P48/'Lives scenario - input'!$F33),\"\")","v":163.21521162904739},{"$f":"IFERROR(IF(OR(Q48=\"\",'Lives scenario - input'!$F33=\"\"),\"\",Q48/'Lives scenario - input'!$F33),\"\")","v":168.82060073516359},{"$f":"IFERROR(IF(OR(R48=\"\",'Lives scenario - input'!$F33=\"\"),\"\",R48/'Lives scenario - input'!$F33),\"\")","v":174.48482909546362},{"$f":"IFERROR(IF(OR(S48=\"\",'Lives scenario - input'!$F33=\"\"),\"\",S48/'Lives scenario - input'!$F33),\"\")","v":180.19310787617155},{"$f":"IFERROR(IF(OR(T48=\"\",'Lives scenario - input'!$F33=\"\"),\"\",T48/'Lives scenario - input'!$F33),\"\")","v":185.92932335787623},{"$f":"IFERROR(IF(OR(U48=\"\",'Lives scenario - input'!$F33=\"\"),\"\",U48/'Lives scenario - input'!$F33),\"\")","v":191.67930203181754},{"$f":"IFERROR(IF(OR(V48=\"\",'Lives scenario - input'!$F33=\"\"),\"\",V48/'Lives scenario - input'!$F33),\"\")","v":197.43399013112224},{"$f":"IFERROR(IF(OR(W48=\"\",'Lives scenario - input'!$F33=\"\"),\"\",W48/'Lives scenario - input'!$F33),\"\")","v":203.19238267105655}]
[{"$f":"IFERROR('Lives scenario - input'!A34,\"\")","v":4},{"$f":"IFERROR('Lives scenario - input'!B34,\"\")","v":"SWITCHGEAR"},{"$f":"IFERROR('Lives scenario - input'!C34,\"\")","v":"> 11 kv & < = 22 kv ; circuit breaker"},{"$f":"IFERROR(repcalc('Lives scenario - input'!$CX34:$GJ34,'Lives scenario - input'!$I34,'Lives scenario - input'!$G34,'Lives scenario - input'!$H34,20,TRUE,TRUE),\"\")","v":307.39344077595803},299.85729055949713,295.74999461309619,295.00374005733153,297.5085248297579,303.09032044117038,311.49880590862688,322.40890637526485,335.43769025075977,350.17537589197644,366.22667525337403,383.25680390553305,401.03546831682422,419.47213429791788,438.63687668276015,458.76295925839628,480.22972158194011,503.52699618088849,529.20475427564099,557.81361702333459,{"$f":"IFERROR(IF(OR(D49=\"\",'Lives scenario - input'!$F34=\"\"),\"\",D49/'Lives scenario - input'!$F34),\"\")","v":13.863255815634734},{"$f":"IFERROR(IF(OR(E49=\"\",'Lives scenario - input'!$F34=\"\"),\"\",E49/'Lives scenario - input'!$F34),\"\")","v":13.523380058845261},{"$f":"IFERROR(IF(OR(F49=\"\",'Lives scenario - input'!$F34=\"\"),\"\",F49/'Lives scenario - input'!$F34),\"\")","v":13.338143528515467},{"$f":"IFERROR(IF(OR(G49=\"\",'Lives scenario - input'!$F34=\"\"),\"\",G49/'Lives scenario - input'!$F34),\"\")","v":13.304487905337453},{"$f":"IFERROR(IF(OR(H49=\"\",'Lives scenario - input'!$F34=\"\"),\"\",H49/'Lives scenario - input'!$F34),\"\")","v":13.417452163701581},{"$f":"IFERROR(IF(OR(I49=\"\",'Lives scenario - input'!$F34=\"\"),\"\",I49/'Lives scenario - input'!$F34),\"\")","v":13.669187725385207},{"$f":"IFERROR(IF(OR(J49=\"\",'Lives scenario - input'!$F34=\"\"),\"\",J49/'Lives scenario - input'!$F34),\"\")","v":14.048405267448368},{"$f":"IFERROR(IF(OR(K49=\"\",'Lives scenario - input'!$F34=\"\"),\"\",K49/'Lives scenario - input'!$F34),\"\")","v":14.540444113044671},{"$f":"IFERROR(IF(OR(L49=\"\",'Lives scenario - input'!$F34=\"\"),\"\",L49/'Lives scenario - input'!$F34),\"\")","v":15.128034282101817},{"$f":"IFERROR(IF(OR(M49=\"\",'Lives scenario - input'!$F34=\"\"),\"\",M49/'Lives scenario - input'!$F34),\"\")","v":15.792694873618816},{"$f":"IFERROR(IF(OR(N49=\"\",'Lives scenario - input'!$F34=\"\"),\"\",N49/'Lives scenario - input'!$F34),\"\")","v":16.516598638964851},{"$f":"IFERROR(IF(OR(O49=\"\",'Lives scenario - input'!$F34=\"\"),\"\",O49/'Lives scenario - input'!$F34),\"\")","v":17.284647005521006},{"$f":"IFERROR(IF(OR(P49=\"\",'Lives scenario - input'!$F34=\"\"),\"\",P49/'Lives scenario - input'!$F34),\"\")","v":18.08645387612918},{"$f":"IFERROR(IF(OR(Q49=\"\",'Lives scenario - input'!$F34=\"\"),\"\",Q49/'Lives scenario - input'!$F34),\"\")","v":18.917936214327799},{"$f":"IFERROR(IF(OR(R49=\"\",'Lives scenario - input'!$F34=\"\"),\"\",R49/'Lives scenario - input'!$F34),\"\")","v":19.782254352187643},{"$f":"IFERROR(IF(OR(S49=\"\",'Lives scenario - input'!$F34=\"\"),\"\",S49/'Lives scenario - input'!$F34),\"\")","v":20.689928343565974},{"$f":"IFERROR(IF(OR(T49=\"\",'Lives scenario - input'!$F34=\"\"),\"\",T49/'Lives scenario - input'!$F34),\"\")","v":21.658066170038403},{"$f":"IFERROR(IF(OR(U49=\"\",'Lives scenario - input'!$F34=\"\"),\"\",U49/'Lives scenario - input'!$F34),\"\")","v":22.708758978437363},{"$f":"IFERROR(IF(OR(V49=\"\",'Lives scenario - input'!$F34=\"\"),\"\",V49/'Lives scenario - input'!$F34),\"\")","v":23.866810133793638},{"$f":"IFERROR(IF(OR(W49=\"\",'Lives scenario - input'!$F34=\"\"),\"\",W49/'Lives scenario - input'!$F34),\"\")","v":25.157052312886613}]
[{"$f":"IFERROR('Lives scenario - input'!A35,\"\")","v":4},{"$f":"IFERROR('Lives scenario - input'!B35,\"\")","v":"SWITCHGEAR"},{"$f":"IFERROR('Lives scenario - input'!C35,\"\")","v":"> 11 kv & < = 22 kv ; switch"},{"$f":"IFERROR(repcalc('Lives scenario - input'!$CX35:$GJ35,'Lives scenario - input'!$I35,'Lives scenario - input'!$G35,'Lives scenario - input'!$H35,20,TRUE,TRUE),\"\")","v":2657.2282257821103},2393.8389285176881,2182.8249943466517,2014.7197299423949,1881.7251105105784,1777.4895519683366,1696.8428827985335,1635.5424533265102,1590.0649153901604,1557.4603926033028,1535.271246745232,1521.5072202041563,1514.6624760291804,1513.7575364374761,1518.3895790813474,1528.77704836918,1545.7880807672379,1570.9458884838511,1606.4072172036788,1654.9117714670242,{"$f":"IFERROR(IF(OR(D50=\"\",'Lives scenario - input'!$F35=\"\"),\"\",D50/'Lives scenario - input'!$F35),\"\")","v":440.22281044209728},{"$f":"IFERROR(IF(OR(E50=\"\",'Lives scenario - input'!$F35=\"\"),\"\",E50/'Lives scenario - input'!$F35),\"\")","v":396.58712437001179},{"$f":"IFERROR(IF(OR(F50=\"\",'Lives scenario - input'!$F35=\"\"),\"\",F50/'Lives scenario - input'!$F35),\"\")","v":361.62846096206312},{"$f":"IFERROR(IF(OR(G50=\"\",'Lives scenario - input'!$F35=\"\"),\"\",G50/'Lives scenario - input'!$F35),\"\")","v":333.77847381074417},{"$f":"IFERROR(IF(OR(H50=\"\",'Lives scenario - input'!$F35=\"\"),\"\",H50/'Lives scenario - input'!$F35),\"\")","v":311.74526470514729},{"$f":"IFERROR(IF(OR(I50=\"\",'Lives scenario - input'!$F35=\"\"),\"\",I50/'Lives scenario - input'!$F35),\"\")","v":294.47656716376042},{"$f":"IFERROR(IF(OR(J50=\"\",'Lives scenario - input'!$F35=\"\"),\"\",J50/'Lives scenario - input'!$F35),\"\")","v":281.11583924048421},{"$f":"IFERROR(IF(OR(K50=\"\",'Lives scenario - input'!$F35=\"\"),\"\",K50/'Lives scenario - input'!$F35),\"\")","v":270.96020146663852},{"$f":"IFERROR(IF(OR(L50=\"\",'Lives scenario - input'!$F35=\"\"),\"\",L50/'Lives scenario - input'!$F35),\"\")","v":263.42594100377056},{"$f":"IFERROR(IF(OR(M50=\"\",'Lives scenario - input'!$F35=\"\"),\"\",M50/'Lives scenario - input'!$F35),\"\")","v":258.02435204159957},{"$f":"IFERROR(IF(OR(N50=\"\",'Lives scenario - input'!$F35=\"\"),\"\",N50/'Lives scenario - input'!$F35),\"\")","v":254.34827783157402},{"$f":"IFERROR(IF(OR(O50=\"\",'Lives scenario - input'!$F35=\"\"),\"\",O50/'Lives scenario - input'!$F35),\"\")","v":252.06799253725063},{"$f":"IFERROR(IF(OR(P50=\"\",'Lives scenario - input'!$F35=\"\"),\"\",P50/'Lives scenario - input'!$F35),\"\")","v":250.9340242584897},{"$f":"IFERROR(IF(OR(Q50=\"\",'Lives scenario - input'!$F35=\"\"),\"\",Q50/'Lives scenario - input'!$F35),\"\")","v":250.78410298094377},{"$f":"IFERROR(IF(OR(R50=\"\",'Lives scenario - input'!$F35=\"\"),\"\",R50/'Lives scenario - input'!$F35),\"\")","v":251.55149315503107},{"$f":"IFERROR(IF(OR(S50=\"\",'Lives scenario - input'!$F35=\"\"),\"\",S50/'Lives scenario - input'!$F35),\"\")","v":253.27238445029221},{"$f":"IFERROR(IF(OR(T50=\"\",'Lives scenario - input'!$F35=\"\"),\"\",T50/'Lives scenario - input'!$F35),\"\")","v":256.09060097310913},{"$f":"IFERROR(IF(OR(U50=\"\",'Lives scenario - input'!$F35=\"\"),\"\",U50/'Lives scenario - input'!$F35),\"\")","v":260.25849318128013},{"$f":"IFERROR(IF(OR(V50=\"\",'Lives scenario - input'!$F35=\"\"),\"\",V50/'Lives scenario - input'!$F35),\"\")","v":266.13336897839343},{"$f":"IFERROR(IF(OR(W50=\"\",'Lives scenario - input'!$F35=\"\"),\"\",W50/'Lives scenario - input'!$F35),\"\")","v":274.1691150200291}]
[{"$f":"IFERROR('Lives scenario - input'!A36,\"\")","v":4},{"$f":"IFERROR('Lives scenario - input'!B36,\"\")","v":"SWITCHGEAR"},{"$f":"IFERROR('Lives scenario - input'!C36,\"\")","v":"> 132 kv ; circuit breaker"},{"$f":"IFERROR(repcalc('Lives scenario - input'!$CX36:$GJ36,'Lives scenario - input'!$I36,'Lives scenario - input'!$G36,'Lives scenario - input'!$H36,20,TRUE,TRUE),\"\")","v":2.8008623608442454E-3},5.0639910554799101E-3,9.0049410136339055E-3,1.5749128317824119E-2,2.7090737365848647E-2,4.5832627662214964E-2,7.626395216021252E-2,0.12481175655787036,0.20090204669114661,0.31805847414363914,0.49524992424342207,0.75846897676245451,1.1424792853510073,1.6926109316854856,2.4664111056248306,3.5348792460850338,4.9829417914526752,6.9087671799533732,9.4215053438018721,12.637077243534399,{"$f":"IFERROR(IF(OR(D51=\"\",'Lives scenario - input'!$F36=\"\"),\"\",D51/'Lives scenario - input'!$F36),\"\")","v":1.5240177458217153E-5},{"$f":"IFERROR(IF(OR(E51=\"\",'Lives scenario - input'!$F36=\"\"),\"\",E51/'Lives scenario - input'!$F36),\"\")","v":2.7554414458651058E-5},{"$f":"IFERROR(IF(OR(F51=\"\",'Lives scenario - input'!$F36=\"\"),\"\",F51/'Lives scenario - input'!$F36),\"\")","v":4.8998087505875207E-5},{"$f":"IFERROR(IF(OR(G51=\"\",'Lives scenario - input'!$F36=\"\"),\"\",G51/'Lives scenario - input'!$F36),\"\")","v":8.5694860886889509E-5},{"$f":"IFERROR(IF(OR(H51=\"\",'Lives scenario - input'!$F36=\"\"),\"\",H51/'Lives scenario - input'!$F36),\"\")","v":1.4740733093540509E-4},{"$f":"IFERROR(IF(OR(I51=\"\",'Lives scenario - input'!$F36=\"\"),\"\",I51/'Lives scenario - input'!$F36),\"\")","v":2.4938654205699883E-4},{"$f":"IFERROR(IF(OR(J51=\"\",'Lives scenario - input'!$F36=\"\"),\"\",J51/'Lives scenario - input'!$F36),\"\")","v":4.1497082499844257E-4},{"$f":"IFERROR(IF(OR(K51=\"\",'Lives scenario - input'!$F36=\"\"),\"\",K51/'Lives scenario - input'!$F36),\"\")","v":6.7913130805913259E-4},{"$f":"IFERROR(IF(OR(L51=\"\",'Lives scenario - input'!$F36=\"\"),\"\",L51/'Lives scenario - input'!$F36),\"\")","v":1.0931571954750428E-3},{"$f":"IFERROR(IF(OR(M51=\"\",'Lives scenario - input'!$F36=\"\"),\"\",M51/'Lives scenario - input'!$F36),\"\")","v":1.7306339846624068E-3},{"$f":"IFERROR(IF(OR(N51=\"\",'Lives scenario - input'!$F36=\"\"),\"\",N51/'Lives scenario - input'!$F36),\"\")","v":2.6947760222545535E-3},{"$f":"IFERROR(IF(OR(O51=\"\",'Lives scenario - input'!$F36=\"\"),\"\",O51/'Lives scenario - input'!$F36),\"\")","v":4.1270152950064901E-3},{"$f":"IFERROR(IF(OR(P51=\"\",'Lives scenario - input'!$F36=\"\"),\"\",P51/'Lives scenario - input'!$F36),\"\")","v":6.2165093488700399E-3},{"$f":"IFERROR(IF(OR(Q51=\"\",'Lives scenario - input'!$F36=\"\"),\"\",Q51/'Lives scenario - input'!$F36),\"\")","v":9.2099102502236647E-3},{"$f":"IFERROR(IF(OR(R51=\"\",'Lives scenario - input'!$F36=\"\"),\"\",R51/'Lives scenario - input'!$F36),\"\")","v":1.3420346340514184E-2},{"$f":"IFERROR(IF(OR(S51=\"\",'Lives scenario - input'!$F36=\"\"),\"\",S51/'Lives scenario - input'!$F36),\"\")","v":1.9234142939985967E-2},{"$f":"IFERROR(IF(OR(T51=\"\",'Lives scenario - input'!$F36=\"\"),\"\",T51/'Lives scenario - input'!$F36),\"\")","v":2.7113405580849351E-2},{"$f":"IFERROR(IF(OR(U51=\"\",'Lives scenario - input'!$F36=\"\"),\"\",U51/'Lives scenario - input'!$F36),\"\")","v":3.7592292756670399E-2},{"$f":"IFERROR(IF(OR(V51=\"\",'Lives scenario - input'!$F36=\"\"),\"\",V51/'Lives scenario - input'!$F36),\"\")","v":5.1264715956910401E-2},{"$f":"IFERROR(IF(OR(W51=\"\",'Lives scenario - input'!$F36=\"\"),\"\",W51/'Lives scenario - input'!$F36),\"\")","v":6.8761429492954579E-2}]
[{"$f":"IFERROR('Lives scenario - input'!A37,\"\")","v":4},{"$f":"IFERROR('Lives scenario - input'!B37,\"\")","v":"SWITCHGEAR"},{"$f":"IFERROR('Lives scenario - input'!C37,\"\")","v":"> 132 kv ; switch"},{"$f":"IFERROR(repcalc('Lives scenario - input'!$CX37:$GJ37,'Lives scenario - input'!$I37,'Lives scenario - input'!$G37,'Lives scenario - input'!$H37,20,TRUE,TRUE),\"\")","v":23.882819883906965},21.816013912052714,19.78168866594903,17.935780590177934,16.437564010460239,15.447008930386001,15.123410704543305,15.624759608760975,17.107058637926251,19.722676616425431,23.616868512590315,28.921809558218627,35.747854213979252,44.172203376328909,54.225684586772637,65.878850674668698,79.0290093592711,93.490042278343878,108.98690309427612,125.15646909294122,{"$f":"IFERROR(IF(OR(D52=\"\",'Lives scenario - input'!$F37=\"\"),\"\",D52/'Lives scenario - input'!$F37),\"\")","v":0.24774017629290634},{"$f":"IFERROR(IF(OR(E52=\"\",'Lives scenario - input'!$F37=\"\"),\"\",E52/'Lives scenario - input'!$F37),\"\")","v":0.22630087899387061},{"$f":"IFERROR(IF(OR(F52=\"\",'Lives scenario - input'!$F37=\"\"),\"\",F52/'Lives scenario - input'!$F37),\"\")","v":0.20519850927552599},{"$f":"IFERROR(IF(OR(G52=\"\",'Lives scenario - input'!$F37=\"\"),\"\",G52/'Lives scenario - input'!$F37),\"\")","v":0.18605061994189759},{"$f":"IFERROR(IF(OR(H52=\"\",'Lives scenario - input'!$F37=\"\"),\"\",H52/'Lives scenario - input'!$F37),\"\")","v":0.17050938815317054},{"$f":"IFERROR(IF(OR(I52=\"\",'Lives scenario - input'!$F37=\"\"),\"\",I52/'Lives scenario - input'!$F37),\"\")","v":0.16023420744342595},{"$f":"IFERROR(IF(OR(J52=\"\",'Lives scenario - input'!$F37=\"\"),\"\",J52/'Lives scenario - input'!$F37),\"\")","v":0.15687747310853439},{"$f":"IFERROR(IF(OR(K52=\"\",'Lives scenario - input'!$F37=\"\"),\"\",K52/'Lives scenario - input'!$F37),\"\")","v":0.16207804266099474},{"$f":"IFERROR(IF(OR(L52=\"\",'Lives scenario - input'!$F37=\"\"),\"\",L52/'Lives scenario - input'!$F37),\"\")","v":0.17745415924141822},{"$f":"IFERROR(IF(OR(M52=\"\",'Lives scenario - input'!$F37=\"\"),\"\",M52/'Lives scenario - input'!$F37),\"\")","v":0.20458636817897846},{"$f":"IFERROR(IF(OR(N52=\"\",'Lives scenario - input'!$F37=\"\"),\"\",N52/'Lives scenario - input'!$F37),\"\")","v":0.24498142167617351},{"$f":"IFERROR(IF(OR(O52=\"\",'Lives scenario - input'!$F37=\"\"),\"\",O52/'Lives scenario - input'!$F37),\"\")","v":0.30001039380994637},{"$f":"IFERROR(IF(OR(P52=\"\",'Lives scenario - input'!$F37=\"\"),\"\",P52/'Lives scenario - input'!$F37),\"\")","v":0.37081800843090235},{"$f":"IFERROR(IF(OR(Q52=\"\",'Lives scenario - input'!$F37=\"\"),\"\",Q52/'Lives scenario - input'!$F37),\"\")","v":0.45820508235175977},{"$f":"IFERROR(IF(OR(R52=\"\",'Lives scenario - input'!$F37=\"\"),\"\",R52/'Lives scenario - input'!$F37),\"\")","v":0.56249139441790885},{"$f":"IFERROR(IF(OR(S52=\"\",'Lives scenario - input'!$F37=\"\"),\"\",S52/'Lives scenario - input'!$F37),\"\")","v":0.68337148458394548},{"$f":"IFERROR(IF(OR(T52=\"\",'Lives scenario - input'!$F37=\"\"),\"\",T52/'Lives scenario - input'!$F37),\"\")","v":0.81978010997404538},{"$f":"IFERROR(IF(OR(U52=\"\",'Lives scenario - input'!$F37=\"\"),\"\",U52/'Lives scenario - input'!$F37),\"\")","v":0.96978663609463434},{"$f":"IFERROR(IF(OR(V52=\"\",'Lives scenario - input'!$F37=\"\"),\"\",V52/'Lives scenario - input'!$F37),\"\")","v":1.1305379648400586},{"$f":"IFERROR(IF(OR(W52=\"\",'Lives scenario - input'!$F37=\"\"),\"\",W52/'Lives scenario - input'!$F37),\"\")","v":1.298267368258972}]
[{"$f":"IFERROR('Lives scenario - input'!A38,\"\")","v":4},{"$f":"IFERROR('Lives scenario - input'!B38,\"\")","v":"SWITCHGEAR"},{"$f":"IFERROR('Lives scenario - input'!C38,\"\")","v":"> 22 kv & < = 33 kv ; circuit breaker"},{"$f":"IFERROR(repcalc('Lives scenario - input'!$CX38:$GJ38,'Lives scenario - input'!$I38,'Lives scenario - input'!$G38,'Lives scenario - input'!$H38,20,TRUE,TRUE),\"\")","v":555.27683993979667},528.95211830173241,502.51234982429082,476.56475587058833,451.48650513658595,427.44908834105388,404.46249297761534,382.43103452186455,361.21216723811466,340.67033490346245,320.71968658721647,301.35189985888456,282.64798978445771,264.77541998970804,247.97373548549962,232.53309239382719,218.77039399704756,207.0073154598299,197.55347679227393,190.6966369885655,{"$f":"IFERROR(IF(OR(D53=\"\",'Lives scenario - input'!$F38=\"\"),\"\",D53/'Lives scenario - input'!$F38),\"\")","v":4.7896624950395896},{"$f":"IFERROR(IF(OR(E53=\"\",'Lives scenario - input'!$F38=\"\"),\"\",E53/'Lives scenario - input'!$F38),\"\")","v":4.5625928194236138},{"$f":"IFERROR(IF(OR(F53=\"\",'Lives scenario - input'!$F38=\"\"),\"\",F53/'Lives scenario - input'!$F38),\"\")","v":4.3345307819943883},{"$f":"IFERROR(IF(OR(G53=\"\",'Lives scenario - input'!$F38=\"\"),\"\",G53/'Lives scenario - input'!$F38),\"\")","v":4.1107141041548454},{"$f":"IFERROR(IF(OR(H53=\"\",'Lives scenario - input'!$F38=\"\"),\"\",H53/'Lives scenario - input'!$F38),\"\")","v":3.8943961374359866},{"$f":"IFERROR(IF(OR(I53=\"\",'Lives scenario - input'!$F38=\"\"),\"\",I53/'Lives scenario - input'!$F38),\"\")","v":3.6870561127454606},{"$f":"IFERROR(IF(OR(J53=\"\",'Lives scenario - input'!$F38=\"\"),\"\",J53/'Lives scenario - input'!$F38),\"\")","v":3.4887801794058864},{"$f":"IFERROR(IF(OR(K53=\"\",'Lives scenario - input'!$F38=\"\"),\"\",K53/'Lives scenario - input'!$F38),\"\")","v":3.2987429895098099},{"$f":"IFERROR(IF(OR(L53=\"\",'Lives scenario - input'!$F38=\"\"),\"\",L53/'Lives scenario - input'!$F38),\"\")","v":3.1157149834665212},{"$f":"IFERROR(IF(OR(M53=\"\",'Lives scenario - input'!$F38=\"\"),\"\",M53/'Lives scenario - input'!$F38),\"\")","v":2.9385268912649041},{"$f":"IFERROR(IF(OR(N53=\"\",'Lives scenario - input'!$F38=\"\"),\"\",N53/'Lives scenario - input'!$F38),\"\")","v":2.7664381868226147},{"$f":"IFERROR(IF(OR(O53=\"\",'Lives scenario - input'!$F38=\"\"),\"\",O53/'Lives scenario - input'!$F38),\"\")","v":2.5993770831852392},{"$f":"IFERROR(IF(OR(P53=\"\",'Lives scenario - input'!$F38=\"\"),\"\",P53/'Lives scenario - input'!$F38),\"\")","v":2.4380423936206821},{"$f":"IFERROR(IF(OR(Q53=\"\",'Lives scenario - input'!$F38=\"\"),\"\",Q53/'Lives scenario - input'!$F38),\"\")","v":2.2838786124603314},{"$f":"IFERROR(IF(OR(R53=\"\",'Lives scenario - input'!$F38=\"\"),\"\",R53/'Lives scenario - input'!$F38),\"\")","v":2.1389519878742598},{"$f":"IFERROR(IF(OR(S53=\"\",'Lives scenario - input'!$F38=\"\"),\"\",S53/'Lives scenario - input'!$F38),\"\")","v":2.0057653253015983},{"$f":"IFERROR(IF(OR(T53=\"\",'Lives scenario - input'!$F38=\"\"),\"\",T53/'Lives scenario - input'!$F38),\"\")","v":1.8870521436952057},{"$f":"IFERROR(IF(OR(U53=\"\",'Lives scenario - input'!$F38=\"\"),\"\",U53/'Lives scenario - input'!$F38),\"\")","v":1.7855871229282219},{"$f":"IFERROR(IF(OR(V53=\"\",'Lives scenario - input'!$F38=\"\"),\"\",V53/'Lives scenario - input'!$F38),\"\")","v":1.7040409584869727},{"$f":"IFERROR(IF(OR(W53=\"\",'Lives scenario - input'!$F38=\"\"),\"\",W53/'Lives scenario - input'!$F38),\"\")","v":1.6448957788575149}]
[{"$f":"IFERROR('Lives scenario - input'!A39,\"\")","v":4},{"$f":"IFERROR('Lives scenario - input'!B39,\"\")","v":"SWITCHGEAR"},{"$f":"IFERROR('Lives scenario - input'!C39,\"\")","v":"> 22 kv & < = 33 kv ; switch"},{"$f":"IFERROR(repcalc('Lives scenario - input'!$CX39:$GJ39,'Lives scenario - input'!$I39,'Lives scenario - input'!$G39,'Lives scenario - input'!$H39,20,TRUE,TRUE),\"\")","v":297.42897693009041},288.53610817854604,279.93258281447271,271.40591526328706,262.91098900725564,254.52940336305872,246.42648067547162,238.80843039171521,231.88254790396476,225.82339047149867,220.74753233340519,216.69876490072707,213.64456973077077,211.4835064230447,210.06200661157683,209.19812313697076,208.70918567549251,208.44013468669792,208.28954675244125,208.23095901635457,{"$f":"IFERROR(IF(OR(D54=\"\",'Lives scenario - input'!$F39=\"\"),\"\",D54/'Lives scenario - input'!$F39),\"\")","v":30.046010746808946},{"$f":"IFERROR(IF(OR(E54=\"\",'Lives scenario - input'!$F39=\"\"),\"\",E54/'Lives scenario - input'!$F39),\"\")","v":29.147661053928594},{"$f":"IFERROR(IF(OR(F54=\"\",'Lives scenario - input'!$F39=\"\"),\"\",F54/'Lives scenario - input'!$F39),\"\")","v":28.27854057273839},{"$f":"IFERROR(IF(OR(G54=\"\",'Lives scenario - input'!$F39=\"\"),\"\",G54/'Lives scenario - input'!$F39),\"\")","v":27.417184199456681},{"$f":"IFERROR(IF(OR(H54=\"\",'Lives scenario - input'!$F39=\"\"),\"\",H54/'Lives scenario - input'!$F39),\"\")","v":26.559034303584021},{"$f":"IFERROR(IF(OR(I54=\"\",'Lives scenario - input'!$F39=\"\"),\"\",I54/'Lives scenario - input'!$F39),\"\")","v":25.712333975525425},{"$f":"IFERROR(IF(OR(J54=\"\",'Lives scenario - input'!$F39=\"\"),\"\",J54/'Lives scenario - input'!$F39),\"\")","v":24.893783931529448},{"$f":"IFERROR(IF(OR(K54=\"\",'Lives scenario - input'!$F39=\"\"),\"\",K54/'Lives scenario - input'!$F39),\"\")","v":24.124215266572918},{"$f":"IFERROR(IF(OR(L54=\"\",'Lives scenario - input'!$F39=\"\"),\"\",L54/'Lives scenario - input'!$F39),\"\")","v":23.424568776826231},{"$f":"IFERROR(IF(OR(M54=\"\",'Lives scenario - input'!$F39=\"\"),\"\",M54/'Lives scenario - input'!$F39),\"\")","v":22.812478081388459},{"$f":"IFERROR(IF(OR(N54=\"\",'Lives scenario - input'!$F39=\"\"),\"\",N54/'Lives scenario - input'!$F39),\"\")","v":22.299719406223193},{"$f":"IFERROR(IF(OR(O54=\"\",'Lives scenario - input'!$F39=\"\"),\"\",O54/'Lives scenario - input'!$F39),\"\")","v":21.890716520730397},{"$f":"IFERROR(IF(OR(P54=\"\",'Lives scenario - input'!$F39=\"\"),\"\",P54/'Lives scenario - input'!$F39),\"\")","v":21.582184440747724},{"$f":"IFERROR(IF(OR(Q54=\"\",'Lives scenario - input'!$F39=\"\"),\"\",Q54/'Lives scenario - input'!$F39),\"\")","v":21.36387574722815},{"$f":"IFERROR(IF(OR(R54=\"\",'Lives scenario - input'!$F39=\"\"),\"\",R54/'Lives scenario - input'!$F39),\"\")","v":21.220277100409049},{"$f":"IFERROR(IF(OR(S54=\"\",'Lives scenario - input'!$F39=\"\"),\"\",S54/'Lives scenario - input'!$F39),\"\")","v":21.133008360053246},{"$f":"IFERROR(IF(OR(T54=\"\",'Lives scenario - input'!$F39=\"\"),\"\",T54/'Lives scenario - input'!$F39),\"\")","v":21.083616332505283},{"$f":"IFERROR(IF(OR(U54=\"\",'Lives scenario - input'!$F39=\"\"),\"\",U54/'Lives scenario - input'!$F39),\"\")","v":21.056437040883466},{"$f":"IFERROR(IF(OR(V54=\"\",'Lives scenario - input'!$F39=\"\"),\"\",V54/'Lives scenario - input'!$F39),\"\")","v":21.041224781682242},{"$f":"IFERROR(IF(OR(W54=\"\",'Lives scenario - input'!$F39=\"\"),\"\",W54/'Lives scenario - input'!$F39),\"\")","v":21.035306300684656}]
[{"$f":"IFERROR('Lives scenario - input'!A40,\"\")","v":4},{"$f":"IFERROR('Lives scenario - input'!B40,\"\")","v":"SWITCHGEAR"},{"$f":"IFERROR('Lives scenario - input'!C40,\"\")","v":"> 33 kv & < = 66 kv ; circuit breaker"},{"$f":"IFERROR(repcalc('Lives scenario - input'!$CX40:$GJ40,'Lives scenario - input'!$I40,'Lives scenario - input'!$G40,'Lives scenario - input'!$H40,20,TRUE,TRUE),\"\")","v":1178.918497364175},1153.0276019329663,1135.5263416689879,1125.5342175329699,1122.1467851210616,1124.4675841565095,1131.6219745603607,1142.7642135437031,1157.08766203511,1173.8447741665539,1192.3794105242512,1212.1699323860821,1232.878224593949,1254.3977316923097,1276.892934529742,1300.8233136087104,1326.9464056534277,1356.2966350338102,1390.1387952771681,1429.8970953376529,{"$f":"IFERROR(IF(OR(D55=\"\",'Lives scenario - input'!$F40=\"\"),\"\",D55/'Lives scenario - input'!$F40),\"\")","v":6.4147840178726545},{"$f":"IFERROR(IF(OR(E55=\"\",'Lives scenario - input'!$F40=\"\"),\"\",E55/'Lives scenario - input'!$F40),\"\")","v":6.2739053204971684},{"$f":"IFERROR(IF(OR(F55=\"\",'Lives scenario - input'!$F40=\"\"),\"\",F55/'Lives scenario - input'!$F40),\"\")","v":6.1786766809559248},{"$f":"IFERROR(IF(OR(G55=\"\",'Lives scenario - input'!$F40=\"\"),\"\",G55/'Lives scenario - input'!$F40),\"\")","v":6.1243070885238469},{"$f":"IFERROR(IF(OR(H55=\"\",'Lives scenario - input'!$F40=\"\"),\"\",H55/'Lives scenario - input'!$F40),\"\")","v":6.1058752398879008},{"$f":"IFERROR(IF(OR(I55=\"\",'Lives scenario - input'!$F40=\"\"),\"\",I55/'Lives scenario - input'!$F40),\"\")","v":6.1185032753242528},{"$f":"IFERROR(IF(OR(J55=\"\",'Lives scenario - input'!$F40=\"\"),\"\",J55/'Lives scenario - input'!$F40),\"\")","v":6.1574320641445626},{"$f":"IFERROR(IF(OR(K55=\"\",'Lives scenario - input'!$F40=\"\"),\"\",K55/'Lives scenario - input'!$F40),\"\")","v":6.2180597128865802},{"$f":"IFERROR(IF(OR(L55=\"\",'Lives scenario - input'!$F40=\"\"),\"\",L55/'Lives scenario - input'!$F40),\"\")","v":6.2959971009833211},{"$f":"IFERROR(IF(OR(M55=\"\",'Lives scenario - input'!$F40=\"\"),\"\",M55/'Lives scenario - input'!$F40),\"\")","v":6.3871766484472206},{"$f":"IFERROR(IF(OR(N55=\"\",'Lives scenario - input'!$F40=\"\"),\"\",N55/'Lives scenario - input'!$F40),\"\")","v":6.488028140174821},{"$f":"IFERROR(IF(OR(O55=\"\",'Lives scenario - input'!$F40=\"\"),\"\",O55/'Lives scenario - input'!$F40),\"\")","v":6.5957132122374542},{"$f":"IFERROR(IF(OR(P55=\"\",'Lives scenario - input'!$F40=\"\"),\"\",P55/'Lives scenario - input'!$F40),\"\")","v":6.7083920973253237},{"$f":"IFERROR(IF(OR(Q55=\"\",'Lives scenario - input'!$F40=\"\"),\"\",Q55/'Lives scenario - input'!$F40),\"\")","v":6.825485001131395},{"$f":"IFERROR(IF(OR(R55=\"\",'Lives scenario - input'!$F40=\"\"),\"\",R55/'Lives scenario - input'!$F40),\"\")","v":6.9478869042001774},{"$f":"IFERROR(IF(OR(S55=\"\",'Lives scenario - input'!$F40=\"\"),\"\",S55/'Lives scenario - input'!$F40),\"\")","v":7.0780979523774805},{"$f":"IFERROR(IF(OR(T55=\"\",'Lives scenario - input'!$F40=\"\"),\"\",T55/'Lives scenario - input'!$F40),\"\")","v":7.2202400883440729},{"$f":"IFERROR(IF(OR(U55=\"\",'Lives scenario - input'!$F40=\"\"),\"\",U55/'Lives scenario - input'!$F40),\"\")","v":7.3799418682136055},{"$f":"IFERROR(IF(OR(V55=\"\",'Lives scenario - input'!$F40=\"\"),\"\",V55/'Lives scenario - input'!$F40),\"\")","v":7.5640853430549519},{"$f":"IFERROR(IF(OR(W55=\"\",'Lives scenario - input'!$F40=\"\"),\"\",W55/'Lives scenario - input'!$F40),\"\")","v":7.7804199822823481}]
[{"$f":"IFERROR('Lives scenario - input'!A41,\"\")","v":4},{"$f":"IFERROR('Lives scenario - input'!B41,\"\")","v":"SWITCHGEAR"},{"$f":"IFERROR('Lives scenario - input'!C41,\"\")","v":"> 33 kv & < = 66 kv ; switch"},{"$f":"IFERROR(repcalc('Lives scenario - input'!$CX41:$GJ41,'Lives scenario - input'!$I41,'Lives scenario - input'!$G41,'Lives scenario - input'!$H41,20,TRUE,TRUE),\"\")","v":951.42553679751211},1050.6615420194128,1154.2894584335131,1261.5317887774802,1371.7036443866168,1484.2785365732393,1598.9341620655093,1715.570473275101,1834.2950348729626,1955.3742616466895,2079.1532346221484,2205.9509301313051,2335.9413543098831,2469.0337610042266,2604.7664420536412,2742.2282618771305,2880.020099662187,3016.2648062157959,3148.6695209819354,3274.6387327104903,{"$f":"IFERROR(IF(OR(D56=\"\",'Lives scenario - input'!$F41=\"\"),\"\",D56/'Lives scenario - input'!$F41),\"\")","v":9.8692839187978567},{"$f":"IFERROR(IF(OR(E56=\"\",'Lives scenario - input'!$F41=\"\"),\"\",E56/'Lives scenario - input'!$F41),\"\")","v":10.898674315232721},{"$f":"IFERROR(IF(OR(F56=\"\",'Lives scenario - input'!$F41=\"\"),\"\",F56/'Lives scenario - input'!$F41),\"\")","v":11.973622684231433},{"$f":"IFERROR(IF(OR(G56=\"\",'Lives scenario - input'!$F41=\"\"),\"\",G56/'Lives scenario - input'!$F41),\"\")","v":13.086063926707119},{"$f":"IFERROR(IF(OR(H56=\"\",'Lives scenario - input'!$F41=\"\"),\"\",H56/'Lives scenario - input'!$F41),\"\")","v":14.2288935868477},{"$f":"IFERROR(IF(OR(I56=\"\",'Lives scenario - input'!$F41=\"\"),\"\",I56/'Lives scenario - input'!$F41),\"\")","v":15.396650316247211},{"$f":"IFERROR(IF(OR(J56=\"\",'Lives scenario - input'!$F41=\"\"),\"\",J56/'Lives scenario - input'!$F41),\"\")","v":16.585990813328483},{"$f":"IFERROR(IF(OR(K56=\"\",'Lives scenario - input'!$F41=\"\"),\"\",K56/'Lives scenario - input'!$F41),\"\")","v":17.795877269018302},{"$f":"IFERROR(IF(OR(L56=\"\",'Lives scenario - input'!$F41=\"\"),\"\",L56/'Lives scenario - input'!$F41),\"\")","v":19.027425468247976},{"$f":"IFERROR(IF(OR(M56=\"\",'Lives scenario - input'!$F41=\"\"),\"\",M56/'Lives scenario - input'!$F41),\"\")","v":20.283398972722811},{"$f":"IFERROR(IF(OR(N56=\"\",'Lives scenario - input'!$F41=\"\"),\"\",N56/'Lives scenario - input'!$F41),\"\")","v":21.567377361177609},{"$f":"IFERROR(IF(OR(O56=\"\",'Lives scenario - input'!$F41=\"\"),\"\",O56/'Lives scenario - input'!$F41),\"\")","v":22.882669424328817},{"$f":"IFERROR(IF(OR(P56=\"\",'Lives scenario - input'!$F41=\"\"),\"\",P56/'Lives scenario - input'!$F41),\"\")","v":24.231080154675222},{"$f":"IFERROR(IF(OR(Q56=\"\",'Lives scenario - input'!$F41=\"\"),\"\",Q56/'Lives scenario - input'!$F41),\"\")","v":25.611668228360845},{"$f":"IFERROR(IF(OR(R56=\"\",'Lives scenario - input'!$F41=\"\"),\"\",R56/'Lives scenario - input'!$F41),\"\")","v":27.019644275383225},{"$f":"IFERROR(IF(OR(S56=\"\",'Lives scenario - input'!$F41=\"\"),\"\",S56/'Lives scenario - input'!$F41),\"\")","v":28.445556945752703},{"$f":"IFERROR(IF(OR(T56=\"\",'Lives scenario - input'!$F41=\"\"),\"\",T56/'Lives scenario - input'!$F41),\"\")","v":29.874892943366444},{"$f":"IFERROR(IF(OR(U56=\"\",'Lives scenario - input'!$F41=\"\"),\"\",U56/'Lives scenario - input'!$F41),\"\")","v":31.28818030996047},{"$f":"IFERROR(IF(OR(V56=\"\",'Lives scenario - input'!$F41=\"\"),\"\",V56/'Lives scenario - input'!$F41),\"\")","v":32.661634849149053},{"$f":"IFERROR(IF(OR(W56=\"\",'Lives scenario - input'!$F41=\"\"),\"\",W56/'Lives scenario - input'!$F41),\"\")","v":33.968332922191067}]
[{"$f":"IFERROR('Lives scenario - input'!A42,\"\")","v":4},{"$f":"IFERROR('Lives scenario - input'!B42,\"\")","v":"SWITCHGEAR"},{"$f":"IFERROR('Lives scenario - input'!C42,\"\")","v":"> 66 kv & < = 132 kv ; circuit breaker"},{"$f":"IFERROR(repcalc('Lives scenario - input'!$CX42:$GJ42,'Lives scenario - input'!$I42,'Lives scenario - input'!$G42,'Lives scenario - input'!$H42,20,TRUE,TRUE),\"\")","v":60.612326221906038},66.156163378363786,71.349587451479806,76.111200981322867,80.403810094052076,84.243934649911566,87.7075396058287,90.930987054168071,94.10661230357691,97.472828064554719,101.2992037658849,105.86749174044702,111.45002077705354,118.28720340528751,126.56607568141311,136.40179518087095,147.82386967158095,160.76859395674822,175.07876148457078,190.51121831777874,{"$f":"IFERROR(IF(OR(D57=\"\",'Lives scenario - input'!$F42=\"\"),\"\",D57/'Lives scenario - input'!$F42),\"\")","v":0.32980649841670878},{"$f":"IFERROR(IF(OR(E57=\"\",'Lives scenario - input'!$F42=\"\"),\"\",E57/'Lives scenario - input'!$F42),\"\")","v":0.35997187292601063},{"$f":"IFERROR(IF(OR(F57=\"\",'Lives scenario - input'!$F42=\"\"),\"\",F57/'Lives scenario - input'!$F42),\"\")","v":0.38823056410504014},{"$f":"IFERROR(IF(OR(G57=\"\",'Lives scenario - input'!$F42=\"\"),\"\",G57/'Lives scenario - input'!$F42),\"\")","v":0.41413966845688072},{"$f":"IFERROR(IF(OR(H57=\"\",'Lives scenario - input'!$F42=\"\"),\"\",H57/'Lives scenario - input'!$F42),\"\")","v":0.43749680501286414},{"$f":"IFERROR(IF(OR(I57=\"\",'Lives scenario - input'!$F42=\"\"),\"\",I57/'Lives scenario - input'!$F42),\"\")","v":0.45839186237488155},{"$f":"IFERROR(IF(OR(J57=\"\",'Lives scenario - input'!$F42=\"\"),\"\",J57/'Lives scenario - input'!$F42),\"\")","v":0.47723818446170718},{"$f":"IFERROR(IF(OR(K57=\"\",'Lives scenario - input'!$F42=\"\"),\"\",K57/'Lives scenario - input'!$F42),\"\")","v":0.49477775078481689},{"$f":"IFERROR(IF(OR(L57=\"\",'Lives scenario - input'!$F42=\"\"),\"\",L57/'Lives scenario - input'!$F42),\"\")","v":0.51205710482176348},{"$f":"IFERROR(IF(OR(M57=\"\",'Lives scenario - input'!$F42=\"\"),\"\",M57/'Lives scenario - input'!$F42),\"\")","v":0.53037350846841957},{"$f":"IFERROR(IF(OR(N57=\"\",'Lives scenario - input'!$F42=\"\"),\"\",N57/'Lives scenario - input'!$F42),\"\")","v":0.55119375494868739},{"$f":"IFERROR(IF(OR(O57=\"\",'Lives scenario - input'!$F42=\"\"),\"\",O57/'Lives scenario - input'!$F42),\"\")","v":0.57605092764873422},{"$f":"IFERROR(IF(OR(P57=\"\",'Lives scenario - input'!$F42=\"\"),\"\",P57/'Lives scenario - input'!$F42),\"\")","v":0.60642683414557774},{"$f":"IFERROR(IF(OR(Q57=\"\",'Lives scenario - input'!$F42=\"\"),\"\",Q57/'Lives scenario - input'!$F42),\"\")","v":0.64362961784006711},{"$f":"IFERROR(IF(OR(R57=\"\",'Lives scenario - input'!$F42=\"\"),\"\",R57/'Lives scenario - input'!$F42),\"\")","v":0.68867698768084618},{"$f":"IFERROR(IF(OR(S57=\"\",'Lives scenario - input'!$F42=\"\"),\"\",S57/'Lives scenario - input'!$F42),\"\")","v":0.74219554421419953},{"$f":"IFERROR(IF(OR(T57=\"\",'Lives scenario - input'!$F42=\"\"),\"\",T57/'Lives scenario - input'!$F42),\"\")","v":0.80434584642573903},{"$f":"IFERROR(IF(OR(U57=\"\",'Lives scenario - input'!$F42=\"\"),\"\",U57/'Lives scenario - input'!$F42),\"\")","v":0.87478125875145485},{"$f":"IFERROR(IF(OR(V57=\"\",'Lives scenario - input'!$F42=\"\"),\"\",V57/'Lives scenario - input'!$F42),\"\")","v":0.95264638187556838},{"$f":"IFERROR(IF(OR(W57=\"\",'Lives scenario - input'!$F42=\"\"),\"\",W57/'Lives scenario - input'!$F42),\"\")","v":1.0366181557272018}]
[{"$f":"IFERROR('Lives scenario - input'!A43,\"\")","v":4},{"$f":"IFERROR('Lives scenario - input'!B43,\"\")","v":"SWITCHGEAR"},{"$f":"IFERROR('Lives scenario - input'!C43,\"\")","v":"> 66 kv & < = 132 kv ; switch"},{"$f":"IFERROR(repcalc('Lives scenario - input'!$CX43:$GJ43,'Lives scenario - input'!$I43,'Lives scenario - input'!$G43,'Lives scenario - input'!$H43,20,TRUE,TRUE),\"\")","v":249.33629942781403},260.23370666271836,269.61213183684532,277.75751086584461,285.07722731875549,292.05817279273572,299.21335722524123,307.02347763072453,315.88093744900743,326.04376427447954,337.60566534340393,350.48626968829569,364.44280189327714,379.10149778939609,394.00450635399221,408.66623806875003,422.63236347550327,435.53496951834944,447.13856933420533,457.37339845598348,{"$f":"IFERROR(IF(OR(D58=\"\",'Lives scenario - input'!$F43=\"\"),\"\",D58/'Lives scenario - input'!$F43),\"\")","v":2.5864039119639561},{"$f":"IFERROR(IF(OR(E58=\"\",'Lives scenario - input'!$F43=\"\"),\"\",E58/'Lives scenario - input'!$F43),\"\")","v":2.699444398917926},{"$f":"IFERROR(IF(OR(F58=\"\",'Lives scenario - input'!$F43=\"\"),\"\",F58/'Lives scenario - input'!$F43),\"\")","v":2.7967282505435724},{"$f":"IFERROR(IF(OR(G58=\"\",'Lives scenario - input'!$F43=\"\"),\"\",G58/'Lives scenario - input'!$F43),\"\")","v":2.8812215242200439},{"$f":"IFERROR(IF(OR(H58=\"\",'Lives scenario - input'!$F43=\"\"),\"\",H58/'Lives scenario - input'!$F43),\"\")","v":2.9571500725771056},{"$f":"IFERROR(IF(OR(I58=\"\",'Lives scenario - input'!$F43=\"\"),\"\",I58/'Lives scenario - input'!$F43),\"\")","v":3.0295644972900098},{"$f":"IFERROR(IF(OR(J58=\"\",'Lives scenario - input'!$F43=\"\"),\"\",J58/'Lives scenario - input'!$F43),\"\")","v":3.1037863296085471},{"$f":"IFERROR(IF(OR(K58=\"\",'Lives scenario - input'!$F43=\"\"),\"\",K58/'Lives scenario - input'!$F43),\"\")","v":3.1848019138456096},{"$f":"IFERROR(IF(OR(L58=\"\",'Lives scenario - input'!$F43=\"\"),\"\",L58/'Lives scenario - input'!$F43),\"\")","v":3.2766817114388314},{"$f":"IFERROR(IF(OR(M58=\"\",'Lives scenario - input'!$F43=\"\"),\"\",M58/'Lives scenario - input'!$F43),\"\")","v":3.3821022824440701},{"$f":"IFERROR(IF(OR(N58=\"\",'Lives scenario - input'!$F43=\"\"),\"\",N58/'Lives scenario - input'!$F43),\"\")","v":3.5020356664841414},{"$f":"IFERROR(IF(OR(O58=\"\",'Lives scenario - input'!$F43=\"\"),\"\",O58/'Lives scenario - input'!$F43),\"\")","v":3.6356481631103414},{"$f":"IFERROR(IF(OR(P58=\"\",'Lives scenario - input'!$F43=\"\"),\"\",P58/'Lives scenario - input'!$F43),\"\")","v":3.780421425468258},{"$f":"IFERROR(IF(OR(Q58=\"\",'Lives scenario - input'!$F43=\"\"),\"\",Q58/'Lives scenario - input'!$F43),\"\")","v":3.9324783401534318},{"$f":"IFERROR(IF(OR(R58=\"\",'Lives scenario - input'!$F43=\"\"),\"\",R58/'Lives scenario - input'!$F43),\"\")","v":4.0870695478514634},{"$f":"IFERROR(IF(OR(S58=\"\",'Lives scenario - input'!$F43=\"\"),\"\",S58/'Lives scenario - input'!$F43),\"\")","v":4.2391579535518709},{"$f":"IFERROR(IF(OR(T58=\"\",'Lives scenario - input'!$F43=\"\"),\"\",T58/'Lives scenario - input'!$F43),\"\")","v":4.3840307276722053},{"$f":"IFERROR(IF(OR(U58=\"\",'Lives scenario - input'!$F43=\"\"),\"\",U58/'Lives scenario - input'!$F43),\"\")","v":4.5178714513066254},{"$f":"IFERROR(IF(OR(V58=\"\",'Lives scenario - input'!$F43=\"\"),\"\",V58/'Lives scenario - input'!$F43),\"\")","v":4.6382373828836378},{"$f":"IFERROR(IF(OR(W58=\"\",'Lives scenario - input'!$F43=\"\"),\"\",W58/'Lives scenario - input'!$F43),\"\")","v":4.7444048448199752}]
[{"$f":"IFERROR('Lives scenario - input'!A44,\"\")","v":5},{"$f":"IFERROR('Lives scenario - input'!B44,\"\")","v":"TRANSFORMERS"},{"$f":"IFERROR('Lives scenario - input'!C44,\"\")","v":"ground outdoor / indoor chamber mounted ; ˂ 22 kv ; < = 60 kva ; single phase"},{"$f":"IFERROR(repcalc('Lives scenario - input'!$CX44:$GJ44,'Lives scenario - input'!$I44,'Lives scenario - input'!$G44,'Lives scenario - input'!$H44,20,TRUE,TRUE),\"\")","v":1.9076953079038794E-2},2.9883830866419249E-2,4.6027470348546283E-2,6.9703009626727264E-2,0.10378618480055399,0.15194316377466668,0.21871390252019932,0.30954602251094687,0.4307523799260834,0.5893642227814041,0.79285447589879565,1.0487134352620231,1.3638726556888308,1.7439918783520334,2.1926471240630616,2.7104829699674258,3.2944147949814484,3.9369829797528384,4.6259662389122873,5.3443519096332954,{"$f":"IFERROR(IF(OR(D59=\"\",'Lives scenario - input'!$F44=\"\"),\"\",D59/'Lives scenario - input'!$F44),\"\")","v":2.1463146302199391E-4},{"$f":"IFERROR(IF(OR(E59=\"\",'Lives scenario - input'!$F44=\"\"),\"\",E59/'Lives scenario - input'!$F44),\"\")","v":3.3621775516179847E-4},{"$f":"IFERROR(IF(OR(F59=\"\",'Lives scenario - input'!$F44=\"\"),\"\",F59/'Lives scenario - input'!$F44),\"\")","v":5.1784701986632396E-4},{"$f":"IFERROR(IF(OR(G59=\"\",'Lives scenario - input'!$F44=\"\"),\"\",G59/'Lives scenario - input'!$F44),\"\")","v":7.8421637203997317E-4},{"$f":"IFERROR(IF(OR(H59=\"\",'Lives scenario - input'!$F44=\"\"),\"\",H59/'Lives scenario - input'!$F44),\"\")","v":1.1676802156466964E-3},{"$f":"IFERROR(IF(OR(I59=\"\",'Lives scenario - input'!$F44=\"\"),\"\",I59/'Lives scenario - input'!$F44),\"\")","v":1.7094859646627754E-3},{"$f":"IFERROR(IF(OR(J59=\"\",'Lives scenario - input'!$F44=\"\"),\"\",J59/'Lives scenario - input'!$F44),\"\")","v":2.4607118697974693E-3},{"$f":"IFERROR(IF(OR(K59=\"\",'Lives scenario - input'!$F44=\"\"),\"\",K59/'Lives scenario - input'!$F44),\"\")","v":3.4826481676030379E-3},{"$f":"IFERROR(IF(OR(L59=\"\",'Lives scenario - input'!$F44=\"\"),\"\",L59/'Lives scenario - input'!$F44),\"\")","v":4.8463196989945809E-3},{"$f":"IFERROR(IF(OR(M59=\"\",'Lives scenario - input'!$F44=\"\"),\"\",M59/'Lives scenario - input'!$F44),\"\")","v":6.6308338058127005E-3},{"$f":"IFERROR(IF(OR(N59=\"\",'Lives scenario - input'!$F44=\"\"),\"\",N59/'Lives scenario - input'!$F44),\"\")","v":8.9202670584053734E-3},{"$f":"IFERROR(IF(OR(O59=\"\",'Lives scenario - input'!$F44=\"\"),\"\",O59/'Lives scenario - input'!$F44),\"\")","v":1.1798891467025103E-2},{"$f":"IFERROR(IF(OR(P59=\"\",'Lives scenario - input'!$F44=\"\"),\"\",P59/'Lives scenario - input'!$F44),\"\")","v":1.5344692742775006E-2},{"$f":"IFERROR(IF(OR(Q59=\"\",'Lives scenario - input'!$F44=\"\"),\"\",Q59/'Lives scenario - input'!$F44),\"\")","v":1.9621347643846713E-2},{"$f":"IFERROR(IF(OR(R59=\"\",'Lives scenario - input'!$F44=\"\"),\"\",R59/'Lives scenario - input'!$F44),\"\")","v":2.4669089355035222E-2},{"$f":"IFERROR(IF(OR(S59=\"\",'Lives scenario - input'!$F44=\"\"),\"\",S59/'Lives scenario - input'!$F44),\"\")","v":3.049516990108464E-2},{"$f":"IFERROR(IF(OR(T59=\"\",'Lives scenario - input'!$F44=\"\"),\"\",T59/'Lives scenario - input'!$F44),\"\")","v":3.7064884749603705E-2},{"$f":"IFERROR(IF(OR(U59=\"\",'Lives scenario - input'!$F44=\"\"),\"\",U59/'Lives scenario - input'!$F44),\"\")","v":4.4294307027756066E-2},{"$f":"IFERROR(IF(OR(V59=\"\",'Lives scenario - input'!$F44=\"\"),\"\",V59/'Lives scenario - input'!$F44),\"\")","v":5.2045937191041287E-2},{"$f":"IFERROR(IF(OR(W59=\"\",'Lives scenario - input'!$F44=\"\"),\"\",W59/'Lives scenario - input'!$F44),\"\")","v":6.0128368745077238E-2}]
[{"$f":"IFERROR('Lives scenario - input'!A45,\"\")","v":5},{"$f":"IFERROR('Lives scenario - input'!B45,\"\")","v":"TRANSFORMERS"},{"$f":"IFERROR('Lives scenario - input'!C45,\"\")","v":"ground outdoor / indoor chamber mounted ; ˂ 22 kv ; > 60 kva and < = 600 kva ; multiple phase"},{"$f":"IFERROR(repcalc('Lives scenario - input'!$CX45:$GJ45,'Lives scenario - input'!$I45,'Lives scenario - input'!$G45,'Lives scenario - input'!$H45,20,TRUE,TRUE),\"\")","v":3.0237775849984187E-3},4.750392123017028E-3,7.3592773922121638E-3,1.1242939630741515E-2,1.6938605550236668E-2,2.5167718721889477E-2,3.6880363220231811E-2,5.3302780029253816E-2,7.5984959010441722E-2,0.1068439580256331,0.14819724522751476,0.20277916086520895,0.27373277961392328,0.36456927988168797,0.47908764469687315,0.62124933404950289,0.7950055894701461,1.0040792247272519,1.2517079119676724,1.5403616908946884,{"$f":"IFERROR(IF(OR(D60=\"\",'Lives scenario - input'!$F45=\"\"),\"\",D60/'Lives scenario - input'!$F45),\"\")","v":3.4019992827597933E-5},{"$f":"IFERROR(IF(OR(E60=\"\",'Lives scenario - input'!$F45=\"\"),\"\",E60/'Lives scenario - input'!$F45),\"\")","v":5.3445831054204851E-5},{"$f":"IFERROR(IF(OR(F60=\"\",'Lives scenario - input'!$F45=\"\"),\"\",F60/'Lives scenario - input'!$F45),\"\")","v":8.2797942990735004E-5},{"$f":"IFERROR(IF(OR(G60=\"\",'Lives scenario - input'!$F45=\"\"),\"\",G60/'Lives scenario - input'!$F45),\"\")","v":1.2649234768341699E-4},{"$f":"IFERROR(IF(OR(H60=\"\",'Lives scenario - input'!$F45=\"\"),\"\",H60/'Lives scenario - input'!$F45),\"\")","v":1.9057328891763161E-4},{"$f":"IFERROR(IF(OR(I60=\"\",'Lives scenario - input'!$F45=\"\"),\"\",I60/'Lives scenario - input'!$F45),\"\")","v":2.8315760215086392E-4},{"$f":"IFERROR(IF(OR(J60=\"\",'Lives scenario - input'!$F45=\"\"),\"\",J60/'Lives scenario - input'!$F45),\"\")","v":4.1493451716031197E-4},{"$f":"IFERROR(IF(OR(K60=\"\",'Lives scenario - input'!$F45=\"\"),\"\",K60/'Lives scenario - input'!$F45),\"\")","v":5.9970025681872156E-4},{"$f":"IFERROR(IF(OR(L60=\"\",'Lives scenario - input'!$F45=\"\"),\"\",L60/'Lives scenario - input'!$F45),\"\")","v":8.5489348600416401E-4},{"$f":"IFERROR(IF(OR(M60=\"\",'Lives scenario - input'!$F45=\"\"),\"\",M60/'Lives scenario - input'!$F45),\"\")","v":1.2020826874758759E-3},{"$f":"IFERROR(IF(OR(N60=\"\",'Lives scenario - input'!$F45=\"\"),\"\",N60/'Lives scenario - input'!$F45),\"\")","v":1.6673412901539388E-3},{"$f":"IFERROR(IF(OR(O60=\"\",'Lives scenario - input'!$F45=\"\"),\"\",O60/'Lives scenario - input'!$F45),\"\")","v":2.2814328780151813E-3},{"$f":"IFERROR(IF(OR(P60=\"\",'Lives scenario - input'!$F45=\"\"),\"\",P60/'Lives scenario - input'!$F45),\"\")","v":3.0797196345871405E-3},{"$f":"IFERROR(IF(OR(Q60=\"\",'Lives scenario - input'!$F45=\"\"),\"\",Q60/'Lives scenario - input'!$F45),\"\")","v":4.1017052141234306E-3},{"$f":"IFERROR(IF(OR(R60=\"\",'Lives scenario - input'!$F45=\"\"),\"\",R60/'Lives scenario - input'!$F45),\"\")","v":5.3901313103314561E-3},{"$f":"IFERROR(IF(OR(S60=\"\",'Lives scenario - input'!$F45=\"\"),\"\",S60/'Lives scenario - input'!$F45),\"\")","v":6.9895676168011331E-3},{"$f":"IFERROR(IF(OR(T60=\"\",'Lives scenario - input'!$F45=\"\"),\"\",T60/'Lives scenario - input'!$F45),\"\")","v":8.9444688610219938E-3},{"$f":"IFERROR(IF(OR(U60=\"\",'Lives scenario - input'!$F45=\"\"),\"\",U60/'Lives scenario - input'!$F45),\"\")","v":1.1296719769678122E-2},{"$f":"IFERROR(IF(OR(V60=\"\",'Lives scenario - input'!$F45=\"\"),\"\",V60/'Lives scenario - input'!$F45),\"\")","v":1.4082746825907856E-2},{"$f":"IFERROR(IF(OR(W60=\"\",'Lives scenario - input'!$F45=\"\"),\"\",W60/'Lives scenario - input'!$F45),\"\")","v":1.7330340014466154E-2}]
[{"$f":"IFERROR('Lives scenario - input'!A46,\"\")","v":5},{"$f":"IFERROR('Lives scenario - input'!B46,\"\")","v":"TRANSFORMERS"},{"$f":"IFERROR('Lives scenario - input'!C46,\"\")","v":"ground outdoor / indoor chamber mounted ; ˂ 22 kv ; > 600 kva ; multiple phase"},{"$f":"IFERROR(repcalc('Lives scenario - input'!$CX46:$GJ46,'Lives scenario - input'!$I46,'Lives scenario - input'!$G46,'Lives scenario - input'!$H46,20,TRUE,TRUE),\"\")","v":237.35925103959465},215.77963615129161,199.76315595598351,188.57799559133639,181.46721521626162,177.70308222434298,176.62248643534548,177.64449262898833,180.27296065832405,184.08831910364211,188.73301243815393,193.89493825018843,199.29249228190886,204.66381649205783,209.76167502964921,214.35422546543293,218.2309392489054,221.21215076722859,223.16023426802317,223.99024100184118,{"$f":"IFERROR(IF(OR(D61=\"\",'Lives scenario - input'!$F46=\"\"),\"\",D61/'Lives scenario - input'!$F46),\"\")","v":0.92125114253753992},{"$f":"IFERROR(IF(OR(E61=\"\",'Lives scenario - input'!$F46=\"\"),\"\",E61/'Lives scenario - input'!$F46),\"\")","v":0.83749521229973767},{"$f":"IFERROR(IF(OR(F61=\"\",'Lives scenario - input'!$F46=\"\"),\"\",F61/'Lives scenario - input'!$F46),\"\")","v":0.77533121146668771},{"$f":"IFERROR(IF(OR(G61=\"\",'Lives scenario - input'!$F46=\"\"),\"\",G61/'Lives scenario - input'!$F46),\"\")","v":0.73191878190994852},{"$f":"IFERROR(IF(OR(H61=\"\",'Lives scenario - input'!$F46=\"\"),\"\",H61/'Lives scenario - input'!$F46),\"\")","v":0.70432004911912771},{"$f":"IFERROR(IF(OR(I61=\"\",'Lives scenario - input'!$F46=\"\"),\"\",I61/'Lives scenario - input'!$F46),\"\")","v":0.6897104992310138},{"$f":"IFERROR(IF(OR(J61=\"\",'Lives scenario - input'!$F46=\"\"),\"\",J61/'Lives scenario - input'!$F46),\"\")","v":0.68551643432359999},{"$f":"IFERROR(IF(OR(K61=\"\",'Lives scenario - input'!$F46=\"\"),\"\",K61/'Lives scenario - input'!$F46),\"\")","v":0.68948309822842013},{"$f":"IFERROR(IF(OR(L61=\"\",'Lives scenario - input'!$F46=\"\"),\"\",L61/'Lives scenario - input'!$F46),\"\")","v":0.69968484585166746},{"$f":"IFERROR(IF(OR(M61=\"\",'Lives scenario - input'!$F46=\"\"),\"\",M61/'Lives scenario - input'!$F46),\"\")","v":0.71449321464936466},{"$f":"IFERROR(IF(OR(N61=\"\",'Lives scenario - input'!$F46=\"\"),\"\",N61/'Lives scenario - input'!$F46),\"\")","v":0.73252044140549277},{"$f":"IFERROR(IF(OR(O61=\"\",'Lives scenario - input'!$F46=\"\"),\"\",O61/'Lives scenario - input'!$F46),\"\")","v":0.75255517791229753},{"$f":"IFERROR(IF(OR(P61=\"\",'Lives scenario - input'!$F46=\"\"),\"\",P61/'Lives scenario - input'!$F46),\"\")","v":0.77350444699219134},{"$f":"IFERROR(IF(OR(Q61=\"\",'Lives scenario - input'!$F46=\"\"),\"\",Q61/'Lives scenario - input'!$F46),\"\")","v":0.79435191151639417},{"$f":"IFERROR(IF(OR(R61=\"\",'Lives scenario - input'!$F46=\"\"),\"\",R61/'Lives scenario - input'!$F46),\"\")","v":0.81413798676596338},{"$f":"IFERROR(IF(OR(S61=\"\",'Lives scenario - input'!$F46=\"\"),\"\",S61/'Lives scenario - input'!$F46),\"\")","v":0.83196283377570246},{"$f":"IFERROR(IF(OR(T61=\"\",'Lives scenario - input'!$F46=\"\"),\"\",T61/'Lives scenario - input'!$F46),\"\")","v":0.84700933812163703},{"$f":"IFERROR(IF(OR(U61=\"\",'Lives scenario - input'!$F46=\"\"),\"\",U61/'Lives scenario - input'!$F46),\"\")","v":0.85858017222804894},{"$f":"IFERROR(IF(OR(V61=\"\",'Lives scenario - input'!$F46=\"\"),\"\",V61/'Lives scenario - input'!$F46),\"\")","v":0.8661411758249391},{"$f":"IFERROR(IF(OR(W61=\"\",'Lives scenario - input'!$F46=\"\"),\"\",W61/'Lives scenario - input'!$F46),\"\")","v":0.86936264138187302}]
[{"$f":"IFERROR('Lives scenario - input'!A47,\"\")","v":5},{"$f":"IFERROR('Lives scenario - input'!B47,\"\")","v":"TRANSFORMERS"},{"$f":"IFERROR('Lives scenario - input'!C47,\"\")","v":"ground outdoor / indoor chamber mounted ; > = 22 kv & < = 33 kv ; < = 15 mva"},{"$f":"IFERROR(repcalc('Lives scenario - input'!$CX47:$GJ47,'Lives scenario - input'!$I47,'Lives scenario - input'!$G47,'Lives scenario - input'!$H47,20,TRUE,TRUE),\"\")","v":375.70888121945393},365.85486282230204,357.05234508219428,349.60962369116555,343.8343619375546,340.03463234913727,338.51479401948893,339.5659848500336,343.45177321550295,350.39020102931465,360.53398529552391,373.95097544279128,390.60706160193888,410.35359226290257,432.92100912740028,457.91988225458942,484.84988385148625,513.11653731377135,542.05488581497889,570.95860617023209,{"$f":"IFERROR(IF(OR(D62=\"\",'Lives scenario - input'!$F47=\"\"),\"\",D62/'Lives scenario - input'!$F47),\"\")","v":1.149139034420249},{"$f":"IFERROR(IF(OR(E62=\"\",'Lives scenario - input'!$F47=\"\"),\"\",E62/'Lives scenario - input'!$F47),\"\")","v":1.1189996425876447},{"$f":"IFERROR(IF(OR(F62=\"\",'Lives scenario - input'!$F47=\"\"),\"\",F62/'Lives scenario - input'!$F47),\"\")","v":1.0920763590509266},{"$f":"IFERROR(IF(OR(G62=\"\",'Lives scenario - input'!$F47=\"\"),\"\",G62/'Lives scenario - input'!$F47),\"\")","v":1.0693121336086486},{"$f":"IFERROR(IF(OR(H62=\"\",'Lives scenario - input'!$F47=\"\"),\"\",H62/'Lives scenario - input'!$F47),\"\")","v":1.0516479817964048},{"$f":"IFERROR(IF(OR(I62=\"\",'Lives scenario - input'!$F47=\"\"),\"\",I62/'Lives scenario - input'!$F47),\"\")","v":1.0400261708450116},{"$f":"IFERROR(IF(OR(J62=\"\",'Lives scenario - input'!$F47=\"\"),\"\",J62/'Lives scenario - input'!$F47),\"\")","v":1.0353776101164542},{"$f":"IFERROR(IF(OR(K62=\"\",'Lives scenario - input'!$F47=\"\"),\"\",K62/'Lives scenario - input'!$F47),\"\")","v":1.038592770780431},{"$f":"IFERROR(IF(OR(L62=\"\",'Lives scenario - input'!$F47=\"\"),\"\",L62/'Lives scenario - input'!$F47),\"\")","v":1.0504778001568027},{"$f":"IFERROR(IF(OR(M62=\"\",'Lives scenario - input'!$F47=\"\"),\"\",M62/'Lives scenario - input'!$F47),\"\")","v":1.0716995988336908},{"$f":"IFERROR(IF(OR(N62=\"\",'Lives scenario - input'!$F47=\"\"),\"\",N62/'Lives scenario - input'!$F47),\"\")","v":1.1027252653529509},{"$f":"IFERROR(IF(OR(O62=\"\",'Lives scenario - input'!$F47=\"\"),\"\",O62/'Lives scenario - input'!$F47),\"\")","v":1.1437623232276914},{"$f":"IFERROR(IF(OR(P62=\"\",'Lives scenario - input'!$F47=\"\"),\"\",P62/'Lives scenario - input'!$F47),\"\")","v":1.1947064443887867},{"$f":"IFERROR(IF(OR(Q62=\"\",'Lives scenario - input'!$F47=\"\"),\"\",Q62/'Lives scenario - input'!$F47),\"\")","v":1.2551029649693992},{"$f":"IFERROR(IF(OR(R62=\"\",'Lives scenario - input'!$F47=\"\"),\"\",R62/'Lives scenario - input'!$F47),\"\")","v":1.3241274169356556},{"$f":"IFERROR(IF(OR(S62=\"\",'Lives scenario - input'!$F47=\"\"),\"\",S62/'Lives scenario - input'!$F47),\"\")","v":1.4005886941717205},{"$f":"IFERROR(IF(OR(T62=\"\",'Lives scenario - input'!$F47=\"\"),\"\",T62/'Lives scenario - input'!$F47),\"\")","v":1.4829564996160582},{"$f":"IFERROR(IF(OR(U62=\"\",'Lives scenario - input'!$F47=\"\"),\"\",U62/'Lives scenario - input'!$F47),\"\")","v":1.569412573692649},{"$f":"IFERROR(IF(OR(V62=\"\",'Lives scenario - input'!$F47=\"\"),\"\",V62/'Lives scenario - input'!$F47),\"\")","v":1.6579230867964643},{"$f":"IFERROR(IF(OR(W62=\"\",'Lives scenario - input'!$F47=\"\"),\"\",W62/'Lives scenario - input'!$F47),\"\")","v":1.7463276866355291}]
[{"$f":"IFERROR('Lives scenario - input'!A48,\"\")","v":5},{"$f":"IFERROR('Lives scenario - input'!B48,\"\")","v":"TRANSFORMERS"},{"$f":"IFERROR('Lives scenario - input'!C48,\"\")","v":"ground outdoor / indoor chamber mounted ; > = 22 kv & < = 33 kv ; > 15 mva and < = 40 mva"},{"$f":"IFERROR(repcalc('Lives scenario - input'!$CX48:$GJ48,'Lives scenario - input'!$I48,'Lives scenario - input'!$G48,'Lives scenario - input'!$H48,20,TRUE,TRUE),\"\")","v":833.9367477707508},774.70206715816857,714.12992184721475,654.2490396314488,596.84191643239296,543.3912002238535,495.04776709908674,452.61792010977359,416.56678331080855,387.03518763804618,363.867857098412,346.65122050119106,334.7594889689322,327.40765544455093,323.70980152179567,322.74063444961581,323.59766088919065,325.46097279413596,327.64738305303501,329.65566633500868,{"$f":"IFERROR(IF(OR(D63=\"\",'Lives scenario - input'!$F48=\"\"),\"\",D63/'Lives scenario - input'!$F48),\"\")","v":0.53461487483949388},{"$f":"IFERROR(IF(OR(E63=\"\",'Lives scenario - input'!$F48=\"\"),\"\",E63/'Lives scenario - input'!$F48),\"\")","v":0.49664108192713435},{"$f":"IFERROR(IF(OR(F63=\"\",'Lives scenario - input'!$F48=\"\"),\"\",F63/'Lives scenario - input'!$F48),\"\")","v":0.45780987563872022},{"$f":"IFERROR(IF(OR(G63=\"\",'Lives scenario - input'!$F48=\"\"),\"\",G63/'Lives scenario - input'!$F48),\"\")","v":0.41942181990591226},{"$f":"IFERROR(IF(OR(H63=\"\",'Lives scenario - input'!$F48=\"\"),\"\",H63/'Lives scenario - input'!$F48),\"\")","v":0.38261962589539544},{"$f":"IFERROR(IF(OR(I63=\"\",'Lives scenario - input'!$F48=\"\"),\"\",I63/'Lives scenario - input'!$F48),\"\")","v":0.34835378015553958},{"$f":"IFERROR(IF(OR(J63=\"\",'Lives scenario - input'!$F48=\"\"),\"\",J63/'Lives scenario - input'!$F48),\"\")","v":0.31736207902425251},{"$f":"IFERROR(IF(OR(K63=\"\",'Lives scenario - input'!$F48=\"\"),\"\",K63/'Lives scenario - input'!$F48),\"\")","v":0.29016142214195589},{"$f":"IFERROR(IF(OR(L63=\"\",'Lives scenario - input'!$F48=\"\"),\"\",L63/'Lives scenario - input'!$F48),\"\")","v":0.26704998828426668},{"$f":"IFERROR(IF(OR(M63=\"\",'Lives scenario - input'!$F48=\"\"),\"\",M63/'Lives scenario - input'!$F48),\"\")","v":0.24811806045327905},{"$f":"IFERROR(IF(OR(N63=\"\",'Lives scenario - input'!$F48=\"\"),\"\",N63/'Lives scenario - input'!$F48),\"\")","v":0.23326609530134104},{"$f":"IFERROR(IF(OR(O63=\"\",'Lives scenario - input'!$F48=\"\"),\"\",O63/'Lives scenario - input'!$F48),\"\")","v":0.222228963235648},{"$f":"IFERROR(IF(OR(P63=\"\",'Lives scenario - input'!$F48=\"\"),\"\",P63/'Lives scenario - input'!$F48),\"\")","v":0.21460548749634517},{"$f":"IFERROR(IF(OR(Q63=\"\",'Lives scenario - input'!$F48=\"\"),\"\",Q63/'Lives scenario - input'!$F48),\"\")","v":0.20989242074399914},{"$f":"IFERROR(IF(OR(R63=\"\",'Lives scenario - input'!$F48=\"\"),\"\",R63/'Lives scenario - input'!$F48),\"\")","v":0.20752182403223032},{"$f":"IFERROR(IF(OR(S63=\"\",'Lives scenario - input'!$F48=\"\"),\"\",S63/'Lives scenario - input'!$F48),\"\")","v":0.20690051655971869},{"$f":"IFERROR(IF(OR(T63=\"\",'Lives scenario - input'!$F48=\"\"),\"\",T63/'Lives scenario - input'!$F48),\"\")","v":0.20744993362756256},{"$f":"IFERROR(IF(OR(U63=\"\",'Lives scenario - input'!$F48=\"\"),\"\",U63/'Lives scenario - input'!$F48),\"\")","v":0.20864445379172628},{"$f":"IFERROR(IF(OR(V63=\"\",'Lives scenario - input'!$F48=\"\"),\"\",V63/'Lives scenario - input'!$F48),\"\")","v":0.21004610379699792},{"$f":"IFERROR(IF(OR(W63=\"\",'Lives scenario - input'!$F48=\"\"),\"\",W63/'Lives scenario - input'!$F48),\"\")","v":0.21133356129099212}]
[{"$f":"IFERROR('Lives scenario - input'!A49,\"\")","v":5},{"$f":"IFERROR('Lives scenario - input'!B49,\"\")","v":"TRANSFORMERS"},{"$f":"IFERROR('Lives scenario - input'!C49,\"\")","v":"ground outdoor / indoor chamber mounted ; > = 22 kv & < = 33 kv ; > 40 mva"},{"$f":"IFERROR(repcalc('Lives scenario - input'!$CX49:$GJ49,'Lives scenario - input'!$I49,'Lives scenario - input'!$G49,'Lives scenario - input'!$H49,20,TRUE,TRUE),\"\")","v":12.492262796531891},16.615222114999234,21.731075971438422,27.949005074406287,35.347729510037162,43.960917256346228,53.762817931787403,64.655780890626147,76.461490778069773,88.917701226419879,101.68192499168846,114.34294210965157,126.44016038205501,137.48989722861688,147.01668031097071,154.5868377292278,159.84111189403853,162.52289468678714,162.49899701814448,159.77061251896487,{"$f":"IFERROR(IF(OR(D64=\"\",'Lives scenario - input'!$F49=\"\"),\"\",D64/'Lives scenario - input'!$F49),\"\")","v":8.0084605088848963E-3},{"$f":"IFERROR(IF(OR(E64=\"\",'Lives scenario - input'!$F49=\"\"),\"\",E64/'Lives scenario - input'!$F49),\"\")","v":1.0651581088356801E-2},{"$f":"IFERROR(IF(OR(F64=\"\",'Lives scenario - input'!$F49=\"\"),\"\",F64/'Lives scenario - input'!$F49),\"\")","v":1.3931220193443021E-2},{"$f":"IFERROR(IF(OR(G64=\"\",'Lives scenario - input'!$F49=\"\"),\"\",G64/'Lives scenario - input'!$F49),\"\")","v":1.791737069949775E-2},{"$f":"IFERROR(IF(OR(H64=\"\",'Lives scenario - input'!$F49=\"\"),\"\",H64/'Lives scenario - input'!$F49),\"\")","v":2.2660497979474697E-2},{"$f":"IFERROR(IF(OR(I64=\"\",'Lives scenario - input'!$F49=\"\"),\"\",I64/'Lives scenario - input'!$F49),\"\")","v":2.8182185686931292E-2},{"$f":"IFERROR(IF(OR(J64=\"\",'Lives scenario - input'!$F49=\"\"),\"\",J64/'Lives scenario - input'!$F49),\"\")","v":3.4465925930778511E-2},{"$f":"IFERROR(IF(OR(K64=\"\",'Lives scenario - input'!$F49=\"\"),\"\",K64/'Lives scenario - input'!$F49),\"\")","v":4.1449117455121441E-2},{"$f":"IFERROR(IF(OR(L64=\"\",'Lives scenario - input'!$F49=\"\"),\"\",L64/'Lives scenario - input'!$F49),\"\")","v":4.901744698459564E-2},{"$f":"IFERROR(IF(OR(M64=\"\",'Lives scenario - input'!$F49=\"\"),\"\",M64/'Lives scenario - input'!$F49),\"\")","v":5.7002795283037241E-2},{"$f":"IFERROR(IF(OR(N64=\"\",'Lives scenario - input'!$F49=\"\"),\"\",N64/'Lives scenario - input'!$F49),\"\")","v":6.5185602802832809E-2},{"$f":"IFERROR(IF(OR(O64=\"\",'Lives scenario - input'!$F49=\"\"),\"\",O64/'Lives scenario - input'!$F49),\"\")","v":7.3302247260526462E-2},{"$f":"IFERROR(IF(OR(P64=\"\",'Lives scenario - input'!$F49=\"\"),\"\",P64/'Lives scenario - input'!$F49),\"\")","v":8.1057455134379355E-2},{"$f":"IFERROR(IF(OR(Q64=\"\",'Lives scenario - input'!$F49=\"\"),\"\",Q64/'Lives scenario - input'!$F49),\"\")","v":8.8141150267164112E-2},{"$f":"IFERROR(IF(OR(R64=\"\",'Lives scenario - input'!$F49=\"\"),\"\",R64/'Lives scenario - input'!$F49),\"\")","v":9.4248519871406228E-2},{"$f":"IFERROR(IF(OR(S64=\"\",'Lives scenario - input'!$F49=\"\"),\"\",S64/'Lives scenario - input'!$F49),\"\")","v":9.9101548319301569E-2},{"$f":"IFERROR(IF(OR(T64=\"\",'Lives scenario - input'!$F49=\"\"),\"\",T64/'Lives scenario - input'!$F49),\"\")","v":0.10246992503672243},{"$f":"IFERROR(IF(OR(U64=\"\",'Lives scenario - input'!$F49=\"\"),\"\",U64/'Lives scenario - input'!$F49),\"\")","v":0.10418914532042449},{"$f":"IFERROR(IF(OR(V64=\"\",'Lives scenario - input'!$F49=\"\"),\"\",V64/'Lives scenario - input'!$F49),\"\")","v":0.10417382515475905},{"$f":"IFERROR(IF(OR(W64=\"\",'Lives scenario - input'!$F49=\"\"),\"\",W64/'Lives scenario - input'!$F49),\"\")","v":0.10242472974501474}]
[{"$f":"IFERROR('Lives scenario - input'!A50,\"\")","v":5},{"$f":"IFERROR('Lives scenario - input'!B50,\"\")","v":"TRANSFORMERS"},{"$f":"IFERROR('Lives scenario - input'!C50,\"\")","v":"ground outdoor / indoor chamber mounted ; > 132 kv ; < = 100 mva"},{"$f":"IFERROR(repcalc('Lives scenario - input'!$CX50:$GJ50,'Lives scenario - input'!$I50,'Lives scenario - input'!$G50,'Lives scenario - input'!$H50,20,TRUE,TRUE),\"\")","v":1.8754711602124655E-7},3.8862786054921206E-7,7.9589579831901217E-7,1.6109332366789344E-6,3.2225393226263429E-6,6.3711606949639667E-6,1.244912511673079E-5,2.4041376206726642E-5,4.588601158525931E-5,8.6556971849131352E-5,1.6137074832384162E-4,2.9733691675072144E-4,5.4146994496700562E-4,9.745443508114033E-4,1.7335278082007636E-3,3.0476295785337544E-3,5.295365133119569E-3,9.0935236239419008E-3,1.5433741622674503E-2,2.5888873980965087E-2,{"$f":"IFERROR(IF(OR(D65=\"\",'Lives scenario - input'!$F50=\"\"),\"\",D65/'Lives scenario - input'!$F50),\"\")","v":3.1743662341973415E-11},{"$f":"IFERROR(IF(OR(E65=\"\",'Lives scenario - input'!$F50=\"\"),\"\",E65/'Lives scenario - input'!$F50),\"\")","v":6.5777986053169495E-11},{"$f":"IFERROR(IF(OR(F65=\"\",'Lives scenario - input'!$F50=\"\"),\"\",F65/'Lives scenario - input'!$F50),\"\")","v":1.3471093566894385E-10},{"$f":"IFERROR(IF(OR(G65=\"\",'Lives scenario - input'!$F50=\"\"),\"\",G65/'Lives scenario - input'!$F50),\"\")","v":2.7266172791910761E-10},{"$f":"IFERROR(IF(OR(H65=\"\",'Lives scenario - input'!$F50=\"\"),\"\",H65/'Lives scenario - input'!$F50),\"\")","v":5.4543734028729975E-10},{"$f":"IFERROR(IF(OR(I65=\"\",'Lives scenario - input'!$F50=\"\"),\"\",I65/'Lives scenario - input'!$F50),\"\")","v":1.0783635500130927E-9},{"$f":"IFERROR(IF(OR(J65=\"\",'Lives scenario - input'!$F50=\"\"),\"\",J65/'Lives scenario - input'!$F50),\"\")","v":2.1071015782173578E-9},{"$f":"IFERROR(IF(OR(K65=\"\",'Lives scenario - input'!$F50=\"\"),\"\",K65/'Lives scenario - input'!$F50),\"\")","v":4.0691712287179522E-9},{"$f":"IFERROR(IF(OR(L65=\"\",'Lives scenario - input'!$F50=\"\"),\"\",L65/'Lives scenario - input'!$F50),\"\")","v":7.7665286936075297E-9},{"$f":"IFERROR(IF(OR(M65=\"\",'Lives scenario - input'!$F50=\"\"),\"\",M65/'Lives scenario - input'!$F50),\"\")","v":1.4650373442219468E-8},{"$f":"IFERROR(IF(OR(N65=\"\",'Lives scenario - input'!$F50=\"\"),\"\",N65/'Lives scenario - input'!$F50),\"\")","v":2.7313128857088319E-8},{"$f":"IFERROR(IF(OR(O65=\"\",'Lives scenario - input'!$F50=\"\"),\"\",O65/'Lives scenario - input'!$F50),\"\")","v":5.0326354717547871E-8},{"$f":"IFERROR(IF(OR(P65=\"\",'Lives scenario - input'!$F50=\"\"),\"\",P65/'Lives scenario - input'!$F50),\"\")","v":9.1647578837801789E-8},{"$f":"IFERROR(IF(OR(Q65=\"\",'Lives scenario - input'!$F50=\"\"),\"\",Q65/'Lives scenario - input'!$F50),\"\")","v":1.6494845383775606E-7},{"$f":"IFERROR(IF(OR(R65=\"\",'Lives scenario - input'!$F50=\"\"),\"\",R65/'Lives scenario - input'!$F50),\"\")","v":2.9341171739325655E-7},{"$f":"IFERROR(IF(OR(S65=\"\",'Lives scenario - input'!$F50=\"\"),\"\",S65/'Lives scenario - input'!$F50),\"\")","v":5.1583264161431618E-7},{"$f":"IFERROR(IF(OR(T65=\"\",'Lives scenario - input'!$F50=\"\"),\"\",T65/'Lives scenario - input'!$F50),\"\")","v":8.9627761988173612E-7},{"$f":"IFERROR(IF(OR(U65=\"\",'Lives scenario - input'!$F50=\"\"),\"\",U65/'Lives scenario - input'!$F50),\"\")","v":1.5391425341057691E-6},{"$f":"IFERROR(IF(OR(V65=\"\",'Lives scenario - input'!$F50=\"\"),\"\",V65/'Lives scenario - input'!$F50),\"\")","v":2.6122688161621131E-6},{"$f":"IFERROR(IF(OR(W65=\"\",'Lives scenario - input'!$F50=\"\"),\"\",W65/'Lives scenario - input'!$F50),\"\")","v":4.3818731607291526E-6}]
[{"$f":"IFERROR('Lives scenario - input'!A51,\"\")","v":5},{"$f":"IFERROR('Lives scenario - input'!B51,\"\")","v":"TRANSFORMERS"},{"$f":"IFERROR('Lives scenario - input'!C51,\"\")","v":"ground outdoor / indoor chamber mounted ; > 33 kv & < = 66 kv ; < = 15 mva"},{"$f":"IFERROR(repcalc('Lives scenario - input'!$CX51:$GJ51,'Lives scenario - input'!$I51,'Lives scenario - input'!$G51,'Lives scenario - input'!$H51,20,TRUE,TRUE),\"\")","v":1728.8415834852547},1832.1017732397984,1951.9028705267056,2090.2389626557419,2248.70882004436,2428.4781360338352,2630.2762149350706,2854.4265865821026,3100.9081044427039,3369.4405088624926,3659.5864463596176,3970.860711498859,4302.8371268298879,4655.2440209276056,5028.0406387450112,5421.468872110865,5836.0772086657253,6272.7164891811062,6732.5096337952955,7216.7996504047842,{"$f":"IFERROR(IF(OR(D66=\"\",'Lives scenario - input'!$F51=\"\"),\"\",D66/'Lives scenario - input'!$F51),\"\")","v":0.29261854105344615},{"$f":"IFERROR(IF(OR(E66=\"\",'Lives scenario - input'!$F51=\"\"),\"\",E66/'Lives scenario - input'!$F51),\"\")","v":0.31009605105986504},{"$f":"IFERROR(IF(OR(F66=\"\",'Lives scenario - input'!$F51=\"\"),\"\",F66/'Lives scenario - input'!$F51),\"\")","v":0.33037322546356351},{"$f":"IFERROR(IF(OR(G66=\"\",'Lives scenario - input'!$F51=\"\"),\"\",G66/'Lives scenario - input'!$F51),\"\")","v":0.35378757750166567},{"$f":"IFERROR(IF(OR(H66=\"\",'Lives scenario - input'!$F51=\"\"),\"\",H66/'Lives scenario - input'!$F51),\"\")","v":0.38060971025978863},{"$f":"IFERROR(IF(OR(I66=\"\",'Lives scenario - input'!$F51=\"\"),\"\",I66/'Lives scenario - input'!$F51),\"\")","v":0.41103692549657722},{"$f":"IFERROR(IF(OR(J66=\"\",'Lives scenario - input'!$F51=\"\"),\"\",J66/'Lives scenario - input'!$F51),\"\")","v":0.44519266307227007},{"$f":"IFERROR(IF(OR(K66=\"\",'Lives scenario - input'!$F51=\"\"),\"\",K66/'Lives scenario - input'!$F51),\"\")","v":0.48313168267620343},{"$f":"IFERROR(IF(OR(L66=\"\",'Lives scenario - input'!$F51=\"\"),\"\",L66/'Lives scenario - input'!$F51),\"\")","v":0.52485040510975789},{"$f":"IFERROR(IF(OR(M66=\"\",'Lives scenario - input'!$F51=\"\"),\"\",M66/'Lives scenario - input'!$F51),\"\")","v":0.57030139446442407},{"$f":"IFERROR(IF(OR(N66=\"\",'Lives scenario - input'!$F51=\"\"),\"\",N66/'Lives scenario - input'!$F51),\"\")","v":0.61941062560163151},{"$f":"IFERROR(IF(OR(O66=\"\",'Lives scenario - input'!$F51=\"\"),\"\",O66/'Lives scenario - input'!$F51),\"\")","v":0.67209597410470634},{"$f":"IFERROR(IF(OR(P66=\"\",'Lives scenario - input'!$F51=\"\"),\"\",P66/'Lives scenario - input'!$F51),\"\")","v":0.7282853064566529},{"$f":"IFERROR(IF(OR(Q66=\"\",'Lives scenario - input'!$F51=\"\"),\"\",Q66/'Lives scenario - input'!$F51),\"\")","v":0.78793264036689137},{"$f":"IFERROR(IF(OR(R66=\"\",'Lives scenario - input'!$F51=\"\"),\"\",R66/'Lives scenario - input'!$F51),\"\")","v":0.85103107775840436},{"$f":"IFERROR(IF(OR(S66=\"\",'Lives scenario - input'!$F51=\"\"),\"\",S66/'Lives scenario - input'!$F51),\"\")","v":0.91762156051661403},{"$f":"IFERROR(IF(OR(T66=\"\",'Lives scenario - input'!$F51=\"\"),\"\",T66/'Lives scenario - input'!$F51),\"\")","v":0.98779692401446584},{"$f":"IFERROR(IF(OR(U66=\"\",'Lives scenario - input'!$F51=\"\"),\"\",U66/'Lives scenario - input'!$F51),\"\")","v":1.0617011790089934},{"$f":"IFERROR(IF(OR(V66=\"\",'Lives scenario - input'!$F51=\"\"),\"\",V66/'Lives scenario - input'!$F51),\"\")","v":1.1395243875947949},{"$f":"IFERROR(IF(OR(W66=\"\",'Lives scenario - input'!$F51=\"\"),\"\",W66/'Lives scenario - input'!$F51),\"\")","v":1.2214938632603058}]
[{"$f":"IFERROR('Lives scenario - input'!A52,\"\")","v":5},{"$f":"IFERROR('Lives scenario - input'!B52,\"\")","v":"TRANSFORMERS"},{"$f":"IFERROR('Lives scenario - input'!C52,\"\")","v":"ground outdoor / indoor chamber mounted ; > 33 kv & < = 66 kv ; > 15 mva and < = 40 mva"},{"$f":"IFERROR(repcalc('Lives scenario - input'!$CX52:$GJ52,'Lives scenario - input'!$I52,'Lives scenario - input'!$G52,'Lives scenario - input'!$H52,20,TRUE,TRUE),\"\")","v":161.55924420899834},182.21887788587989,205.00182525908858,230.02264920342927,257.32816980724465,286.8726025433474,318.49533476826031,351.90423498469681,386.66733529960192,422.21532613689141,457.85653644948684,492.80497509242275,526.22066879118734,557.26009177431149,585.13312294253842,609.1618832989509,628.83617556303727,643.86019405022853,654.18574191780112,660.02833744267878,{"$f":"IFERROR(IF(OR(D67=\"\",'Lives scenario - input'!$F52=\"\"),\"\",D67/'Lives scenario - input'!$F52),\"\")","v":0.50491489038792514},{"$f":"IFERROR(IF(OR(E67=\"\",'Lives scenario - input'!$F52=\"\"),\"\",E67/'Lives scenario - input'!$F52),\"\")","v":0.56948164869686468},{"$f":"IFERROR(IF(OR(F67=\"\",'Lives scenario - input'!$F52=\"\"),\"\",F67/'Lives scenario - input'!$F52),\"\")","v":0.64068431761240063},{"$f":"IFERROR(IF(OR(G67=\"\",'Lives scenario - input'!$F52=\"\"),\"\",G67/'Lives scenario - input'!$F52),\"\")","v":0.71888093607967574},{"$f":"IFERROR(IF(OR(H67=\"\",'Lives scenario - input'!$F52=\"\"),\"\",H67/'Lives scenario - input'!$F52),\"\")","v":0.80421782911951567},{"$f":"IFERROR(IF(OR(I67=\"\",'Lives scenario - input'!$F52=\"\"),\"\",I67/'Lives scenario - input'!$F52),\"\")","v":0.8965519081105332},{"$f":"IFERROR(IF(OR(J67=\"\",'Lives scenario - input'!$F52=\"\"),\"\",J67/'Lives scenario - input'!$F52),\"\")","v":0.99538121653718969},{"$f":"IFERROR(IF(OR(K67=\"\",'Lives scenario - input'!$F52=\"\"),\"\",K67/'Lives scenario - input'!$F52),\"\")","v":1.0997927670699548},{"$f":"IFERROR(IF(OR(L67=\"\",'Lives scenario - input'!$F52=\"\"),\"\",L67/'Lives scenario - input'!$F52),\"\")","v":1.208436547071416},{"$f":"IFERROR(IF(OR(M67=\"\",'Lives scenario - input'!$F52=\"\"),\"\",M67/'Lives scenario - input'!$F52),\"\")","v":1.3195333152260253},{"$f":"IFERROR(IF(OR(N67=\"\",'Lives scenario - input'!$F52=\"\"),\"\",N67/'Lives scenario - input'!$F52),\"\")","v":1.4309214186204506},{"$f":"IFERROR(IF(OR(O67=\"\",'Lives scenario - input'!$F52=\"\"),\"\",O67/'Lives scenario - input'!$F52),\"\")","v":1.5401444293681346},{"$f":"IFERROR(IF(OR(P67=\"\",'Lives scenario - input'!$F52=\"\"),\"\",P67/'Lives scenario - input'!$F52),\"\")","v":1.6445772113098593},{"$f":"IFERROR(IF(OR(Q67=\"\",'Lives scenario - input'!$F52=\"\"),\"\",Q67/'Lives scenario - input'!$F52),\"\")","v":1.7415835258043393},{"$f":"IFERROR(IF(OR(R67=\"\",'Lives scenario - input'!$F52=\"\"),\"\",R67/'Lives scenario - input'!$F52),\"\")","v":1.8286940377777585},{"$f":"IFERROR(IF(OR(S67=\"\",'Lives scenario - input'!$F52=\"\"),\"\",S67/'Lives scenario - input'!$F52),\"\")","v":1.9037901980805436},{"$f":"IFERROR(IF(OR(T67=\"\",'Lives scenario - input'!$F52=\"\"),\"\",T67/'Lives scenario - input'!$F52),\"\")","v":1.9652775067803196},{"$f":"IFERROR(IF(OR(U67=\"\",'Lives scenario - input'!$F52=\"\"),\"\",U67/'Lives scenario - input'!$F52),\"\")","v":2.0122314937513965},{"$f":"IFERROR(IF(OR(V67=\"\",'Lives scenario - input'!$F52=\"\"),\"\",V67/'Lives scenario - input'!$F52),\"\")","v":2.0445015312554484},{"$f":"IFERROR(IF(OR(W67=\"\",'Lives scenario - input'!$F52=\"\"),\"\",W67/'Lives scenario - input'!$F52),\"\")","v":2.0627611702718847}]
[{"$f":"IFERROR('Lives scenario - input'!A53,\"\")","v":5},{"$f":"IFERROR('Lives scenario - input'!B53,\"\")","v":"TRANSFORMERS"},{"$f":"IFERROR('Lives scenario - input'!C53,\"\")","v":"ground outdoor / indoor chamber mounted ; > 33 kv & < = 66 kv ; > 40 mva"},{"$f":"IFERROR(repcalc('Lives scenario - input'!$CX53:$GJ53,'Lives scenario - input'!$I53,'Lives scenario - input'!$G53,'Lives scenario - input'!$H53,20,TRUE,TRUE),\"\")","v":6.8782372862310058E-6},1.4546719735834124E-5,3.0202421187248232E-5,6.1561955951467686E-5,1.2319207224213585E-4,2.4202440164929328E-4,4.6681908421008535E-4,8.8401339448277133E-4,1.643608716738666E-3,3.0003838089528341E-3,5.3777968554154631E-3,9.4643906925483395E-3,1.6355140138323117E-2,2.7752566844049181E-2,4.6243921092385412E-2,7.5670324504796438E-2,0.12160025329857664,0.19191174916473117,0.29747400658066475,0.45289870514252195,{"$f":"IFERROR(IF(OR(D68=\"\",'Lives scenario - input'!$F53=\"\"),\"\",D68/'Lives scenario - input'!$F53),\"\")","v":2.1496290369783975E-8},{"$f":"IFERROR(IF(OR(E68=\"\",'Lives scenario - input'!$F53=\"\"),\"\",E68/'Lives scenario - input'!$F53),\"\")","v":4.5462303546190205E-8},{"$f":"IFERROR(IF(OR(F68=\"\",'Lives scenario - input'!$F53=\"\"),\"\",F68/'Lives scenario - input'!$F53),\"\")","v":9.4390464983123708E-8},{"$f":"IFERROR(IF(OR(G68=\"\",'Lives scenario - input'!$F53=\"\"),\"\",G68/'Lives scenario - input'!$F53),\"\")","v":1.9239721251165848E-7},{"$f":"IFERROR(IF(OR(H68=\"\",'Lives scenario - input'!$F53=\"\"),\"\",H68/'Lives scenario - input'!$F53),\"\")","v":3.8500744390914251E-7},{"$f":"IFERROR(IF(OR(I68=\"\",'Lives scenario - input'!$F53=\"\"),\"\",I68/'Lives scenario - input'!$F53),\"\")","v":7.5638955126499561E-7},{"$f":"IFERROR(IF(OR(J68=\"\",'Lives scenario - input'!$F53=\"\"),\"\",J68/'Lives scenario - input'!$F53),\"\")","v":1.4589317243277799E-6},{"$f":"IFERROR(IF(OR(K68=\"\",'Lives scenario - input'!$F53=\"\"),\"\",K68/'Lives scenario - input'!$F53),\"\")","v":2.7627730518428963E-6},{"$f":"IFERROR(IF(OR(L68=\"\",'Lives scenario - input'!$F53=\"\"),\"\",L68/'Lives scenario - input'!$F53),\"\")","v":5.1367070891912483E-6},{"$f":"IFERROR(IF(OR(M68=\"\",'Lives scenario - input'!$F53=\"\"),\"\",M68/'Lives scenario - input'!$F53),\"\")","v":9.3769840867747034E-6},{"$f":"IFERROR(IF(OR(N68=\"\",'Lives scenario - input'!$F53=\"\"),\"\",N68/'Lives scenario - input'!$F53),\"\")","v":1.6807021616590306E-5},{"$f":"IFERROR(IF(OR(O68=\"\",'Lives scenario - input'!$F53=\"\"),\"\",O68/'Lives scenario - input'!$F53),\"\")","v":2.9578696115554028E-5},{"$f":"IFERROR(IF(OR(P68=\"\",'Lives scenario - input'!$F53=\"\"),\"\",P68/'Lives scenario - input'!$F53),\"\")","v":5.1114090256189938E-5},{"$f":"IFERROR(IF(OR(Q68=\"\",'Lives scenario - input'!$F53=\"\"),\"\",Q68/'Lives scenario - input'!$F53),\"\")","v":8.6734029455593333E-5},{"$f":"IFERROR(IF(OR(R68=\"\",'Lives scenario - input'!$F53=\"\"),\"\",R68/'Lives scenario - input'!$F53),\"\")","v":1.445243474849653E-4},{"$f":"IFERROR(IF(OR(S68=\"\",'Lives scenario - input'!$F53=\"\"),\"\",S68/'Lives scenario - input'!$F53),\"\")","v":2.3648955397149603E-4},{"$f":"IFERROR(IF(OR(T68=\"\",'Lives scenario - input'!$F53=\"\"),\"\",T68/'Lives scenario - input'!$F53),\"\")","v":3.8003259340560285E-4},{"$f":"IFERROR(IF(OR(U68=\"\",'Lives scenario - input'!$F53=\"\"),\"\",U68/'Lives scenario - input'!$F53),\"\")","v":5.9977440639864203E-4},{"$f":"IFERROR(IF(OR(V68=\"\",'Lives scenario - input'!$F53=\"\"),\"\",V68/'Lives scenario - input'!$F53),\"\")","v":9.2968406828909677E-4},{"$f":"IFERROR(IF(OR(W68=\"\",'Lives scenario - input'!$F53=\"\"),\"\",W68/'Lives scenario - input'!$F53),\"\")","v":1.415426899175437E-3}]
[{"$f":"IFERROR('Lives scenario - input'!A54,\"\")","v":5},{"$f":"IFERROR('Lives scenario - input'!B54,\"\")","v":"TRANSFORMERS"},{"$f":"IFERROR('Lives scenario - input'!C54,\"\")","v":"ground outdoor / indoor chamber mounted ; > 66 kv & < = 132 kv ; < = 100 mva"},{"$f":"IFERROR(repcalc('Lives scenario - input'!$CX54:$GJ54,'Lives scenario - input'!$I54,'Lives scenario - input'!$G54,'Lives scenario - input'!$H54,20,TRUE,TRUE),\"\")","v":180.91534237796142},224.93328219663897,276.80121438839728,337.20045899884195,406.71568477332505,485.80278742132066,574.75966344925007,673.70193179851412,782.54535445010038,900.99618333690012,1028.5499598264475,1164.498494136318,1307.9439612923654,1457.8183867579871,1612.906372937859,1771.8688267470636,1933.2657338695335,2095.5766748741767,2257.2187158982874,2416.56239671512,{"$f":"IFERROR(IF(OR(D69=\"\",'Lives scenario - input'!$F54=\"\"),\"\",D69/'Lives scenario - input'!$F54),\"\")","v":3.062118822599184E-2},{"$f":"IFERROR(IF(OR(E69=\"\",'Lives scenario - input'!$F54=\"\"),\"\",E69/'Lives scenario - input'!$F54),\"\")","v":3.8071532695352343E-2},{"$f":"IFERROR(IF(OR(F69=\"\",'Lives scenario - input'!$F54=\"\"),\"\",F69/'Lives scenario - input'!$F54),\"\")","v":4.6850543329059045E-2},{"$f":"IFERROR(IF(OR(G69=\"\",'Lives scenario - input'!$F54=\"\"),\"\",G69/'Lives scenario - input'!$F54),\"\")","v":5.7073538314527175E-2},{"$f":"IFERROR(IF(OR(H69=\"\",'Lives scenario - input'!$F54=\"\"),\"\",H69/'Lives scenario - input'!$F54),\"\")","v":6.8839476929980228E-2},{"$f":"IFERROR(IF(OR(I69=\"\",'Lives scenario - input'!$F54=\"\"),\"\",I69/'Lives scenario - input'!$F54),\"\")","v":8.2225522715821883E-2},{"$f":"IFERROR(IF(OR(J69=\"\",'Lives scenario - input'!$F54=\"\"),\"\",J69/'Lives scenario - input'!$F54),\"\")","v":9.7282096741238944E-2},{"$f":"IFERROR(IF(OR(K69=\"\",'Lives scenario - input'!$F54=\"\"),\"\",K69/'Lives scenario - input'!$F54),\"\")","v":0.11402876832147349},{"$f":"IFERROR(IF(OR(L69=\"\",'Lives scenario - input'!$F54=\"\"),\"\",L69/'Lives scenario - input'!$F54),\"\")","v":0.13245127958208514},{"$f":"IFERROR(IF(OR(M69=\"\",'Lives scenario - input'!$F54=\"\"),\"\",M69/'Lives scenario - input'!$F54),\"\")","v":0.15249991160628262},{"$f":"IFERROR(IF(OR(N69=\"\",'Lives scenario - input'!$F54=\"\"),\"\",N69/'Lives scenario - input'!$F54),\"\")","v":0.17408928123897288},{"$f":"IFERROR(IF(OR(O69=\"\",'Lives scenario - input'!$F54=\"\"),\"\",O69/'Lives scenario - input'!$F54),\"\")","v":0.19709952240167797},{"$f":"IFERROR(IF(OR(P69=\"\",'Lives scenario - input'!$F54=\"\"),\"\",P69/'Lives scenario - input'!$F54),\"\")","v":0.22137867193214775},{"$f":"IFERROR(IF(OR(Q69=\"\",'Lives scenario - input'!$F54=\"\"),\"\",Q69/'Lives scenario - input'!$F54),\"\")","v":0.24674596766352538},{"$f":"IFERROR(IF(OR(R69=\"\",'Lives scenario - input'!$F54=\"\"),\"\",R69/'Lives scenario - input'!$F54),\"\")","v":0.27299569504420546},{"$f":"IFERROR(IF(OR(S69=\"\",'Lives scenario - input'!$F54=\"\"),\"\",S69/'Lives scenario - input'!$F54),\"\")","v":0.29990120319501745},{"$f":"IFERROR(IF(OR(T69=\"\",'Lives scenario - input'!$F54=\"\"),\"\",T69/'Lives scenario - input'!$F54),\"\")","v":0.32721875961190272},{"$f":"IFERROR(IF(OR(U69=\"\",'Lives scenario - input'!$F54=\"\"),\"\",U69/'Lives scenario - input'!$F54),\"\")","v":0.35469102266219493},{"$f":"IFERROR(IF(OR(V69=\"\",'Lives scenario - input'!$F54=\"\"),\"\",V69/'Lives scenario - input'!$F54),\"\")","v":0.38205006970803435},{"$f":"IFERROR(IF(OR(W69=\"\",'Lives scenario - input'!$F54=\"\"),\"\",W69/'Lives scenario - input'!$F54),\"\")","v":0.40902010319873167}]
[{"$f":"IFERROR('Lives scenario - input'!A55,\"\")","v":5},{"$f":"IFERROR('Lives scenario - input'!B55,\"\")","v":"TRANSFORMERS"},{"$f":"IFERROR('Lives scenario - input'!C55,\"\")","v":"ground outdoor / indoor chamber mounted ; > 66 kv & < = 132 kv ; > 100 mva"},{"$f":"IFERROR(repcalc('Lives scenario - input'!$CX55:$GJ55,'Lives scenario - input'!$I55,'Lives scenario - input'!$G55,'Lives scenario - input'!$H55,20,TRUE,TRUE),\"\")","v":2.3092261040539288E-7},4.6358059920255843E-7,9.1969207955481709E-7,1.8030954905217722E-6,3.4934526329461339E-6,6.6888536043120193E-6,1.2656399232458528E-5,2.3666352659075956E-5,4.3733713300265211E-5,7.9866844310892425E-5,1.4413959035435408E-4,2.5707996128334541E-4,4.531303231247115E-4,7.8931426774411144E-4,1.3587854746250037E-3,2.3116835451060993E-3,3.8867365757021054E-3,6.4583869869897876E-3,1.0605925518399444E-2,1.7213227751062404E-2,{"$f":"IFERROR(IF(OR(D70=\"\",'Lives scenario - input'!$F55=\"\"),\"\",D70/'Lives scenario - input'!$F55),\"\")","v":3.9085268423991333E-11},{"$f":"IFERROR(IF(OR(E70=\"\",'Lives scenario - input'!$F55=\"\"),\"\",E70/'Lives scenario - input'!$F55),\"\")","v":7.8464261789600793E-11},{"$f":"IFERROR(IF(OR(F70=\"\",'Lives scenario - input'!$F55=\"\"),\"\",F70/'Lives scenario - input'!$F55),\"\")","v":1.5566432292495572E-10},{"$f":"IFERROR(IF(OR(G70=\"\",'Lives scenario - input'!$F55=\"\"),\"\",G70/'Lives scenario - input'!$F55),\"\")","v":3.0518653464643998E-10},{"$f":"IFERROR(IF(OR(H70=\"\",'Lives scenario - input'!$F55=\"\"),\"\",H70/'Lives scenario - input'!$F55),\"\")","v":5.9129131463347668E-10},{"$f":"IFERROR(IF(OR(I70=\"\",'Lives scenario - input'!$F55=\"\"),\"\",I70/'Lives scenario - input'!$F55),\"\")","v":1.1321352989833158E-9},{"$f":"IFERROR(IF(OR(J70=\"\",'Lives scenario - input'!$F55=\"\"),\"\",J70/'Lives scenario - input'!$F55),\"\")","v":2.1421841733618604E-9},{"$f":"IFERROR(IF(OR(K70=\"\",'Lives scenario - input'!$F55=\"\"),\"\",K70/'Lives scenario - input'!$F55),\"\")","v":4.0056958678621566E-9},{"$f":"IFERROR(IF(OR(L70=\"\",'Lives scenario - input'!$F55=\"\"),\"\",L70/'Lives scenario - input'!$F55),\"\")","v":7.4022371413432904E-9},{"$f":"IFERROR(IF(OR(M70=\"\",'Lives scenario - input'!$F55=\"\"),\"\",M70/'Lives scenario - input'!$F55),\"\")","v":1.3518022521000631E-8},{"$f":"IFERROR(IF(OR(N70=\"\",'Lives scenario - input'!$F55=\"\"),\"\",N70/'Lives scenario - input'!$F55),\"\")","v":2.4396634741110279E-8},{"$f":"IFERROR(IF(OR(O70=\"\",'Lives scenario - input'!$F55=\"\"),\"\",O70/'Lives scenario - input'!$F55),\"\")","v":4.3512583179053643E-8},{"$f":"IFERROR(IF(OR(P70=\"\",'Lives scenario - input'!$F55=\"\"),\"\",P70/'Lives scenario - input'!$F55),\"\")","v":7.6695479404496061E-8},{"$f":"IFERROR(IF(OR(Q70=\"\",'Lives scenario - input'!$F55=\"\"),\"\",Q70/'Lives scenario - input'!$F55),\"\")","v":1.3359696554402145E-7},{"$f":"IFERROR(IF(OR(R70=\"\",'Lives scenario - input'!$F55=\"\"),\"\",R70/'Lives scenario - input'!$F55),\"\")","v":2.2998395398832918E-7},{"$f":"IFERROR(IF(OR(S70=\"\",'Lives scenario - input'!$F55=\"\"),\"\",S70/'Lives scenario - input'!$F55),\"\")","v":3.9126862334172588E-7},{"$f":"IFERROR(IF(OR(T70=\"\",'Lives scenario - input'!$F55=\"\"),\"\",T70/'Lives scenario - input'!$F55),\"\")","v":6.5785737519583301E-7},{"$f":"IFERROR(IF(OR(U70=\"\",'Lives scenario - input'!$F55=\"\"),\"\",U70/'Lives scenario - input'!$F55),\"\")","v":1.0931272105809064E-6},{"$f":"IFERROR(IF(OR(V70=\"\",'Lives scenario - input'!$F55=\"\"),\"\",V70/'Lives scenario - input'!$F55),\"\")","v":1.7951271425685427E-6},{"$f":"IFERROR(IF(OR(W70=\"\",'Lives scenario - input'!$F55=\"\"),\"\",W70/'Lives scenario - input'!$F55),\"\")","v":2.9134593009860538E-6}]
[{"$f":"IFERROR('Lives scenario - input'!A56,\"\")","v":5},{"$f":"IFERROR('Lives scenario - input'!B56,\"\")","v":"TRANSFORMERS"},{"$f":"IFERROR('Lives scenario - input'!C56,\"\")","v":"kiosk mounted ; < = 22 kv ; < = 60 kva ; multiple phase"},{"$f":"IFERROR(repcalc('Lives scenario - input'!$CX56:$GJ56,'Lives scenario - input'!$I56,'Lives scenario - input'!$G56,'Lives scenario - input'!$H56,20,TRUE,TRUE),\"\")","v":1511.8730052986998},1421.7543593306,1339.7283832116866,1266.127916218526,1201.1901682628961,1145.1081707942851,1098.0528011767326,1060.168057991202,1031.5449135686611,1012.180745265625,1001.9322025952707,1000.4695662358494,1007.2403080276856,1021.4487077391614,1042.0570101942872,1067.8116967714909,1097.2960267792655,1129.0071940811449,1161.4534653644309,1193.263832630812,{"$f":"IFERROR(IF(OR(D71=\"\",'Lives scenario - input'!$F56=\"\"),\"\",D71/'Lives scenario - input'!$F56),\"\")","v":6.2024389797049855},{"$f":"IFERROR(IF(OR(E71=\"\",'Lives scenario - input'!$F56=\"\"),\"\",E71/'Lives scenario - input'!$F56),\"\")","v":5.8327284282289087},{"$f":"IFERROR(IF(OR(F71=\"\",'Lives scenario - input'!$F56=\"\"),\"\",F71/'Lives scenario - input'!$F56),\"\")","v":5.4962179476229114},{"$f":"IFERROR(IF(OR(G71=\"\",'Lives scenario - input'!$F56=\"\"),\"\",G71/'Lives scenario - input'!$F56),\"\")","v":5.1942730066107012},{"$f":"IFERROR(IF(OR(H71=\"\",'Lives scenario - input'!$F56=\"\"),\"\",H71/'Lives scenario - input'!$F56),\"\")","v":4.9278667557135361},{"$f":"IFERROR(IF(OR(I71=\"\",'Lives scenario - input'!$F56=\"\"),\"\",I71/'Lives scenario - input'!$F56),\"\")","v":4.6977911038962681},{"$f":"IFERROR(IF(OR(J71=\"\",'Lives scenario - input'!$F56=\"\"),\"\",J71/'Lives scenario - input'!$F56),\"\")","v":4.5047470732816262},{"$f":"IFERROR(IF(OR(K71=\"\",'Lives scenario - input'!$F56=\"\"),\"\",K71/'Lives scenario - input'!$F56),\"\")","v":4.3493254161407719},{"$f":"IFERROR(IF(OR(L71=\"\",'Lives scenario - input'!$F56=\"\"),\"\",L71/'Lives scenario - input'!$F56),\"\")","v":4.2318993452565854},{"$f":"IFERROR(IF(OR(M71=\"\",'Lives scenario - input'!$F56=\"\"),\"\",M71/'Lives scenario - input'!$F56),\"\")","v":4.1524581012689064},{"$f":"IFERROR(IF(OR(N71=\"\",'Lives scenario - input'!$F56=\"\"),\"\",N71/'Lives scenario - input'!$F56),\"\")","v":4.1104135907042005},{"$f":"IFERROR(IF(OR(O71=\"\",'Lives scenario - input'!$F56=\"\"),\"\",O71/'Lives scenario - input'!$F56),\"\")","v":4.1044131444120753},{"$f":"IFERROR(IF(OR(P71=\"\",'Lives scenario - input'!$F56=\"\"),\"\",P71/'Lives scenario - input'!$F56),\"\")","v":4.1321900229356165},{"$f":"IFERROR(IF(OR(Q71=\"\",'Lives scenario - input'!$F56=\"\"),\"\",Q71/'Lives scenario - input'!$F56),\"\")","v":4.1904797945638057},{"$f":"IFERROR(IF(OR(R71=\"\",'Lives scenario - input'!$F56=\"\"),\"\",R71/'Lives scenario - input'!$F56),\"\")","v":4.2750250824320606},{"$f":"IFERROR(IF(OR(S71=\"\",'Lives scenario - input'!$F56=\"\"),\"\",S71/'Lives scenario - input'!$F56),\"\")","v":4.380683342998049},{"$f":"IFERROR(IF(OR(T71=\"\",'Lives scenario - input'!$F56=\"\"),\"\",T71/'Lives scenario - input'!$F56),\"\")","v":4.501642416339382},{"$f":"IFERROR(IF(OR(U71=\"\",'Lives scenario - input'!$F56=\"\"),\"\",U71/'Lives scenario - input'!$F56),\"\")","v":4.6317370601856505},{"$f":"IFERROR(IF(OR(V71=\"\",'Lives scenario - input'!$F56=\"\"),\"\",V71/'Lives scenario - input'!$F56),\"\")","v":4.7648474583792977},{"$f":"IFERROR(IF(OR(W71=\"\",'Lives scenario - input'!$F56=\"\"),\"\",W71/'Lives scenario - input'!$F56),\"\")","v":4.8953490687660466}]
[{"$f":"IFERROR('Lives scenario - input'!A57,\"\")","v":5},{"$f":"IFERROR('Lives scenario - input'!B57,\"\")","v":"TRANSFORMERS"},{"$f":"IFERROR('Lives scenario - input'!C57,\"\")","v":"kiosk mounted ; < = 22 kv ; < = 60 kva ; single phase"},{"$f":"IFERROR(repcalc('Lives scenario - input'!$CX57:$GJ57,'Lives scenario - input'!$I57,'Lives scenario - input'!$G57,'Lives scenario - input'!$H57,20,TRUE,TRUE),\"\")","v":84.24269040447841},93.267390339607346,102.59777222742373,112.23457932160004,122.19443376361049,132.50887155836776,143.22229808115708,154.38914084470298,166.07046784217368,178.33027590119727,191.23156150780326,204.83220142210155,219.18062539836112,234.3112809085838,250.23997484750009,266.95931463739964,284.43462844086713,302.60087867071337,321.36115192917202,340.5872794618839,{"$f":"IFERROR(IF(OR(D72=\"\",'Lives scenario - input'!$F57=\"\"),\"\",D72/'Lives scenario - input'!$F57),\"\")","v":0.34560452160247679},{"$f":"IFERROR(IF(OR(E72=\"\",'Lives scenario - input'!$F57=\"\"),\"\",E72/'Lives scenario - input'!$F57),\"\")","v":0.38262823355553582},{"$f":"IFERROR(IF(OR(F72=\"\",'Lives scenario - input'!$F57=\"\"),\"\",F72/'Lives scenario - input'!$F57),\"\")","v":0.42090600167078318},{"$f":"IFERROR(IF(OR(G72=\"\",'Lives scenario - input'!$F57=\"\"),\"\",G72/'Lives scenario - input'!$F57),\"\")","v":0.46044087513656584},{"$f":"IFERROR(IF(OR(H72=\"\",'Lives scenario - input'!$F57=\"\"),\"\",H72/'Lives scenario - input'!$F57),\"\")","v":0.50130104606812409},{"$f":"IFERROR(IF(OR(I72=\"\",'Lives scenario - input'!$F57=\"\"),\"\",I72/'Lives scenario - input'!$F57),\"\")","v":0.54361589050792236},{"$f":"IFERROR(IF(OR(J72=\"\",'Lives scenario - input'!$F57=\"\"),\"\",J72/'Lives scenario - input'!$F57),\"\")","v":0.58756758091992578},{"$f":"IFERROR(IF(OR(K72=\"\",'Lives scenario - input'!$F57=\"\"),\"\",K72/'Lives scenario - input'!$F57),\"\")","v":0.63337940545420246},{"$f":"IFERROR(IF(OR(L72=\"\",'Lives scenario - input'!$F57=\"\"),\"\",L72/'Lives scenario - input'!$F57),\"\")","v":0.68130189474388858},{"$f":"IFERROR(IF(OR(M72=\"\",'Lives scenario - input'!$F57=\"\"),\"\",M72/'Lives scenario - input'!$F57),\"\")","v":0.73159759492669985},{"$f":"IFERROR(IF(OR(N72=\"\",'Lives scenario - input'!$F57=\"\"),\"\",N72/'Lives scenario - input'!$F57),\"\")","v":0.78452494825219332},{"$f":"IFERROR(IF(OR(O72=\"\",'Lives scenario - input'!$F57=\"\"),\"\",O72/'Lives scenario - input'!$F57),\"\")","v":0.84032139336215061},{"$f":"IFERROR(IF(OR(P72=\"\",'Lives scenario - input'!$F57=\"\"),\"\",P72/'Lives scenario - input'!$F57),\"\")","v":0.89918561268201558},{"$f":"IFERROR(IF(OR(Q72=\"\",'Lives scenario - input'!$F57=\"\"),\"\",Q72/'Lives scenario - input'!$F57),\"\")","v":0.96125892650942391},{"$f":"IFERROR(IF(OR(R72=\"\",'Lives scenario - input'!$F57=\"\"),\"\",R72/'Lives scenario - input'!$F57),\"\")","v":1.0266061824206476},{"$f":"IFERROR(IF(OR(S72=\"\",'Lives scenario - input'!$F57=\"\"),\"\",S72/'Lives scenario - input'!$F57),\"\")","v":1.0951970524635435},{"$f":"IFERROR(IF(OR(T72=\"\",'Lives scenario - input'!$F57=\"\"),\"\",T72/'Lives scenario - input'!$F57),\"\")","v":1.1668892958843384},{"$f":"IFERROR(IF(OR(U72=\"\",'Lives scenario - input'!$F57=\"\"),\"\",U72/'Lives scenario - input'!$F57),\"\")","v":1.2414160968430021},{"$f":"IFERROR(IF(OR(V72=\"\",'Lives scenario - input'!$F57=\"\"),\"\",V72/'Lives scenario - input'!$F57),\"\")","v":1.3183798694088018},{"$f":"IFERROR(IF(OR(W72=\"\",'Lives scenario - input'!$F57=\"\"),\"\",W72/'Lives scenario - input'!$F57),\"\")","v":1.3972548029645546}]
[{"$f":"IFERROR('Lives scenario - input'!A58,\"\")","v":5},{"$f":"IFERROR('Lives scenario - input'!B58,\"\")","v":"TRANSFORMERS"},{"$f":"IFERROR('Lives scenario - input'!C58,\"\")","v":"kiosk mounted ; < = 22 kv ; > 60 kva and < = 600 kva ; multiple phase"},{"$f":"IFERROR(repcalc('Lives scenario - input'!$CX58:$GJ58,'Lives scenario - input'!$I58,'Lives scenario - input'!$G58,'Lives scenario - input'!$H58,20,TRUE,TRUE),\"\")","v":2855.4477709231792},2559.2352585030958,2424.3258023431813,2399.1748313215758,2449.888336748741,2555.0873677525078,2702.0778228018744,2884.0607326904942,3098.143139781806,3343.9491816429663,3622.6732328455905,3936.4551297570474,4287.9886453037316,4680.2981407861107,5116.6358064557153,5600.4647465772669,6135.5028440939304,6725.8097412772731,7375.9045267248639,8090.9042942981487,{"$f":"IFERROR(IF(OR(D73=\"\",'Lives scenario - input'!$F58=\"\"),\"\",D73/'Lives scenario - input'!$F58),\"\")","v":11.714436660231616},{"$f":"IFERROR(IF(OR(E73=\"\",'Lives scenario - input'!$F58=\"\"),\"\",E73/'Lives scenario - input'!$F58),\"\")","v":10.499228751318864},{"$f":"IFERROR(IF(OR(F73=\"\",'Lives scenario - input'!$F58=\"\"),\"\",F73/'Lives scenario - input'!$F58),\"\")","v":9.9457644942784817},{"$f":"IFERROR(IF(OR(G73=\"\",'Lives scenario - input'!$F58=\"\"),\"\",G73/'Lives scenario - input'!$F58),\"\")","v":9.842582968783212},{"$f":"IFERROR(IF(OR(H73=\"\",'Lives scenario - input'!$F58=\"\"),\"\",H73/'Lives scenario - input'!$F58),\"\")","v":10.050634453105326},{"$f":"IFERROR(IF(OR(I73=\"\",'Lives scenario - input'!$F58=\"\"),\"\",I73/'Lives scenario - input'!$F58),\"\")","v":10.482212084452772},{"$f":"IFERROR(IF(OR(J73=\"\",'Lives scenario - input'!$F58=\"\"),\"\",J73/'Lives scenario - input'!$F58),\"\")","v":11.085238479426099},{"$f":"IFERROR(IF(OR(K73=\"\",'Lives scenario - input'!$F58=\"\"),\"\",K73/'Lives scenario - input'!$F58),\"\")","v":11.831820956907606},{"$f":"IFERROR(IF(OR(L73=\"\",'Lives scenario - input'!$F58=\"\"),\"\",L73/'Lives scenario - input'!$F58),\"\")","v":12.710091196510094},{"$f":"IFERROR(IF(OR(M73=\"\",'Lives scenario - input'!$F58=\"\"),\"\",M73/'Lives scenario - input'!$F58),\"\")","v":13.718507227581066},{"$f":"IFERROR(IF(OR(N73=\"\",'Lives scenario - input'!$F58=\"\"),\"\",N73/'Lives scenario - input'!$F58),\"\")","v":14.861968955981258},{"$f":"IFERROR(IF(OR(O73=\"\",'Lives scenario - input'!$F58=\"\"),\"\",O73/'Lives scenario - input'!$F58),\"\")","v":16.149255032065987},{"$f":"IFERROR(IF(OR(P73=\"\",'Lives scenario - input'!$F58=\"\"),\"\",P73/'Lives scenario - input'!$F58),\"\")","v":17.591416623587168},{"$f":"IFERROR(IF(OR(Q73=\"\",'Lives scenario - input'!$F58=\"\"),\"\",Q73/'Lives scenario - input'!$F58),\"\")","v":19.20086113272275},{"$f":"IFERROR(IF(OR(R73=\"\",'Lives scenario - input'!$F58=\"\"),\"\",R73/'Lives scenario - input'!$F58),\"\")","v":20.990930626904866},{"$f":"IFERROR(IF(OR(S73=\"\",'Lives scenario - input'!$F58=\"\"),\"\",S73/'Lives scenario - input'!$F58),\"\")","v":22.97583244551123},{"$f":"IFERROR(IF(OR(T73=\"\",'Lives scenario - input'!$F58=\"\"),\"\",T73/'Lives scenario - input'!$F58),\"\")","v":25.170819154073378},{"$f":"IFERROR(IF(OR(U73=\"\",'Lives scenario - input'!$F58=\"\"),\"\",U73/'Lives scenario - input'!$F58),\"\")","v":27.592545381241049},{"$f":"IFERROR(IF(OR(V73=\"\",'Lives scenario - input'!$F58=\"\"),\"\",V73/'Lives scenario - input'!$F58),\"\")","v":30.259550628131112},{"$f":"IFERROR(IF(OR(W73=\"\",'Lives scenario - input'!$F58=\"\"),\"\",W73/'Lives scenario - input'!$F58),\"\")","v":33.192827704535013}]
[{"$f":"IFERROR('Lives scenario - input'!A59,\"\")","v":5},{"$f":"IFERROR('Lives scenario - input'!B59,\"\")","v":"TRANSFORMERS"},{"$f":"IFERROR('Lives scenario - input'!C59,\"\")","v":"kiosk mounted ; < = 22 kv ; > 600 kva ; multiple phase"},{"$f":"IFERROR(repcalc('Lives scenario - input'!$CX59:$GJ59,'Lives scenario - input'!$I59,'Lives scenario - input'!$G59,'Lives scenario - input'!$H59,20,TRUE,TRUE),\"\")","v":1117.3847195148198},1081.6886859458773,1066.9543549405701,1069.7578052744086,1087.4761512158345,1118.1837162346931,1160.5309747023525,1213.6205469957108,1276.8925040287991,1350.0289169823034,1432.884972492491,1525.4511200755157,1627.8477446933941,1740.350918331914,1863.4450431118771,1997.8957994764,2144.8348674612766,2305.8464693878827,2483.04492387855,2679.132106014873,{"$f":"IFERROR(IF(OR(D74=\"\",'Lives scenario - input'!$F59=\"\"),\"\",D74/'Lives scenario - input'!$F59),\"\")","v":5.9119459671791477},{"$f":"IFERROR(IF(OR(E74=\"\",'Lives scenario - input'!$F59=\"\"),\"\",E74/'Lives scenario - input'!$F59),\"\")","v":5.7230826168786049},{"$f":"IFERROR(IF(OR(F74=\"\",'Lives scenario - input'!$F59=\"\"),\"\",F74/'Lives scenario - input'!$F59),\"\")","v":5.6451250725838049},{"$f":"IFERROR(IF(OR(G74=\"\",'Lives scenario - input'!$F59=\"\"),\"\",G74/'Lives scenario - input'!$F59),\"\")","v":5.6599577856197598},{"$f":"IFERROR(IF(OR(H74=\"\",'Lives scenario - input'!$F59=\"\"),\"\",H74/'Lives scenario - input'!$F59),\"\")","v":5.7537033881898232},{"$f":"IFERROR(IF(OR(I74=\"\",'Lives scenario - input'!$F59=\"\"),\"\",I74/'Lives scenario - input'!$F59),\"\")","v":5.9161733611584522},{"$f":"IFERROR(IF(OR(J74=\"\",'Lives scenario - input'!$F59=\"\"),\"\",J74/'Lives scenario - input'!$F59),\"\")","v":6.1402275293841271},{"$f":"IFERROR(IF(OR(K74=\"\",'Lives scenario - input'!$F59=\"\"),\"\",K74/'Lives scenario - input'!$F59),\"\")","v":6.4211179669724165},{"$f":"IFERROR(IF(OR(L74=\"\",'Lives scenario - input'!$F59=\"\"),\"\",L74/'Lives scenario - input'!$F59),\"\")","v":6.7558821575725165},{"$f":"IFERROR(IF(OR(M74=\"\",'Lives scenario - input'!$F59=\"\"),\"\",M74/'Lives scenario - input'!$F59),\"\")","v":7.1428379786635388},{"$f":"IFERROR(IF(OR(N74=\"\",'Lives scenario - input'!$F59=\"\"),\"\",N74/'Lives scenario - input'!$F59),\"\")","v":7.5812192404392666},{"$f":"IFERROR(IF(OR(O74=\"\",'Lives scenario - input'!$F59=\"\"),\"\",O74/'Lives scenario - input'!$F59),\"\")","v":8.0709754124570772},{"$f":"IFERROR(IF(OR(P74=\"\",'Lives scenario - input'!$F59=\"\"),\"\",P74/'Lives scenario - input'!$F59),\"\")","v":8.6127434368357161},{"$f":"IFERROR(IF(OR(Q74=\"\",'Lives scenario - input'!$F59=\"\"),\"\",Q74/'Lives scenario - input'!$F59),\"\")","v":9.2079839767062648},{"$f":"IFERROR(IF(OR(R74=\"\",'Lives scenario - input'!$F59=\"\"),\"\",R74/'Lives scenario - input'!$F59),\"\")","v":9.8592599444788824},{"$f":"IFERROR(IF(OR(S74=\"\",'Lives scenario - input'!$F59=\"\"),\"\",S74/'Lives scenario - input'!$F59),\"\")","v":10.570622461784978},{"$f":"IFERROR(IF(OR(T74=\"\",'Lives scenario - input'!$F59=\"\"),\"\",T74/'Lives scenario - input'!$F59),\"\")","v":11.348059109362771},{"$f":"IFERROR(IF(OR(U74=\"\",'Lives scenario - input'!$F59=\"\"),\"\",U74/'Lives scenario - input'!$F59),\"\")","v":12.199951813866887},{"$f":"IFERROR(IF(OR(V74=\"\",'Lives scenario - input'!$F59=\"\"),\"\",V74/'Lives scenario - input'!$F59),\"\")","v":13.137487176683869},{"$f":"IFERROR(IF(OR(W74=\"\",'Lives scenario - input'!$F59=\"\"),\"\",W74/'Lives scenario - input'!$F59),\"\")","v":14.174960488606121}]
[{"$f":"IFERROR('Lives scenario - input'!A60,\"\")","v":5},{"$f":"IFERROR('Lives scenario - input'!B60,\"\")","v":"TRANSFORMERS"},{"$f":"IFERROR('Lives scenario - input'!C60,\"\")","v":"kiosk mounted ; < = 22 kv ; > 600 kva ; single phase"},{"$f":"IFERROR(repcalc('Lives scenario - input'!$CX60:$GJ60,'Lives scenario - input'!$I60,'Lives scenario - input'!$G60,'Lives scenario - input'!$H60,20,TRUE,TRUE),\"\")","v":2.5458213232899074},3.1623718616996901,3.8582854364146089,4.6235145350980567,5.4418510904528414,6.2909726053222359,7.1430867079890934,7.9662054810734002,8.7260026520089653,9.3881236279951175,9.9207437397059053,10.297117471616437,10.49784193277932,10.512577387679448,10.341025707706825,9.9930565257432136,9.4879772357237933,8.853049893031459,8.1214484052799349,7.3299090335089065,{"$f":"IFERROR(IF(OR(D75=\"\",'Lives scenario - input'!$F60=\"\"),\"\",D75/'Lives scenario - input'!$F60),\"\")","v":1.3469629432481988E-2},{"$f":"IFERROR(IF(OR(E75=\"\",'Lives scenario - input'!$F60=\"\"),\"\",E75/'Lives scenario - input'!$F60),\"\")","v":1.673172296701372E-2},{"$f":"IFERROR(IF(OR(F75=\"\",'Lives scenario - input'!$F60=\"\"),\"\",F75/'Lives scenario - input'!$F60),\"\")","v":2.0413716625677245E-2},{"$f":"IFERROR(IF(OR(G75=\"\",'Lives scenario - input'!$F60=\"\"),\"\",G75/'Lives scenario - input'!$F60),\"\")","v":2.4462450248859516E-2},{"$f":"IFERROR(IF(OR(H75=\"\",'Lives scenario - input'!$F60=\"\"),\"\",H75/'Lives scenario - input'!$F60),\"\")","v":2.8792168933687863E-2},{"$f":"IFERROR(IF(OR(I75=\"\",'Lives scenario - input'!$F60=\"\"),\"\",I75/'Lives scenario - input'!$F60),\"\")","v":3.328476707630152E-2},{"$f":"IFERROR(IF(OR(J75=\"\",'Lives scenario - input'!$F60=\"\"),\"\",J75/'Lives scenario - input'!$F60),\"\")","v":3.7793198635151917E-2},{"$f":"IFERROR(IF(OR(K75=\"\",'Lives scenario - input'!$F60=\"\"),\"\",K75/'Lives scenario - input'!$F60),\"\")","v":4.2148219449431694E-2},{"$f":"IFERROR(IF(OR(L75=\"\",'Lives scenario - input'!$F60=\"\"),\"\",L75/'Lives scenario - input'!$F60),\"\")","v":4.6168213406872834E-2},{"$f":"IFERROR(IF(OR(M75=\"\",'Lives scenario - input'!$F60=\"\"),\"\",M75/'Lives scenario - input'!$F60),\"\")","v":4.9671414556308399E-2},{"$f":"IFERROR(IF(OR(N75=\"\",'Lives scenario - input'!$F60=\"\"),\"\",N75/'Lives scenario - input'!$F60),\"\")","v":5.2489442462430431E-2},{"$f":"IFERROR(IF(OR(O75=\"\",'Lives scenario - input'!$F60=\"\"),\"\",O75/'Lives scenario - input'!$F60),\"\")","v":5.4480789871840858E-2},{"$f":"IFERROR(IF(OR(P75=\"\",'Lives scenario - input'!$F60=\"\"),\"\",P75/'Lives scenario - input'!$F60),\"\")","v":5.5542798460253791E-2},{"$f":"IFERROR(IF(OR(Q75=\"\",'Lives scenario - input'!$F60=\"\"),\"\",Q75/'Lives scenario - input'!$F60),\"\")","v":5.5620761950938707E-2},{"$f":"IFERROR(IF(OR(R75=\"\",'Lives scenario - input'!$F60=\"\"),\"\",R75/'Lives scenario - input'!$F60),\"\")","v":5.4713102981861939E-2},{"$f":"IFERROR(IF(OR(S75=\"\",'Lives scenario - input'!$F60=\"\"),\"\",S75/'Lives scenario - input'!$F60),\"\")","v":5.2872040574184084E-2},{"$f":"IFERROR(IF(OR(T75=\"\",'Lives scenario - input'!$F60=\"\"),\"\",T75/'Lives scenario - input'!$F60),\"\")","v":5.0199727789172512E-2},{"$f":"IFERROR(IF(OR(U75=\"\",'Lives scenario - input'!$F60=\"\"),\"\",U75/'Lives scenario - input'!$F60),\"\")","v":4.6840404829474623E-2},{"$f":"IFERROR(IF(OR(V75=\"\",'Lives scenario - input'!$F60=\"\"),\"\",V75/'Lives scenario - input'!$F60),\"\")","v":4.2969590785254537E-2},{"$f":"IFERROR(IF(OR(W75=\"\",'Lives scenario - input'!$F60=\"\"),\"\",W75/'Lives scenario - input'!$F60),\"\")","v":3.8781652723208056E-2}]
[{"$f":"IFERROR('Lives scenario - input'!A61,\"\")","v":5},{"$f":"IFERROR('Lives scenario - input'!B61,\"\")","v":"TRANSFORMERS"},{"$f":"IFERROR('Lives scenario - input'!C61,\"\")","v":"pole mounted ; < = 22 kv ; < = 60 kva ; multiple phase"},{"$f":"IFERROR(repcalc('Lives scenario - input'!$CX61:$GJ61,'Lives scenario - input'!$I61,'Lives scenario - input'!$G61,'Lives scenario - input'!$H61,20,TRUE,TRUE),\"\")","v":4516.481644775623},4851.3027048708036,5182.2601399569212,5506.7448421261061,5823.4306727350513,6132.2361142794862,6434.1770852018199,6731.1222120989505,7025.474968017551,7319.8167231612024,7616.5493532835062,7917.5749292388473,8224.0434777693772,8536.1890931985035,8853.2617207895964,9173.5489918109342,9494.4717566873351,9812.7301466662648,10124.475017886463,10425.48246535784,{"$f":"IFERROR(IF(OR(D76=\"\",'Lives scenario - input'!$F61=\"\"),\"\",D76/'Lives scenario - input'!$F61),\"\")","v":228.95771893644311},{"$f":"IFERROR(IF(OR(E76=\"\",'Lives scenario - input'!$F61=\"\"),\"\",E76/'Lives scenario - input'!$F61),\"\")","v":245.93107833444921},{"$f":"IFERROR(IF(OR(F76=\"\",'Lives scenario - input'!$F61=\"\"),\"\",F76/'Lives scenario - input'!$F61),\"\")","v":262.70857581194377},{"$f":"IFERROR(IF(OR(G76=\"\",'Lives scenario - input'!$F61=\"\"),\"\",G76/'Lives scenario - input'!$F61),\"\")","v":279.15794571569734},{"$f":"IFERROR(IF(OR(H76=\"\",'Lives scenario - input'!$F61=\"\"),\"\",H76/'Lives scenario - input'!$F61),\"\")","v":295.21196100868303},{"$f":"IFERROR(IF(OR(I76=\"\",'Lives scenario - input'!$F61=\"\"),\"\",I76/'Lives scenario - input'!$F61),\"\")","v":310.86648925700661},{"$f":"IFERROR(IF(OR(J76=\"\",'Lives scenario - input'!$F61=\"\"),\"\",J76/'Lives scenario - input'!$F61),\"\")","v":326.17303124988717},{"$f":"IFERROR(IF(OR(K76=\"\",'Lives scenario - input'!$F61=\"\"),\"\",K76/'Lives scenario - input'!$F61),\"\")","v":341.2263148123929},{"$f":"IFERROR(IF(OR(L76=\"\",'Lives scenario - input'!$F61=\"\"),\"\",L76/'Lives scenario - input'!$F61),\"\")","v":356.14818118059475},{"$f":"IFERROR(IF(OR(M76=\"\",'Lives scenario - input'!$F61=\"\"),\"\",M76/'Lives scenario - input'!$F61),\"\")","v":371.0694898774637},{"$f":"IFERROR(IF(OR(N76=\"\",'Lives scenario - input'!$F61=\"\"),\"\",N76/'Lives scenario - input'!$F61),\"\")","v":386.11200116617931},{"$f":"IFERROR(IF(OR(O76=\"\",'Lives scenario - input'!$F61=\"\"),\"\",O76/'Lives scenario - input'!$F61),\"\")","v":401.37213828906312},{"$f":"IFERROR(IF(OR(P76=\"\",'Lives scenario - input'!$F61=\"\"),\"\",P76/'Lives scenario - input'!$F61),\"\")","v":416.90820049768053},{"$f":"IFERROR(IF(OR(Q76=\"\",'Lives scenario - input'!$F61=\"\"),\"\",Q76/'Lives scenario - input'!$F61),\"\")","v":432.73205492811638},{"$f":"IFERROR(IF(OR(R76=\"\",'Lives scenario - input'!$F61=\"\"),\"\",R76/'Lives scenario - input'!$F61),\"\")","v":448.80567843866817},{"$f":"IFERROR(IF(OR(S76=\"\",'Lives scenario - input'!$F61=\"\"),\"\",S76/'Lives scenario - input'!$F61),\"\")","v":465.04226451275304},{"$f":"IFERROR(IF(OR(T76=\"\",'Lives scenario - input'!$F61=\"\"),\"\",T76/'Lives scenario - input'!$F61),\"\")","v":481.31106619954204},{"$f":"IFERROR(IF(OR(U76=\"\",'Lives scenario - input'!$F61=\"\"),\"\",U76/'Lives scenario - input'!$F61),\"\")","v":497.4448005381393},{"$f":"IFERROR(IF(OR(V76=\"\",'Lives scenario - input'!$F61=\"\"),\"\",V76/'Lives scenario - input'!$F61),\"\")","v":513.24833971276996},{"$f":"IFERROR(IF(OR(W76=\"\",'Lives scenario - input'!$F61=\"\"),\"\",W76/'Lives scenario - input'!$F61),\"\")","v":528.50755783350507}]
[{"$f":"IFERROR('Lives scenario - input'!A62,\"\")","v":5},{"$f":"IFERROR('Lives scenario - input'!B62,\"\")","v":"TRANSFORMERS"},{"$f":"IFERROR('Lives scenario - input'!C62,\"\")","v":"pole mounted ; < = 22 kv ; < = 60 kva ; single phase"},{"$f":"IFERROR(repcalc('Lives scenario - input'!$CX62:$GJ62,'Lives scenario - input'!$I62,'Lives scenario - input'!$G62,'Lives scenario - input'!$H62,20,TRUE,TRUE),\"\")","v":5091.4396495116198},5351.0005787500968,5594.229193459314,5823.3708544508909,6041.7023184049103,6253.1100699355429,6461.610213713403,6670.8640067580245,6883.7427631432001,7101.9890008677676,7326.0084910688956,7554.8121238590174,7786.109380732777,8016.5388886467335,8242.007947950975,8458.1034922915587,8660.5324061992178,8845.5495242471588,9010.3363165767041,9153.3010539436182,{"$f":"IFERROR(IF(OR(D77=\"\",'Lives scenario - input'!$F62=\"\"),\"\",D77/'Lives scenario - input'!$F62),\"\")","v":381.07514726330066},{"$f":"IFERROR(IF(OR(E77=\"\",'Lives scenario - input'!$F62=\"\"),\"\",E77/'Lives scenario - input'!$F62),\"\")","v":400.50230856586847},{"$f":"IFERROR(IF(OR(F77=\"\",'Lives scenario - input'!$F62=\"\"),\"\",F77/'Lives scenario - input'!$F62),\"\")","v":418.70705742857069},{"$f":"IFERROR(IF(OR(G77=\"\",'Lives scenario - input'!$F62=\"\"),\"\",G77/'Lives scenario - input'!$F62),\"\")","v":435.85745068029047},{"$f":"IFERROR(IF(OR(H77=\"\",'Lives scenario - input'!$F62=\"\"),\"\",H77/'Lives scenario - input'!$F62),\"\")","v":452.19874125936485},{"$f":"IFERROR(IF(OR(I77=\"\",'Lives scenario - input'!$F62=\"\"),\"\",I77/'Lives scenario - input'!$F62),\"\")","v":468.02181795140945},{"$f":"IFERROR(IF(OR(J77=\"\",'Lives scenario - input'!$F62=\"\"),\"\",J77/'Lives scenario - input'!$F62),\"\")","v":483.62727111674133},{"$f":"IFERROR(IF(OR(K77=\"\",'Lives scenario - input'!$F62=\"\"),\"\",K77/'Lives scenario - input'!$F62),\"\")","v":499.28913210089979},{"$f":"IFERROR(IF(OR(L77=\"\",'Lives scenario - input'!$F62=\"\"),\"\",L77/'Lives scenario - input'!$F62),\"\")","v":515.22230798495264},{"$f":"IFERROR(IF(OR(M77=\"\",'Lives scenario - input'!$F62=\"\"),\"\",M77/'Lives scenario - input'!$F62),\"\")","v":531.55721970064553},{"$f":"IFERROR(IF(OR(N77=\"\",'Lives scenario - input'!$F62=\"\"),\"\",N77/'Lives scenario - input'!$F62),\"\")","v":548.3242376945509},{"$f":"IFERROR(IF(OR(O77=\"\",'Lives scenario - input'!$F62=\"\"),\"\",O77/'Lives scenario - input'!$F62),\"\")","v":565.44933080416627},{"$f":"IFERROR(IF(OR(P77=\"\",'Lives scenario - input'!$F62=\"\"),\"\",P77/'Lives scenario - input'!$F62),\"\")","v":582.76106231672975},{"$f":"IFERROR(IF(OR(Q77=\"\",'Lives scenario - input'!$F62=\"\"),\"\",Q77/'Lives scenario - input'!$F62),\"\")","v":600.00784607671085},{"$f":"IFERROR(IF(OR(R77=\"\",'Lives scenario - input'!$F62=\"\"),\"\",R77/'Lives scenario - input'!$F62),\"\")","v":616.88335887708809},{"$f":"IFERROR(IF(OR(S77=\"\",'Lives scenario - input'!$F62=\"\"),\"\",S77/'Lives scenario - input'!$F62),\"\")","v":633.05729926552613},{"$f":"IFERROR(IF(OR(T77=\"\",'Lives scenario - input'!$F62=\"\"),\"\",T77/'Lives scenario - input'!$F62),\"\")","v":648.20834366317717},{"$f":"IFERROR(IF(OR(U77=\"\",'Lives scenario - input'!$F62=\"\"),\"\",U77/'Lives scenario - input'!$F62),\"\")","v":662.05618049516511},{"$f":"IFERROR(IF(OR(V77=\"\",'Lives scenario - input'!$F62=\"\"),\"\",V77/'Lives scenario - input'!$F62),\"\")","v":674.3898533808001},{"$f":"IFERROR(IF(OR(W77=\"\",'Lives scenario - input'!$F62=\"\"),\"\",W77/'Lives scenario - input'!$F62),\"\")","v":685.09022736063935}]
[{"$f":"IFERROR('Lives scenario - input'!A63,\"\")","v":5},{"$f":"IFERROR('Lives scenario - input'!B63,\"\")","v":"TRANSFORMERS"},{"$f":"IFERROR('Lives scenario - input'!C63,\"\")","v":"pole mounted ; < = 22 kv ; > 60 kva and < = 600 kva ; multiple phase"},{"$f":"IFERROR(repcalc('Lives scenario - input'!$CX63:$GJ63,'Lives scenario - input'!$I63,'Lives scenario - input'!$G63,'Lives scenario - input'!$H63,20,TRUE,TRUE),\"\")","v":5622.0828315888621},5803.8268362539438,6004.7421734047011,6221.8073245394526,6452.5980700249374,6695.208723138895,6948.1636738568695,7210.3157617076649,7480.7369211179785,7758.6137982782011,8043.1648794435414,8333.5952186424038,8629.1002204114702,8928.9221487784835,9232.4537931297291,9539.375019493782,9849.8016485563567,10164.423599806049,10484.611100672597,10812.473626163723,{"$f":"IFERROR(IF(OR(D78=\"\",'Lives scenario - input'!$F63=\"\"),\"\",D78/'Lives scenario - input'!$F63),\"\")","v":147.43963438024653},{"$f":"IFERROR(IF(OR(E78=\"\",'Lives scenario - input'!$F63=\"\"),\"\",E78/'Lives scenario - input'!$F63),\"\")","v":152.20588745785346},{"$f":"IFERROR(IF(OR(F78=\"\",'Lives scenario - input'!$F63=\"\"),\"\",F78/'Lives scenario - input'!$F63),\"\")","v":157.47491047623541},{"$f":"IFERROR(IF(OR(G78=\"\",'Lives scenario - input'!$F63=\"\"),\"\",G78/'Lives scenario - input'!$F63),\"\")","v":163.16746383745223},{"$f":"IFERROR(IF(OR(H78=\"\",'Lives scenario - input'!$F63=\"\"),\"\",H78/'Lives scenario - input'!$F63),\"\")","v":169.21997216079686},{"$f":"IFERROR(IF(OR(I78=\"\",'Lives scenario - input'!$F63=\"\"),\"\",I78/'Lives scenario - input'!$F63),\"\")","v":175.58245863838681},{"$f":"IFERROR(IF(OR(J78=\"\",'Lives scenario - input'!$F63=\"\"),\"\",J78/'Lives scenario - input'!$F63),\"\")","v":182.21622526291574},{"$f":"IFERROR(IF(OR(K78=\"\",'Lives scenario - input'!$F63=\"\"),\"\",K78/'Lives scenario - input'!$F63),\"\")","v":189.09118764653047},{"$f":"IFERROR(IF(OR(L78=\"\",'Lives scenario - input'!$F63=\"\"),\"\",L78/'Lives scenario - input'!$F63),\"\")","v":196.18300718503255},{"$f":"IFERROR(IF(OR(M78=\"\",'Lives scenario - input'!$F63=\"\"),\"\",M78/'Lives scenario - input'!$F63),\"\")","v":203.47035360067568},{"$f":"IFERROR(IF(OR(N78=\"\",'Lives scenario - input'!$F63=\"\"),\"\",N78/'Lives scenario - input'!$F63),\"\")","v":210.93273162431376},{"$f":"IFERROR(IF(OR(O78=\"\",'Lives scenario - input'!$F63=\"\"),\"\",O78/'Lives scenario - input'!$F63),\"\")","v":218.54929372542915},{"$f":"IFERROR(IF(OR(P78=\"\",'Lives scenario - input'!$F63=\"\"),\"\",P78/'Lives scenario - input'!$F63),\"\")","v":226.29893931470485},{"$f":"IFERROR(IF(OR(Q78=\"\",'Lives scenario - input'!$F63=\"\"),\"\",Q78/'Lives scenario - input'!$F63),\"\")","v":234.16179669724539},{"$f":"IFERROR(IF(OR(R78=\"\",'Lives scenario - input'!$F63=\"\"),\"\",R78/'Lives scenario - input'!$F63),\"\")","v":242.12194171939461},{"$f":"IFERROR(IF(OR(S78=\"\",'Lives scenario - input'!$F63=\"\"),\"\",S78/'Lives scenario - input'!$F63),\"\")","v":250.17097883859054},{"$f":"IFERROR(IF(OR(T78=\"\",'Lives scenario - input'!$F63=\"\"),\"\",T78/'Lives scenario - input'!$F63),\"\")","v":258.31194546286622},{"$f":"IFERROR(IF(OR(U78=\"\",'Lives scenario - input'!$F63=\"\"),\"\",U78/'Lives scenario - input'!$F63),\"\")","v":266.5629347936557},{"$f":"IFERROR(IF(OR(V78=\"\",'Lives scenario - input'!$F63=\"\"),\"\",V78/'Lives scenario - input'!$F63),\"\")","v":274.95988117011939},{"$f":"IFERROR(IF(OR(W78=\"\",'Lives scenario - input'!$F63=\"\"),\"\",W78/'Lives scenario - input'!$F63),\"\")","v":283.55810576648923}]
[{"$f":"IFERROR('Lives scenario - input'!A64,\"\")","v":5},{"$f":"IFERROR('Lives scenario - input'!B64,\"\")","v":"TRANSFORMERS"},{"$f":"IFERROR('Lives scenario - input'!C64,\"\")","v":"pole mounted ; < = 22 kv ; > 60 kva and < = 600 kva ; single phase"},{"$f":"IFERROR(repcalc('Lives scenario - input'!$CX64:$GJ64,'Lives scenario - input'!$I64,'Lives scenario - input'!$G64,'Lives scenario - input'!$H64,20,TRUE,TRUE),\"\")","v":176.67277981416254},190.93358695218015,205.9688600313435,221.90289821736437,238.88591039513722,257.0876782793045,276.68669699646148,297.85477150069948,320.73764656605721,345.43292598160838,371.96721429464219,400.27499189760789,430.18210218990902,461.3967876546389,493.51088941893516,526.01310044833144,558.31507523997982,589.78985053273868,619.82057542286907,647.8561677730786,{"$f":"IFERROR(IF(OR(D79=\"\",'Lives scenario - input'!$F64=\"\"),\"\",D79/'Lives scenario - input'!$F64),\"\")","v":2.3809847143367091},{"$f":"IFERROR(IF(OR(E79=\"\",'Lives scenario - input'!$F64=\"\"),\"\",E79/'Lives scenario - input'!$F64),\"\")","v":2.5731748403167267},{"$f":"IFERROR(IF(OR(F79=\"\",'Lives scenario - input'!$F64=\"\"),\"\",F79/'Lives scenario - input'!$F64),\"\")","v":2.7758022932555546},{"$f":"IFERROR(IF(OR(G79=\"\",'Lives scenario - input'!$F64=\"\"),\"\",G79/'Lives scenario - input'!$F64),\"\")","v":2.9905422288499333},{"$f":"IFERROR(IF(OR(H79=\"\",'Lives scenario - input'!$F64=\"\"),\"\",H79/'Lives scenario - input'!$F64),\"\")","v":3.2194189830460536},{"$f":"IFERROR(IF(OR(I79=\"\",'Lives scenario - input'!$F64=\"\"),\"\",I79/'Lives scenario - input'!$F64),\"\")","v":3.4647206710123228},{"$f":"IFERROR(IF(OR(J79=\"\",'Lives scenario - input'!$F64=\"\"),\"\",J79/'Lives scenario - input'!$F64),\"\")","v":3.7288528368764444},{"$f":"IFERROR(IF(OR(K79=\"\",'Lives scenario - input'!$F64=\"\"),\"\",K79/'Lives scenario - input'!$F64),\"\")","v":4.014130862611629},{"$f":"IFERROR(IF(OR(L79=\"\",'Lives scenario - input'!$F64=\"\"),\"\",L79/'Lives scenario - input'!$F64),\"\")","v":4.3225189222097375},{"$f":"IFERROR(IF(OR(M79=\"\",'Lives scenario - input'!$F64=\"\"),\"\",M79/'Lives scenario - input'!$F64),\"\")","v":4.6553324029652368},{"$f":"IFERROR(IF(OR(N79=\"\",'Lives scenario - input'!$F64=\"\"),\"\",N79/'Lives scenario - input'!$F64),\"\")","v":5.0129298491909182},{"$f":"IFERROR(IF(OR(O79=\"\",'Lives scenario - input'!$F64=\"\"),\"\",O79/'Lives scenario - input'!$F64),\"\")","v":5.3944282658706184},{"$f":"IFERROR(IF(OR(P79=\"\",'Lives scenario - input'!$F64=\"\"),\"\",P79/'Lives scenario - input'!$F64),\"\")","v":5.7974805783482584},{"$f":"IFERROR(IF(OR(Q79=\"\",'Lives scenario - input'!$F64=\"\"),\"\",Q79/'Lives scenario - input'!$F64),\"\")","v":6.2181548272762885},{"$f":"IFERROR(IF(OR(R79=\"\",'Lives scenario - input'!$F64=\"\"),\"\",R79/'Lives scenario - input'!$F64),\"\")","v":6.6509503348574368},{"$f":"IFERROR(IF(OR(S79=\"\",'Lives scenario - input'!$F64=\"\"),\"\",S79/'Lives scenario - input'!$F64),\"\")","v":7.0889763155690115},{"$f":"IFERROR(IF(OR(T79=\"\",'Lives scenario - input'!$F64=\"\"),\"\",T79/'Lives scenario - input'!$F64),\"\")","v":7.5243037514236155},{"$f":"IFERROR(IF(OR(U79=\"\",'Lives scenario - input'!$F64=\"\"),\"\",U79/'Lives scenario - input'!$F64),\"\")","v":7.9484831804113183},{"$f":"IFERROR(IF(OR(V79=\"\",'Lives scenario - input'!$F64=\"\"),\"\",V79/'Lives scenario - input'!$F64),\"\")","v":8.353201422797401},{"$f":"IFERROR(IF(OR(W79=\"\",'Lives scenario - input'!$F64=\"\"),\"\",W79/'Lives scenario - input'!$F64),\"\")","v":8.7310316517293245}]
[{"$f":"IFERROR('Lives scenario - input'!A65,\"\")","v":5},{"$f":"IFERROR('Lives scenario - input'!B65,\"\")","v":"TRANSFORMERS"},{"$f":"IFERROR('Lives scenario - input'!C65,\"\")","v":"pole mounted ; < = 22 kv ; > 600 kva ; multiple phase"},{"$f":"IFERROR(repcalc('Lives scenario - input'!$CX65:$GJ65,'Lives scenario - input'!$I65,'Lives scenario - input'!$G65,'Lives scenario - input'!$H65,20,TRUE,TRUE),\"\")","v":44.428766917589897},48.824242608010827,53.462524321448953,58.391894415894591,63.666668817929093,69.347131470161685,75.503121987581906,82.222526593897442,89.625332359674275,97.883085178520588,107.24266550888255,118.05241593277081,130.78797306893622,146.07479035241482,164.70434244226527,187.64135612752472,216.0200269143705,251.12792093705693,294.37698826675688,347.26172161670956,{"$f":"IFERROR(IF(OR(D80=\"\",'Lives scenario - input'!$F65=\"\"),\"\",D80/'Lives scenario - input'!$F65),\"\")","v":0.72625338527367378},{"$f":"IFERROR(IF(OR(E80=\"\",'Lives scenario - input'!$F65=\"\"),\"\",E80/'Lives scenario - input'!$F65),\"\")","v":0.79810388488302697},{"$f":"IFERROR(IF(OR(F80=\"\",'Lives scenario - input'!$F65=\"\"),\"\",F80/'Lives scenario - input'!$F65),\"\")","v":0.87392340520610301},{"$f":"IFERROR(IF(OR(G80=\"\",'Lives scenario - input'!$F65=\"\"),\"\",G80/'Lives scenario - input'!$F65),\"\")","v":0.9545011922286053},{"$f":"IFERROR(IF(OR(H80=\"\",'Lives scenario - input'!$F65=\"\"),\"\",H80/'Lives scenario - input'!$F65),\"\")","v":1.0407251194678688},{"$f":"IFERROR(IF(OR(I80=\"\",'Lives scenario - input'!$F65=\"\"),\"\",I80/'Lives scenario - input'!$F65),\"\")","v":1.1335806164200311},{"$f":"IFERROR(IF(OR(J80=\"\",'Lives scenario - input'!$F65=\"\"),\"\",J80/'Lives scenario - input'!$F65),\"\")","v":1.2342093140672534},{"$f":"IFERROR(IF(OR(K80=\"\",'Lives scenario - input'!$F65=\"\"),\"\",K80/'Lives scenario - input'!$F65),\"\")","v":1.3440478416908532},{"$f":"IFERROR(IF(OR(L80=\"\",'Lives scenario - input'!$F65=\"\"),\"\",L80/'Lives scenario - input'!$F65),\"\")","v":1.4650575640153849},{"$f":"IFERROR(IF(OR(M80=\"\",'Lives scenario - input'!$F65=\"\"),\"\",M80/'Lives scenario - input'!$F65),\"\")","v":1.600042650379913},{"$f":"IFERROR(IF(OR(N80=\"\",'Lives scenario - input'!$F65=\"\"),\"\",N80/'Lives scenario - input'!$F65),\"\")","v":1.753038724123636},{"$f":"IFERROR(IF(OR(O80=\"\",'Lives scenario - input'!$F65=\"\"),\"\",O80/'Lives scenario - input'!$F65),\"\")","v":1.9297399558700481},{"$f":"IFERROR(IF(OR(P80=\"\",'Lives scenario - input'!$F65=\"\"),\"\",P80/'Lives scenario - input'!$F65),\"\")","v":2.1379213240507737},{"$f":"IFERROR(IF(OR(Q80=\"\",'Lives scenario - input'!$F65=\"\"),\"\",Q80/'Lives scenario - input'!$F65),\"\")","v":2.3878067827847405},{"$f":"IFERROR(IF(OR(R80=\"\",'Lives scenario - input'!$F65=\"\"),\"\",R80/'Lives scenario - input'!$F65),\"\")","v":2.692334146699257},{"$f":"IFERROR(IF(OR(S80=\"\",'Lives scenario - input'!$F65=\"\"),\"\",S80/'Lives scenario - input'!$F65),\"\")","v":3.0672732906977171},{"$f":"IFERROR(IF(OR(T80=\"\",'Lives scenario - input'!$F65=\"\"),\"\",T80/'Lives scenario - input'!$F65),\"\")","v":3.5311643045253835},{"$f":"IFERROR(IF(OR(U80=\"\",'Lives scenario - input'!$F65=\"\"),\"\",U80/'Lives scenario - input'!$F65),\"\")","v":4.1050543458830404},{"$f":"IFERROR(IF(OR(V80=\"\",'Lives scenario - input'!$F65=\"\"),\"\",V80/'Lives scenario - input'!$F65),\"\")","v":4.8120238104280517},{"$f":"IFERROR(IF(OR(W80=\"\",'Lives scenario - input'!$F65=\"\"),\"\",W80/'Lives scenario - input'!$F65),\"\")","v":5.6765023744165699}]
[{"$f":"IFERROR('Lives scenario - input'!A66,\"\")","v":5},{"$f":"IFERROR('Lives scenario - input'!B66,\"\")","v":"TRANSFORMERS"},{"$f":"IFERROR('Lives scenario - input'!C66,\"\")","v":"pole mounted ; < = 22 kv ; > 600 kva ; single phase"},{"$f":"IFERROR(repcalc('Lives scenario - input'!$CX66:$GJ66,'Lives scenario - input'!$I66,'Lives scenario - input'!$G66,'Lives scenario - input'!$H66,20,TRUE,TRUE),\"\")","v":1570.0012117406948},1208.5507807128504,1040.429970582082,983.94259800643613,997.40341153346981,1057.2103028863498,1148.8867908602247,1263.1824589291191,1394.108062466519,1537.6963062462014,1691.032959714549,1851.4094760180183,2015.5884197245641,2179.2435748557327,2336.664422875087,2480.8049482856472,2603.7132971618189,2697.3123399113338,2754.4273986707685,2769.8945389714645,{"$f":"IFERROR(IF(OR(D81=\"\",'Lives scenario - input'!$F66=\"\"),\"\",D81/'Lives scenario - input'!$F66),\"\")","v":25.66397345722919},{"$f":"IFERROR(IF(OR(E81=\"\",'Lives scenario - input'!$F66=\"\"),\"\",E81/'Lives scenario - input'!$F66),\"\")","v":19.755535808497783},{"$f":"IFERROR(IF(OR(F81=\"\",'Lives scenario - input'!$F66=\"\"),\"\",F81/'Lives scenario - input'!$F66),\"\")","v":17.007354484471822},{"$f":"IFERROR(IF(OR(G81=\"\",'Lives scenario - input'!$F66=\"\"),\"\",G81/'Lives scenario - input'!$F66),\"\")","v":16.083985496213089},{"$f":"IFERROR(IF(OR(H81=\"\",'Lives scenario - input'!$F66=\"\"),\"\",H81/'Lives scenario - input'!$F66),\"\")","v":16.304022244265969},{"$f":"IFERROR(IF(OR(I81=\"\",'Lives scenario - input'!$F66=\"\"),\"\",I81/'Lives scenario - input'!$F66),\"\")","v":17.281653637644286},{"$f":"IFERROR(IF(OR(J81=\"\",'Lives scenario - input'!$F66=\"\"),\"\",J81/'Lives scenario - input'!$F66),\"\")","v":18.780240349819451},{"$f":"IFERROR(IF(OR(K81=\"\",'Lives scenario - input'!$F66=\"\"),\"\",K81/'Lives scenario - input'!$F66),\"\")","v":20.6485707496057},{"$f":"IFERROR(IF(OR(L81=\"\",'Lives scenario - input'!$F66=\"\"),\"\",L81/'Lives scenario - input'!$F66),\"\")","v":22.788741845607692},{"$f":"IFERROR(IF(OR(M81=\"\",'Lives scenario - input'!$F66=\"\"),\"\",M81/'Lives scenario - input'!$F66),\"\")","v":25.135902376169472},{"$f":"IFERROR(IF(OR(N81=\"\",'Lives scenario - input'!$F66=\"\"),\"\",N81/'Lives scenario - input'!$F66),\"\")","v":27.642414966862919},{"$f":"IFERROR(IF(OR(O81=\"\",'Lives scenario - input'!$F66=\"\"),\"\",O81/'Lives scenario - input'!$F66),\"\")","v":30.264004445135829},{"$f":"IFERROR(IF(OR(P81=\"\",'Lives scenario - input'!$F66=\"\"),\"\",P81/'Lives scenario - input'!$F66),\"\")","v":32.94775017858602},{"$f":"IFERROR(IF(OR(Q81=\"\",'Lives scenario - input'!$F66=\"\"),\"\",Q81/'Lives scenario - input'!$F66),\"\")","v":35.622933819220506},{"$f":"IFERROR(IF(OR(R81=\"\",'Lives scenario - input'!$F66=\"\"),\"\",R81/'Lives scenario - input'!$F66),\"\")","v":38.196208562559036},{"$f":"IFERROR(IF(OR(S81=\"\",'Lives scenario - input'!$F66=\"\"),\"\",S81/'Lives scenario - input'!$F66),\"\")","v":40.552396946736323},{"$f":"IFERROR(IF(OR(T81=\"\",'Lives scenario - input'!$F66=\"\"),\"\",T81/'Lives scenario - input'!$F66),\"\")","v":42.561514251641249},{"$f":"IFERROR(IF(OR(U81=\"\",'Lives scenario - input'!$F66=\"\"),\"\",U81/'Lives scenario - input'!$F66),\"\")","v":44.091527942574857},{"$f":"IFERROR(IF(OR(V81=\"\",'Lives scenario - input'!$F66=\"\"),\"\",V81/'Lives scenario - input'!$F66),\"\")","v":45.025157382506976},{"$f":"IFERROR(IF(OR(W81=\"\",'Lives scenario - input'!$F66=\"\"),\"\",W81/'Lives scenario - input'!$F66),\"\")","v":45.277990485544009}]
[{"$f":"IFERROR('Lives scenario - input'!A67,\"\")","v":6},{"$f":"IFERROR('Lives scenario - input'!B67,\"\")","v":"UNDERGROUND CABLES"},{"$f":"IFERROR('Lives scenario - input'!C67,\"\")","v":"˂ = 1 kv"},{"$f":"IFERROR(repcalc('Lives scenario - input'!$CX67:$GJ67,'Lives scenario - input'!$I67,'Lives scenario - input'!$G67,'Lives scenario - input'!$H67,20,TRUE,TRUE),\"\")","v":2.1642728771957729},2.6684515879093813,3.2505339830557261,3.9158890517595175,4.6712334436995668,5.5263552975756847,6.4966292607953307,7.6064815376397217,8.893988531021936,10.416847386134821,12.260064132501661,14.545895210973336,17.446888311398101,21.203341504430337,26.147179508027797,32.735168882475094,41.595574717889036,53.593772913162745,69.923879603436617,92.234950593021765,{"$f":"IFERROR(IF(OR(D82=\"\",'Lives scenario - input'!$F67=\"\"),\"\",D82/'Lives scenario - input'!$F67),\"\")","v":1.0447730834934839E-2},{"$f":"IFERROR(IF(OR(E82=\"\",'Lives scenario - input'!$F67=\"\"),\"\",E82/'Lives scenario - input'!$F67),\"\")","v":1.2881584494398213E-2},{"$f":"IFERROR(IF(OR(F82=\"\",'Lives scenario - input'!$F67=\"\"),\"\",F82/'Lives scenario - input'!$F67),\"\")","v":1.5691507518579367E-2},{"$f":"IFERROR(IF(OR(G82=\"\",'Lives scenario - input'!$F67=\"\"),\"\",G82/'Lives scenario - input'!$F67),\"\")","v":1.8903417966989973E-2},{"$f":"IFERROR(IF(OR(H82=\"\",'Lives scenario - input'!$F67=\"\"),\"\",H82/'Lives scenario - input'!$F67),\"\")","v":2.2549739545853112E-2},{"$f":"IFERROR(IF(OR(I82=\"\",'Lives scenario - input'!$F67=\"\"),\"\",I82/'Lives scenario - input'!$F67),\"\")","v":2.667772315388315E-2},{"$f":"IFERROR(IF(OR(J82=\"\",'Lives scenario - input'!$F67=\"\"),\"\",J82/'Lives scenario - input'!$F67),\"\")","v":3.1361587795295166E-2},{"$f":"IFERROR(IF(OR(K82=\"\",'Lives scenario - input'!$F67=\"\"),\"\",K82/'Lives scenario - input'!$F67),\"\")","v":3.6719247625156305E-2},{"$f":"IFERROR(IF(OR(L82=\"\",'Lives scenario - input'!$F67=\"\"),\"\",L82/'Lives scenario - input'!$F67),\"\")","v":4.293451126251363E-2},{"$f":"IFERROR(IF(OR(M82=\"\",'Lives scenario - input'!$F67=\"\"),\"\",M82/'Lives scenario - input'!$F67),\"\")","v":5.0285903771960697E-2},{"$f":"IFERROR(IF(OR(N82=\"\",'Lives scenario - input'!$F67=\"\"),\"\",N82/'Lives scenario - input'!$F67),\"\")","v":5.9183780116202817E-2},{"$f":"IFERROR(IF(OR(O82=\"\",'Lives scenario - input'!$F67=\"\"),\"\",O82/'Lives scenario - input'!$F67),\"\")","v":7.0218316515764517E-2},{"$f":"IFERROR(IF(OR(P82=\"\",'Lives scenario - input'!$F67=\"\"),\"\",P82/'Lives scenario - input'!$F67),\"\")","v":8.4222463306400194E-2},{"$f":"IFERROR(IF(OR(Q82=\"\",'Lives scenario - input'!$F67=\"\"),\"\",Q82/'Lives scenario - input'!$F67),\"\")","v":0.10235622650620682},{"$f":"IFERROR(IF(OR(R82=\"\",'Lives scenario - input'!$F67=\"\"),\"\",R82/'Lives scenario - input'!$F67),\"\")","v":0.1262219272213739},{"$f":"IFERROR(IF(OR(S82=\"\",'Lives scenario - input'!$F67=\"\"),\"\",S82/'Lives scenario - input'!$F67),\"\")","v":0.15802454345007139},{"$f":"IFERROR(IF(OR(T82=\"\",'Lives scenario - input'!$F67=\"\"),\"\",T82/'Lives scenario - input'!$F67),\"\")","v":0.20079693884996863},{"$f":"IFERROR(IF(OR(U82=\"\",'Lives scenario - input'!$F67=\"\"),\"\",U82/'Lives scenario - input'!$F67),\"\")","v":0.25871659702673261},{"$f":"IFERROR(IF(OR(V82=\"\",'Lives scenario - input'!$F67=\"\"),\"\",V82/'Lives scenario - input'!$F67),\"\")","v":0.33754795004299876},{"$f":"IFERROR(IF(OR(W82=\"\",'Lives scenario - input'!$F67=\"\"),\"\",W82/'Lives scenario - input'!$F67),\"\")","v":0.44525158889298255}]
[{"$f":"IFERROR('Lives scenario - input'!A68,\"\")","v":6},{"$f":"IFERROR('Lives scenario - input'!B68,\"\")","v":"UNDERGROUND CABLES"},{"$f":"IFERROR('Lives scenario - input'!C68,\"\")","v":"> 1 kv & < = 11 kv"},{"$f":"IFERROR(repcalc('Lives scenario - input'!$CX68:$GJ68,'Lives scenario - input'!$I68,'Lives scenario - input'!$G68,'Lives scenario - input'!$H68,20,TRUE,TRUE),\"\")","v":121.42981024630581},129.96520718187932,142.76972602639148,160.27008361223446,182.93472323346336,211.28161124113535,245.8802968040587,287.34762431705485,336.33702882523534,393.52189068797338,459.57394772943456,535.13823414530225,620.80640920804569,717.09063046249639,824.4002939931637,943.0239929887,1073.118928998299,1214.7097531770412,1367.6984343193226,1531.8862728175034,{"$f":"IFERROR(IF(OR(D83=\"\",'Lives scenario - input'!$F68=\"\"),\"\",D83/'Lives scenario - input'!$F68),\"\")","v":0.2956791080027264},{"$f":"IFERROR(IF(OR(E83=\"\",'Lives scenario - input'!$F68=\"\"),\"\",E83/'Lives scenario - input'!$F68),\"\")","v":0.31646262522341939},{"$f":"IFERROR(IF(OR(F83=\"\",'Lives scenario - input'!$F68=\"\"),\"\",F83/'Lives scenario - input'!$F68),\"\")","v":0.34764136710459298},{"$f":"IFERROR(IF(OR(G83=\"\",'Lives scenario - input'!$F68=\"\"),\"\",G83/'Lives scenario - input'!$F68),\"\")","v":0.39025438041833338},{"$f":"IFERROR(IF(OR(H83=\"\",'Lives scenario - input'!$F68=\"\"),\"\",H83/'Lives scenario - input'!$F68),\"\")","v":0.4454423150187013},{"$f":"IFERROR(IF(OR(I83=\"\",'Lives scenario - input'!$F68=\"\"),\"\",I83/'Lives scenario - input'!$F68),\"\")","v":0.51446640839215385},{"$f":"IFERROR(IF(OR(J83=\"\",'Lives scenario - input'!$F68=\"\"),\"\",J83/'Lives scenario - input'!$F68),\"\")","v":0.598713501132902},{"$f":"IFERROR(IF(OR(K83=\"\",'Lives scenario - input'!$F68=\"\"),\"\",K83/'Lives scenario - input'!$F68),\"\")","v":0.69968559674459418},{"$f":"IFERROR(IF(OR(L83=\"\",'Lives scenario - input'!$F68=\"\"),\"\",L83/'Lives scenario - input'!$F68),\"\")","v":0.81897379621704802},{"$f":"IFERROR(IF(OR(M83=\"\",'Lives scenario - input'!$F68=\"\"),\"\",M83/'Lives scenario - input'!$F68),\"\")","v":0.9582177669729679},{"$f":"IFERROR(IF(OR(N83=\"\",'Lives scenario - input'!$F68=\"\"),\"\",N83/'Lives scenario - input'!$F68),\"\")","v":1.1190531768953729},{"$f":"IFERROR(IF(OR(O83=\"\",'Lives scenario - input'!$F68=\"\"),\"\",O83/'Lives scenario - input'!$F68),\"\")","v":1.3030506710772929},{"$f":"IFERROR(IF(OR(P83=\"\",'Lives scenario - input'!$F68=\"\"),\"\",P83/'Lives scenario - input'!$F68),\"\")","v":1.5116509277638011},{"$f":"IFERROR(IF(OR(Q83=\"\",'Lives scenario - input'!$F68=\"\"),\"\",Q83/'Lives scenario - input'!$F68),\"\")","v":1.746101040116828},{"$f":"IFERROR(IF(OR(R83=\"\",'Lives scenario - input'!$F68=\"\"),\"\",R83/'Lives scenario - input'!$F68),\"\")","v":2.0073978792411045},{"$f":"IFERROR(IF(OR(S83=\"\",'Lives scenario - input'!$F68=\"\"),\"\",S83/'Lives scenario - input'!$F68),\"\")","v":2.2962441636570943},{"$f":"IFERROR(IF(OR(T83=\"\",'Lives scenario - input'!$F68=\"\"),\"\",T83/'Lives scenario - input'!$F68),\"\")","v":2.6130226759265742},{"$f":"IFERROR(IF(OR(U83=\"\",'Lives scenario - input'!$F68=\"\"),\"\",U83/'Lives scenario - input'!$F68),\"\")","v":2.9577934411087177},{"$f":"IFERROR(IF(OR(V83=\"\",'Lives scenario - input'!$F68=\"\"),\"\",V83/'Lives scenario - input'!$F68),\"\")","v":3.3303177552199594},{"$f":"IFERROR(IF(OR(W83=\"\",'Lives scenario - input'!$F68=\"\"),\"\",W83/'Lives scenario - input'!$F68),\"\")","v":3.7301117887737152}]
[{"$f":"IFERROR('Lives scenario - input'!A69,\"\")","v":6},{"$f":"IFERROR('Lives scenario - input'!B69,\"\")","v":"UNDERGROUND CABLES"},{"$f":"IFERROR('Lives scenario - input'!C69,\"\")","v":"> 11 kv & < = 22 kv"},{"$f":"IFERROR(repcalc('Lives scenario - input'!$CX69:$GJ69,'Lives scenario - input'!$I69,'Lives scenario - input'!$G69,'Lives scenario - input'!$H69,20,TRUE,TRUE),\"\")","v":1092.352535684942},1218.4306830765358,1354.4280561816797,1502.1385301271889,1664.1108148766903,1843.8132094074365,2045.7927862323816,2275.8131173856773,2540.9506859873864,2849.6272122679466,3211.5540759837236,3637.566631625059,4139.3311225761108,4728.9154308722491,5418.2269266851208,6218.3355285932594,7138.7164823753101,8186.4635056888847,9365.536649074551,10676.118209038348,{"$f":"IFERROR(IF(OR(D84=\"\",'Lives scenario - input'!$F69=\"\"),\"\",D84/'Lives scenario - input'!$F69),\"\")","v":0.33299811402834972},{"$f":"IFERROR(IF(OR(E84=\"\",'Lives scenario - input'!$F69=\"\"),\"\",E84/'Lives scenario - input'!$F69),\"\")","v":0.37143239593832283},{"$f":"IFERROR(IF(OR(F84=\"\",'Lives scenario - input'!$F69=\"\"),\"\",F84/'Lives scenario - input'!$F69),\"\")","v":0.41289050335089572},{"$f":"IFERROR(IF(OR(G84=\"\",'Lives scenario - input'!$F69=\"\"),\"\",G84/'Lives scenario - input'!$F69),\"\")","v":0.45791928997356435},{"$f":"IFERROR(IF(OR(H84=\"\",'Lives scenario - input'!$F69=\"\"),\"\",H84/'Lives scenario - input'!$F69),\"\")","v":0.50729571707420429},{"$f":"IFERROR(IF(OR(I84=\"\",'Lives scenario - input'!$F69=\"\"),\"\",I84/'Lives scenario - input'!$F69),\"\")","v":0.56207707795381712},{"$f":"IFERROR(IF(OR(J84=\"\",'Lives scenario - input'!$F69=\"\"),\"\",J84/'Lives scenario - input'!$F69),\"\")","v":0.62364952453835987},{"$f":"IFERROR(IF(OR(K84=\"\",'Lives scenario - input'!$F69=\"\"),\"\",K84/'Lives scenario - input'!$F69),\"\")","v":0.69377005244485246},{"$f":"IFERROR(IF(OR(L84=\"\",'Lives scenario - input'!$F69=\"\"),\"\",L84/'Lives scenario - input'!$F69),\"\")","v":0.77459589155646336},{"$f":"IFERROR(IF(OR(M84=\"\",'Lives scenario - input'!$F69=\"\"),\"\",M84/'Lives scenario - input'!$F69),\"\")","v":0.86869436044663428},{"$f":"IFERROR(IF(OR(N84=\"\",'Lives scenario - input'!$F69=\"\"),\"\",N84/'Lives scenario - input'!$F69),\"\")","v":0.97902592383516851},{"$f":"IFERROR(IF(OR(O84=\"\",'Lives scenario - input'!$F69=\"\"),\"\",O84/'Lives scenario - input'!$F69),\"\")","v":1.1088936844221939},{"$f":"IFERROR(IF(OR(P84=\"\",'Lives scenario - input'!$F69=\"\"),\"\",P84/'Lives scenario - input'!$F69),\"\")","v":1.2618540371606313},{"$f":"IFERROR(IF(OR(Q84=\"\",'Lives scenario - input'!$F69=\"\"),\"\",Q84/'Lives scenario - input'!$F69),\"\")","v":1.4415858145032061},{"$f":"IFERROR(IF(OR(R84=\"\",'Lives scenario - input'!$F69=\"\"),\"\",R84/'Lives scenario - input'!$F69),\"\")","v":1.6517189176774647},{"$f":"IFERROR(IF(OR(S84=\"\",'Lives scenario - input'!$F69=\"\"),\"\",S84/'Lives scenario - input'!$F69),\"\")","v":1.8956279550526618},{"$f":"IFERROR(IF(OR(T84=\"\",'Lives scenario - input'!$F69=\"\"),\"\",T84/'Lives scenario - input'!$F69),\"\")","v":2.1762014071066362},{"$f":"IFERROR(IF(OR(U84=\"\",'Lives scenario - input'!$F69=\"\"),\"\",U84/'Lives scenario - input'!$F69),\"\")","v":2.4956017575836613},{"$f":"IFERROR(IF(OR(V84=\"\",'Lives scenario - input'!$F69=\"\"),\"\",V84/'Lives scenario - input'!$F69),\"\")","v":2.8550362077474203},{"$f":"IFERROR(IF(OR(W84=\"\",'Lives scenario - input'!$F69=\"\"),\"\",W84/'Lives scenario - input'!$F69),\"\")","v":3.2545603297604901}]
[{"$f":"IFERROR('Lives scenario - input'!A70,\"\")","v":6},{"$f":"IFERROR('Lives scenario - input'!B70,\"\")","v":"UNDERGROUND CABLES"},{"$f":"IFERROR('Lives scenario - input'!C70,\"\")","v":"> 22 kv & < = 33 kv"},{"$f":"IFERROR(repcalc('Lives scenario - input'!$CX70:$GJ70,'Lives scenario - input'!$I70,'Lives scenario - input'!$G70,'Lives scenario - input'!$H70,20,TRUE,TRUE),\"\")","v":64.885123823249344},74.547559874983605,85.239019450037816,96.866744599545129,109.28567221569344,122.2975315404972,135.65320555389073,149.05892346047034,162.18656727161516,174.68796423600409,186.21254509362265,196.42724963237205,205.03714468133046,211.80497177072544,216.5678267386343,219.2494180912357,219.86683438251129,218.53140632765241,215.44397419620785,210.88554565931247,{"$f":"IFERROR(IF(OR(D85=\"\",'Lives scenario - input'!$F70=\"\"),\"\",D85/'Lives scenario - input'!$F70),\"\")","v":0.15799395136820185},{"$f":"IFERROR(IF(OR(E85=\"\",'Lives scenario - input'!$F70=\"\"),\"\",E85/'Lives scenario - input'!$F70),\"\")","v":0.18152178581935621},{"$f":"IFERROR(IF(OR(F85=\"\",'Lives scenario - input'!$F70=\"\"),\"\",F85/'Lives scenario - input'!$F70),\"\")","v":0.20755527153416578},{"$f":"IFERROR(IF(OR(G85=\"\",'Lives scenario - input'!$F70=\"\"),\"\",G85/'Lives scenario - input'!$F70),\"\")","v":0.23586854480152464},{"$f":"IFERROR(IF(OR(H85=\"\",'Lives scenario - input'!$F70=\"\"),\"\",H85/'Lives scenario - input'!$F70),\"\")","v":0.26610837991651748},{"$f":"IFERROR(IF(OR(I85=\"\",'Lives scenario - input'!$F70=\"\"),\"\",I85/'Lives scenario - input'!$F70),\"\")","v":0.29779199163271042},{"$f":"IFERROR(IF(OR(J85=\"\",'Lives scenario - input'!$F70=\"\"),\"\",J85/'Lives scenario - input'!$F70),\"\")","v":0.33031278509393158},{"$f":"IFERROR(IF(OR(K85=\"\",'Lives scenario - input'!$F70=\"\"),\"\",K85/'Lives scenario - input'!$F70),\"\")","v":0.36295543441302019},{"$f":"IFERROR(IF(OR(L85=\"\",'Lives scenario - input'!$F70=\"\"),\"\",L85/'Lives scenario - input'!$F70),\"\")","v":0.39492097898880035},{"$f":"IFERROR(IF(OR(M85=\"\",'Lives scenario - input'!$F70=\"\"),\"\",M85/'Lives scenario - input'!$F70),\"\")","v":0.4253616252824971},{"$f":"IFERROR(IF(OR(N85=\"\",'Lives scenario - input'!$F70=\"\"),\"\",N85/'Lives scenario - input'!$F70),\"\")","v":0.45342374430561089},{"$f":"IFERROR(IF(OR(O85=\"\",'Lives scenario - input'!$F70=\"\"),\"\",O85/'Lives scenario - input'!$F70),\"\")","v":0.47829634124373138},{"$f":"IFERROR(IF(OR(P85=\"\",'Lives scenario - input'!$F70=\"\"),\"\",P85/'Lives scenario - input'!$F70),\"\")","v":0.49926125984905023},{"$f":"IFERROR(IF(OR(Q85=\"\",'Lives scenario - input'!$F70=\"\"),\"\",Q85/'Lives scenario - input'!$F70),\"\")","v":0.51574078059317385},{"$f":"IFERROR(IF(OR(R85=\"\",'Lives scenario - input'!$F70=\"\"),\"\",R85/'Lives scenario - input'!$F70),\"\")","v":0.52733823516879352},{"$f":"IFERROR(IF(OR(S85=\"\",'Lives scenario - input'!$F70=\"\"),\"\",S85/'Lives scenario - input'!$F70),\"\")","v":0.53386785534654657},{"$f":"IFERROR(IF(OR(T85=\"\",'Lives scenario - input'!$F70=\"\"),\"\",T85/'Lives scenario - input'!$F70),\"\")","v":0.53537125140638087},{"$f":"IFERROR(IF(OR(U85=\"\",'Lives scenario - input'!$F70=\"\"),\"\",U85/'Lives scenario - input'!$F70),\"\")","v":0.53211951136609281},{"$f":"IFERROR(IF(OR(V85=\"\",'Lives scenario - input'!$F70=\"\"),\"\",V85/'Lives scenario - input'!$F70),\"\")","v":0.52460167718029616},{"$f":"IFERROR(IF(OR(W85=\"\",'Lives scenario - input'!$F70=\"\"),\"\",W85/'Lives scenario - input'!$F70),\"\")","v":0.51350199678921693}]
[{"$f":"IFERROR('Lives scenario - input'!A71,\"\")","v":6},{"$f":"IFERROR('Lives scenario - input'!B71,\"\")","v":"UNDERGROUND CABLES"},{"$f":"IFERROR('Lives scenario - input'!C71,\"\")","v":"> 33 kv & < = 66 kv"},{"$f":"IFERROR(repcalc('Lives scenario - input'!$CX71:$GJ71,'Lives scenario - input'!$I71,'Lives scenario - input'!$G71,'Lives scenario - input'!$H71,20,TRUE,TRUE),\"\")","v":9.7484381277277539},11.237526788364413,12.743503420560799,14.222423784310159,15.630226027625442,16.926815244184628,18.080259936334297,19.070622718206327,19.892950465138689,20.559026223191282,21.097631415113693,21.553264061601322,21.983477988976929,22.455214363093148,23.040655572243157,23.813214356391697,24.844262168786585,26.201099415922922,27.946491279569099,30.139863527920738,{"$f":"IFERROR(IF(OR(D86=\"\",'Lives scenario - input'!$F71=\"\"),\"\",D86/'Lives scenario - input'!$F71),\"\")","v":2.3737247749788033E-2},{"$f":"IFERROR(IF(OR(E86=\"\",'Lives scenario - input'!$F71=\"\"),\"\",E86/'Lives scenario - input'!$F71),\"\")","v":2.7363148226952096E-2},{"$f":"IFERROR(IF(OR(F86=\"\",'Lives scenario - input'!$F71=\"\"),\"\",F86/'Lives scenario - input'!$F71),\"\")","v":3.1030170569962996E-2},{"$f":"IFERROR(IF(OR(G86=\"\",'Lives scenario - input'!$F71=\"\"),\"\",G86/'Lives scenario - input'!$F71),\"\")","v":3.4631311451872447E-2},{"$f":"IFERROR(IF(OR(H86=\"\",'Lives scenario - input'!$F71=\"\"),\"\",H86/'Lives scenario - input'!$F71),\"\")","v":3.8059281162962096E-2},{"$f":"IFERROR(IF(OR(I86=\"\",'Lives scenario - input'!$F71=\"\"),\"\",I86/'Lives scenario - input'!$F71),\"\")","v":4.1216449425191481E-2},{"$f":"IFERROR(IF(OR(J86=\"\",'Lives scenario - input'!$F71=\"\"),\"\",J86/'Lives scenario - input'!$F71),\"\")","v":4.4025063693907837E-2},{"$f":"IFERROR(IF(OR(K86=\"\",'Lives scenario - input'!$F71=\"\"),\"\",K86/'Lives scenario - input'!$F71),\"\")","v":4.6436576841701202E-2},{"$f":"IFERROR(IF(OR(L86=\"\",'Lives scenario - input'!$F71=\"\"),\"\",L86/'Lives scenario - input'!$F71),\"\")","v":4.843892811117665E-2},{"$f":"IFERROR(IF(OR(M86=\"\",'Lives scenario - input'!$F71=\"\"),\"\",M86/'Lives scenario - input'!$F71),\"\")","v":5.0060808978846225E-2},{"$f":"IFERROR(IF(OR(N86=\"\",'Lives scenario - input'!$F71=\"\"),\"\",N86/'Lives scenario - input'!$F71),\"\")","v":5.1372301621305495E-2},{"$f":"IFERROR(IF(OR(O86=\"\",'Lives scenario - input'!$F71=\"\"),\"\",O86/'Lives scenario - input'!$F71),\"\")","v":5.2481757810169817E-2},{"$f":"IFERROR(IF(OR(P86=\"\",'Lives scenario - input'!$F71=\"\"),\"\",P86/'Lives scenario - input'!$F71),\"\")","v":5.3529319937119936E-2},{"$f":"IFERROR(IF(OR(Q86=\"\",'Lives scenario - input'!$F71=\"\"),\"\",Q86/'Lives scenario - input'!$F71),\"\")","v":5.4677988373875296E-2},{"$f":"IFERROR(IF(OR(R86=\"\",'Lives scenario - input'!$F71=\"\"),\"\",R86/'Lives scenario - input'!$F71),\"\")","v":5.6103525761757179E-2},{"$f":"IFERROR(IF(OR(S86=\"\",'Lives scenario - input'!$F71=\"\"),\"\",S86/'Lives scenario - input'!$F71),\"\")","v":5.7984690623279815E-2},{"$f":"IFERROR(IF(OR(T86=\"\",'Lives scenario - input'!$F71=\"\"),\"\",T86/'Lives scenario - input'!$F71),\"\")","v":6.0495270989490653E-2},{"$f":"IFERROR(IF(OR(U86=\"\",'Lives scenario - input'!$F71=\"\"),\"\",U86/'Lives scenario - input'!$F71),\"\")","v":6.3799141975736814E-2},{"$f":"IFERROR(IF(OR(V86=\"\",'Lives scenario - input'!$F71=\"\"),\"\",V86/'Lives scenario - input'!$F71),\"\")","v":6.8049135517778261E-2},{"$f":"IFERROR(IF(OR(W86=\"\",'Lives scenario - input'!$F71=\"\"),\"\",W86/'Lives scenario - input'!$F71),\"\")","v":7.3389952147525708E-2}]
[{"$f":"IFERROR('Lives scenario - input'!A72,\"\")","v":6},{"$f":"IFERROR('Lives scenario - input'!B72,\"\")","v":"UNDERGROUND CABLES"},{"$f":"IFERROR('Lives scenario - input'!C72,\"\")","v":"> 66 kv & < = 132 kv"},{"$f":"IFERROR(repcalc('Lives scenario - input'!$CX72:$GJ72,'Lives scenario - input'!$I72,'Lives scenario - input'!$G72,'Lives scenario - input'!$H72,20,TRUE,TRUE),\"\")","v":3.7118541802816165E-7},8.43195861213255E-7,1.886009148881656E-6,4.1537305681609461E-6,9.0076938073337524E-6,1.9234078738065468E-5,4.0440221684212605E-5,8.3722481196274459E-5,1.7067084405421329E-4,3.4258452166382314E-4,6.7712679506111884E-4,1.3178594244852941E-3,2.5256213403667392E-3,4.7661861439546194E-3,8.8568898934458969E-3,1.6207021606171022E-2,2.9203945004130771E-2,5.1820455812968326E-2,9.0549872424783018E-2,0.15581432211313176,{"$f":"IFERROR(IF(OR(D87=\"\",'Lives scenario - input'!$F72=\"\"),\"\",D87/'Lives scenario - input'!$F72),\"\")","v":1.1315398657512934E-10},{"$f":"IFERROR(IF(OR(E87=\"\",'Lives scenario - input'!$F72=\"\"),\"\",E87/'Lives scenario - input'!$F72),\"\")","v":2.570439692021805E-10},{"$f":"IFERROR(IF(OR(F87=\"\",'Lives scenario - input'!$F72=\"\"),\"\",F87/'Lives scenario - input'!$F72),\"\")","v":5.7494029546423274E-10},{"$f":"IFERROR(IF(OR(G87=\"\",'Lives scenario - input'!$F72=\"\"),\"\",G87/'Lives scenario - input'!$F72),\"\")","v":1.2662436349014349E-9},{"$f":"IFERROR(IF(OR(H87=\"\",'Lives scenario - input'!$F72=\"\"),\"\",H87/'Lives scenario - input'!$F72),\"\")","v":2.745949637683743E-9},{"$f":"IFERROR(IF(OR(I87=\"\",'Lives scenario - input'!$F72=\"\"),\"\",I87/'Lives scenario - input'!$F72),\"\")","v":5.8634110652130125E-9},{"$f":"IFERROR(IF(OR(J87=\"\",'Lives scenario - input'!$F72=\"\"),\"\",J87/'Lives scenario - input'!$F72),\"\")","v":1.2327995872950674E-8},{"$f":"IFERROR(IF(OR(K87=\"\",'Lives scenario - input'!$F72=\"\"),\"\",K87/'Lives scenario - input'!$F72),\"\")","v":2.5522372521112902E-8},{"$f":"IFERROR(IF(OR(L87=\"\",'Lives scenario - input'!$F72=\"\"),\"\",L87/'Lives scenario - input'!$F72),\"\")","v":5.2028138657675515E-8},{"$f":"IFERROR(IF(OR(M87=\"\",'Lives scenario - input'!$F72=\"\"),\"\",M87/'Lives scenario - input'!$F72),\"\")","v":1.0443514880278589E-7},{"$f":"IFERROR(IF(OR(N87=\"\",'Lives scenario - input'!$F72=\"\"),\"\",N87/'Lives scenario - input'!$F72),\"\")","v":2.0641865913006612E-7},{"$f":"IFERROR(IF(OR(O87=\"\",'Lives scenario - input'!$F72=\"\"),\"\",O87/'Lives scenario - input'!$F72),\"\")","v":4.0174274199209765E-7},{"$f":"IFERROR(IF(OR(P87=\"\",'Lives scenario - input'!$F72=\"\"),\"\",P87/'Lives scenario - input'!$F72),\"\")","v":7.6992281851986944E-7},{"$f":"IFERROR(IF(OR(Q87=\"\",'Lives scenario - input'!$F72=\"\"),\"\",Q87/'Lives scenario - input'!$F72),\"\")","v":1.4529476018012407E-6},{"$f":"IFERROR(IF(OR(R87=\"\",'Lives scenario - input'!$F72=\"\"),\"\",R87/'Lives scenario - input'!$F72),\"\")","v":2.6999778316300669E-6},{"$f":"IFERROR(IF(OR(S87=\"\",'Lives scenario - input'!$F72=\"\"),\"\",S87/'Lives scenario - input'!$F72),\"\")","v":4.9406280963019156E-6},{"$f":"IFERROR(IF(OR(T87=\"\",'Lives scenario - input'!$F72=\"\"),\"\",T87/'Lives scenario - input'!$F72),\"\")","v":8.9026740826535233E-6},{"$f":"IFERROR(IF(OR(U87=\"\",'Lives scenario - input'!$F72=\"\"),\"\",U87/'Lives scenario - input'!$F72),\"\")","v":1.5797202359206972E-5},{"$f":"IFERROR(IF(OR(V87=\"\",'Lives scenario - input'!$F72=\"\"),\"\",V87/'Lives scenario - input'!$F72),\"\")","v":2.7603668008198012E-5},{"$f":"IFERROR(IF(OR(W87=\"\",'Lives scenario - input'!$F72=\"\"),\"\",W87/'Lives scenario - input'!$F72),\"\")","v":4.7499203514682612E-5}]
[{"$f":"IFERROR('Lives scenario - input'!A73,\"\")","v":""},{"$f":"IFERROR('Lives scenario - input'!B73,\"\")","v":""},{"$f":"IFERROR('Lives scenario - input'!C73,\"\")","v":""},{"$f":"IFERROR(repcalc('Lives scenario - input'!$CX73:$GJ73,'Lives scenario - input'!$I73,'Lives scenario - input'!$G73,'Lives scenario - input'!$H73,20,TRUE,TRUE),\"\")","v":""},"","","","","","","","","","","","","","","","","","","",{"$f":"IFERROR(IF(OR(D88=\"\",'Lives scenario - input'!$F73=\"\"),\"\",D88/'Lives scenario - input'!$F73),\"\")","v":""},{"$f":"IFERROR(IF(OR(E88=\"\",'Lives scenario - input'!$F73=\"\"),\"\",E88/'Lives scenario - input'!$F73),\"\")","v":""},{"$f":"IFERROR(IF(OR(F88=\"\",'Lives scenario - input'!$F73=\"\"),\"\",F88/'Lives scenario - input'!$F73),\"\")","v":""},{"$f":"IFERROR(IF(OR(G88=\"\",'Lives scenario - input'!$F73=\"\"),\"\",G88/'Lives scenario - input'!$F73),\"\")","v":""},{"$f":"IFERROR(IF(OR(H88=\"\",'Lives scenario - input'!$F73=\"\"),\"\",H88/'Lives scenario - input'!$F73),\"\")","v":""},{"$f":"IFERROR(IF(OR(I88=\"\",'Lives scenario - input'!$F73=\"\"),\"\",I88/'Lives scenario - input'!$F73),\"\")","v":""},{"$f":"IFERROR(IF(OR(J88=\"\",'Lives scenario - input'!$F73=\"\"),\"\",J88/'Lives scenario - input'!$F73),\"\")","v":""},{"$f":"IFERROR(IF(OR(K88=\"\",'Lives scenario - input'!$F73=\"\"),\"\",K88/'Lives scenario - input'!$F73),\"\")","v":""},{"$f":"IFERROR(IF(OR(L88=\"\",'Lives scenario - input'!$F73=\"\"),\"\",L88/'Lives scenario - input'!$F73),\"\")","v":""},{"$f":"IFERROR(IF(OR(M88=\"\",'Lives scenario - input'!$F73=\"\"),\"\",M88/'Lives scenario - input'!$F73),\"\")","v":""},{"$f":"IFERROR(IF(OR(N88=\"\",'Lives scenario - input'!$F73=\"\"),\"\",N88/'Lives scenario - input'!$F73),\"\")","v":""},{"$f":"IFERROR(IF(OR(O88=\"\",'Lives scenario - input'!$F73=\"\"),\"\",O88/'Lives scenario - input'!$F73),\"\")","v":""},{"$f":"IFERROR(IF(OR(P88=\"\",'Lives scenario - input'!$F73=\"\"),\"\",P88/'Lives scenario - input'!$F73),\"\")","v":""},{"$f":"IFERROR(IF(OR(Q88=\"\",'Lives scenario - input'!$F73=\"\"),\"\",Q88/'Lives scenario - input'!$F73),\"\")","v":""},{"$f":"IFERROR(IF(OR(R88=\"\",'Lives scenario - input'!$F73=\"\"),\"\",R88/'Lives scenario - input'!$F73),\"\")","v":""},{"$f":"IFERROR(IF(OR(S88=\"\",'Lives scenario - input'!$F73=\"\"),\"\",S88/'Lives scenario - input'!$F73),\"\")","v":""},{"$f":"IFERROR(IF(OR(T88=\"\",'Lives scenario - input'!$F73=\"\"),\"\",T88/'Lives scenario - input'!$F73),\"\")","v":""},{"$f":"IFERROR(IF(OR(U88=\"\",'Lives scenario - input'!$F73=\"\"),\"\",U88/'Lives scenario - input'!$F73),\"\")","v":""},{"$f":"IFERROR(IF(OR(V88=\"\",'Lives scenario - input'!$F73=\"\"),\"\",V88/'Lives scenario - input'!$F73),\"\")","v":""},{"$f":"IFERROR(IF(OR(W88=\"\",'Lives scenario - input'!$F73=\"\"),\"\",W88/'Lives scenario - input'!$F73),\"\")","v":""}]
[{"$f":"IFERROR('Lives scenario - input'!A74,\"\")","v":""},{"$f":"IFERROR('Lives scenario - input'!B74,\"\")","v":""},{"$f":"IFERROR('Lives scenario - input'!C74,\"\")","v":""},{"$f":"IFERROR(repcalc('Lives scenario - input'!$CX74:$GJ74,'Lives scenario - input'!$I74,'Lives scenario - input'!$G74,'Lives scenario - input'!$H74,20,TRUE,TRUE),\"\")","v":""},"","","","","","","","","","","","","","","","","","","",{"$f":"IFERROR(IF(OR(D89=\"\",'Lives scenario - input'!$F74=\"\"),\"\",D89/'Lives scenario - input'!$F74),\"\")","v":""},{"$f":"IFERROR(IF(OR(E89=\"\",'Lives scenario - input'!$F74=\"\"),\"\",E89/'Lives scenario - input'!$F74),\"\")","v":""},{"$f":"IFERROR(IF(OR(F89=\"\",'Lives scenario - input'!$F74=\"\"),\"\",F89/'Lives scenario - input'!$F74),\"\")","v":""},{"$f":"IFERROR(IF(OR(G89=\"\",'Lives scenario - input'!$F74=\"\"),\"\",G89/'Lives scenario - input'!$F74),\"\")","v":""},{"$f":"IFERROR(IF(OR(H89=\"\",'Lives scenario - input'!$F74=\"\"),\"\",H89/'Lives scenario - input'!$F74),\"\")","v":""},{"$f":"IFERROR(IF(OR(I89=\"\",'Lives scenario - input'!$F74=\"\"),\"\",I89/'Lives scenario - input'!$F74),\"\")","v":""},{"$f":"IFERROR(IF(OR(J89=\"\",'Lives scenario - input'!$F74=\"\"),\"\",J89/'Lives scenario - input'!$F74),\"\")","v":""},{"$f":"IFERROR(IF(OR(K89=\"\",'Lives scenario - input'!$F74=\"\"),\"\",K89/'Lives scenario - input'!$F74),\"\")","v":""},{"$f":"IFERROR(IF(OR(L89=\"\",'Lives scenario - input'!$F74=\"\"),\"\",L89/'Lives scenario - input'!$F74),\"\")","v":""},{"$f":"IFERROR(IF(OR(M89=\"\",'Lives scenario - input'!$F74=\"\"),\"\",M89/'Lives scenario - input'!$F74),\"\")","v":""},{"$f":"IFERROR(IF(OR(N89=\"\",'Lives scenario - input'!$F74=\"\"),\"\",N89/'Lives scenario - input'!$F74),\"\")","v":""},{"$f":"IFERROR(IF(OR(O89=\"\",'Lives scenario - input'!$F74=\"\"),\"\",O89/'Lives scenario - input'!$F74),\"\")","v":""},{"$f":"IFERROR(IF(OR(P89=\"\",'Lives scenario - input'!$F74=\"\"),\"\",P89/'Lives scenario - input'!$F74),\"\")","v":""},{"$f":"IFERROR(IF(OR(Q89=\"\",'Lives scenario - input'!$F74=\"\"),\"\",Q89/'Lives scenario - input'!$F74),\"\")","v":""},{"$f":"IFERROR(IF(OR(R89=\"\",'Lives scenario - input'!$F74=\"\"),\"\",R89/'Lives scenario - input'!$F74),\"\")","v":""},{"$f":"IFERROR(IF(OR(S89=\"\",'Lives scenario - input'!$F74=\"\"),\"\",S89/'Lives scenario - input'!$F74),\"\")","v":""},{"$f":"IFERROR(IF(OR(T89=\"\",'Lives scenario - input'!$F74=\"\"),\"\",T89/'Lives scenario - input'!$F74),\"\")","v":""},{"$f":"IFERROR(IF(OR(U89=\"\",'Lives scenario - input'!$F74=\"\"),\"\",U89/'Lives scenario - input'!$F74),\"\")","v":""},{"$f":"IFERROR(IF(OR(V89=\"\",'Lives scenario - input'!$F74=\"\"),\"\",V89/'Lives scenario - input'!$F74),\"\")","v":""},{"$f":"IFERROR(IF(OR(W89=\"\",'Lives scenario - input'!$F74=\"\"),\"\",W89/'Lives scenario - input'!$F74),\"\")","v":""}]
[{"$f":"IFERROR('Lives scenario - input'!A75,\"\")","v":""},{"$f":"IFERROR('Lives scenario - input'!B75,\"\")","v":""},{"$f":"IFERROR('Lives scenario - input'!C75,\"\")","v":""},{"$f":"IFERROR(repcalc('Lives scenario - input'!$CX75:$GJ75,'Lives scenario - input'!$I75,'Lives scenario - input'!$G75,'Lives scenario - input'!$H75,20,TRUE,TRUE),\"\")","v":""},"","","","","","","","","","","","","","","","","","","",{"$f":"IFERROR(IF(OR(D90=\"\",'Lives scenario - input'!$F75=\"\"),\"\",D90/'Lives scenario - input'!$F75),\"\")","v":""},{"$f":"IFERROR(IF(OR(E90=\"\",'Lives scenario - input'!$F75=\"\"),\"\",E90/'Lives scenario - input'!$F75),\"\")","v":""},{"$f":"IFERROR(IF(OR(F90=\"\",'Lives scenario - input'!$F75=\"\"),\"\",F90/'Lives scenario - input'!$F75),\"\")","v":""},{"$f":"IFERROR(IF(OR(G90=\"\",'Lives scenario - input'!$F75=\"\"),\"\",G90/'Lives scenario - input'!$F75),\"\")","v":""},{"$f":"IFERROR(IF(OR(H90=\"\",'Lives scenario - input'!$F75=\"\"),\"\",H90/'Lives scenario - input'!$F75),\"\")","v":""},{"$f":"IFERROR(IF(OR(I90=\"\",'Lives scenario - input'!$F75=\"\"),\"\",I90/'Lives scenario - input'!$F75),\"\")","v":""},{"$f":"IFERROR(IF(OR(J90=\"\",'Lives scenario - input'!$F75=\"\"),\"\",J90/'Lives scenario - input'!$F75),\"\")","v":""},{"$f":"IFERROR(IF(OR(K90=\"\",'Lives scenario - input'!$F75=\"\"),\"\",K90/'Lives scenario - input'!$F75),\"\")","v":""},{"$f":"IFERROR(IF(OR(L90=\"\",'Lives scenario - input'!$F75=\"\"),\"\",L90/'Lives scenario - input'!$F75),\"\")","v":""},{"$f":"IFERROR(IF(OR(M90=\"\",'Lives scenario - input'!$F75=\"\"),\"\",M90/'Lives scenario - input'!$F75),\"\")","v":""},{"$f":"IFERROR(IF(OR(N90=\"\",'Lives scenario - input'!$F75=\"\"),\"\",N90/'Lives scenario - input'!$F75),\"\")","v":""},{"$f":"IFERROR(IF(OR(O90=\"\",'Lives scenario - input'!$F75=\"\"),\"\",O90/'Lives scenario - input'!$F75),\"\")","v":""},{"$f":"IFERROR(IF(OR(P90=\"\",'Lives scenario - input'!$F75=\"\"),\"\",P90/'Lives scenario - input'!$F75),\"\")","v":""},{"$f":"IFERROR(IF(OR(Q90=\"\",'Lives scenario - input'!$F75=\"\"),\"\",Q90/'Lives scenario - input'!$F75),\"\")","v":""},{"$f":"IFERROR(IF(OR(R90=\"\",'Lives scenario - input'!$F75=\"\"),\"\",R90/'Lives scenario - input'!$F75),\"\")","v":""},{"$f":"IFERROR(IF(OR(S90=\"\",'Lives scenario - input'!$F75=\"\"),\"\",S90/'Lives scenario - input'!$F75),\"\")","v":""},{"$f":"IFERROR(IF(OR(T90=\"\",'Lives scenario - input'!$F75=\"\"),\"\",T90/'Lives scenario - input'!$F75),\"\")","v":""},{"$f":"IFERROR(IF(OR(U90=\"\",'Lives scenario - input'!$F75=\"\"),\"\",U90/'Lives scenario - input'!$F75),\"\")","v":""},{"$f":"IFERROR(IF(OR(V90=\"\",'Lives scenario - input'!$F75=\"\"),\"\",V90/'Lives scenario - input'!$F75),\"\")","v":""},{"$f":"IFERROR(IF(OR(W90=\"\",'Lives scenario - input'!$F75=\"\"),\"\",W90/'Lives scenario - input'!$F75),\"\")","v":""}]
[{"$f":"IFERROR('Lives scenario - input'!A76,\"\")","v":""},{"$f":"IFERROR('Lives scenario - input'!B76,\"\")","v":""},{"$f":"IFERROR('Lives scenario - input'!C76,\"\")","v":""},{"$f":"IFERROR(repcalc('Lives scenario - input'!$CX76:$GJ76,'Lives scenario - input'!$I76,'Lives scenario - input'!$G76,'Lives scenario - input'!$H76,20,TRUE,TRUE),\"\")","v":""},"","","","","","","","","","","","","","","","","","","",{"$f":"IFERROR(IF(OR(D91=\"\",'Lives scenario - input'!$F76=\"\"),\"\",D91/'Lives scenario - input'!$F76),\"\")","v":""},{"$f":"IFERROR(IF(OR(E91=\"\",'Lives scenario - input'!$F76=\"\"),\"\",E91/'Lives scenario - input'!$F76),\"\")","v":""},{"$f":"IFERROR(IF(OR(F91=\"\",'Lives scenario - input'!$F76=\"\"),\"\",F91/'Lives scenario - input'!$F76),\"\")","v":""},{"$f":"IFERROR(IF(OR(G91=\"\",'Lives scenario - input'!$F76=\"\"),\"\",G91/'Lives scenario - input'!$F76),\"\")","v":""},{"$f":"IFERROR(IF(OR(H91=\"\",'Lives scenario - input'!$F76=\"\"),\"\",H91/'Lives scenario - input'!$F76),\"\")","v":""},{"$f":"IFERROR(IF(OR(I91=\"\",'Lives scenario - input'!$F76=\"\"),\"\",I91/'Lives scenario - input'!$F76),\"\")","v":""},{"$f":"IFERROR(IF(OR(J91=\"\",'Lives scenario - input'!$F76=\"\"),\"\",J91/'Lives scenario - input'!$F76),\"\")","v":""},{"$f":"IFERROR(IF(OR(K91=\"\",'Lives scenario - input'!$F76=\"\"),\"\",K91/'Lives scenario - input'!$F76),\"\")","v":""},{"$f":"IFERROR(IF(OR(L91=\"\",'Lives scenario - input'!$F76=\"\"),\"\",L91/'Lives scenario - input'!$F76),\"\")","v":""},{"$f":"IFERROR(IF(OR(M91=\"\",'Lives scenario - input'!$F76=\"\"),\"\",M91/'Lives scenario - input'!$F76),\"\")","v":""},{"$f":"IFERROR(IF(OR(N91=\"\",'Lives scenario - input'!$F76=\"\"),\"\",N91/'Lives scenario - input'!$F76),\"\")","v":""},{"$f":"IFERROR(IF(OR(O91=\"\",'Lives scenario - input'!$F76=\"\"),\"\",O91/'Lives scenario - input'!$F76),\"\")","v":""},{"$f":"IFERROR(IF(OR(P91=\"\",'Lives scenario - input'!$F76=\"\"),\"\",P91/'Lives scenario - input'!$F76),\"\")","v":""},{"$f":"IFERROR(IF(OR(Q91=\"\",'Lives scenario - input'!$F76=\"\"),\"\",Q91/'Lives scenario - input'!$F76),\"\")","v":""},{"$f":"IFERROR(IF(OR(R91=\"\",'Lives scenario - input'!$F76=\"\"),\"\",R91/'Lives scenario - input'!$F76),\"\")","v":""},{"$f":"IFERROR(IF(OR(S91=\"\",'Lives scenario - input'!$F76=\"\"),\"\",S91/'Lives scenario - input'!$F76),\"\")","v":""},{"$f":"IFERROR(IF(OR(T91=\"\",'Lives scenario - input'!$F76=\"\"),\"\",T91/'Lives scenario - input'!$F76),\"\")","v":""},{"$f":"IFERROR(IF(OR(U91=\"\",'Lives scenario - input'!$F76=\"\"),\"\",U91/'Lives scenario - input'!$F76),\"\")","v":""},{"$f":"IFERROR(IF(OR(V91=\"\",'Lives scenario - input'!$F76=\"\"),\"\",V91/'Lives scenario - input'!$F76),\"\")","v":""},{"$f":"IFERROR(IF(OR(W91=\"\",'Lives scenario - input'!$F76=\"\"),\"\",W91/'Lives scenario - input'!$F76),\"\")","v":""}]
[{"$f":"IFERROR('Lives scenario - input'!A77,\"\")","v":""},{"$f":"IFERROR('Lives scenario - input'!B77,\"\")","v":""},{"$f":"IFERROR('Lives scenario - input'!C77,\"\")","v":""},{"$f":"IFERROR(repcalc('Lives scenario - input'!$CX77:$GJ77,'Lives scenario - input'!$I77,'Lives scenario - input'!$G77,'Lives scenario - input'!$H77,20,TRUE,TRUE),\"\")","v":""},"","","","","","","","","","","","","","","","","","","",{"$f":"IFERROR(IF(OR(D92=\"\",'Lives scenario - input'!$F77=\"\"),\"\",D92/'Lives scenario - input'!$F77),\"\")","v":""},{"$f":"IFERROR(IF(OR(E92=\"\",'Lives scenario - input'!$F77=\"\"),\"\",E92/'Lives scenario - input'!$F77),\"\")","v":""},{"$f":"IFERROR(IF(OR(F92=\"\",'Lives scenario - input'!$F77=\"\"),\"\",F92/'Lives scenario - input'!$F77),\"\")","v":""},{"$f":"IFERROR(IF(OR(G92=\"\",'Lives scenario - input'!$F77=\"\"),\"\",G92/'Lives scenario - input'!$F77),\"\")","v":""},{"$f":"IFERROR(IF(OR(H92=\"\",'Lives scenario - input'!$F77=\"\"),\"\",H92/'Lives scenario - input'!$F77),\"\")","v":""},{"$f":"IFERROR(IF(OR(I92=\"\",'Lives scenario - input'!$F77=\"\"),\"\",I92/'Lives scenario - input'!$F77),\"\")","v":""},{"$f":"IFERROR(IF(OR(J92=\"\",'Lives scenario - input'!$F77=\"\"),\"\",J92/'Lives scenario - input'!$F77),\"\")","v":""},{"$f":"IFERROR(IF(OR(K92=\"\",'Lives scenario - input'!$F77=\"\"),\"\",K92/'Lives scenario - input'!$F77),\"\")","v":""},{"$f":"IFERROR(IF(OR(L92=\"\",'Lives scenario - input'!$F77=\"\"),\"\",L92/'Lives scenario - input'!$F77),\"\")","v":""},{"$f":"IFERROR(IF(OR(M92=\"\",'Lives scenario - input'!$F77=\"\"),\"\",M92/'Lives scenario - input'!$F77),\"\")","v":""},{"$f":"IFERROR(IF(OR(N92=\"\",'Lives scenario - input'!$F77=\"\"),\"\",N92/'Lives scenario - input'!$F77),\"\")","v":""},{"$f":"IFERROR(IF(OR(O92=\"\",'Lives scenario - input'!$F77=\"\"),\"\",O92/'Lives scenario - input'!$F77),\"\")","v":""},{"$f":"IFERROR(IF(OR(P92=\"\",'Lives scenario - input'!$F77=\"\"),\"\",P92/'Lives scenario - input'!$F77),\"\")","v":""},{"$f":"IFERROR(IF(OR(Q92=\"\",'Lives scenario - input'!$F77=\"\"),\"\",Q92/'Lives scenario - input'!$F77),\"\")","v":""},{"$f":"IFERROR(IF(OR(R92=\"\",'Lives scenario - input'!$F77=\"\"),\"\",R92/'Lives scenario - input'!$F77),\"\")","v":""},{"$f":"IFERROR(IF(OR(S92=\"\",'Lives scenario - input'!$F77=\"\"),\"\",S92/'Lives scenario - input'!$F77),\"\")","v":""},{"$f":"IFERROR(IF(OR(T92=\"\",'Lives scenario - input'!$F77=\"\"),\"\",T92/'Lives scenario - input'!$F77),\"\")","v":""},{"$f":"IFERROR(IF(OR(U92=\"\",'Lives scenario - input'!$F77=\"\"),\"\",U92/'Lives scenario - input'!$F77),\"\")","v":""},{"$f":"IFERROR(IF(OR(V92=\"\",'Lives scenario - input'!$F77=\"\"),\"\",V92/'Lives scenario - input'!$F77),\"\")","v":""},{"$f":"IFERROR(IF(OR(W92=\"\",'Lives scenario - input'!$F77=\"\"),\"\",W92/'Lives scenario - input'!$F77),\"\")","v":""}]
[{"$f":"IFERROR('Lives scenario - input'!A78,\"\")","v":""},{"$f":"IFERROR('Lives scenario - input'!B78,\"\")","v":""},{"$f":"IFERROR('Lives scenario - input'!C78,\"\")","v":""},{"$f":"IFERROR(repcalc('Lives scenario - input'!$CX78:$GJ78,'Lives scenario - input'!$I78,'Lives scenario - input'!$G78,'Lives scenario - input'!$H78,20,TRUE,TRUE),\"\")","v":""},"","","","","","","","","","","","","","","","","","","",{"$f":"IFERROR(IF(OR(D93=\"\",'Lives scenario - input'!$F78=\"\"),\"\",D93/'Lives scenario - input'!$F78),\"\")","v":""},{"$f":"IFERROR(IF(OR(E93=\"\",'Lives scenario - input'!$F78=\"\"),\"\",E93/'Lives scenario - input'!$F78),\"\")","v":""},{"$f":"IFERROR(IF(OR(F93=\"\",'Lives scenario - input'!$F78=\"\"),\"\",F93/'Lives scenario - input'!$F78),\"\")","v":""},{"$f":"IFERROR(IF(OR(G93=\"\",'Lives scenario - input'!$F78=\"\"),\"\",G93/'Lives scenario - input'!$F78),\"\")","v":""},{"$f":"IFERROR(IF(OR(H93=\"\",'Lives scenario - input'!$F78=\"\"),\"\",H93/'Lives scenario - input'!$F78),\"\")","v":""},{"$f":"IFERROR(IF(OR(I93=\"\",'Lives scenario - input'!$F78=\"\"),\"\",I93/'Lives scenario - input'!$F78),\"\")","v":""},{"$f":"IFERROR(IF(OR(J93=\"\",'Lives scenario - input'!$F78=\"\"),\"\",J93/'Lives scenario - input'!$F78),\"\")","v":""},{"$f":"IFERROR(IF(OR(K93=\"\",'Lives scenario - input'!$F78=\"\"),\"\",K93/'Lives scenario - input'!$F78),\"\")","v":""},{"$f":"IFERROR(IF(OR(L93=\"\",'Lives scenario - input'!$F78=\"\"),\"\",L93/'Lives scenario - input'!$F78),\"\")","v":""},{"$f":"IFERROR(IF(OR(M93=\"\",'Lives scenario - input'!$F78=\"\"),\"\",M93/'Lives scenario - input'!$F78),\"\")","v":""},{"$f":"IFERROR(IF(OR(N93=\"\",'Lives scenario - input'!$F78=\"\"),\"\",N93/'Lives scenario - input'!$F78),\"\")","v":""},{"$f":"IFERROR(IF(OR(O93=\"\",'Lives scenario - input'!$F78=\"\"),\"\",O93/'Lives scenario - input'!$F78),\"\")","v":""},{"$f":"IFERROR(IF(OR(P93=\"\",'Lives scenario - input'!$F78=\"\"),\"\",P93/'Lives scenario - input'!$F78),\"\")","v":""},{"$f":"IFERROR(IF(OR(Q93=\"\",'Lives scenario - input'!$F78=\"\"),\"\",Q93/'Lives scenario - input'!$F78),\"\")","v":""},{"$f":"IFERROR(IF(OR(R93=\"\",'Lives scenario - input'!$F78=\"\"),\"\",R93/'Lives scenario - input'!$F78),\"\")","v":""},{"$f":"IFERROR(IF(OR(S93=\"\",'Lives scenario - input'!$F78=\"\"),\"\",S93/'Lives scenario - input'!$F78),\"\")","v":""},{"$f":"IFERROR(IF(OR(T93=\"\",'Lives scenario - input'!$F78=\"\"),\"\",T93/'Lives scenario - input'!$F78),\"\")","v":""},{"$f":"IFERROR(IF(OR(U93=\"\",'Lives scenario - input'!$F78=\"\"),\"\",U93/'Lives scenario - input'!$F78),\"\")","v":""},{"$f":"IFERROR(IF(OR(V93=\"\",'Lives scenario - input'!$F78=\"\"),\"\",V93/'Lives scenario - input'!$F78),\"\")","v":""},{"$f":"IFERROR(IF(OR(W93=\"\",'Lives scenario - input'!$F78=\"\"),\"\",W93/'Lives scenario - input'!$F78),\"\")","v":""}]
[{"$f":"IFERROR('Lives scenario - input'!A79,\"\")","v":""},{"$f":"IFERROR('Lives scenario - input'!B79,\"\")","v":""},{"$f":"IFERROR('Lives scenario - input'!C79,\"\")","v":""},{"$f":"IFERROR(repcalc('Lives scenario - input'!$CX79:$GJ79,'Lives scenario - input'!$I79,'Lives scenario - input'!$G79,'Lives scenario - input'!$H79,20,TRUE,TRUE),\"\")","v":""},"","","","","","","","","","","","","","","","","","","",{"$f":"IFERROR(IF(OR(D94=\"\",'Lives scenario - input'!$F79=\"\"),\"\",D94/'Lives scenario - input'!$F79),\"\")","v":""},{"$f":"IFERROR(IF(OR(E94=\"\",'Lives scenario - input'!$F79=\"\"),\"\",E94/'Lives scenario - input'!$F79),\"\")","v":""},{"$f":"IFERROR(IF(OR(F94=\"\",'Lives scenario - input'!$F79=\"\"),\"\",F94/'Lives scenario - input'!$F79),\"\")","v":""},{"$f":"IFERROR(IF(OR(G94=\"\",'Lives scenario - input'!$F79=\"\"),\"\",G94/'Lives scenario - input'!$F79),\"\")","v":""},{"$f":"IFERROR(IF(OR(H94=\"\",'Lives scenario - input'!$F79=\"\"),\"\",H94/'Lives scenario - input'!$F79),\"\")","v":""},{"$f":"IFERROR(IF(OR(I94=\"\",'Lives scenario - input'!$F79=\"\"),\"\",I94/'Lives scenario - input'!$F79),\"\")","v":""},{"$f":"IFERROR(IF(OR(J94=\"\",'Lives scenario - input'!$F79=\"\"),\"\",J94/'Lives scenario - input'!$F79),\"\")","v":""},{"$f":"IFERROR(IF(OR(K94=\"\",'Lives scenario - input'!$F79=\"\"),\"\",K94/'Lives scenario - input'!$F79),\"\")","v":""},{"$f":"IFERROR(IF(OR(L94=\"\",'Lives scenario - input'!$F79=\"\"),\"\",L94/'Lives scenario - input'!$F79),\"\")","v":""},{"$f":"IFERROR(IF(OR(M94=\"\",'Lives scenario - input'!$F79=\"\"),\"\",M94/'Lives scenario - input'!$F79),\"\")","v":""},{"$f":"IFERROR(IF(OR(N94=\"\",'Lives scenario - input'!$F79=\"\"),\"\",N94/'Lives scenario - input'!$F79),\"\")","v":""},{"$f":"IFERROR(IF(OR(O94=\"\",'Lives scenario - input'!$F79=\"\"),\"\",O94/'Lives scenario - input'!$F79),\"\")","v":""},{"$f":"IFERROR(IF(OR(P94=\"\",'Lives scenario - input'!$F79=\"\"),\"\",P94/'Lives scenario - input'!$F79),\"\")","v":""},{"$f":"IFERROR(IF(OR(Q94=\"\",'Lives scenario - input'!$F79=\"\"),\"\",Q94/'Lives scenario - input'!$F79),\"\")","v":""},{"$f":"IFERROR(IF(OR(R94=\"\",'Lives scenario - input'!$F79=\"\"),\"\",R94/'Lives scenario - input'!$F79),\"\")","v":""},{"$f":"IFERROR(IF(OR(S94=\"\",'Lives scenario - input'!$F79=\"\"),\"\",S94/'Lives scenario - input'!$F79),\"\")","v":""},{"$f":"IFERROR(IF(OR(T94=\"\",'Lives scenario - input'!$F79=\"\"),\"\",T94/'Lives scenario - input'!$F79),\"\")","v":""},{"$f":"IFERROR(IF(OR(U94=\"\",'Lives scenario - input'!$F79=\"\"),\"\",U94/'Lives scenario - input'!$F79),\"\")","v":""},{"$f":"IFERROR(IF(OR(V94=\"\",'Lives scenario - input'!$F79=\"\"),\"\",V94/'Lives scenario - input'!$F79),\"\")","v":""},{"$f":"IFERROR(IF(OR(W94=\"\",'Lives scenario - input'!$F79=\"\"),\"\",W94/'Lives scenario - input'!$F79),\"\")","v":""}]
[{"$f":"IFERROR('Lives scenario - input'!A80,\"\")","v":""},{"$f":"IFERROR('Lives scenario - input'!B80,\"\")","v":""},{"$f":"IFERROR('Lives scenario - input'!C80,\"\")","v":""},{"$f":"IFERROR(repcalc('Lives scenario - input'!$CX80:$GJ80,'Lives scenario - input'!$I80,'Lives scenario - input'!$G80,'Lives scenario - input'!$H80,20,TRUE,TRUE),\"\")","v":""},"","","","","","","","","","","","","","","","","","","",{"$f":"IFERROR(IF(OR(D95=\"\",'Lives scenario - input'!$F80=\"\"),\"\",D95/'Lives scenario - input'!$F80),\"\")","v":""},{"$f":"IFERROR(IF(OR(E95=\"\",'Lives scenario - input'!$F80=\"\"),\"\",E95/'Lives scenario - input'!$F80),\"\")","v":""},{"$f":"IFERROR(IF(OR(F95=\"\",'Lives scenario - input'!$F80=\"\"),\"\",F95/'Lives scenario - input'!$F80),\"\")","v":""},{"$f":"IFERROR(IF(OR(G95=\"\",'Lives scenario - input'!$F80=\"\"),\"\",G95/'Lives scenario - input'!$F80),\"\")","v":""},{"$f":"IFERROR(IF(OR(H95=\"\",'Lives scenario - input'!$F80=\"\"),\"\",H95/'Lives scenario - input'!$F80),\"\")","v":""},{"$f":"IFERROR(IF(OR(I95=\"\",'Lives scenario - input'!$F80=\"\"),\"\",I95/'Lives scenario - input'!$F80),\"\")","v":""},{"$f":"IFERROR(IF(OR(J95=\"\",'Lives scenario - input'!$F80=\"\"),\"\",J95/'Lives scenario - input'!$F80),\"\")","v":""},{"$f":"IFERROR(IF(OR(K95=\"\",'Lives scenario - input'!$F80=\"\"),\"\",K95/'Lives scenario - input'!$F80),\"\")","v":""},{"$f":"IFERROR(IF(OR(L95=\"\",'Lives scenario - input'!$F80=\"\"),\"\",L95/'Lives scenario - input'!$F80),\"\")","v":""},{"$f":"IFERROR(IF(OR(M95=\"\",'Lives scenario - input'!$F80=\"\"),\"\",M95/'Lives scenario - input'!$F80),\"\")","v":""},{"$f":"IFERROR(IF(OR(N95=\"\",'Lives scenario - input'!$F80=\"\"),\"\",N95/'Lives scenario - input'!$F80),\"\")","v":""},{"$f":"IFERROR(IF(OR(O95=\"\",'Lives scenario - input'!$F80=\"\"),\"\",O95/'Lives scenario - input'!$F80),\"\")","v":""},{"$f":"IFERROR(IF(OR(P95=\"\",'Lives scenario - input'!$F80=\"\"),\"\",P95/'Lives scenario - input'!$F80),\"\")","v":""},{"$f":"IFERROR(IF(OR(Q95=\"\",'Lives scenario - input'!$F80=\"\"),\"\",Q95/'Lives scenario - input'!$F80),\"\")","v":""},{"$f":"IFERROR(IF(OR(R95=\"\",'Lives scenario - input'!$F80=\"\"),\"\",R95/'Lives scenario - input'!$F80),\"\")","v":""},{"$f":"IFERROR(IF(OR(S95=\"\",'Lives scenario - input'!$F80=\"\"),\"\",S95/'Lives scenario - input'!$F80),\"\")","v":""},{"$f":"IFERROR(IF(OR(T95=\"\",'Lives scenario - input'!$F80=\"\"),\"\",T95/'Lives scenario - input'!$F80),\"\")","v":""},{"$f":"IFERROR(IF(OR(U95=\"\",'Lives scenario - input'!$F80=\"\"),\"\",U95/'Lives scenario - input'!$F80),\"\")","v":""},{"$f":"IFERROR(IF(OR(V95=\"\",'Lives scenario - input'!$F80=\"\"),\"\",V95/'Lives scenario - input'!$F80),\"\")","v":""},{"$f":"IFERROR(IF(OR(W95=\"\",'Lives scenario - input'!$F80=\"\"),\"\",W95/'Lives scenario - input'!$F80),\"\")","v":""}]
[{"$f":"IFERROR('Lives scenario - input'!A81,\"\")","v":""},{"$f":"IFERROR('Lives scenario - input'!B81,\"\")","v":""},{"$f":"IFERROR('Lives scenario - input'!C81,\"\")","v":""},{"$f":"IFERROR(repcalc('Lives scenario - input'!$CX81:$GJ81,'Lives scenario - input'!$I81,'Lives scenario - input'!$G81,'Lives scenario - input'!$H81,20,TRUE,TRUE),\"\")","v":""},"","","","","","","","","","","","","","","","","","","",{"$f":"IFERROR(IF(OR(D96=\"\",'Lives scenario - input'!$F81=\"\"),\"\",D96/'Lives scenario - input'!$F81),\"\")","v":""},{"$f":"IFERROR(IF(OR(E96=\"\",'Lives scenario - input'!$F81=\"\"),\"\",E96/'Lives scenario - input'!$F81),\"\")","v":""},{"$f":"IFERROR(IF(OR(F96=\"\",'Lives scenario - input'!$F81=\"\"),\"\",F96/'Lives scenario - input'!$F81),\"\")","v":""},{"$f":"IFERROR(IF(OR(G96=\"\",'Lives scenario - input'!$F81=\"\"),\"\",G96/'Lives scenario - input'!$F81),\"\")","v":""},{"$f":"IFERROR(IF(OR(H96=\"\",'Lives scenario - input'!$F81=\"\"),\"\",H96/'Lives scenario - input'!$F81),\"\")","v":""},{"$f":"IFERROR(IF(OR(I96=\"\",'Lives scenario - input'!$F81=\"\"),\"\",I96/'Lives scenario - input'!$F81),\"\")","v":""},{"$f":"IFERROR(IF(OR(J96=\"\",'Lives scenario - input'!$F81=\"\"),\"\",J96/'Lives scenario - input'!$F81),\"\")","v":""},{"$f":"IFERROR(IF(OR(K96=\"\",'Lives scenario - input'!$F81=\"\"),\"\",K96/'Lives scenario - input'!$F81),\"\")","v":""},{"$f":"IFERROR(IF(OR(L96=\"\",'Lives scenario - input'!$F81=\"\"),\"\",L96/'Lives scenario - input'!$F81),\"\")","v":""},{"$f":"IFERROR(IF(OR(M96=\"\",'Lives scenario - input'!$F81=\"\"),\"\",M96/'Lives scenario - input'!$F81),\"\")","v":""},{"$f":"IFERROR(IF(OR(N96=\"\",'Lives scenario - input'!$F81=\"\"),\"\",N96/'Lives scenario - input'!$F81),\"\")","v":""},{"$f":"IFERROR(IF(OR(O96=\"\",'Lives scenario - input'!$F81=\"\"),\"\",O96/'Lives scenario - input'!$F81),\"\")","v":""},{"$f":"IFERROR(IF(OR(P96=\"\",'Lives scenario - input'!$F81=\"\"),\"\",P96/'Lives scenario - input'!$F81),\"\")","v":""},{"$f":"IFERROR(IF(OR(Q96=\"\",'Lives scenario - input'!$F81=\"\"),\"\",Q96/'Lives scenario - input'!$F81),\"\")","v":""},{"$f":"IFERROR(IF(OR(R96=\"\",'Lives scenario - input'!$F81=\"\"),\"\",R96/'Lives scenario - input'!$F81),\"\")","v":""},{"$f":"IFERROR(IF(OR(S96=\"\",'Lives scenario - input'!$F81=\"\"),\"\",S96/'Lives scenario - input'!$F81),\"\")","v":""},{"$f":"IFERROR(IF(OR(T96=\"\",'Lives scenario - input'!$F81=\"\"),\"\",T96/'Lives scenario - input'!$F81),\"\")","v":""},{"$f":"IFERROR(IF(OR(U96=\"\",'Lives scenario - input'!$F81=\"\"),\"\",U96/'Lives scenario - input'!$F81),\"\")","v":""},{"$f":"IFERROR(IF(OR(V96=\"\",'Lives scenario - input'!$F81=\"\"),\"\",V96/'Lives scenario - input'!$F81),\"\")","v":""},{"$f":"IFERROR(IF(OR(W96=\"\",'Lives scenario - input'!$F81=\"\"),\"\",W96/'Lives scenario - input'!$F81),\"\")","v":""}]
[{"$f":"IFERROR('Lives scenario - input'!A82,\"\")","v":""},{"$f":"IFERROR('Lives scenario - input'!B82,\"\")","v":""},{"$f":"IFERROR('Lives scenario - input'!C82,\"\")","v":""},{"$f":"IFERROR(repcalc('Lives scenario - input'!$CX82:$GJ82,'Lives scenario - input'!$I82,'Lives scenario - input'!$G82,'Lives scenario - input'!$H82,20,TRUE,TRUE),\"\")","v":""},"","","","","","","","","","","","","","","","","","","",{"$f":"IFERROR(IF(OR(D97=\"\",'Lives scenario - input'!$F82=\"\"),\"\",D97/'Lives scenario - input'!$F82),\"\")","v":""},{"$f":"IFERROR(IF(OR(E97=\"\",'Lives scenario - input'!$F82=\"\"),\"\",E97/'Lives scenario - input'!$F82),\"\")","v":""},{"$f":"IFERROR(IF(OR(F97=\"\",'Lives scenario - input'!$F82=\"\"),\"\",F97/'Lives scenario - input'!$F82),\"\")","v":""},{"$f":"IFERROR(IF(OR(G97=\"\",'Lives scenario - input'!$F82=\"\"),\"\",G97/'Lives scenario - input'!$F82),\"\")","v":""},{"$f":"IFERROR(IF(OR(H97=\"\",'Lives scenario - input'!$F82=\"\"),\"\",H97/'Lives scenario - input'!$F82),\"\")","v":""},{"$f":"IFERROR(IF(OR(I97=\"\",'Lives scenario - input'!$F82=\"\"),\"\",I97/'Lives scenario - input'!$F82),\"\")","v":""},{"$f":"IFERROR(IF(OR(J97=\"\",'Lives scenario - input'!$F82=\"\"),\"\",J97/'Lives scenario - input'!$F82),\"\")","v":""},{"$f":"IFERROR(IF(OR(K97=\"\",'Lives scenario - input'!$F82=\"\"),\"\",K97/'Lives scenario - input'!$F82),\"\")","v":""},{"$f":"IFERROR(IF(OR(L97=\"\",'Lives scenario - input'!$F82=\"\"),\"\",L97/'Lives scenario - input'!$F82),\"\")","v":""},{"$f":"IFERROR(IF(OR(M97=\"\",'Lives scenario - input'!$F82=\"\"),\"\",M97/'Lives scenario - input'!$F82),\"\")","v":""},{"$f":"IFERROR(IF(OR(N97=\"\",'Lives scenario - input'!$F82=\"\"),\"\",N97/'Lives scenario - input'!$F82),\"\")","v":""},{"$f":"IFERROR(IF(OR(O97=\"\",'Lives scenario - input'!$F82=\"\"),\"\",O97/'Lives scenario - input'!$F82),\"\")","v":""},{"$f":"IFERROR(IF(OR(P97=\"\",'Lives scenario - input'!$F82=\"\"),\"\",P97/'Lives scenario - input'!$F82),\"\")","v":""},{"$f":"IFERROR(IF(OR(Q97=\"\",'Lives scenario - input'!$F82=\"\"),\"\",Q97/'Lives scenario - input'!$F82),\"\")","v":""},{"$f":"IFERROR(IF(OR(R97=\"\",'Lives scenario - input'!$F82=\"\"),\"\",R97/'Lives scenario - input'!$F82),\"\")","v":""},{"$f":"IFERROR(IF(OR(S97=\"\",'Lives scenario - input'!$F82=\"\"),\"\",S97/'Lives scenario - input'!$F82),\"\")","v":""},{"$f":"IFERROR(IF(OR(T97=\"\",'Lives scenario - input'!$F82=\"\"),\"\",T97/'Lives scenario - input'!$F82),\"\")","v":""},{"$f":"IFERROR(IF(OR(U97=\"\",'Lives scenario - input'!$F82=\"\"),\"\",U97/'Lives scenario - input'!$F82),\"\")","v":""},{"$f":"IFERROR(IF(OR(V97=\"\",'Lives scenario - input'!$F82=\"\"),\"\",V97/'Lives scenario - input'!$F82),\"\")","v":""},{"$f":"IFERROR(IF(OR(W97=\"\",'Lives scenario - input'!$F82=\"\"),\"\",W97/'Lives scenario - input'!$F82),\"\")","v":""}]
[{"$f":"IFERROR('Lives scenario - input'!A83,\"\")","v":""},{"$f":"IFERROR('Lives scenario - input'!B83,\"\")","v":""},{"$f":"IFERROR('Lives scenario - input'!C83,\"\")","v":""},{"$f":"IFERROR(repcalc('Lives scenario - input'!$CX83:$GJ83,'Lives scenario - input'!$I83,'Lives scenario - input'!$G83,'Lives scenario - input'!$H83,20,TRUE,TRUE),\"\")","v":""},"","","","","","","","","","","","","","","","","","","",{"$f":"IFERROR(IF(OR(D98=\"\",'Lives scenario - input'!$F83=\"\"),\"\",D98/'Lives scenario - input'!$F83),\"\")","v":""},{"$f":"IFERROR(IF(OR(E98=\"\",'Lives scenario - input'!$F83=\"\"),\"\",E98/'Lives scenario - input'!$F83),\"\")","v":""},{"$f":"IFERROR(IF(OR(F98=\"\",'Lives scenario - input'!$F83=\"\"),\"\",F98/'Lives scenario - input'!$F83),\"\")","v":""},{"$f":"IFERROR(IF(OR(G98=\"\",'Lives scenario - input'!$F83=\"\"),\"\",G98/'Lives scenario - input'!$F83),\"\")","v":""},{"$f":"IFERROR(IF(OR(H98=\"\",'Lives scenario - input'!$F83=\"\"),\"\",H98/'Lives scenario - input'!$F83),\"\")","v":""},{"$f":"IFERROR(IF(OR(I98=\"\",'Lives scenario - input'!$F83=\"\"),\"\",I98/'Lives scenario - input'!$F83),\"\")","v":""},{"$f":"IFERROR(IF(OR(J98=\"\",'Lives scenario - input'!$F83=\"\"),\"\",J98/'Lives scenario - input'!$F83),\"\")","v":""},{"$f":"IFERROR(IF(OR(K98=\"\",'Lives scenario - input'!$F83=\"\"),\"\",K98/'Lives scenario - input'!$F83),\"\")","v":""},{"$f":"IFERROR(IF(OR(L98=\"\",'Lives scenario - input'!$F83=\"\"),\"\",L98/'Lives scenario - input'!$F83),\"\")","v":""},{"$f":"IFERROR(IF(OR(M98=\"\",'Lives scenario - input'!$F83=\"\"),\"\",M98/'Lives scenario - input'!$F83),\"\")","v":""},{"$f":"IFERROR(IF(OR(N98=\"\",'Lives scenario - input'!$F83=\"\"),\"\",N98/'Lives scenario - input'!$F83),\"\")","v":""},{"$f":"IFERROR(IF(OR(O98=\"\",'Lives scenario - input'!$F83=\"\"),\"\",O98/'Lives scenario - input'!$F83),\"\")","v":""},{"$f":"IFERROR(IF(OR(P98=\"\",'Lives scenario - input'!$F83=\"\"),\"\",P98/'Lives scenario - input'!$F83),\"\")","v":""},{"$f":"IFERROR(IF(OR(Q98=\"\",'Lives scenario - input'!$F83=\"\"),\"\",Q98/'Lives scenario - input'!$F83),\"\")","v":""},{"$f":"IFERROR(IF(OR(R98=\"\",'Lives scenario - input'!$F83=\"\"),\"\",R98/'Lives scenario - input'!$F83),\"\")","v":""},{"$f":"IFERROR(IF(OR(S98=\"\",'Lives scenario - input'!$F83=\"\"),\"\",S98/'Lives scenario - input'!$F83),\"\")","v":""},{"$f":"IFERROR(IF(OR(T98=\"\",'Lives scenario - input'!$F83=\"\"),\"\",T98/'Lives scenario - input'!$F83),\"\")","v":""},{"$f":"IFERROR(IF(OR(U98=\"\",'Lives scenario - input'!$F83=\"\"),\"\",U98/'Lives scenario - input'!$F83),\"\")","v":""},{"$f":"IFERROR(IF(OR(V98=\"\",'Lives scenario - input'!$F83=\"\"),\"\",V98/'Lives scenario - input'!$F83),\"\")","v":""},{"$f":"IFERROR(IF(OR(W98=\"\",'Lives scenario - input'!$F83=\"\"),\"\",W98/'Lives scenario - input'!$F83),\"\")","v":""}]
[{"$f":"IFERROR('Lives scenario - input'!A84,\"\")","v":""},{"$f":"IFERROR('Lives scenario - input'!B84,\"\")","v":""},{"$f":"IFERROR('Lives scenario - input'!C84,\"\")","v":""},{"$f":"IFERROR(repcalc('Lives scenario - input'!$CX84:$GJ84,'Lives scenario - input'!$I84,'Lives scenario - input'!$G84,'Lives scenario - input'!$H84,20,TRUE,TRUE),\"\")","v":""},"","","","","","","","","","","","","","","","","","","",{"$f":"IFERROR(IF(OR(D99=\"\",'Lives scenario - input'!$F84=\"\"),\"\",D99/'Lives scenario - input'!$F84),\"\")","v":""},{"$f":"IFERROR(IF(OR(E99=\"\",'Lives scenario - input'!$F84=\"\"),\"\",E99/'Lives scenario - input'!$F84),\"\")","v":""},{"$f":"IFERROR(IF(OR(F99=\"\",'Lives scenario - input'!$F84=\"\"),\"\",F99/'Lives scenario - input'!$F84),\"\")","v":""},{"$f":"IFERROR(IF(OR(G99=\"\",'Lives scenario - input'!$F84=\"\"),\"\",G99/'Lives scenario - input'!$F84),\"\")","v":""},{"$f":"IFERROR(IF(OR(H99=\"\",'Lives scenario - input'!$F84=\"\"),\"\",H99/'Lives scenario - input'!$F84),\"\")","v":""},{"$f":"IFERROR(IF(OR(I99=\"\",'Lives scenario - input'!$F84=\"\"),\"\",I99/'Lives scenario - input'!$F84),\"\")","v":""},{"$f":"IFERROR(IF(OR(J99=\"\",'Lives scenario - input'!$F84=\"\"),\"\",J99/'Lives scenario - input'!$F84),\"\")","v":""},{"$f":"IFERROR(IF(OR(K99=\"\",'Lives scenario - input'!$F84=\"\"),\"\",K99/'Lives scenario - input'!$F84),\"\")","v":""},{"$f":"IFERROR(IF(OR(L99=\"\",'Lives scenario - input'!$F84=\"\"),\"\",L99/'Lives scenario - input'!$F84),\"\")","v":""},{"$f":"IFERROR(IF(OR(M99=\"\",'Lives scenario - input'!$F84=\"\"),\"\",M99/'Lives scenario - input'!$F84),\"\")","v":""},{"$f":"IFERROR(IF(OR(N99=\"\",'Lives scenario - input'!$F84=\"\"),\"\",N99/'Lives scenario - input'!$F84),\"\")","v":""},{"$f":"IFERROR(IF(OR(O99=\"\",'Lives scenario - input'!$F84=\"\"),\"\",O99/'Lives scenario - input'!$F84),\"\")","v":""},{"$f":"IFERROR(IF(OR(P99=\"\",'Lives scenario - input'!$F84=\"\"),\"\",P99/'Lives scenario - input'!$F84),\"\")","v":""},{"$f":"IFERROR(IF(OR(Q99=\"\",'Lives scenario - input'!$F84=\"\"),\"\",Q99/'Lives scenario - input'!$F84),\"\")","v":""},{"$f":"IFERROR(IF(OR(R99=\"\",'Lives scenario - input'!$F84=\"\"),\"\",R99/'Lives scenario - input'!$F84),\"\")","v":""},{"$f":"IFERROR(IF(OR(S99=\"\",'Lives scenario - input'!$F84=\"\"),\"\",S99/'Lives scenario - input'!$F84),\"\")","v":""},{"$f":"IFERROR(IF(OR(T99=\"\",'Lives scenario - input'!$F84=\"\"),\"\",T99/'Lives scenario - input'!$F84),\"\")","v":""},{"$f":"IFERROR(IF(OR(U99=\"\",'Lives scenario - input'!$F84=\"\"),\"\",U99/'Lives scenario - input'!$F84),\"\")","v":""},{"$f":"IFERROR(IF(OR(V99=\"\",'Lives scenario - input'!$F84=\"\"),\"\",V99/'Lives scenario - input'!$F84),\"\")","v":""},{"$f":"IFERROR(IF(OR(W99=\"\",'Lives scenario - input'!$F84=\"\"),\"\",W99/'Lives scenario - input'!$F84),\"\")","v":""}]
[{"$f":"IFERROR('Lives scenario - input'!A85,\"\")","v":""},{"$f":"IFERROR('Lives scenario - input'!B85,\"\")","v":""},{"$f":"IFERROR('Lives scenario - input'!C85,\"\")","v":""},{"$f":"IFERROR(repcalc('Lives scenario - input'!$CX85:$GJ85,'Lives scenario - input'!$I85,'Lives scenario - input'!$G85,'Lives scenario - input'!$H85,20,TRUE,TRUE),\"\")","v":""},"","","","","","","","","","","","","","","","","","","",{"$f":"IFERROR(IF(OR(D100=\"\",'Lives scenario - input'!$F85=\"\"),\"\",D100/'Lives scenario - input'!$F85),\"\")","v":""},{"$f":"IFERROR(IF(OR(E100=\"\",'Lives scenario - input'!$F85=\"\"),\"\",E100/'Lives scenario - input'!$F85),\"\")","v":""},{"$f":"IFERROR(IF(OR(F100=\"\",'Lives scenario - input'!$F85=\"\"),\"\",F100/'Lives scenario - input'!$F85),\"\")","v":""},{"$f":"IFERROR(IF(OR(G100=\"\",'Lives scenario - input'!$F85=\"\"),\"\",G100/'Lives scenario - input'!$F85),\"\")","v":""},{"$f":"IFERROR(IF(OR(H100=\"\",'Lives scenario - input'!$F85=\"\"),\"\",H100/'Lives scenario - input'!$F85),\"\")","v":""},{"$f":"IFERROR(IF(OR(I100=\"\",'Lives scenario - input'!$F85=\"\"),\"\",I100/'Lives scenario - input'!$F85),\"\")","v":""},{"$f":"IFERROR(IF(OR(J100=\"\",'Lives scenario - input'!$F85=\"\"),\"\",J100/'Lives scenario - input'!$F85),\"\")","v":""},{"$f":"IFERROR(IF(OR(K100=\"\",'Lives scenario - input'!$F85=\"\"),\"\",K100/'Lives scenario - input'!$F85),\"\")","v":""},{"$f":"IFERROR(IF(OR(L100=\"\",'Lives scenario - input'!$F85=\"\"),\"\",L100/'Lives scenario - input'!$F85),\"\")","v":""},{"$f":"IFERROR(IF(OR(M100=\"\",'Lives scenario - input'!$F85=\"\"),\"\",M100/'Lives scenario - input'!$F85),\"\")","v":""},{"$f":"IFERROR(IF(OR(N100=\"\",'Lives scenario - input'!$F85=\"\"),\"\",N100/'Lives scenario - input'!$F85),\"\")","v":""},{"$f":"IFERROR(IF(OR(O100=\"\",'Lives scenario - input'!$F85=\"\"),\"\",O100/'Lives scenario - input'!$F85),\"\")","v":""},{"$f":"IFERROR(IF(OR(P100=\"\",'Lives scenario - input'!$F85=\"\"),\"\",P100/'Lives scenario - input'!$F85),\"\")","v":""},{"$f":"IFERROR(IF(OR(Q100=\"\",'Lives scenario - input'!$F85=\"\"),\"\",Q100/'Lives scenario - input'!$F85),\"\")","v":""},{"$f":"IFERROR(IF(OR(R100=\"\",'Lives scenario - input'!$F85=\"\"),\"\",R100/'Lives scenario - input'!$F85),\"\")","v":""},{"$f":"IFERROR(IF(OR(S100=\"\",'Lives scenario - input'!$F85=\"\"),\"\",S100/'Lives scenario - input'!$F85),\"\")","v":""},{"$f":"IFERROR(IF(OR(T100=\"\",'Lives scenario - input'!$F85=\"\"),\"\",T100/'Lives scenario - input'!$F85),\"\")","v":""},{"$f":"IFERROR(IF(OR(U100=\"\",'Lives scenario - input'!$F85=\"\"),\"\",U100/'Lives scenario - input'!$F85),\"\")","v":""},{"$f":"IFERROR(IF(OR(V100=\"\",'Lives scenario - input'!$F85=\"\"),\"\",V100/'Lives scenario - input'!$F85),\"\")","v":""},{"$f":"IFERROR(IF(OR(W100=\"\",'Lives scenario - input'!$F85=\"\"),\"\",W100/'Lives scenario - input'!$F85),\"\")","v":""}]
[{"$f":"IFERROR('Lives scenario - input'!A86,\"\")","v":""},{"$f":"IFERROR('Lives scenario - input'!B86,\"\")","v":""},{"$f":"IFERROR('Lives scenario - input'!C86,\"\")","v":""},{"$f":"IFERROR(repcalc('Lives scenario - input'!$CX86:$GJ86,'Lives scenario - input'!$I86,'Lives scenario - input'!$G86,'Lives scenario - input'!$H86,20,TRUE,TRUE),\"\")","v":""},"","","","","","","","","","","","","","","","","","","",{"$f":"IFERROR(IF(OR(D101=\"\",'Lives scenario - input'!$F86=\"\"),\"\",D101/'Lives scenario - input'!$F86),\"\")","v":""},{"$f":"IFERROR(IF(OR(E101=\"\",'Lives scenario - input'!$F86=\"\"),\"\",E101/'Lives scenario - input'!$F86),\"\")","v":""},{"$f":"IFERROR(IF(OR(F101=\"\",'Lives scenario - input'!$F86=\"\"),\"\",F101/'Lives scenario - input'!$F86),\"\")","v":""},{"$f":"IFERROR(IF(OR(G101=\"\",'Lives scenario - input'!$F86=\"\"),\"\",G101/'Lives scenario - input'!$F86),\"\")","v":""},{"$f":"IFERROR(IF(OR(H101=\"\",'Lives scenario - input'!$F86=\"\"),\"\",H101/'Lives scenario - input'!$F86),\"\")","v":""},{"$f":"IFERROR(IF(OR(I101=\"\",'Lives scenario - input'!$F86=\"\"),\"\",I101/'Lives scenario - input'!$F86),\"\")","v":""},{"$f":"IFERROR(IF(OR(J101=\"\",'Lives scenario - input'!$F86=\"\"),\"\",J101/'Lives scenario - input'!$F86),\"\")","v":""},{"$f":"IFERROR(IF(OR(K101=\"\",'Lives scenario - input'!$F86=\"\"),\"\",K101/'Lives scenario - input'!$F86),\"\")","v":""},{"$f":"IFERROR(IF(OR(L101=\"\",'Lives scenario - input'!$F86=\"\"),\"\",L101/'Lives scenario - input'!$F86),\"\")","v":""},{"$f":"IFERROR(IF(OR(M101=\"\",'Lives scenario - input'!$F86=\"\"),\"\",M101/'Lives scenario - input'!$F86),\"\")","v":""},{"$f":"IFERROR(IF(OR(N101=\"\",'Lives scenario - input'!$F86=\"\"),\"\",N101/'Lives scenario - input'!$F86),\"\")","v":""},{"$f":"IFERROR(IF(OR(O101=\"\",'Lives scenario - input'!$F86=\"\"),\"\",O101/'Lives scenario - input'!$F86),\"\")","v":""},{"$f":"IFERROR(IF(OR(P101=\"\",'Lives scenario - input'!$F86=\"\"),\"\",P101/'Lives scenario - input'!$F86),\"\")","v":""},{"$f":"IFERROR(IF(OR(Q101=\"\",'Lives scenario - input'!$F86=\"\"),\"\",Q101/'Lives scenario - input'!$F86),\"\")","v":""},{"$f":"IFERROR(IF(OR(R101=\"\",'Lives scenario - input'!$F86=\"\"),\"\",R101/'Lives scenario - input'!$F86),\"\")","v":""},{"$f":"IFERROR(IF(OR(S101=\"\",'Lives scenario - input'!$F86=\"\"),\"\",S101/'Lives scenario - input'!$F86),\"\")","v":""},{"$f":"IFERROR(IF(OR(T101=\"\",'Lives scenario - input'!$F86=\"\"),\"\",T101/'Lives scenario - input'!$F86),\"\")","v":""},{"$f":"IFERROR(IF(OR(U101=\"\",'Lives scenario - input'!$F86=\"\"),\"\",U101/'Lives scenario - input'!$F86),\"\")","v":""},{"$f":"IFERROR(IF(OR(V101=\"\",'Lives scenario - input'!$F86=\"\"),\"\",V101/'Lives scenario - input'!$F86),\"\")","v":""},{"$f":"IFERROR(IF(OR(W101=\"\",'Lives scenario - input'!$F86=\"\"),\"\",W101/'Lives scenario - input'!$F86),\"\")","v":""}]
[{"$f":"IFERROR('Lives scenario - input'!A87,\"\")","v":""},{"$f":"IFERROR('Lives scenario - input'!B87,\"\")","v":""},{"$f":"IFERROR('Lives scenario - input'!C87,\"\")","v":""},{"$f":"IFERROR(repcalc('Lives scenario - input'!$CX87:$GJ87,'Lives scenario - input'!$I87,'Lives scenario - input'!$G87,'Lives scenario - input'!$H87,20,TRUE,TRUE),\"\")","v":""},"","","","","","","","","","","","","","","","","","","",{"$f":"IFERROR(IF(OR(D102=\"\",'Lives scenario - input'!$F87=\"\"),\"\",D102/'Lives scenario - input'!$F87),\"\")","v":""},{"$f":"IFERROR(IF(OR(E102=\"\",'Lives scenario - input'!$F87=\"\"),\"\",E102/'Lives scenario - input'!$F87),\"\")","v":""},{"$f":"IFERROR(IF(OR(F102=\"\",'Lives scenario - input'!$F87=\"\"),\"\",F102/'Lives scenario - input'!$F87),\"\")","v":""},{"$f":"IFERROR(IF(OR(G102=\"\",'Lives scenario - input'!$F87=\"\"),\"\",G102/'Lives scenario - input'!$F87),\"\")","v":""},{"$f":"IFERROR(IF(OR(H102=\"\",'Lives scenario - input'!$F87=\"\"),\"\",H102/'Lives scenario - input'!$F87),\"\")","v":""},{"$f":"IFERROR(IF(OR(I102=\"\",'Lives scenario - input'!$F87=\"\"),\"\",I102/'Lives scenario - input'!$F87),\"\")","v":""},{"$f":"IFERROR(IF(OR(J102=\"\",'Lives scenario - input'!$F87=\"\"),\"\",J102/'Lives scenario - input'!$F87),\"\")","v":""},{"$f":"IFERROR(IF(OR(K102=\"\",'Lives scenario - input'!$F87=\"\"),\"\",K102/'Lives scenario - input'!$F87),\"\")","v":""},{"$f":"IFERROR(IF(OR(L102=\"\",'Lives scenario - input'!$F87=\"\"),\"\",L102/'Lives scenario - input'!$F87),\"\")","v":""},{"$f":"IFERROR(IF(OR(M102=\"\",'Lives scenario - input'!$F87=\"\"),\"\",M102/'Lives scenario - input'!$F87),\"\")","v":""},{"$f":"IFERROR(IF(OR(N102=\"\",'Lives scenario - input'!$F87=\"\"),\"\",N102/'Lives scenario - input'!$F87),\"\")","v":""},{"$f":"IFERROR(IF(OR(O102=\"\",'Lives scenario - input'!$F87=\"\"),\"\",O102/'Lives scenario - input'!$F87),\"\")","v":""},{"$f":"IFERROR(IF(OR(P102=\"\",'Lives scenario - input'!$F87=\"\"),\"\",P102/'Lives scenario - input'!$F87),\"\")","v":""},{"$f":"IFERROR(IF(OR(Q102=\"\",'Lives scenario - input'!$F87=\"\"),\"\",Q102/'Lives scenario - input'!$F87),\"\")","v":""},{"$f":"IFERROR(IF(OR(R102=\"\",'Lives scenario - input'!$F87=\"\"),\"\",R102/'Lives scenario - input'!$F87),\"\")","v":""},{"$f":"IFERROR(IF(OR(S102=\"\",'Lives scenario - input'!$F87=\"\"),\"\",S102/'Lives scenario - input'!$F87),\"\")","v":""},{"$f":"IFERROR(IF(OR(T102=\"\",'Lives scenario - input'!$F87=\"\"),\"\",T102/'Lives scenario - input'!$F87),\"\")","v":""},{"$f":"IFERROR(IF(OR(U102=\"\",'Lives scenario - input'!$F87=\"\"),\"\",U102/'Lives scenario - input'!$F87),\"\")","v":""},{"$f":"IFERROR(IF(OR(V102=\"\",'Lives scenario - input'!$F87=\"\"),\"\",V102/'Lives scenario - input'!$F87),\"\")","v":""},{"$f":"IFERROR(IF(OR(W102=\"\",'Lives scenario - input'!$F87=\"\"),\"\",W102/'Lives scenario - input'!$F87),\"\")","v":""}]
[{"$f":"IFERROR('Lives scenario - input'!A88,\"\")","v":""},{"$f":"IFERROR('Lives scenario - input'!B88,\"\")","v":""},{"$f":"IFERROR('Lives scenario - input'!C88,\"\")","v":""},{"$f":"IFERROR(repcalc('Lives scenario - input'!$CX88:$GJ88,'Lives scenario - input'!$I88,'Lives scenario - input'!$G88,'Lives scenario - input'!$H88,20,TRUE,TRUE),\"\")","v":""},"","","","","","","","","","","","","","","","","","","",{"$f":"IFERROR(IF(OR(D103=\"\",'Lives scenario - input'!$F88=\"\"),\"\",D103/'Lives scenario - input'!$F88),\"\")","v":""},{"$f":"IFERROR(IF(OR(E103=\"\",'Lives scenario - input'!$F88=\"\"),\"\",E103/'Lives scenario - input'!$F88),\"\")","v":""},{"$f":"IFERROR(IF(OR(F103=\"\",'Lives scenario - input'!$F88=\"\"),\"\",F103/'Lives scenario - input'!$F88),\"\")","v":""},{"$f":"IFERROR(IF(OR(G103=\"\",'Lives scenario - input'!$F88=\"\"),\"\",G103/'Lives scenario - input'!$F88),\"\")","v":""},{"$f":"IFERROR(IF(OR(H103=\"\",'Lives scenario - input'!$F88=\"\"),\"\",H103/'Lives scenario - input'!$F88),\"\")","v":""},{"$f":"IFERROR(IF(OR(I103=\"\",'Lives scenario - input'!$F88=\"\"),\"\",I103/'Lives scenario - input'!$F88),\"\")","v":""},{"$f":"IFERROR(IF(OR(J103=\"\",'Lives scenario - input'!$F88=\"\"),\"\",J103/'Lives scenario - input'!$F88),\"\")","v":""},{"$f":"IFERROR(IF(OR(K103=\"\",'Lives scenario - input'!$F88=\"\"),\"\",K103/'Lives scenario - input'!$F88),\"\")","v":""},{"$f":"IFERROR(IF(OR(L103=\"\",'Lives scenario - input'!$F88=\"\"),\"\",L103/'Lives scenario - input'!$F88),\"\")","v":""},{"$f":"IFERROR(IF(OR(M103=\"\",'Lives scenario - input'!$F88=\"\"),\"\",M103/'Lives scenario - input'!$F88),\"\")","v":""},{"$f":"IFERROR(IF(OR(N103=\"\",'Lives scenario - input'!$F88=\"\"),\"\",N103/'Lives scenario - input'!$F88),\"\")","v":""},{"$f":"IFERROR(IF(OR(O103=\"\",'Lives scenario - input'!$F88=\"\"),\"\",O103/'Lives scenario - input'!$F88),\"\")","v":""},{"$f":"IFERROR(IF(OR(P103=\"\",'Lives scenario - input'!$F88=\"\"),\"\",P103/'Lives scenario - input'!$F88),\"\")","v":""},{"$f":"IFERROR(IF(OR(Q103=\"\",'Lives scenario - input'!$F88=\"\"),\"\",Q103/'Lives scenario - input'!$F88),\"\")","v":""},{"$f":"IFERROR(IF(OR(R103=\"\",'Lives scenario - input'!$F88=\"\"),\"\",R103/'Lives scenario - input'!$F88),\"\")","v":""},{"$f":"IFERROR(IF(OR(S103=\"\",'Lives scenario - input'!$F88=\"\"),\"\",S103/'Lives scenario - input'!$F88),\"\")","v":""},{"$f":"IFERROR(IF(OR(T103=\"\",'Lives scenario - input'!$F88=\"\"),\"\",T103/'Lives scenario - input'!$F88),\"\")","v":""},{"$f":"IFERROR(IF(OR(U103=\"\",'Lives scenario - input'!$F88=\"\"),\"\",U103/'Lives scenario - input'!$F88),\"\")","v":""},{"$f":"IFERROR(IF(OR(V103=\"\",'Lives scenario - input'!$F88=\"\"),\"\",V103/'Lives scenario - input'!$F88),\"\")","v":""},{"$f":"IFERROR(IF(OR(W103=\"\",'Lives scenario - input'!$F88=\"\"),\"\",W103/'Lives scenario - input'!$F88),\"\")","v":""}]
[{"$f":"IFERROR('Lives scenario - input'!A89,\"\")","v":""},{"$f":"IFERROR('Lives scenario - input'!B89,\"\")","v":""},{"$f":"IFERROR('Lives scenario - input'!C89,\"\")","v":""},{"$f":"IFERROR(repcalc('Lives scenario - input'!$CX89:$GJ89,'Lives scenario - input'!$I89,'Lives scenario - input'!$G89,'Lives scenario - input'!$H89,20,TRUE,TRUE),\"\")","v":""},"","","","","","","","","","","","","","","","","","","",{"$f":"IFERROR(IF(OR(D104=\"\",'Lives scenario - input'!$F89=\"\"),\"\",D104/'Lives scenario - input'!$F89),\"\")","v":""},{"$f":"IFERROR(IF(OR(E104=\"\",'Lives scenario - input'!$F89=\"\"),\"\",E104/'Lives scenario - input'!$F89),\"\")","v":""},{"$f":"IFERROR(IF(OR(F104=\"\",'Lives scenario - input'!$F89=\"\"),\"\",F104/'Lives scenario - input'!$F89),\"\")","v":""},{"$f":"IFERROR(IF(OR(G104=\"\",'Lives scenario - input'!$F89=\"\"),\"\",G104/'Lives scenario - input'!$F89),\"\")","v":""},{"$f":"IFERROR(IF(OR(H104=\"\",'Lives scenario - input'!$F89=\"\"),\"\",H104/'Lives scenario - input'!$F89),\"\")","v":""},{"$f":"IFERROR(IF(OR(I104=\"\",'Lives scenario - input'!$F89=\"\"),\"\",I104/'Lives scenario - input'!$F89),\"\")","v":""},{"$f":"IFERROR(IF(OR(J104=\"\",'Lives scenario - input'!$F89=\"\"),\"\",J104/'Lives scenario - input'!$F89),\"\")","v":""},{"$f":"IFERROR(IF(OR(K104=\"\",'Lives scenario - input'!$F89=\"\"),\"\",K104/'Lives scenario - input'!$F89),\"\")","v":""},{"$f":"IFERROR(IF(OR(L104=\"\",'Lives scenario - input'!$F89=\"\"),\"\",L104/'Lives scenario - input'!$F89),\"\")","v":""},{"$f":"IFERROR(IF(OR(M104=\"\",'Lives scenario - input'!$F89=\"\"),\"\",M104/'Lives scenario - input'!$F89),\"\")","v":""},{"$f":"IFERROR(IF(OR(N104=\"\",'Lives scenario - input'!$F89=\"\"),\"\",N104/'Lives scenario - input'!$F89),\"\")","v":""},{"$f":"IFERROR(IF(OR(O104=\"\",'Lives scenario - input'!$F89=\"\"),\"\",O104/'Lives scenario - input'!$F89),\"\")","v":""},{"$f":"IFERROR(IF(OR(P104=\"\",'Lives scenario - input'!$F89=\"\"),\"\",P104/'Lives scenario - input'!$F89),\"\")","v":""},{"$f":"IFERROR(IF(OR(Q104=\"\",'Lives scenario - input'!$F89=\"\"),\"\",Q104/'Lives scenario - input'!$F89),\"\")","v":""},{"$f":"IFERROR(IF(OR(R104=\"\",'Lives scenario - input'!$F89=\"\"),\"\",R104/'Lives scenario - input'!$F89),\"\")","v":""},{"$f":"IFERROR(IF(OR(S104=\"\",'Lives scenario - input'!$F89=\"\"),\"\",S104/'Lives scenario - input'!$F89),\"\")","v":""},{"$f":"IFERROR(IF(OR(T104=\"\",'Lives scenario - input'!$F89=\"\"),\"\",T104/'Lives scenario - input'!$F89),\"\")","v":""},{"$f":"IFERROR(IF(OR(U104=\"\",'Lives scenario - input'!$F89=\"\"),\"\",U104/'Lives scenario - input'!$F89),\"\")","v":""},{"$f":"IFERROR(IF(OR(V104=\"\",'Lives scenario - input'!$F89=\"\"),\"\",V104/'Lives scenario - input'!$F89),\"\")","v":""},{"$f":"IFERROR(IF(OR(W104=\"\",'Lives scenario - input'!$F89=\"\"),\"\",W104/'Lives scenario - input'!$F89),\"\")","v":""}]
[{"$f":"IFERROR('Lives scenario - input'!A90,\"\")","v":""},{"$f":"IFERROR('Lives scenario - input'!B90,\"\")","v":""},{"$f":"IFERROR('Lives scenario - input'!C90,\"\")","v":""},{"$f":"IFERROR(repcalc('Lives scenario - input'!$CX90:$GJ90,'Lives scenario - input'!$I90,'Lives scenario - input'!$G90,'Lives scenario - input'!$H90,20,TRUE,TRUE),\"\")","v":""},"","","","","","","","","","","","","","","","","","","",{"$f":"IFERROR(IF(OR(D105=\"\",'Lives scenario - input'!$F90=\"\"),\"\",D105/'Lives scenario - input'!$F90),\"\")","v":""},{"$f":"IFERROR(IF(OR(E105=\"\",'Lives scenario - input'!$F90=\"\"),\"\",E105/'Lives scenario - input'!$F90),\"\")","v":""},{"$f":"IFERROR(IF(OR(F105=\"\",'Lives scenario - input'!$F90=\"\"),\"\",F105/'Lives scenario - input'!$F90),\"\")","v":""},{"$f":"IFERROR(IF(OR(G105=\"\",'Lives scenario - input'!$F90=\"\"),\"\",G105/'Lives scenario - input'!$F90),\"\")","v":""},{"$f":"IFERROR(IF(OR(H105=\"\",'Lives scenario - input'!$F90=\"\"),\"\",H105/'Lives scenario - input'!$F90),\"\")","v":""},{"$f":"IFERROR(IF(OR(I105=\"\",'Lives scenario - input'!$F90=\"\"),\"\",I105/'Lives scenario - input'!$F90),\"\")","v":""},{"$f":"IFERROR(IF(OR(J105=\"\",'Lives scenario - input'!$F90=\"\"),\"\",J105/'Lives scenario - input'!$F90),\"\")","v":""},{"$f":"IFERROR(IF(OR(K105=\"\",'Lives scenario - input'!$F90=\"\"),\"\",K105/'Lives scenario - input'!$F90),\"\")","v":""},{"$f":"IFERROR(IF(OR(L105=\"\",'Lives scenario - input'!$F90=\"\"),\"\",L105/'Lives scenario - input'!$F90),\"\")","v":""},{"$f":"IFERROR(IF(OR(M105=\"\",'Lives scenario - input'!$F90=\"\"),\"\",M105/'Lives scenario - input'!$F90),\"\")","v":""},{"$f":"IFERROR(IF(OR(N105=\"\",'Lives scenario - input'!$F90=\"\"),\"\",N105/'Lives scenario - input'!$F90),\"\")","v":""},{"$f":"IFERROR(IF(OR(O105=\"\",'Lives scenario - input'!$F90=\"\"),\"\",O105/'Lives scenario - input'!$F90),\"\")","v":""},{"$f":"IFERROR(IF(OR(P105=\"\",'Lives scenario - input'!$F90=\"\"),\"\",P105/'Lives scenario - input'!$F90),\"\")","v":""},{"$f":"IFERROR(IF(OR(Q105=\"\",'Lives scenario - input'!$F90=\"\"),\"\",Q105/'Lives scenario - input'!$F90),\"\")","v":""},{"$f":"IFERROR(IF(OR(R105=\"\",'Lives scenario - input'!$F90=\"\"),\"\",R105/'Lives scenario - input'!$F90),\"\")","v":""},{"$f":"IFERROR(IF(OR(S105=\"\",'Lives scenario - input'!$F90=\"\"),\"\",S105/'Lives scenario - input'!$F90),\"\")","v":""},{"$f":"IFERROR(IF(OR(T105=\"\",'Lives scenario - input'!$F90=\"\"),\"\",T105/'Lives scenario - input'!$F90),\"\")","v":""},{"$f":"IFERROR(IF(OR(U105=\"\",'Lives scenario - input'!$F90=\"\"),\"\",U105/'Lives scenario - input'!$F90),\"\")","v":""},{"$f":"IFERROR(IF(OR(V105=\"\",'Lives scenario - input'!$F90=\"\"),\"\",V105/'Lives scenario - input'!$F90),\"\")","v":""},{"$f":"IFERROR(IF(OR(W105=\"\",'Lives scenario - input'!$F90=\"\"),\"\",W105/'Lives scenario - input'!$F90),\"\")","v":""}]
[{"$f":"IFERROR('Lives scenario - input'!A91,\"\")","v":""},{"$f":"IFERROR('Lives scenario - input'!B91,\"\")","v":""},{"$f":"IFERROR('Lives scenario - input'!C91,\"\")","v":""},{"$f":"IFERROR(repcalc('Lives scenario - input'!$CX91:$GJ91,'Lives scenario - input'!$I91,'Lives scenario - input'!$G91,'Lives scenario - input'!$H91,20,TRUE,TRUE),\"\")","v":""},"","","","","","","","","","","","","","","","","","","",{"$f":"IFERROR(IF(OR(D106=\"\",'Lives scenario - input'!$F91=\"\"),\"\",D106/'Lives scenario - input'!$F91),\"\")","v":""},{"$f":"IFERROR(IF(OR(E106=\"\",'Lives scenario - input'!$F91=\"\"),\"\",E106/'Lives scenario - input'!$F91),\"\")","v":""},{"$f":"IFERROR(IF(OR(F106=\"\",'Lives scenario - input'!$F91=\"\"),\"\",F106/'Lives scenario - input'!$F91),\"\")","v":""},{"$f":"IFERROR(IF(OR(G106=\"\",'Lives scenario - input'!$F91=\"\"),\"\",G106/'Lives scenario - input'!$F91),\"\")","v":""},{"$f":"IFERROR(IF(OR(H106=\"\",'Lives scenario - input'!$F91=\"\"),\"\",H106/'Lives scenario - input'!$F91),\"\")","v":""},{"$f":"IFERROR(IF(OR(I106=\"\",'Lives scenario - input'!$F91=\"\"),\"\",I106/'Lives scenario - input'!$F91),\"\")","v":""},{"$f":"IFERROR(IF(OR(J106=\"\",'Lives scenario - input'!$F91=\"\"),\"\",J106/'Lives scenario - input'!$F91),\"\")","v":""},{"$f":"IFERROR(IF(OR(K106=\"\",'Lives scenario - input'!$F91=\"\"),\"\",K106/'Lives scenario - input'!$F91),\"\")","v":""},{"$f":"IFERROR(IF(OR(L106=\"\",'Lives scenario - input'!$F91=\"\"),\"\",L106/'Lives scenario - input'!$F91),\"\")","v":""},{"$f":"IFERROR(IF(OR(M106=\"\",'Lives scenario - input'!$F91=\"\"),\"\",M106/'Lives scenario - input'!$F91),\"\")","v":""},{"$f":"IFERROR(IF(OR(N106=\"\",'Lives scenario - input'!$F91=\"\"),\"\",N106/'Lives scenario - input'!$F91),\"\")","v":""},{"$f":"IFERROR(IF(OR(O106=\"\",'Lives scenario - input'!$F91=\"\"),\"\",O106/'Lives scenario - input'!$F91),\"\")","v":""},{"$f":"IFERROR(IF(OR(P106=\"\",'Lives scenario - input'!$F91=\"\"),\"\",P106/'Lives scenario - input'!$F91),\"\")","v":""},{"$f":"IFERROR(IF(OR(Q106=\"\",'Lives scenario - input'!$F91=\"\"),\"\",Q106/'Lives scenario - input'!$F91),\"\")","v":""},{"$f":"IFERROR(IF(OR(R106=\"\",'Lives scenario - input'!$F91=\"\"),\"\",R106/'Lives scenario - input'!$F91),\"\")","v":""},{"$f":"IFERROR(IF(OR(S106=\"\",'Lives scenario - input'!$F91=\"\"),\"\",S106/'Lives scenario - input'!$F91),\"\")","v":""},{"$f":"IFERROR(IF(OR(T106=\"\",'Lives scenario - input'!$F91=\"\"),\"\",T106/'Lives scenario - input'!$F91),\"\")","v":""},{"$f":"IFERROR(IF(OR(U106=\"\",'Lives scenario - input'!$F91=\"\"),\"\",U106/'Lives scenario - input'!$F91),\"\")","v":""},{"$f":"IFERROR(IF(OR(V106=\"\",'Lives scenario - input'!$F91=\"\"),\"\",V106/'Lives scenario - input'!$F91),\"\")","v":""},{"$f":"IFERROR(IF(OR(W106=\"\",'Lives scenario - input'!$F91=\"\"),\"\",W106/'Lives scenario - input'!$F91),\"\")","v":""}]
[{"$f":"IFERROR('Lives scenario - input'!A92,\"\")","v":""},{"$f":"IFERROR('Lives scenario - input'!B92,\"\")","v":""},{"$f":"IFERROR('Lives scenario - input'!C92,\"\")","v":""},{"$f":"IFERROR(repcalc('Lives scenario - input'!$CX92:$GJ92,'Lives scenario - input'!$I92,'Lives scenario - input'!$G92,'Lives scenario - input'!$H92,20,TRUE,TRUE),\"\")","v":""},"","","","","","","","","","","","","","","","","","","",{"$f":"IFERROR(IF(OR(D107=\"\",'Lives scenario - input'!$F92=\"\"),\"\",D107/'Lives scenario - input'!$F92),\"\")","v":""},{"$f":"IFERROR(IF(OR(E107=\"\",'Lives scenario - input'!$F92=\"\"),\"\",E107/'Lives scenario - input'!$F92),\"\")","v":""},{"$f":"IFERROR(IF(OR(F107=\"\",'Lives scenario - input'!$F92=\"\"),\"\",F107/'Lives scenario - input'!$F92),\"\")","v":""},{"$f":"IFERROR(IF(OR(G107=\"\",'Lives scenario - input'!$F92=\"\"),\"\",G107/'Lives scenario - input'!$F92),\"\")","v":""},{"$f":"IFERROR(IF(OR(H107=\"\",'Lives scenario - input'!$F92=\"\"),\"\",H107/'Lives scenario - input'!$F92),\"\")","v":""},{"$f":"IFERROR(IF(OR(I107=\"\",'Lives scenario - input'!$F92=\"\"),\"\",I107/'Lives scenario - input'!$F92),\"\")","v":""},{"$f":"IFERROR(IF(OR(J107=\"\",'Lives scenario - input'!$F92=\"\"),\"\",J107/'Lives scenario - input'!$F92),\"\")","v":""},{"$f":"IFERROR(IF(OR(K107=\"\",'Lives scenario - input'!$F92=\"\"),\"\",K107/'Lives scenario - input'!$F92),\"\")","v":""},{"$f":"IFERROR(IF(OR(L107=\"\",'Lives scenario - input'!$F92=\"\"),\"\",L107/'Lives scenario - input'!$F92),\"\")","v":""},{"$f":"IFERROR(IF(OR(M107=\"\",'Lives scenario - input'!$F92=\"\"),\"\",M107/'Lives scenario - input'!$F92),\"\")","v":""},{"$f":"IFERROR(IF(OR(N107=\"\",'Lives scenario - input'!$F92=\"\"),\"\",N107/'Lives scenario - input'!$F92),\"\")","v":""},{"$f":"IFERROR(IF(OR(O107=\"\",'Lives scenario - input'!$F92=\"\"),\"\",O107/'Lives scenario - input'!$F92),\"\")","v":""},{"$f":"IFERROR(IF(OR(P107=\"\",'Lives scenario - input'!$F92=\"\"),\"\",P107/'Lives scenario - input'!$F92),\"\")","v":""},{"$f":"IFERROR(IF(OR(Q107=\"\",'Lives scenario - input'!$F92=\"\"),\"\",Q107/'Lives scenario - input'!$F92),\"\")","v":""},{"$f":"IFERROR(IF(OR(R107=\"\",'Lives scenario - input'!$F92=\"\"),\"\",R107/'Lives scenario - input'!$F92),\"\")","v":""},{"$f":"IFERROR(IF(OR(S107=\"\",'Lives scenario - input'!$F92=\"\"),\"\",S107/'Lives scenario - input'!$F92),\"\")","v":""},{"$f":"IFERROR(IF(OR(T107=\"\",'Lives scenario - input'!$F92=\"\"),\"\",T107/'Lives scenario - input'!$F92),\"\")","v":""},{"$f":"IFERROR(IF(OR(U107=\"\",'Lives scenario - input'!$F92=\"\"),\"\",U107/'Lives scenario - input'!$F92),\"\")","v":""},{"$f":"IFERROR(IF(OR(V107=\"\",'Lives scenario - input'!$F92=\"\"),\"\",V107/'Lives scenario - input'!$F92),\"\")","v":""},{"$f":"IFERROR(IF(OR(W107=\"\",'Lives scenario - input'!$F92=\"\"),\"\",W107/'Lives scenario - input'!$F92),\"\")","v":""}]
[{"$f":"IFERROR('Lives scenario - input'!A93,\"\")","v":""},{"$f":"IFERROR('Lives scenario - input'!B93,\"\")","v":""},{"$f":"IFERROR('Lives scenario - input'!C93,\"\")","v":""},{"$f":"IFERROR(repcalc('Lives scenario - input'!$CX93:$GJ93,'Lives scenario - input'!$I93,'Lives scenario - input'!$G93,'Lives scenario - input'!$H93,20,TRUE,TRUE),\"\")","v":""},"","","","","","","","","","","","","","","","","","","",{"$f":"IFERROR(IF(OR(D108=\"\",'Lives scenario - input'!$F93=\"\"),\"\",D108/'Lives scenario - input'!$F93),\"\")","v":""},{"$f":"IFERROR(IF(OR(E108=\"\",'Lives scenario - input'!$F93=\"\"),\"\",E108/'Lives scenario - input'!$F93),\"\")","v":""},{"$f":"IFERROR(IF(OR(F108=\"\",'Lives scenario - input'!$F93=\"\"),\"\",F108/'Lives scenario - input'!$F93),\"\")","v":""},{"$f":"IFERROR(IF(OR(G108=\"\",'Lives scenario - input'!$F93=\"\"),\"\",G108/'Lives scenario - input'!$F93),\"\")","v":""},{"$f":"IFERROR(IF(OR(H108=\"\",'Lives scenario - input'!$F93=\"\"),\"\",H108/'Lives scenario - input'!$F93),\"\")","v":""},{"$f":"IFERROR(IF(OR(I108=\"\",'Lives scenario - input'!$F93=\"\"),\"\",I108/'Lives scenario - input'!$F93),\"\")","v":""},{"$f":"IFERROR(IF(OR(J108=\"\",'Lives scenario - input'!$F93=\"\"),\"\",J108/'Lives scenario - input'!$F93),\"\")","v":""},{"$f":"IFERROR(IF(OR(K108=\"\",'Lives scenario - input'!$F93=\"\"),\"\",K108/'Lives scenario - input'!$F93),\"\")","v":""},{"$f":"IFERROR(IF(OR(L108=\"\",'Lives scenario - input'!$F93=\"\"),\"\",L108/'Lives scenario - input'!$F93),\"\")","v":""},{"$f":"IFERROR(IF(OR(M108=\"\",'Lives scenario - input'!$F93=\"\"),\"\",M108/'Lives scenario - input'!$F93),\"\")","v":""},{"$f":"IFERROR(IF(OR(N108=\"\",'Lives scenario - input'!$F93=\"\"),\"\",N108/'Lives scenario - input'!$F93),\"\")","v":""},{"$f":"IFERROR(IF(OR(O108=\"\",'Lives scenario - input'!$F93=\"\"),\"\",O108/'Lives scenario - input'!$F93),\"\")","v":""},{"$f":"IFERROR(IF(OR(P108=\"\",'Lives scenario - input'!$F93=\"\"),\"\",P108/'Lives scenario - input'!$F93),\"\")","v":""},{"$f":"IFERROR(IF(OR(Q108=\"\",'Lives scenario - input'!$F93=\"\"),\"\",Q108/'Lives scenario - input'!$F93),\"\")","v":""},{"$f":"IFERROR(IF(OR(R108=\"\",'Lives scenario - input'!$F93=\"\"),\"\",R108/'Lives scenario - input'!$F93),\"\")","v":""},{"$f":"IFERROR(IF(OR(S108=\"\",'Lives scenario - input'!$F93=\"\"),\"\",S108/'Lives scenario - input'!$F93),\"\")","v":""},{"$f":"IFERROR(IF(OR(T108=\"\",'Lives scenario - input'!$F93=\"\"),\"\",T108/'Lives scenario - input'!$F93),\"\")","v":""},{"$f":"IFERROR(IF(OR(U108=\"\",'Lives scenario - input'!$F93=\"\"),\"\",U108/'Lives scenario - input'!$F93),\"\")","v":""},{"$f":"IFERROR(IF(OR(V108=\"\",'Lives scenario - input'!$F93=\"\"),\"\",V108/'Lives scenario - input'!$F93),\"\")","v":""},{"$f":"IFERROR(IF(OR(W108=\"\",'Lives scenario - input'!$F93=\"\"),\"\",W108/'Lives scenario - input'!$F93),\"\")","v":""}]
[{"$f":"IFERROR('Lives scenario - input'!A94,\"\")","v":""},{"$f":"IFERROR('Lives scenario - input'!B94,\"\")","v":""},{"$f":"IFERROR('Lives scenario - input'!C94,\"\")","v":""},{"$f":"IFERROR(repcalc('Lives scenario - input'!$CX94:$GJ94,'Lives scenario - input'!$I94,'Lives scenario - input'!$G94,'Lives scenario - input'!$H94,20,TRUE,TRUE),\"\")","v":""},"","","","","","","","","","","","","","","","","","","",{"$f":"IFERROR(IF(OR(D109=\"\",'Lives scenario - input'!$F94=\"\"),\"\",D109/'Lives scenario - input'!$F94),\"\")","v":""},{"$f":"IFERROR(IF(OR(E109=\"\",'Lives scenario - input'!$F94=\"\"),\"\",E109/'Lives scenario - input'!$F94),\"\")","v":""},{"$f":"IFERROR(IF(OR(F109=\"\",'Lives scenario - input'!$F94=\"\"),\"\",F109/'Lives scenario - input'!$F94),\"\")","v":""},{"$f":"IFERROR(IF(OR(G109=\"\",'Lives scenario - input'!$F94=\"\"),\"\",G109/'Lives scenario - input'!$F94),\"\")","v":""},{"$f":"IFERROR(IF(OR(H109=\"\",'Lives scenario - input'!$F94=\"\"),\"\",H109/'Lives scenario - input'!$F94),\"\")","v":""},{"$f":"IFERROR(IF(OR(I109=\"\",'Lives scenario - input'!$F94=\"\"),\"\",I109/'Lives scenario - input'!$F94),\"\")","v":""},{"$f":"IFERROR(IF(OR(J109=\"\",'Lives scenario - input'!$F94=\"\"),\"\",J109/'Lives scenario - input'!$F94),\"\")","v":""},{"$f":"IFERROR(IF(OR(K109=\"\",'Lives scenario - input'!$F94=\"\"),\"\",K109/'Lives scenario - input'!$F94),\"\")","v":""},{"$f":"IFERROR(IF(OR(L109=\"\",'Lives scenario - input'!$F94=\"\"),\"\",L109/'Lives scenario - input'!$F94),\"\")","v":""},{"$f":"IFERROR(IF(OR(M109=\"\",'Lives scenario - input'!$F94=\"\"),\"\",M109/'Lives scenario - input'!$F94),\"\")","v":""},{"$f":"IFERROR(IF(OR(N109=\"\",'Lives scenario - input'!$F94=\"\"),\"\",N109/'Lives scenario - input'!$F94),\"\")","v":""},{"$f":"IFERROR(IF(OR(O109=\"\",'Lives scenario - input'!$F94=\"\"),\"\",O109/'Lives scenario - input'!$F94),\"\")","v":""},{"$f":"IFERROR(IF(OR(P109=\"\",'Lives scenario - input'!$F94=\"\"),\"\",P109/'Lives scenario - input'!$F94),\"\")","v":""},{"$f":"IFERROR(IF(OR(Q109=\"\",'Lives scenario - input'!$F94=\"\"),\"\",Q109/'Lives scenario - input'!$F94),\"\")","v":""},{"$f":"IFERROR(IF(OR(R109=\"\",'Lives scenario - input'!$F94=\"\"),\"\",R109/'Lives scenario - input'!$F94),\"\")","v":""},{"$f":"IFERROR(IF(OR(S109=\"\",'Lives scenario - input'!$F94=\"\"),\"\",S109/'Lives scenario - input'!$F94),\"\")","v":""},{"$f":"IFERROR(IF(OR(T109=\"\",'Lives scenario - input'!$F94=\"\"),\"\",T109/'Lives scenario - input'!$F94),\"\")","v":""},{"$f":"IFERROR(IF(OR(U109=\"\",'Lives scenario - input'!$F94=\"\"),\"\",U109/'Lives scenario - input'!$F94),\"\")","v":""},{"$f":"IFERROR(IF(OR(V109=\"\",'Lives scenario - input'!$F94=\"\"),\"\",V109/'Lives scenario - input'!$F94),\"\")","v":""},{"$f":"IFERROR(IF(OR(W109=\"\",'Lives scenario - input'!$F94=\"\"),\"\",W109/'Lives scenario - input'!$F94),\"\")","v":""}]
[{"$f":"IFERROR('Lives scenario - input'!A95,\"\")","v":""},{"$f":"IFERROR('Lives scenario - input'!B95,\"\")","v":""},{"$f":"IFERROR('Lives scenario - input'!C95,\"\")","v":""},{"$f":"IFERROR(repcalc('Lives scenario - input'!$CX95:$GJ95,'Lives scenario - input'!$I95,'Lives scenario - input'!$G95,'Lives scenario - input'!$H95,20,TRUE,TRUE),\"\")","v":""},"","","","","","","","","","","","","","","","","","","",{"$f":"IFERROR(IF(OR(D110=\"\",'Lives scenario - input'!$F95=\"\"),\"\",D110/'Lives scenario - input'!$F95),\"\")","v":""},{"$f":"IFERROR(IF(OR(E110=\"\",'Lives scenario - input'!$F95=\"\"),\"\",E110/'Lives scenario - input'!$F95),\"\")","v":""},{"$f":"IFERROR(IF(OR(F110=\"\",'Lives scenario - input'!$F95=\"\"),\"\",F110/'Lives scenario - input'!$F95),\"\")","v":""},{"$f":"IFERROR(IF(OR(G110=\"\",'Lives scenario - input'!$F95=\"\"),\"\",G110/'Lives scenario - input'!$F95),\"\")","v":""},{"$f":"IFERROR(IF(OR(H110=\"\",'Lives scenario - input'!$F95=\"\"),\"\",H110/'Lives scenario - input'!$F95),\"\")","v":""},{"$f":"IFERROR(IF(OR(I110=\"\",'Lives scenario - input'!$F95=\"\"),\"\",I110/'Lives scenario - input'!$F95),\"\")","v":""},{"$f":"IFERROR(IF(OR(J110=\"\",'Lives scenario - input'!$F95=\"\"),\"\",J110/'Lives scenario - input'!$F95),\"\")","v":""},{"$f":"IFERROR(IF(OR(K110=\"\",'Lives scenario - input'!$F95=\"\"),\"\",K110/'Lives scenario - input'!$F95),\"\")","v":""},{"$f":"IFERROR(IF(OR(L110=\"\",'Lives scenario - input'!$F95=\"\"),\"\",L110/'Lives scenario - input'!$F95),\"\")","v":""},{"$f":"IFERROR(IF(OR(M110=\"\",'Lives scenario - input'!$F95=\"\"),\"\",M110/'Lives scenario - input'!$F95),\"\")","v":""},{"$f":"IFERROR(IF(OR(N110=\"\",'Lives scenario - input'!$F95=\"\"),\"\",N110/'Lives scenario - input'!$F95),\"\")","v":""},{"$f":"IFERROR(IF(OR(O110=\"\",'Lives scenario - input'!$F95=\"\"),\"\",O110/'Lives scenario - input'!$F95),\"\")","v":""},{"$f":"IFERROR(IF(OR(P110=\"\",'Lives scenario - input'!$F95=\"\"),\"\",P110/'Lives scenario - input'!$F95),\"\")","v":""},{"$f":"IFERROR(IF(OR(Q110=\"\",'Lives scenario - input'!$F95=\"\"),\"\",Q110/'Lives scenario - input'!$F95),\"\")","v":""},{"$f":"IFERROR(IF(OR(R110=\"\",'Lives scenario - input'!$F95=\"\"),\"\",R110/'Lives scenario - input'!$F95),\"\")","v":""},{"$f":"IFERROR(IF(OR(S110=\"\",'Lives scenario - input'!$F95=\"\"),\"\",S110/'Lives scenario - input'!$F95),\"\")","v":""},{"$f":"IFERROR(IF(OR(T110=\"\",'Lives scenario - input'!$F95=\"\"),\"\",T110/'Lives scenario - input'!$F95),\"\")","v":""},{"$f":"IFERROR(IF(OR(U110=\"\",'Lives scenario - input'!$F95=\"\"),\"\",U110/'Lives scenario - input'!$F95),\"\")","v":""},{"$f":"IFERROR(IF(OR(V110=\"\",'Lives scenario - input'!$F95=\"\"),\"\",V110/'Lives scenario - input'!$F95),\"\")","v":""},{"$f":"IFERROR(IF(OR(W110=\"\",'Lives scenario - input'!$F95=\"\"),\"\",W110/'Lives scenario - input'!$F95),\"\")","v":""}]
[{"$f":"IFERROR('Lives scenario - input'!A96,\"\")","v":""},{"$f":"IFERROR('Lives scenario - input'!B96,\"\")","v":""},{"$f":"IFERROR('Lives scenario - input'!C96,\"\")","v":""},{"$f":"IFERROR(repcalc('Lives scenario - input'!$CX96:$GJ96,'Lives scenario - input'!$I96,'Lives scenario - input'!$G96,'Lives scenario - input'!$H96,20,TRUE,TRUE),\"\")","v":""},"","","","","","","","","","","","","","","","","","","",{"$f":"IFERROR(IF(OR(D111=\"\",'Lives scenario - input'!$F96=\"\"),\"\",D111/'Lives scenario - input'!$F96),\"\")","v":""},{"$f":"IFERROR(IF(OR(E111=\"\",'Lives scenario - input'!$F96=\"\"),\"\",E111/'Lives scenario - input'!$F96),\"\")","v":""},{"$f":"IFERROR(IF(OR(F111=\"\",'Lives scenario - input'!$F96=\"\"),\"\",F111/'Lives scenario - input'!$F96),\"\")","v":""},{"$f":"IFERROR(IF(OR(G111=\"\",'Lives scenario - input'!$F96=\"\"),\"\",G111/'Lives scenario - input'!$F96),\"\")","v":""},{"$f":"IFERROR(IF(OR(H111=\"\",'Lives scenario - input'!$F96=\"\"),\"\",H111/'Lives scenario - input'!$F96),\"\")","v":""},{"$f":"IFERROR(IF(OR(I111=\"\",'Lives scenario - input'!$F96=\"\"),\"\",I111/'Lives scenario - input'!$F96),\"\")","v":""},{"$f":"IFERROR(IF(OR(J111=\"\",'Lives scenario - input'!$F96=\"\"),\"\",J111/'Lives scenario - input'!$F96),\"\")","v":""},{"$f":"IFERROR(IF(OR(K111=\"\",'Lives scenario - input'!$F96=\"\"),\"\",K111/'Lives scenario - input'!$F96),\"\")","v":""},{"$f":"IFERROR(IF(OR(L111=\"\",'Lives scenario - input'!$F96=\"\"),\"\",L111/'Lives scenario - input'!$F96),\"\")","v":""},{"$f":"IFERROR(IF(OR(M111=\"\",'Lives scenario - input'!$F96=\"\"),\"\",M111/'Lives scenario - input'!$F96),\"\")","v":""},{"$f":"IFERROR(IF(OR(N111=\"\",'Lives scenario - input'!$F96=\"\"),\"\",N111/'Lives scenario - input'!$F96),\"\")","v":""},{"$f":"IFERROR(IF(OR(O111=\"\",'Lives scenario - input'!$F96=\"\"),\"\",O111/'Lives scenario - input'!$F96),\"\")","v":""},{"$f":"IFERROR(IF(OR(P111=\"\",'Lives scenario - input'!$F96=\"\"),\"\",P111/'Lives scenario - input'!$F96),\"\")","v":""},{"$f":"IFERROR(IF(OR(Q111=\"\",'Lives scenario - input'!$F96=\"\"),\"\",Q111/'Lives scenario - input'!$F96),\"\")","v":""},{"$f":"IFERROR(IF(OR(R111=\"\",'Lives scenario - input'!$F96=\"\"),\"\",R111/'Lives scenario - input'!$F96),\"\")","v":""},{"$f":"IFERROR(IF(OR(S111=\"\",'Lives scenario - input'!$F96=\"\"),\"\",S111/'Lives scenario - input'!$F96),\"\")","v":""},{"$f":"IFERROR(IF(OR(T111=\"\",'Lives scenario - input'!$F96=\"\"),\"\",T111/'Lives scenario - input'!$F96),\"\")","v":""},{"$f":"IFERROR(IF(OR(U111=\"\",'Lives scenario - input'!$F96=\"\"),\"\",U111/'Lives scenario - input'!$F96),\"\")","v":""},{"$f":"IFERROR(IF(OR(V111=\"\",'Lives scenario - input'!$F96=\"\"),\"\",V111/'Lives scenario - input'!$F96),\"\")","v":""},{"$f":"IFERROR(IF(OR(W111=\"\",'Lives scenario - input'!$F96=\"\"),\"\",W111/'Lives scenario - input'!$F96),\"\")","v":""}]
[{"$f":"IFERROR('Lives scenario - input'!A97,\"\")","v":""},{"$f":"IFERROR('Lives scenario - input'!B97,\"\")","v":""},{"$f":"IFERROR('Lives scenario - input'!C97,\"\")","v":""},{"$f":"IFERROR(repcalc('Lives scenario - input'!$CX97:$GJ97,'Lives scenario - input'!$I97,'Lives scenario - input'!$G97,'Lives scenario - input'!$H97,20,TRUE,TRUE),\"\")","v":""},"","","","","","","","","","","","","","","","","","","",{"$f":"IFERROR(IF(OR(D112=\"\",'Lives scenario - input'!$F97=\"\"),\"\",D112/'Lives scenario - input'!$F97),\"\")","v":""},{"$f":"IFERROR(IF(OR(E112=\"\",'Lives scenario - input'!$F97=\"\"),\"\",E112/'Lives scenario - input'!$F97),\"\")","v":""},{"$f":"IFERROR(IF(OR(F112=\"\",'Lives scenario - input'!$F97=\"\"),\"\",F112/'Lives scenario - input'!$F97),\"\")","v":""},{"$f":"IFERROR(IF(OR(G112=\"\",'Lives scenario - input'!$F97=\"\"),\"\",G112/'Lives scenario - input'!$F97),\"\")","v":""},{"$f":"IFERROR(IF(OR(H112=\"\",'Lives scenario - input'!$F97=\"\"),\"\",H112/'Lives scenario - input'!$F97),\"\")","v":""},{"$f":"IFERROR(IF(OR(I112=\"\",'Lives scenario - input'!$F97=\"\"),\"\",I112/'Lives scenario - input'!$F97),\"\")","v":""},{"$f":"IFERROR(IF(OR(J112=\"\",'Lives scenario - input'!$F97=\"\"),\"\",J112/'Lives scenario - input'!$F97),\"\")","v":""},{"$f":"IFERROR(IF(OR(K112=\"\",'Lives scenario - input'!$F97=\"\"),\"\",K112/'Lives scenario - input'!$F97),\"\")","v":""},{"$f":"IFERROR(IF(OR(L112=\"\",'Lives scenario - input'!$F97=\"\"),\"\",L112/'Lives scenario - input'!$F97),\"\")","v":""},{"$f":"IFERROR(IF(OR(M112=\"\",'Lives scenario - input'!$F97=\"\"),\"\",M112/'Lives scenario - input'!$F97),\"\")","v":""},{"$f":"IFERROR(IF(OR(N112=\"\",'Lives scenario - input'!$F97=\"\"),\"\",N112/'Lives scenario - input'!$F97),\"\")","v":""},{"$f":"IFERROR(IF(OR(O112=\"\",'Lives scenario - input'!$F97=\"\"),\"\",O112/'Lives scenario - input'!$F97),\"\")","v":""},{"$f":"IFERROR(IF(OR(P112=\"\",'Lives scenario - input'!$F97=\"\"),\"\",P112/'Lives scenario - input'!$F97),\"\")","v":""},{"$f":"IFERROR(IF(OR(Q112=\"\",'Lives scenario - input'!$F97=\"\"),\"\",Q112/'Lives scenario - input'!$F97),\"\")","v":""},{"$f":"IFERROR(IF(OR(R112=\"\",'Lives scenario - input'!$F97=\"\"),\"\",R112/'Lives scenario - input'!$F97),\"\")","v":""},{"$f":"IFERROR(IF(OR(S112=\"\",'Lives scenario - input'!$F97=\"\"),\"\",S112/'Lives scenario - input'!$F97),\"\")","v":""},{"$f":"IFERROR(IF(OR(T112=\"\",'Lives scenario - input'!$F97=\"\"),\"\",T112/'Lives scenario - input'!$F97),\"\")","v":""},{"$f":"IFERROR(IF(OR(U112=\"\",'Lives scenario - input'!$F97=\"\"),\"\",U112/'Lives scenario - input'!$F97),\"\")","v":""},{"$f":"IFERROR(IF(OR(V112=\"\",'Lives scenario - input'!$F97=\"\"),\"\",V112/'Lives scenario - input'!$F97),\"\")","v":""},{"$f":"IFERROR(IF(OR(W112=\"\",'Lives scenario - input'!$F97=\"\"),\"\",W112/'Lives scenario - input'!$F97),\"\")","v":""}]
[{"$f":"IFERROR('Lives scenario - input'!A98,\"\")","v":""},{"$f":"IFERROR('Lives scenario - input'!B98,\"\")","v":""},{"$f":"IFERROR('Lives scenario - input'!C98,\"\")","v":""},{"$f":"IFERROR(repcalc('Lives scenario - input'!$CX98:$GJ98,'Lives scenario - input'!$I98,'Lives scenario - input'!$G98,'Lives scenario - input'!$H98,20,TRUE,TRUE),\"\")","v":""},"","","","","","","","","","","","","","","","","","","",{"$f":"IFERROR(IF(OR(D113=\"\",'Lives scenario - input'!$F98=\"\"),\"\",D113/'Lives scenario - input'!$F98),\"\")","v":""},{"$f":"IFERROR(IF(OR(E113=\"\",'Lives scenario - input'!$F98=\"\"),\"\",E113/'Lives scenario - input'!$F98),\"\")","v":""},{"$f":"IFERROR(IF(OR(F113=\"\",'Lives scenario - input'!$F98=\"\"),\"\",F113/'Lives scenario - input'!$F98),\"\")","v":""},{"$f":"IFERROR(IF(OR(G113=\"\",'Lives scenario - input'!$F98=\"\"),\"\",G113/'Lives scenario - input'!$F98),\"\")","v":""},{"$f":"IFERROR(IF(OR(H113=\"\",'Lives scenario - input'!$F98=\"\"),\"\",H113/'Lives scenario - input'!$F98),\"\")","v":""},{"$f":"IFERROR(IF(OR(I113=\"\",'Lives scenario - input'!$F98=\"\"),\"\",I113/'Lives scenario - input'!$F98),\"\")","v":""},{"$f":"IFERROR(IF(OR(J113=\"\",'Lives scenario - input'!$F98=\"\"),\"\",J113/'Lives scenario - input'!$F98),\"\")","v":""},{"$f":"IFERROR(IF(OR(K113=\"\",'Lives scenario - input'!$F98=\"\"),\"\",K113/'Lives scenario - input'!$F98),\"\")","v":""},{"$f":"IFERROR(IF(OR(L113=\"\",'Lives scenario - input'!$F98=\"\"),\"\",L113/'Lives scenario - input'!$F98),\"\")","v":""},{"$f":"IFERROR(IF(OR(M113=\"\",'Lives scenario - input'!$F98=\"\"),\"\",M113/'Lives scenario - input'!$F98),\"\")","v":""},{"$f":"IFERROR(IF(OR(N113=\"\",'Lives scenario - input'!$F98=\"\"),\"\",N113/'Lives scenario - input'!$F98),\"\")","v":""},{"$f":"IFERROR(IF(OR(O113=\"\",'Lives scenario - input'!$F98=\"\"),\"\",O113/'Lives scenario - input'!$F98),\"\")","v":""},{"$f":"IFERROR(IF(OR(P113=\"\",'Lives scenario - input'!$F98=\"\"),\"\",P113/'Lives scenario - input'!$F98),\"\")","v":""},{"$f":"IFERROR(IF(OR(Q113=\"\",'Lives scenario - input'!$F98=\"\"),\"\",Q113/'Lives scenario - input'!$F98),\"\")","v":""},{"$f":"IFERROR(IF(OR(R113=\"\",'Lives scenario - input'!$F98=\"\"),\"\",R113/'Lives scenario - input'!$F98),\"\")","v":""},{"$f":"IFERROR(IF(OR(S113=\"\",'Lives scenario - input'!$F98=\"\"),\"\",S113/'Lives scenario - input'!$F98),\"\")","v":""},{"$f":"IFERROR(IF(OR(T113=\"\",'Lives scenario - input'!$F98=\"\"),\"\",T113/'Lives scenario - input'!$F98),\"\")","v":""},{"$f":"IFERROR(IF(OR(U113=\"\",'Lives scenario - input'!$F98=\"\"),\"\",U113/'Lives scenario - input'!$F98),\"\")","v":""},{"$f":"IFERROR(IF(OR(V113=\"\",'Lives scenario - input'!$F98=\"\"),\"\",V113/'Lives scenario - input'!$F98),\"\")","v":""},{"$f":"IFERROR(IF(OR(W113=\"\",'Lives scenario - input'!$F98=\"\"),\"\",W113/'Lives scenario - input'!$F98),\"\")","v":""}]
[{"$f":"IFERROR('Lives scenario - input'!A99,\"\")","v":""},{"$f":"IFERROR('Lives scenario - input'!B99,\"\")","v":""},{"$f":"IFERROR('Lives scenario - input'!C99,\"\")","v":""},{"$f":"IFERROR(repcalc('Lives scenario - input'!$CX99:$GJ99,'Lives scenario - input'!$I99,'Lives scenario - input'!$G99,'Lives scenario - input'!$H99,20,TRUE,TRUE),\"\")","v":""},"","","","","","","","","","","","","","","","","","","",{"$f":"IFERROR(IF(OR(D114=\"\",'Lives scenario - input'!$F99=\"\"),\"\",D114/'Lives scenario - input'!$F99),\"\")","v":""},{"$f":"IFERROR(IF(OR(E114=\"\",'Lives scenario - input'!$F99=\"\"),\"\",E114/'Lives scenario - input'!$F99),\"\")","v":""},{"$f":"IFERROR(IF(OR(F114=\"\",'Lives scenario - input'!$F99=\"\"),\"\",F114/'Lives scenario - input'!$F99),\"\")","v":""},{"$f":"IFERROR(IF(OR(G114=\"\",'Lives scenario - input'!$F99=\"\"),\"\",G114/'Lives scenario - input'!$F99),\"\")","v":""},{"$f":"IFERROR(IF(OR(H114=\"\",'Lives scenario - input'!$F99=\"\"),\"\",H114/'Lives scenario - input'!$F99),\"\")","v":""},{"$f":"IFERROR(IF(OR(I114=\"\",'Lives scenario - input'!$F99=\"\"),\"\",I114/'Lives scenario - input'!$F99),\"\")","v":""},{"$f":"IFERROR(IF(OR(J114=\"\",'Lives scenario - input'!$F99=\"\"),\"\",J114/'Lives scenario - input'!$F99),\"\")","v":""},{"$f":"IFERROR(IF(OR(K114=\"\",'Lives scenario - input'!$F99=\"\"),\"\",K114/'Lives scenario - input'!$F99),\"\")","v":""},{"$f":"IFERROR(IF(OR(L114=\"\",'Lives scenario - input'!$F99=\"\"),\"\",L114/'Lives scenario - input'!$F99),\"\")","v":""},{"$f":"IFERROR(IF(OR(M114=\"\",'Lives scenario - input'!$F99=\"\"),\"\",M114/'Lives scenario - input'!$F99),\"\")","v":""},{"$f":"IFERROR(IF(OR(N114=\"\",'Lives scenario - input'!$F99=\"\"),\"\",N114/'Lives scenario - input'!$F99),\"\")","v":""},{"$f":"IFERROR(IF(OR(O114=\"\",'Lives scenario - input'!$F99=\"\"),\"\",O114/'Lives scenario - input'!$F99),\"\")","v":""},{"$f":"IFERROR(IF(OR(P114=\"\",'Lives scenario - input'!$F99=\"\"),\"\",P114/'Lives scenario - input'!$F99),\"\")","v":""},{"$f":"IFERROR(IF(OR(Q114=\"\",'Lives scenario - input'!$F99=\"\"),\"\",Q114/'Lives scenario - input'!$F99),\"\")","v":""},{"$f":"IFERROR(IF(OR(R114=\"\",'Lives scenario - input'!$F99=\"\"),\"\",R114/'Lives scenario - input'!$F99),\"\")","v":""},{"$f":"IFERROR(IF(OR(S114=\"\",'Lives scenario - input'!$F99=\"\"),\"\",S114/'Lives scenario - input'!$F99),\"\")","v":""},{"$f":"IFERROR(IF(OR(T114=\"\",'Lives scenario - input'!$F99=\"\"),\"\",T114/'Lives scenario - input'!$F99),\"\")","v":""},{"$f":"IFERROR(IF(OR(U114=\"\",'Lives scenario - input'!$F99=\"\"),\"\",U114/'Lives scenario - input'!$F99),\"\")","v":""},{"$f":"IFERROR(IF(OR(V114=\"\",'Lives scenario - input'!$F99=\"\"),\"\",V114/'Lives scenario - input'!$F99),\"\")","v":""},{"$f":"IFERROR(IF(OR(W114=\"\",'Lives scenario - input'!$F99=\"\"),\"\",W114/'Lives scenario - input'!$F99),\"\")","v":""}]
[{"$f":"IFERROR('Lives scenario - input'!A100,\"\")","v":""},{"$f":"IFERROR('Lives scenario - input'!B100,\"\")","v":""},{"$f":"IFERROR('Lives scenario - input'!C100,\"\")","v":""},{"$f":"IFERROR(repcalc('Lives scenario - input'!$CX100:$GJ100,'Lives scenario - input'!$I100,'Lives scenario - input'!$G100,'Lives scenario - input'!$H100,20,TRUE,TRUE),\"\")","v":""},"","","","","","","","","","","","","","","","","","","",{"$f":"IFERROR(IF(OR(D115=\"\",'Lives scenario - input'!$F100=\"\"),\"\",D115/'Lives scenario - input'!$F100),\"\")","v":""},{"$f":"IFERROR(IF(OR(E115=\"\",'Lives scenario - input'!$F100=\"\"),\"\",E115/'Lives scenario - input'!$F100),\"\")","v":""},{"$f":"IFERROR(IF(OR(F115=\"\",'Lives scenario - input'!$F100=\"\"),\"\",F115/'Lives scenario - input'!$F100),\"\")","v":""},{"$f":"IFERROR(IF(OR(G115=\"\",'Lives scenario - input'!$F100=\"\"),\"\",G115/'Lives scenario - input'!$F100),\"\")","v":""},{"$f":"IFERROR(IF(OR(H115=\"\",'Lives scenario - input'!$F100=\"\"),\"\",H115/'Lives scenario - input'!$F100),\"\")","v":""},{"$f":"IFERROR(IF(OR(I115=\"\",'Lives scenario - input'!$F100=\"\"),\"\",I115/'Lives scenario - input'!$F100),\"\")","v":""},{"$f":"IFERROR(IF(OR(J115=\"\",'Lives scenario - input'!$F100=\"\"),\"\",J115/'Lives scenario - input'!$F100),\"\")","v":""},{"$f":"IFERROR(IF(OR(K115=\"\",'Lives scenario - input'!$F100=\"\"),\"\",K115/'Lives scenario - input'!$F100),\"\")","v":""},{"$f":"IFERROR(IF(OR(L115=\"\",'Lives scenario - input'!$F100=\"\"),\"\",L115/'Lives scenario - input'!$F100),\"\")","v":""},{"$f":"IFERROR(IF(OR(M115=\"\",'Lives scenario - input'!$F100=\"\"),\"\",M115/'Lives scenario - input'!$F100),\"\")","v":""},{"$f":"IFERROR(IF(OR(N115=\"\",'Lives scenario - input'!$F100=\"\"),\"\",N115/'Lives scenario - input'!$F100),\"\")","v":""},{"$f":"IFERROR(IF(OR(O115=\"\",'Lives scenario - input'!$F100=\"\"),\"\",O115/'Lives scenario - input'!$F100),\"\")","v":""},{"$f":"IFERROR(IF(OR(P115=\"\",'Lives scenario - input'!$F100=\"\"),\"\",P115/'Lives scenario - input'!$F100),\"\")","v":""},{"$f":"IFERROR(IF(OR(Q115=\"\",'Lives scenario - input'!$F100=\"\"),\"\",Q115/'Lives scenario - input'!$F100),\"\")","v":""},{"$f":"IFERROR(IF(OR(R115=\"\",'Lives scenario - input'!$F100=\"\"),\"\",R115/'Lives scenario - input'!$F100),\"\")","v":""},{"$f":"IFERROR(IF(OR(S115=\"\",'Lives scenario - input'!$F100=\"\"),\"\",S115/'Lives scenario - input'!$F100),\"\")","v":""},{"$f":"IFERROR(IF(OR(T115=\"\",'Lives scenario - input'!$F100=\"\"),\"\",T115/'Lives scenario - input'!$F100),\"\")","v":""},{"$f":"IFERROR(IF(OR(U115=\"\",'Lives scenario - input'!$F100=\"\"),\"\",U115/'Lives scenario - input'!$F100),\"\")","v":""},{"$f":"IFERROR(IF(OR(V115=\"\",'Lives scenario - input'!$F100=\"\"),\"\",V115/'Lives scenario - input'!$F100),\"\")","v":""},{"$f":"IFERROR(IF(OR(W115=\"\",'Lives scenario - input'!$F100=\"\"),\"\",W115/'Lives scenario - input'!$F100),\"\")","v":""}]
[{"$f":"IFERROR('Lives scenario - input'!A101,\"\")","v":""},{"$f":"IFERROR('Lives scenario - input'!B101,\"\")","v":""},{"$f":"IFERROR('Lives scenario - input'!C101,\"\")","v":""},{"$f":"IFERROR(repcalc('Lives scenario - input'!$CX101:$GJ101,'Lives scenario - input'!$I101,'Lives scenario - input'!$G101,'Lives scenario - input'!$H101,20,TRUE,TRUE),\"\")","v":""},"","","","","","","","","","","","","","","","","","","",{"$f":"IFERROR(IF(OR(D116=\"\",'Lives scenario - input'!$F101=\"\"),\"\",D116/'Lives scenario - input'!$F101),\"\")","v":""},{"$f":"IFERROR(IF(OR(E116=\"\",'Lives scenario - input'!$F101=\"\"),\"\",E116/'Lives scenario - input'!$F101),\"\")","v":""},{"$f":"IFERROR(IF(OR(F116=\"\",'Lives scenario - input'!$F101=\"\"),\"\",F116/'Lives scenario - input'!$F101),\"\")","v":""},{"$f":"IFERROR(IF(OR(G116=\"\",'Lives scenario - input'!$F101=\"\"),\"\",G116/'Lives scenario - input'!$F101),\"\")","v":""},{"$f":"IFERROR(IF(OR(H116=\"\",'Lives scenario - input'!$F101=\"\"),\"\",H116/'Lives scenario - input'!$F101),\"\")","v":""},{"$f":"IFERROR(IF(OR(I116=\"\",'Lives scenario - input'!$F101=\"\"),\"\",I116/'Lives scenario - input'!$F101),\"\")","v":""},{"$f":"IFERROR(IF(OR(J116=\"\",'Lives scenario - input'!$F101=\"\"),\"\",J116/'Lives scenario - input'!$F101),\"\")","v":""},{"$f":"IFERROR(IF(OR(K116=\"\",'Lives scenario - input'!$F101=\"\"),\"\",K116/'Lives scenario - input'!$F101),\"\")","v":""},{"$f":"IFERROR(IF(OR(L116=\"\",'Lives scenario - input'!$F101=\"\"),\"\",L116/'Lives scenario - input'!$F101),\"\")","v":""},{"$f":"IFERROR(IF(OR(M116=\"\",'Lives scenario - input'!$F101=\"\"),\"\",M116/'Lives scenario - input'!$F101),\"\")","v":""},{"$f":"IFERROR(IF(OR(N116=\"\",'Lives scenario - input'!$F101=\"\"),\"\",N116/'Lives scenario - input'!$F101),\"\")","v":""},{"$f":"IFERROR(IF(OR(O116=\"\",'Lives scenario - input'!$F101=\"\"),\"\",O116/'Lives scenario - input'!$F101),\"\")","v":""},{"$f":"IFERROR(IF(OR(P116=\"\",'Lives scenario - input'!$F101=\"\"),\"\",P116/'Lives scenario - input'!$F101),\"\")","v":""},{"$f":"IFERROR(IF(OR(Q116=\"\",'Lives scenario - input'!$F101=\"\"),\"\",Q116/'Lives scenario - input'!$F101),\"\")","v":""},{"$f":"IFERROR(IF(OR(R116=\"\",'Lives scenario - input'!$F101=\"\"),\"\",R116/'Lives scenario - input'!$F101),\"\")","v":""},{"$f":"IFERROR(IF(OR(S116=\"\",'Lives scenario - input'!$F101=\"\"),\"\",S116/'Lives scenario - input'!$F101),\"\")","v":""},{"$f":"IFERROR(IF(OR(T116=\"\",'Lives scenario - input'!$F101=\"\"),\"\",T116/'Lives scenario - input'!$F101),\"\")","v":""},{"$f":"IFERROR(IF(OR(U116=\"\",'Lives scenario - input'!$F101=\"\"),\"\",U116/'Lives scenario - input'!$F101),\"\")","v":""},{"$f":"IFERROR(IF(OR(V116=\"\",'Lives scenario - input'!$F101=\"\"),\"\",V116/'Lives scenario - input'!$F101),\"\")","v":""},{"$f":"IFERROR(IF(OR(W116=\"\",'Lives scenario - input'!$F101=\"\"),\"\",W116/'Lives scenario - input'!$F101),\"\")","v":""}]
[{"$f":"IFERROR('Lives scenario - input'!A102,\"\")","v":""},{"$f":"IFERROR('Lives scenario - input'!B102,\"\")","v":""},{"$f":"IFERROR('Lives scenario - input'!C102,\"\")","v":""},{"$f":"IFERROR(repcalc('Lives scenario - input'!$CX102:$GJ102,'Lives scenario - input'!$I102,'Lives scenario - input'!$G102,'Lives scenario - input'!$H102,20,TRUE,TRUE),\"\")","v":""},"","","","","","","","","","","","","","","","","","","",{"$f":"IFERROR(IF(OR(D117=\"\",'Lives scenario - input'!$F102=\"\"),\"\",D117/'Lives scenario - input'!$F102),\"\")","v":""},{"$f":"IFERROR(IF(OR(E117=\"\",'Lives scenario - input'!$F102=\"\"),\"\",E117/'Lives scenario - input'!$F102),\"\")","v":""},{"$f":"IFERROR(IF(OR(F117=\"\",'Lives scenario - input'!$F102=\"\"),\"\",F117/'Lives scenario - input'!$F102),\"\")","v":""},{"$f":"IFERROR(IF(OR(G117=\"\",'Lives scenario - input'!$F102=\"\"),\"\",G117/'Lives scenario - input'!$F102),\"\")","v":""},{"$f":"IFERROR(IF(OR(H117=\"\",'Lives scenario - input'!$F102=\"\"),\"\",H117/'Lives scenario - input'!$F102),\"\")","v":""},{"$f":"IFERROR(IF(OR(I117=\"\",'Lives scenario - input'!$F102=\"\"),\"\",I117/'Lives scenario - input'!$F102),\"\")","v":""},{"$f":"IFERROR(IF(OR(J117=\"\",'Lives scenario - input'!$F102=\"\"),\"\",J117/'Lives scenario - input'!$F102),\"\")","v":""},{"$f":"IFERROR(IF(OR(K117=\"\",'Lives scenario - input'!$F102=\"\"),\"\",K117/'Lives scenario - input'!$F102),\"\")","v":""},{"$f":"IFERROR(IF(OR(L117=\"\",'Lives scenario - input'!$F102=\"\"),\"\",L117/'Lives scenario - input'!$F102),\"\")","v":""},{"$f":"IFERROR(IF(OR(M117=\"\",'Lives scenario - input'!$F102=\"\"),\"\",M117/'Lives scenario - input'!$F102),\"\")","v":""},{"$f":"IFERROR(IF(OR(N117=\"\",'Lives scenario - input'!$F102=\"\"),\"\",N117/'Lives scenario - input'!$F102),\"\")","v":""},{"$f":"IFERROR(IF(OR(O117=\"\",'Lives scenario - input'!$F102=\"\"),\"\",O117/'Lives scenario - input'!$F102),\"\")","v":""},{"$f":"IFERROR(IF(OR(P117=\"\",'Lives scenario - input'!$F102=\"\"),\"\",P117/'Lives scenario - input'!$F102),\"\")","v":""},{"$f":"IFERROR(IF(OR(Q117=\"\",'Lives scenario - input'!$F102=\"\"),\"\",Q117/'Lives scenario - input'!$F102),\"\")","v":""},{"$f":"IFERROR(IF(OR(R117=\"\",'Lives scenario - input'!$F102=\"\"),\"\",R117/'Lives scenario - input'!$F102),\"\")","v":""},{"$f":"IFERROR(IF(OR(S117=\"\",'Lives scenario - input'!$F102=\"\"),\"\",S117/'Lives scenario - input'!$F102),\"\")","v":""},{"$f":"IFERROR(IF(OR(T117=\"\",'Lives scenario - input'!$F102=\"\"),\"\",T117/'Lives scenario - input'!$F102),\"\")","v":""},{"$f":"IFERROR(IF(OR(U117=\"\",'Lives scenario - input'!$F102=\"\"),\"\",U117/'Lives scenario - input'!$F102),\"\")","v":""},{"$f":"IFERROR(IF(OR(V117=\"\",'Lives scenario - input'!$F102=\"\"),\"\",V117/'Lives scenario - input'!$F102),\"\")","v":""},{"$f":"IFERROR(IF(OR(W117=\"\",'Lives scenario - input'!$F102=\"\"),\"\",W117/'Lives scenario - input'!$F102),\"\")","v":""}]
[{"$f":"IFERROR('Lives scenario - input'!A103,\"\")","v":""},{"$f":"IFERROR('Lives scenario - input'!B103,\"\")","v":""},{"$f":"IFERROR('Lives scenario - input'!C103,\"\")","v":""},{"$f":"IFERROR(repcalc('Lives scenario - input'!$CX103:$GJ103,'Lives scenario - input'!$I103,'Lives scenario - input'!$G103,'Lives scenario - input'!$H103,20,TRUE,TRUE),\"\")","v":""},"","","","","","","","","","","","","","","","","","","",{"$f":"IFERROR(IF(OR(D118=\"\",'Lives scenario - input'!$F103=\"\"),\"\",D118/'Lives scenario - input'!$F103),\"\")","v":""},{"$f":"IFERROR(IF(OR(E118=\"\",'Lives scenario - input'!$F103=\"\"),\"\",E118/'Lives scenario - input'!$F103),\"\")","v":""},{"$f":"IFERROR(IF(OR(F118=\"\",'Lives scenario - input'!$F103=\"\"),\"\",F118/'Lives scenario - input'!$F103),\"\")","v":""},{"$f":"IFERROR(IF(OR(G118=\"\",'Lives scenario - input'!$F103=\"\"),\"\",G118/'Lives scenario - input'!$F103),\"\")","v":""},{"$f":"IFERROR(IF(OR(H118=\"\",'Lives scenario - input'!$F103=\"\"),\"\",H118/'Lives scenario - input'!$F103),\"\")","v":""},{"$f":"IFERROR(IF(OR(I118=\"\",'Lives scenario - input'!$F103=\"\"),\"\",I118/'Lives scenario - input'!$F103),\"\")","v":""},{"$f":"IFERROR(IF(OR(J118=\"\",'Lives scenario - input'!$F103=\"\"),\"\",J118/'Lives scenario - input'!$F103),\"\")","v":""},{"$f":"IFERROR(IF(OR(K118=\"\",'Lives scenario - input'!$F103=\"\"),\"\",K118/'Lives scenario - input'!$F103),\"\")","v":""},{"$f":"IFERROR(IF(OR(L118=\"\",'Lives scenario - input'!$F103=\"\"),\"\",L118/'Lives scenario - input'!$F103),\"\")","v":""},{"$f":"IFERROR(IF(OR(M118=\"\",'Lives scenario - input'!$F103=\"\"),\"\",M118/'Lives scenario - input'!$F103),\"\")","v":""},{"$f":"IFERROR(IF(OR(N118=\"\",'Lives scenario - input'!$F103=\"\"),\"\",N118/'Lives scenario - input'!$F103),\"\")","v":""},{"$f":"IFERROR(IF(OR(O118=\"\",'Lives scenario - input'!$F103=\"\"),\"\",O118/'Lives scenario - input'!$F103),\"\")","v":""},{"$f":"IFERROR(IF(OR(P118=\"\",'Lives scenario - input'!$F103=\"\"),\"\",P118/'Lives scenario - input'!$F103),\"\")","v":""},{"$f":"IFERROR(IF(OR(Q118=\"\",'Lives scenario - input'!$F103=\"\"),\"\",Q118/'Lives scenario - input'!$F103),\"\")","v":""},{"$f":"IFERROR(IF(OR(R118=\"\",'Lives scenario - input'!$F103=\"\"),\"\",R118/'Lives scenario - input'!$F103),\"\")","v":""},{"$f":"IFERROR(IF(OR(S118=\"\",'Lives scenario - input'!$F103=\"\"),\"\",S118/'Lives scenario - input'!$F103),\"\")","v":""},{"$f":"IFERROR(IF(OR(T118=\"\",'Lives scenario - input'!$F103=\"\"),\"\",T118/'Lives scenario - input'!$F103),\"\")","v":""},{"$f":"IFERROR(IF(OR(U118=\"\",'Lives scenario - input'!$F103=\"\"),\"\",U118/'Lives scenario - input'!$F103),\"\")","v":""},{"$f":"IFERROR(IF(OR(V118=\"\",'Lives scenario - input'!$F103=\"\"),\"\",V118/'Lives scenario - input'!$F103),\"\")","v":""},{"$f":"IFERROR(IF(OR(W118=\"\",'Lives scenario - input'!$F103=\"\"),\"\",W118/'Lives scenario - input'!$F103),\"\")","v":""}]
[{"$f":"IFERROR('Lives scenario - input'!A104,\"\")","v":""},{"$f":"IFERROR('Lives scenario - input'!B104,\"\")","v":""},{"$f":"IFERROR('Lives scenario - input'!C104,\"\")","v":""},{"$f":"IFERROR(repcalc('Lives scenario - input'!$CX104:$GJ104,'Lives scenario - input'!$I104,'Lives scenario - input'!$G104,'Lives scenario - input'!$H104,20,TRUE,TRUE),\"\")","v":""},"","","","","","","","","","","","","","","","","","","",{"$f":"IFERROR(IF(OR(D119=\"\",'Lives scenario - input'!$F104=\"\"),\"\",D119/'Lives scenario - input'!$F104),\"\")","v":""},{"$f":"IFERROR(IF(OR(E119=\"\",'Lives scenario - input'!$F104=\"\"),\"\",E119/'Lives scenario - input'!$F104),\"\")","v":""},{"$f":"IFERROR(IF(OR(F119=\"\",'Lives scenario - input'!$F104=\"\"),\"\",F119/'Lives scenario - input'!$F104),\"\")","v":""},{"$f":"IFERROR(IF(OR(G119=\"\",'Lives scenario - input'!$F104=\"\"),\"\",G119/'Lives scenario - input'!$F104),\"\")","v":""},{"$f":"IFERROR(IF(OR(H119=\"\",'Lives scenario - input'!$F104=\"\"),\"\",H119/'Lives scenario - input'!$F104),\"\")","v":""},{"$f":"IFERROR(IF(OR(I119=\"\",'Lives scenario - input'!$F104=\"\"),\"\",I119/'Lives scenario - input'!$F104),\"\")","v":""},{"$f":"IFERROR(IF(OR(J119=\"\",'Lives scenario - input'!$F104=\"\"),\"\",J119/'Lives scenario - input'!$F104),\"\")","v":""},{"$f":"IFERROR(IF(OR(K119=\"\",'Lives scenario - input'!$F104=\"\"),\"\",K119/'Lives scenario - input'!$F104),\"\")","v":""},{"$f":"IFERROR(IF(OR(L119=\"\",'Lives scenario - input'!$F104=\"\"),\"\",L119/'Lives scenario - input'!$F104),\"\")","v":""},{"$f":"IFERROR(IF(OR(M119=\"\",'Lives scenario - input'!$F104=\"\"),\"\",M119/'Lives scenario - input'!$F104),\"\")","v":""},{"$f":"IFERROR(IF(OR(N119=\"\",'Lives scenario - input'!$F104=\"\"),\"\",N119/'Lives scenario - input'!$F104),\"\")","v":""},{"$f":"IFERROR(IF(OR(O119=\"\",'Lives scenario - input'!$F104=\"\"),\"\",O119/'Lives scenario - input'!$F104),\"\")","v":""},{"$f":"IFERROR(IF(OR(P119=\"\",'Lives scenario - input'!$F104=\"\"),\"\",P119/'Lives scenario - input'!$F104),\"\")","v":""},{"$f":"IFERROR(IF(OR(Q119=\"\",'Lives scenario - input'!$F104=\"\"),\"\",Q119/'Lives scenario - input'!$F104),\"\")","v":""},{"$f":"IFERROR(IF(OR(R119=\"\",'Lives scenario - input'!$F104=\"\"),\"\",R119/'Lives scenario - input'!$F104),\"\")","v":""},{"$f":"IFERROR(IF(OR(S119=\"\",'Lives scenario - input'!$F104=\"\"),\"\",S119/'Lives scenario - input'!$F104),\"\")","v":""},{"$f":"IFERROR(IF(OR(T119=\"\",'Lives scenario - input'!$F104=\"\"),\"\",T119/'Lives scenario - input'!$F104),\"\")","v":""},{"$f":"IFERROR(IF(OR(U119=\"\",'Lives scenario - input'!$F104=\"\"),\"\",U119/'Lives scenario - input'!$F104),\"\")","v":""},{"$f":"IFERROR(IF(OR(V119=\"\",'Lives scenario - input'!$F104=\"\"),\"\",V119/'Lives scenario - input'!$F104),\"\")","v":""},{"$f":"IFERROR(IF(OR(W119=\"\",'Lives scenario - input'!$F104=\"\"),\"\",W119/'Lives scenario - input'!$F104),\"\")","v":""}]
[{"$f":"IFERROR('Lives scenario - input'!A105,\"\")","v":""},{"$f":"IFERROR('Lives scenario - input'!B105,\"\")","v":""},{"$f":"IFERROR('Lives scenario - input'!C105,\"\")","v":""},{"$f":"IFERROR(repcalc('Lives scenario - input'!$CX105:$GJ105,'Lives scenario - input'!$I105,'Lives scenario - input'!$G105,'Lives scenario - input'!$H105,20,TRUE,TRUE),\"\")","v":""},"","","","","","","","","","","","","","","","","","","",{"$f":"IFERROR(IF(OR(D120=\"\",'Lives scenario - input'!$F105=\"\"),\"\",D120/'Lives scenario - input'!$F105),\"\")","v":""},{"$f":"IFERROR(IF(OR(E120=\"\",'Lives scenario - input'!$F105=\"\"),\"\",E120/'Lives scenario - input'!$F105),\"\")","v":""},{"$f":"IFERROR(IF(OR(F120=\"\",'Lives scenario - input'!$F105=\"\"),\"\",F120/'Lives scenario - input'!$F105),\"\")","v":""},{"$f":"IFERROR(IF(OR(G120=\"\",'Lives scenario - input'!$F105=\"\"),\"\",G120/'Lives scenario - input'!$F105),\"\")","v":""},{"$f":"IFERROR(IF(OR(H120=\"\",'Lives scenario - input'!$F105=\"\"),\"\",H120/'Lives scenario - input'!$F105),\"\")","v":""},{"$f":"IFERROR(IF(OR(I120=\"\",'Lives scenario - input'!$F105=\"\"),\"\",I120/'Lives scenario - input'!$F105),\"\")","v":""},{"$f":"IFERROR(IF(OR(J120=\"\",'Lives scenario - input'!$F105=\"\"),\"\",J120/'Lives scenario - input'!$F105),\"\")","v":""},{"$f":"IFERROR(IF(OR(K120=\"\",'Lives scenario - input'!$F105=\"\"),\"\",K120/'Lives scenario - input'!$F105),\"\")","v":""},{"$f":"IFERROR(IF(OR(L120=\"\",'Lives scenario - input'!$F105=\"\"),\"\",L120/'Lives scenario - input'!$F105),\"\")","v":""},{"$f":"IFERROR(IF(OR(M120=\"\",'Lives scenario - input'!$F105=\"\"),\"\",M120/'Lives scenario - input'!$F105),\"\")","v":""},{"$f":"IFERROR(IF(OR(N120=\"\",'Lives scenario - input'!$F105=\"\"),\"\",N120/'Lives scenario - input'!$F105),\"\")","v":""},{"$f":"IFERROR(IF(OR(O120=\"\",'Lives scenario - input'!$F105=\"\"),\"\",O120/'Lives scenario - input'!$F105),\"\")","v":""},{"$f":"IFERROR(IF(OR(P120=\"\",'Lives scenario - input'!$F105=\"\"),\"\",P120/'Lives scenario - input'!$F105),\"\")","v":""},{"$f":"IFERROR(IF(OR(Q120=\"\",'Lives scenario - input'!$F105=\"\"),\"\",Q120/'Lives scenario - input'!$F105),\"\")","v":""},{"$f":"IFERROR(IF(OR(R120=\"\",'Lives scenario - input'!$F105=\"\"),\"\",R120/'Lives scenario - input'!$F105),\"\")","v":""},{"$f":"IFERROR(IF(OR(S120=\"\",'Lives scenario - input'!$F105=\"\"),\"\",S120/'Lives scenario - input'!$F105),\"\")","v":""},{"$f":"IFERROR(IF(OR(T120=\"\",'Lives scenario - input'!$F105=\"\"),\"\",T120/'Lives scenario - input'!$F105),\"\")","v":""},{"$f":"IFERROR(IF(OR(U120=\"\",'Lives scenario - input'!$F105=\"\"),\"\",U120/'Lives scenario - input'!$F105),\"\")","v":""},{"$f":"IFERROR(IF(OR(V120=\"\",'Lives scenario - input'!$F105=\"\"),\"\",V120/'Lives scenario - input'!$F105),\"\")","v":""},{"$f":"IFERROR(IF(OR(W120=\"\",'Lives scenario - input'!$F105=\"\"),\"\",W120/'Lives scenario - input'!$F105),\"\")","v":""}]
[{"$f":"IFERROR('Lives scenario - input'!A106,\"\")","v":""},{"$f":"IFERROR('Lives scenario - input'!B106,\"\")","v":""},{"$f":"IFERROR('Lives scenario - input'!C106,\"\")","v":""},{"$f":"IFERROR(repcalc('Lives scenario - input'!$CX106:$GJ106,'Lives scenario - input'!$I106,'Lives scenario - input'!$G106,'Lives scenario - input'!$H106,20,TRUE,TRUE),\"\")","v":""},"","","","","","","","","","","","","","","","","","","",{"$f":"IFERROR(IF(OR(D121=\"\",'Lives scenario - input'!$F106=\"\"),\"\",D121/'Lives scenario - input'!$F106),\"\")","v":""},{"$f":"IFERROR(IF(OR(E121=\"\",'Lives scenario - input'!$F106=\"\"),\"\",E121/'Lives scenario - input'!$F106),\"\")","v":""},{"$f":"IFERROR(IF(OR(F121=\"\",'Lives scenario - input'!$F106=\"\"),\"\",F121/'Lives scenario - input'!$F106),\"\")","v":""},{"$f":"IFERROR(IF(OR(G121=\"\",'Lives scenario - input'!$F106=\"\"),\"\",G121/'Lives scenario - input'!$F106),\"\")","v":""},{"$f":"IFERROR(IF(OR(H121=\"\",'Lives scenario - input'!$F106=\"\"),\"\",H121/'Lives scenario - input'!$F106),\"\")","v":""},{"$f":"IFERROR(IF(OR(I121=\"\",'Lives scenario - input'!$F106=\"\"),\"\",I121/'Lives scenario - input'!$F106),\"\")","v":""},{"$f":"IFERROR(IF(OR(J121=\"\",'Lives scenario - input'!$F106=\"\"),\"\",J121/'Lives scenario - input'!$F106),\"\")","v":""},{"$f":"IFERROR(IF(OR(K121=\"\",'Lives scenario - input'!$F106=\"\"),\"\",K121/'Lives scenario - input'!$F106),\"\")","v":""},{"$f":"IFERROR(IF(OR(L121=\"\",'Lives scenario - input'!$F106=\"\"),\"\",L121/'Lives scenario - input'!$F106),\"\")","v":""},{"$f":"IFERROR(IF(OR(M121=\"\",'Lives scenario - input'!$F106=\"\"),\"\",M121/'Lives scenario - input'!$F106),\"\")","v":""},{"$f":"IFERROR(IF(OR(N121=\"\",'Lives scenario - input'!$F106=\"\"),\"\",N121/'Lives scenario - input'!$F106),\"\")","v":""},{"$f":"IFERROR(IF(OR(O121=\"\",'Lives scenario - input'!$F106=\"\"),\"\",O121/'Lives scenario - input'!$F106),\"\")","v":""},{"$f":"IFERROR(IF(OR(P121=\"\",'Lives scenario - input'!$F106=\"\"),\"\",P121/'Lives scenario - input'!$F106),\"\")","v":""},{"$f":"IFERROR(IF(OR(Q121=\"\",'Lives scenario - input'!$F106=\"\"),\"\",Q121/'Lives scenario - input'!$F106),\"\")","v":""},{"$f":"IFERROR(IF(OR(R121=\"\",'Lives scenario - input'!$F106=\"\"),\"\",R121/'Lives scenario - input'!$F106),\"\")","v":""},{"$f":"IFERROR(IF(OR(S121=\"\",'Lives scenario - input'!$F106=\"\"),\"\",S121/'Lives scenario - input'!$F106),\"\")","v":""},{"$f":"IFERROR(IF(OR(T121=\"\",'Lives scenario - input'!$F106=\"\"),\"\",T121/'Lives scenario - input'!$F106),\"\")","v":""},{"$f":"IFERROR(IF(OR(U121=\"\",'Lives scenario - input'!$F106=\"\"),\"\",U121/'Lives scenario - input'!$F106),\"\")","v":""},{"$f":"IFERROR(IF(OR(V121=\"\",'Lives scenario - input'!$F106=\"\"),\"\",V121/'Lives scenario - input'!$F106),\"\")","v":""},{"$f":"IFERROR(IF(OR(W121=\"\",'Lives scenario - input'!$F106=\"\"),\"\",W121/'Lives scenario - input'!$F106),\"\")","v":""}]
[{"$f":"IFERROR('Lives scenario - input'!A107,\"\")","v":""},{"$f":"IFERROR('Lives scenario - input'!B107,\"\")","v":""},{"$f":"IFERROR('Lives scenario - input'!C107,\"\")","v":""},{"$f":"IFERROR(repcalc('Lives scenario - input'!$CX107:$GJ107,'Lives scenario - input'!$I107,'Lives scenario - input'!$G107,'Lives scenario - input'!$H107,20,TRUE,TRUE),\"\")","v":""},"","","","","","","","","","","","","","","","","","","",{"$f":"IFERROR(IF(OR(D122=\"\",'Lives scenario - input'!$F107=\"\"),\"\",D122/'Lives scenario - input'!$F107),\"\")","v":""},{"$f":"IFERROR(IF(OR(E122=\"\",'Lives scenario - input'!$F107=\"\"),\"\",E122/'Lives scenario - input'!$F107),\"\")","v":""},{"$f":"IFERROR(IF(OR(F122=\"\",'Lives scenario - input'!$F107=\"\"),\"\",F122/'Lives scenario - input'!$F107),\"\")","v":""},{"$f":"IFERROR(IF(OR(G122=\"\",'Lives scenario - input'!$F107=\"\"),\"\",G122/'Lives scenario - input'!$F107),\"\")","v":""},{"$f":"IFERROR(IF(OR(H122=\"\",'Lives scenario - input'!$F107=\"\"),\"\",H122/'Lives scenario - input'!$F107),\"\")","v":""},{"$f":"IFERROR(IF(OR(I122=\"\",'Lives scenario - input'!$F107=\"\"),\"\",I122/'Lives scenario - input'!$F107),\"\")","v":""},{"$f":"IFERROR(IF(OR(J122=\"\",'Lives scenario - input'!$F107=\"\"),\"\",J122/'Lives scenario - input'!$F107),\"\")","v":""},{"$f":"IFERROR(IF(OR(K122=\"\",'Lives scenario - input'!$F107=\"\"),\"\",K122/'Lives scenario - input'!$F107),\"\")","v":""},{"$f":"IFERROR(IF(OR(L122=\"\",'Lives scenario - input'!$F107=\"\"),\"\",L122/'Lives scenario - input'!$F107),\"\")","v":""},{"$f":"IFERROR(IF(OR(M122=\"\",'Lives scenario - input'!$F107=\"\"),\"\",M122/'Lives scenario - input'!$F107),\"\")","v":""},{"$f":"IFERROR(IF(OR(N122=\"\",'Lives scenario - input'!$F107=\"\"),\"\",N122/'Lives scenario - input'!$F107),\"\")","v":""},{"$f":"IFERROR(IF(OR(O122=\"\",'Lives scenario - input'!$F107=\"\"),\"\",O122/'Lives scenario - input'!$F107),\"\")","v":""},{"$f":"IFERROR(IF(OR(P122=\"\",'Lives scenario - input'!$F107=\"\"),\"\",P122/'Lives scenario - input'!$F107),\"\")","v":""},{"$f":"IFERROR(IF(OR(Q122=\"\",'Lives scenario - input'!$F107=\"\"),\"\",Q122/'Lives scenario - input'!$F107),\"\")","v":""},{"$f":"IFERROR(IF(OR(R122=\"\",'Lives scenario - input'!$F107=\"\"),\"\",R122/'Lives scenario - input'!$F107),\"\")","v":""},{"$f":"IFERROR(IF(OR(S122=\"\",'Lives scenario - input'!$F107=\"\"),\"\",S122/'Lives scenario - input'!$F107),\"\")","v":""},{"$f":"IFERROR(IF(OR(T122=\"\",'Lives scenario - input'!$F107=\"\"),\"\",T122/'Lives scenario - input'!$F107),\"\")","v":""},{"$f":"IFERROR(IF(OR(U122=\"\",'Lives scenario - input'!$F107=\"\"),\"\",U122/'Lives scenario - input'!$F107),\"\")","v":""},{"$f":"IFERROR(IF(OR(V122=\"\",'Lives scenario - input'!$F107=\"\"),\"\",V122/'Lives scenario - input'!$F107),\"\")","v":""},{"$f":"IFERROR(IF(OR(W122=\"\",'Lives scenario - input'!$F107=\"\"),\"\",W122/'Lives scenario - input'!$F107),\"\")","v":""}]
[{"$f":"IFERROR('Lives scenario - input'!A108,\"\")","v":""},{"$f":"IFERROR('Lives scenario - input'!B108,\"\")","v":""},{"$f":"IFERROR('Lives scenario - input'!C108,\"\")","v":""},{"$f":"IFERROR(repcalc('Lives scenario - input'!$CX108:$GJ108,'Lives scenario - input'!$I108,'Lives scenario - input'!$G108,'Lives scenario - input'!$H108,20,TRUE,TRUE),\"\")","v":""},"","","","","","","","","","","","","","","","","","","",{"$f":"IFERROR(IF(OR(D123=\"\",'Lives scenario - input'!$F108=\"\"),\"\",D123/'Lives scenario - input'!$F108),\"\")","v":""},{"$f":"IFERROR(IF(OR(E123=\"\",'Lives scenario - input'!$F108=\"\"),\"\",E123/'Lives scenario - input'!$F108),\"\")","v":""},{"$f":"IFERROR(IF(OR(F123=\"\",'Lives scenario - input'!$F108=\"\"),\"\",F123/'Lives scenario - input'!$F108),\"\")","v":""},{"$f":"IFERROR(IF(OR(G123=\"\",'Lives scenario - input'!$F108=\"\"),\"\",G123/'Lives scenario - input'!$F108),\"\")","v":""},{"$f":"IFERROR(IF(OR(H123=\"\",'Lives scenario - input'!$F108=\"\"),\"\",H123/'Lives scenario - input'!$F108),\"\")","v":""},{"$f":"IFERROR(IF(OR(I123=\"\",'Lives scenario - input'!$F108=\"\"),\"\",I123/'Lives scenario - input'!$F108),\"\")","v":""},{"$f":"IFERROR(IF(OR(J123=\"\",'Lives scenario - input'!$F108=\"\"),\"\",J123/'Lives scenario - input'!$F108),\"\")","v":""},{"$f":"IFERROR(IF(OR(K123=\"\",'Lives scenario - input'!$F108=\"\"),\"\",K123/'Lives scenario - input'!$F108),\"\")","v":""},{"$f":"IFERROR(IF(OR(L123=\"\",'Lives scenario - input'!$F108=\"\"),\"\",L123/'Lives scenario - input'!$F108),\"\")","v":""},{"$f":"IFERROR(IF(OR(M123=\"\",'Lives scenario - input'!$F108=\"\"),\"\",M123/'Lives scenario - input'!$F108),\"\")","v":""},{"$f":"IFERROR(IF(OR(N123=\"\",'Lives scenario - input'!$F108=\"\"),\"\",N123/'Lives scenario - input'!$F108),\"\")","v":""},{"$f":"IFERROR(IF(OR(O123=\"\",'Lives scenario - input'!$F108=\"\"),\"\",O123/'Lives scenario - input'!$F108),\"\")","v":""},{"$f":"IFERROR(IF(OR(P123=\"\",'Lives scenario - input'!$F108=\"\"),\"\",P123/'Lives scenario - input'!$F108),\"\")","v":""},{"$f":"IFERROR(IF(OR(Q123=\"\",'Lives scenario - input'!$F108=\"\"),\"\",Q123/'Lives scenario - input'!$F108),\"\")","v":""},{"$f":"IFERROR(IF(OR(R123=\"\",'Lives scenario - input'!$F108=\"\"),\"\",R123/'Lives scenario - input'!$F108),\"\")","v":""},{"$f":"IFERROR(IF(OR(S123=\"\",'Lives scenario - input'!$F108=\"\"),\"\",S123/'Lives scenario - input'!$F108),\"\")","v":""},{"$f":"IFERROR(IF(OR(T123=\"\",'Lives scenario - input'!$F108=\"\"),\"\",T123/'Lives scenario - input'!$F108),\"\")","v":""},{"$f":"IFERROR(IF(OR(U123=\"\",'Lives scenario - input'!$F108=\"\"),\"\",U123/'Lives scenario - input'!$F108),\"\")","v":""},{"$f":"IFERROR(IF(OR(V123=\"\",'Lives scenario - input'!$F108=\"\"),\"\",V123/'Lives scenario - input'!$F108),\"\")","v":""},{"$f":"IFERROR(IF(OR(W123=\"\",'Lives scenario - input'!$F108=\"\"),\"\",W123/'Lives scenario - input'!$F108),\"\")","v":""}]
[{"$f":"IFERROR('Lives scenario - input'!A109,\"\")","v":""},{"$f":"IFERROR('Lives scenario - input'!B109,\"\")","v":""},{"$f":"IFERROR('Lives scenario - input'!C109,\"\")","v":""},{"$f":"IFERROR(repcalc('Lives scenario - input'!$CX109:$GJ109,'Lives scenario - input'!$I109,'Lives scenario - input'!$G109,'Lives scenario - input'!$H109,20,TRUE,TRUE),\"\")","v":""},"","","","","","","","","","","","","","","","","","","",{"$f":"IFERROR(IF(OR(D124=\"\",'Lives scenario - input'!$F109=\"\"),\"\",D124/'Lives scenario - input'!$F109),\"\")","v":""},{"$f":"IFERROR(IF(OR(E124=\"\",'Lives scenario - input'!$F109=\"\"),\"\",E124/'Lives scenario - input'!$F109),\"\")","v":""},{"$f":"IFERROR(IF(OR(F124=\"\",'Lives scenario - input'!$F109=\"\"),\"\",F124/'Lives scenario - input'!$F109),\"\")","v":""},{"$f":"IFERROR(IF(OR(G124=\"\",'Lives scenario - input'!$F109=\"\"),\"\",G124/'Lives scenario - input'!$F109),\"\")","v":""},{"$f":"IFERROR(IF(OR(H124=\"\",'Lives scenario - input'!$F109=\"\"),\"\",H124/'Lives scenario - input'!$F109),\"\")","v":""},{"$f":"IFERROR(IF(OR(I124=\"\",'Lives scenario - input'!$F109=\"\"),\"\",I124/'Lives scenario - input'!$F109),\"\")","v":""},{"$f":"IFERROR(IF(OR(J124=\"\",'Lives scenario - input'!$F109=\"\"),\"\",J124/'Lives scenario - input'!$F109),\"\")","v":""},{"$f":"IFERROR(IF(OR(K124=\"\",'Lives scenario - input'!$F109=\"\"),\"\",K124/'Lives scenario - input'!$F109),\"\")","v":""},{"$f":"IFERROR(IF(OR(L124=\"\",'Lives scenario - input'!$F109=\"\"),\"\",L124/'Lives scenario - input'!$F109),\"\")","v":""},{"$f":"IFERROR(IF(OR(M124=\"\",'Lives scenario - input'!$F109=\"\"),\"\",M124/'Lives scenario - input'!$F109),\"\")","v":""},{"$f":"IFERROR(IF(OR(N124=\"\",'Lives scenario - input'!$F109=\"\"),\"\",N124/'Lives scenario - input'!$F109),\"\")","v":""},{"$f":"IFERROR(IF(OR(O124=\"\",'Lives scenario - input'!$F109=\"\"),\"\",O124/'Lives scenario - input'!$F109),\"\")","v":""},{"$f":"IFERROR(IF(OR(P124=\"\",'Lives scenario - input'!$F109=\"\"),\"\",P124/'Lives scenario - input'!$F109),\"\")","v":""},{"$f":"IFERROR(IF(OR(Q124=\"\",'Lives scenario - input'!$F109=\"\"),\"\",Q124/'Lives scenario - input'!$F109),\"\")","v":""},{"$f":"IFERROR(IF(OR(R124=\"\",'Lives scenario - input'!$F109=\"\"),\"\",R124/'Lives scenario - input'!$F109),\"\")","v":""},{"$f":"IFERROR(IF(OR(S124=\"\",'Lives scenario - input'!$F109=\"\"),\"\",S124/'Lives scenario - input'!$F109),\"\")","v":""},{"$f":"IFERROR(IF(OR(T124=\"\",'Lives scenario - input'!$F109=\"\"),\"\",T124/'Lives scenario - input'!$F109),\"\")","v":""},{"$f":"IFERROR(IF(OR(U124=\"\",'Lives scenario - input'!$F109=\"\"),\"\",U124/'Lives scenario - input'!$F109),\"\")","v":""},{"$f":"IFERROR(IF(OR(V124=\"\",'Lives scenario - input'!$F109=\"\"),\"\",V124/'Lives scenario - input'!$F109),\"\")","v":""},{"$f":"IFERROR(IF(OR(W124=\"\",'Lives scenario - input'!$F109=\"\"),\"\",W124/'Lives scenario - input'!$F109),\"\")","v":""}]
[{"$f":"IFERROR('Lives scenario - input'!A110,\"\")","v":""},{"$f":"IFERROR('Lives scenario - input'!B110,\"\")","v":""},{"$f":"IFERROR('Lives scenario - input'!C110,\"\")","v":""},{"$f":"IFERROR(repcalc('Lives scenario - input'!$CX110:$GJ110,'Lives scenario - input'!$I110,'Lives scenario - input'!$G110,'Lives scenario - input'!$H110,20,TRUE,TRUE),\"\")","v":""},"","","","","","","","","","","","","","","","","","","",{"$f":"IFERROR(IF(OR(D125=\"\",'Lives scenario - input'!$F110=\"\"),\"\",D125/'Lives scenario - input'!$F110),\"\")","v":""},{"$f":"IFERROR(IF(OR(E125=\"\",'Lives scenario - input'!$F110=\"\"),\"\",E125/'Lives scenario - input'!$F110),\"\")","v":""},{"$f":"IFERROR(IF(OR(F125=\"\",'Lives scenario - input'!$F110=\"\"),\"\",F125/'Lives scenario - input'!$F110),\"\")","v":""},{"$f":"IFERROR(IF(OR(G125=\"\",'Lives scenario - input'!$F110=\"\"),\"\",G125/'Lives scenario - input'!$F110),\"\")","v":""},{"$f":"IFERROR(IF(OR(H125=\"\",'Lives scenario - input'!$F110=\"\"),\"\",H125/'Lives scenario - input'!$F110),\"\")","v":""},{"$f":"IFERROR(IF(OR(I125=\"\",'Lives scenario - input'!$F110=\"\"),\"\",I125/'Lives scenario - input'!$F110),\"\")","v":""},{"$f":"IFERROR(IF(OR(J125=\"\",'Lives scenario - input'!$F110=\"\"),\"\",J125/'Lives scenario - input'!$F110),\"\")","v":""},{"$f":"IFERROR(IF(OR(K125=\"\",'Lives scenario - input'!$F110=\"\"),\"\",K125/'Lives scenario - input'!$F110),\"\")","v":""},{"$f":"IFERROR(IF(OR(L125=\"\",'Lives scenario - input'!$F110=\"\"),\"\",L125/'Lives scenario - input'!$F110),\"\")","v":""},{"$f":"IFERROR(IF(OR(M125=\"\",'Lives scenario - input'!$F110=\"\"),\"\",M125/'Lives scenario - input'!$F110),\"\")","v":""},{"$f":"IFERROR(IF(OR(N125=\"\",'Lives scenario - input'!$F110=\"\"),\"\",N125/'Lives scenario - input'!$F110),\"\")","v":""},{"$f":"IFERROR(IF(OR(O125=\"\",'Lives scenario - input'!$F110=\"\"),\"\",O125/'Lives scenario - input'!$F110),\"\")","v":""},{"$f":"IFERROR(IF(OR(P125=\"\",'Lives scenario - input'!$F110=\"\"),\"\",P125/'Lives scenario - input'!$F110),\"\")","v":""},{"$f":"IFERROR(IF(OR(Q125=\"\",'Lives scenario - input'!$F110=\"\"),\"\",Q125/'Lives scenario - input'!$F110),\"\")","v":""},{"$f":"IFERROR(IF(OR(R125=\"\",'Lives scenario - input'!$F110=\"\"),\"\",R125/'Lives scenario - input'!$F110),\"\")","v":""},{"$f":"IFERROR(IF(OR(S125=\"\",'Lives scenario - input'!$F110=\"\"),\"\",S125/'Lives scenario - input'!$F110),\"\")","v":""},{"$f":"IFERROR(IF(OR(T125=\"\",'Lives scenario - input'!$F110=\"\"),\"\",T125/'Lives scenario - input'!$F110),\"\")","v":""},{"$f":"IFERROR(IF(OR(U125=\"\",'Lives scenario - input'!$F110=\"\"),\"\",U125/'Lives scenario - input'!$F110),\"\")","v":""},{"$f":"IFERROR(IF(OR(V125=\"\",'Lives scenario - input'!$F110=\"\"),\"\",V125/'Lives scenario - input'!$F110),\"\")","v":""},{"$f":"IFERROR(IF(OR(W125=\"\",'Lives scenario - input'!$F110=\"\"),\"\",W125/'Lives scenario - input'!$F110),\"\")","v":""}]
[{"$f":"IFERROR('Lives scenario - input'!A111,\"\")","v":""},{"$f":"IFERROR('Lives scenario - input'!B111,\"\")","v":""},{"$f":"IFERROR('Lives scenario - input'!C111,\"\")","v":""},{"$f":"IFERROR(repcalc('Lives scenario - input'!$CX111:$GJ111,'Lives scenario - input'!$I111,'Lives scenario - input'!$G111,'Lives scenario - input'!$H111,20,TRUE,TRUE),\"\")","v":""},"","","","","","","","","","","","","","","","","","","",{"$f":"IFERROR(IF(OR(D126=\"\",'Lives scenario - input'!$F111=\"\"),\"\",D126/'Lives scenario - input'!$F111),\"\")","v":""},{"$f":"IFERROR(IF(OR(E126=\"\",'Lives scenario - input'!$F111=\"\"),\"\",E126/'Lives scenario - input'!$F111),\"\")","v":""},{"$f":"IFERROR(IF(OR(F126=\"\",'Lives scenario - input'!$F111=\"\"),\"\",F126/'Lives scenario - input'!$F111),\"\")","v":""},{"$f":"IFERROR(IF(OR(G126=\"\",'Lives scenario - input'!$F111=\"\"),\"\",G126/'Lives scenario - input'!$F111),\"\")","v":""},{"$f":"IFERROR(IF(OR(H126=\"\",'Lives scenario - input'!$F111=\"\"),\"\",H126/'Lives scenario - input'!$F111),\"\")","v":""},{"$f":"IFERROR(IF(OR(I126=\"\",'Lives scenario - input'!$F111=\"\"),\"\",I126/'Lives scenario - input'!$F111),\"\")","v":""},{"$f":"IFERROR(IF(OR(J126=\"\",'Lives scenario - input'!$F111=\"\"),\"\",J126/'Lives scenario - input'!$F111),\"\")","v":""},{"$f":"IFERROR(IF(OR(K126=\"\",'Lives scenario - input'!$F111=\"\"),\"\",K126/'Lives scenario - input'!$F111),\"\")","v":""},{"$f":"IFERROR(IF(OR(L126=\"\",'Lives scenario - input'!$F111=\"\"),\"\",L126/'Lives scenario - input'!$F111),\"\")","v":""},{"$f":"IFERROR(IF(OR(M126=\"\",'Lives scenario - input'!$F111=\"\"),\"\",M126/'Lives scenario - input'!$F111),\"\")","v":""},{"$f":"IFERROR(IF(OR(N126=\"\",'Lives scenario - input'!$F111=\"\"),\"\",N126/'Lives scenario - input'!$F111),\"\")","v":""},{"$f":"IFERROR(IF(OR(O126=\"\",'Lives scenario - input'!$F111=\"\"),\"\",O126/'Lives scenario - input'!$F111),\"\")","v":""},{"$f":"IFERROR(IF(OR(P126=\"\",'Lives scenario - input'!$F111=\"\"),\"\",P126/'Lives scenario - input'!$F111),\"\")","v":""},{"$f":"IFERROR(IF(OR(Q126=\"\",'Lives scenario - input'!$F111=\"\"),\"\",Q126/'Lives scenario - input'!$F111),\"\")","v":""},{"$f":"IFERROR(IF(OR(R126=\"\",'Lives scenario - input'!$F111=\"\"),\"\",R126/'Lives scenario - input'!$F111),\"\")","v":""},{"$f":"IFERROR(IF(OR(S126=\"\",'Lives scenario - input'!$F111=\"\"),\"\",S126/'Lives scenario - input'!$F111),\"\")","v":""},{"$f":"IFERROR(IF(OR(T126=\"\",'Lives scenario - input'!$F111=\"\"),\"\",T126/'Lives scenario - input'!$F111),\"\")","v":""},{"$f":"IFERROR(IF(OR(U126=\"\",'Lives scenario - input'!$F111=\"\"),\"\",U126/'Lives scenario - input'!$F111),\"\")","v":""},{"$f":"IFERROR(IF(OR(V126=\"\",'Lives scenario - input'!$F111=\"\"),\"\",V126/'Lives scenario - input'!$F111),\"\")","v":""},{"$f":"IFERROR(IF(OR(W126=\"\",'Lives scenario - input'!$F111=\"\"),\"\",W126/'Lives scenario - input'!$F111),\"\")","v":""}]
[{"$f":"IFERROR('Lives scenario - input'!A112,\"\")","v":""},{"$f":"IFERROR('Lives scenario - input'!B112,\"\")","v":""},{"$f":"IFERROR('Lives scenario - input'!C112,\"\")","v":""},{"$f":"IFERROR(repcalc('Lives scenario - input'!$CX112:$GJ112,'Lives scenario - input'!$I112,'Lives scenario - input'!$G112,'Lives scenario - input'!$H112,20,TRUE,TRUE),\"\")","v":""},"","","","","","","","","","","","","","","","","","","",{"$f":"IFERROR(IF(OR(D127=\"\",'Lives scenario - input'!$F112=\"\"),\"\",D127/'Lives scenario - input'!$F112),\"\")","v":""},{"$f":"IFERROR(IF(OR(E127=\"\",'Lives scenario - input'!$F112=\"\"),\"\",E127/'Lives scenario - input'!$F112),\"\")","v":""},{"$f":"IFERROR(IF(OR(F127=\"\",'Lives scenario - input'!$F112=\"\"),\"\",F127/'Lives scenario - input'!$F112),\"\")","v":""},{"$f":"IFERROR(IF(OR(G127=\"\",'Lives scenario - input'!$F112=\"\"),\"\",G127/'Lives scenario - input'!$F112),\"\")","v":""},{"$f":"IFERROR(IF(OR(H127=\"\",'Lives scenario - input'!$F112=\"\"),\"\",H127/'Lives scenario - input'!$F112),\"\")","v":""},{"$f":"IFERROR(IF(OR(I127=\"\",'Lives scenario - input'!$F112=\"\"),\"\",I127/'Lives scenario - input'!$F112),\"\")","v":""},{"$f":"IFERROR(IF(OR(J127=\"\",'Lives scenario - input'!$F112=\"\"),\"\",J127/'Lives scenario - input'!$F112),\"\")","v":""},{"$f":"IFERROR(IF(OR(K127=\"\",'Lives scenario - input'!$F112=\"\"),\"\",K127/'Lives scenario - input'!$F112),\"\")","v":""},{"$f":"IFERROR(IF(OR(L127=\"\",'Lives scenario - input'!$F112=\"\"),\"\",L127/'Lives scenario - input'!$F112),\"\")","v":""},{"$f":"IFERROR(IF(OR(M127=\"\",'Lives scenario - input'!$F112=\"\"),\"\",M127/'Lives scenario - input'!$F112),\"\")","v":""},{"$f":"IFERROR(IF(OR(N127=\"\",'Lives scenario - input'!$F112=\"\"),\"\",N127/'Lives scenario - input'!$F112),\"\")","v":""},{"$f":"IFERROR(IF(OR(O127=\"\",'Lives scenario - input'!$F112=\"\"),\"\",O127/'Lives scenario - input'!$F112),\"\")","v":""},{"$f":"IFERROR(IF(OR(P127=\"\",'Lives scenario - input'!$F112=\"\"),\"\",P127/'Lives scenario - input'!$F112),\"\")","v":""},{"$f":"IFERROR(IF(OR(Q127=\"\",'Lives scenario - input'!$F112=\"\"),\"\",Q127/'Lives scenario - input'!$F112),\"\")","v":""},{"$f":"IFERROR(IF(OR(R127=\"\",'Lives scenario - input'!$F112=\"\"),\"\",R127/'Lives scenario - input'!$F112),\"\")","v":""},{"$f":"IFERROR(IF(OR(S127=\"\",'Lives scenario - input'!$F112=\"\"),\"\",S127/'Lives scenario - input'!$F112),\"\")","v":""},{"$f":"IFERROR(IF(OR(T127=\"\",'Lives scenario - input'!$F112=\"\"),\"\",T127/'Lives scenario - input'!$F112),\"\")","v":""},{"$f":"IFERROR(IF(OR(U127=\"\",'Lives scenario - input'!$F112=\"\"),\"\",U127/'Lives scenario - input'!$F112),\"\")","v":""},{"$f":"IFERROR(IF(OR(V127=\"\",'Lives scenario - input'!$F112=\"\"),\"\",V127/'Lives scenario - input'!$F112),\"\")","v":""},{"$f":"IFERROR(IF(OR(W127=\"\",'Lives scenario - input'!$F112=\"\"),\"\",W127/'Lives scenario - input'!$F112),\"\")","v":""}]
[{"$f":"IFERROR('Lives scenario - input'!A113,\"\")","v":""},{"$f":"IFERROR('Lives scenario - input'!B113,\"\")","v":""},{"$f":"IFERROR('Lives scenario - input'!C113,\"\")","v":""},{"$f":"IFERROR(repcalc('Lives scenario - input'!$CX113:$GJ113,'Lives scenario - input'!$I113,'Lives scenario - input'!$G113,'Lives scenario - input'!$H113,20,TRUE,TRUE),\"\")","v":""},"","","","","","","","","","","","","","","","","","","",{"$f":"IFERROR(IF(OR(D128=\"\",'Lives scenario - input'!$F113=\"\"),\"\",D128/'Lives scenario - input'!$F113),\"\")","v":""},{"$f":"IFERROR(IF(OR(E128=\"\",'Lives scenario - input'!$F113=\"\"),\"\",E128/'Lives scenario - input'!$F113),\"\")","v":""},{"$f":"IFERROR(IF(OR(F128=\"\",'Lives scenario - input'!$F113=\"\"),\"\",F128/'Lives scenario - input'!$F113),\"\")","v":""},{"$f":"IFERROR(IF(OR(G128=\"\",'Lives scenario - input'!$F113=\"\"),\"\",G128/'Lives scenario - input'!$F113),\"\")","v":""},{"$f":"IFERROR(IF(OR(H128=\"\",'Lives scenario - input'!$F113=\"\"),\"\",H128/'Lives scenario - input'!$F113),\"\")","v":""},{"$f":"IFERROR(IF(OR(I128=\"\",'Lives scenario - input'!$F113=\"\"),\"\",I128/'Lives scenario - input'!$F113),\"\")","v":""},{"$f":"IFERROR(IF(OR(J128=\"\",'Lives scenario - input'!$F113=\"\"),\"\",J128/'Lives scenario - input'!$F113),\"\")","v":""},{"$f":"IFERROR(IF(OR(K128=\"\",'Lives scenario - input'!$F113=\"\"),\"\",K128/'Lives scenario - input'!$F113),\"\")","v":""},{"$f":"IFERROR(IF(OR(L128=\"\",'Lives scenario - input'!$F113=\"\"),\"\",L128/'Lives scenario - input'!$F113),\"\")","v":""},{"$f":"IFERROR(IF(OR(M128=\"\",'Lives scenario - input'!$F113=\"\"),\"\",M128/'Lives scenario - input'!$F113),\"\")","v":""},{"$f":"IFERROR(IF(OR(N128=\"\",'Lives scenario - input'!$F113=\"\"),\"\",N128/'Lives scenario - input'!$F113),\"\")","v":""},{"$f":"IFERROR(IF(OR(O128=\"\",'Lives scenario - input'!$F113=\"\"),\"\",O128/'Lives scenario - input'!$F113),\"\")","v":""},{"$f":"IFERROR(IF(OR(P128=\"\",'Lives scenario - input'!$F113=\"\"),\"\",P128/'Lives scenario - input'!$F113),\"\")","v":""},{"$f":"IFERROR(IF(OR(Q128=\"\",'Lives scenario - input'!$F113=\"\"),\"\",Q128/'Lives scenario - input'!$F113),\"\")","v":""},{"$f":"IFERROR(IF(OR(R128=\"\",'Lives scenario - input'!$F113=\"\"),\"\",R128/'Lives scenario - input'!$F113),\"\")","v":""},{"$f":"IFERROR(IF(OR(S128=\"\",'Lives scenario - input'!$F113=\"\"),\"\",S128/'Lives scenario - input'!$F113),\"\")","v":""},{"$f":"IFERROR(IF(OR(T128=\"\",'Lives scenario - input'!$F113=\"\"),\"\",T128/'Lives scenario - input'!$F113),\"\")","v":""},{"$f":"IFERROR(IF(OR(U128=\"\",'Lives scenario - input'!$F113=\"\"),\"\",U128/'Lives scenario - input'!$F113),\"\")","v":""},{"$f":"IFERROR(IF(OR(V128=\"\",'Lives scenario - input'!$F113=\"\"),\"\",V128/'Lives scenario - input'!$F113),\"\")","v":""},{"$f":"IFERROR(IF(OR(W128=\"\",'Lives scenario - input'!$F113=\"\"),\"\",W128/'Lives scenario - input'!$F113),\"\")","v":""}]
[{"$f":"IFERROR('Lives scenario - input'!A114,\"\")","v":""},{"$f":"IFERROR('Lives scenario - input'!B114,\"\")","v":""},{"$f":"IFERROR('Lives scenario - input'!C114,\"\")","v":""},{"$f":"IFERROR(repcalc('Lives scenario - input'!$CX114:$GJ114,'Lives scenario - input'!$I114,'Lives scenario - input'!$G114,'Lives scenario - input'!$H114,20,TRUE,TRUE),\"\")","v":""},"","","","","","","","","","","","","","","","","","","",{"$f":"IFERROR(IF(OR(D129=\"\",'Lives scenario - input'!$F114=\"\"),\"\",D129/'Lives scenario - input'!$F114),\"\")","v":""},{"$f":"IFERROR(IF(OR(E129=\"\",'Lives scenario - input'!$F114=\"\"),\"\",E129/'Lives scenario - input'!$F114),\"\")","v":""},{"$f":"IFERROR(IF(OR(F129=\"\",'Lives scenario - input'!$F114=\"\"),\"\",F129/'Lives scenario - input'!$F114),\"\")","v":""},{"$f":"IFERROR(IF(OR(G129=\"\",'Lives scenario - input'!$F114=\"\"),\"\",G129/'Lives scenario - input'!$F114),\"\")","v":""},{"$f":"IFERROR(IF(OR(H129=\"\",'Lives scenario - input'!$F114=\"\"),\"\",H129/'Lives scenario - input'!$F114),\"\")","v":""},{"$f":"IFERROR(IF(OR(I129=\"\",'Lives scenario - input'!$F114=\"\"),\"\",I129/'Lives scenario - input'!$F114),\"\")","v":""},{"$f":"IFERROR(IF(OR(J129=\"\",'Lives scenario - input'!$F114=\"\"),\"\",J129/'Lives scenario - input'!$F114),\"\")","v":""},{"$f":"IFERROR(IF(OR(K129=\"\",'Lives scenario - input'!$F114=\"\"),\"\",K129/'Lives scenario - input'!$F114),\"\")","v":""},{"$f":"IFERROR(IF(OR(L129=\"\",'Lives scenario - input'!$F114=\"\"),\"\",L129/'Lives scenario - input'!$F114),\"\")","v":""},{"$f":"IFERROR(IF(OR(M129=\"\",'Lives scenario - input'!$F114=\"\"),\"\",M129/'Lives scenario - input'!$F114),\"\")","v":""},{"$f":"IFERROR(IF(OR(N129=\"\",'Lives scenario - input'!$F114=\"\"),\"\",N129/'Lives scenario - input'!$F114),\"\")","v":""},{"$f":"IFERROR(IF(OR(O129=\"\",'Lives scenario - input'!$F114=\"\"),\"\",O129/'Lives scenario - input'!$F114),\"\")","v":""},{"$f":"IFERROR(IF(OR(P129=\"\",'Lives scenario - input'!$F114=\"\"),\"\",P129/'Lives scenario - input'!$F114),\"\")","v":""},{"$f":"IFERROR(IF(OR(Q129=\"\",'Lives scenario - input'!$F114=\"\"),\"\",Q129/'Lives scenario - input'!$F114),\"\")","v":""},{"$f":"IFERROR(IF(OR(R129=\"\",'Lives scenario - input'!$F114=\"\"),\"\",R129/'Lives scenario - input'!$F114),\"\")","v":""},{"$f":"IFERROR(IF(OR(S129=\"\",'Lives scenario - input'!$F114=\"\"),\"\",S129/'Lives scenario - input'!$F114),\"\")","v":""},{"$f":"IFERROR(IF(OR(T129=\"\",'Lives scenario - input'!$F114=\"\"),\"\",T129/'Lives scenario - input'!$F114),\"\")","v":""},{"$f":"IFERROR(IF(OR(U129=\"\",'Lives scenario - input'!$F114=\"\"),\"\",U129/'Lives scenario - input'!$F114),\"\")","v":""},{"$f":"IFERROR(IF(OR(V129=\"\",'Lives scenario - input'!$F114=\"\"),\"\",V129/'Lives scenario - input'!$F114),\"\")","v":""},{"$f":"IFERROR(IF(OR(W129=\"\",'Lives scenario - input'!$F114=\"\"),\"\",W129/'Lives scenario - input'!$F114),\"\")","v":""}]
[{"$f":"IFERROR('Lives scenario - input'!A115,\"\")","v":""},{"$f":"IFERROR('Lives scenario - input'!B115,\"\")","v":""},{"$f":"IFERROR('Lives scenario - input'!C115,\"\")","v":""},{"$f":"IFERROR(repcalc('Lives scenario - input'!$CX115:$GJ115,'Lives scenario - input'!$I115,'Lives scenario - input'!$G115,'Lives scenario - input'!$H115,20,TRUE,TRUE),\"\")","v":""},"","","","","","","","","","","","","","","","","","","",{"$f":"IFERROR(IF(OR(D130=\"\",'Lives scenario - input'!$F115=\"\"),\"\",D130/'Lives scenario - input'!$F115),\"\")","v":""},{"$f":"IFERROR(IF(OR(E130=\"\",'Lives scenario - input'!$F115=\"\"),\"\",E130/'Lives scenario - input'!$F115),\"\")","v":""},{"$f":"IFERROR(IF(OR(F130=\"\",'Lives scenario - input'!$F115=\"\"),\"\",F130/'Lives scenario - input'!$F115),\"\")","v":""},{"$f":"IFERROR(IF(OR(G130=\"\",'Lives scenario - input'!$F115=\"\"),\"\",G130/'Lives scenario - input'!$F115),\"\")","v":""},{"$f":"IFERROR(IF(OR(H130=\"\",'Lives scenario - input'!$F115=\"\"),\"\",H130/'Lives scenario - input'!$F115),\"\")","v":""},{"$f":"IFERROR(IF(OR(I130=\"\",'Lives scenario - input'!$F115=\"\"),\"\",I130/'Lives scenario - input'!$F115),\"\")","v":""},{"$f":"IFERROR(IF(OR(J130=\"\",'Lives scenario - input'!$F115=\"\"),\"\",J130/'Lives scenario - input'!$F115),\"\")","v":""},{"$f":"IFERROR(IF(OR(K130=\"\",'Lives scenario - input'!$F115=\"\"),\"\",K130/'Lives scenario - input'!$F115),\"\")","v":""},{"$f":"IFERROR(IF(OR(L130=\"\",'Lives scenario - input'!$F115=\"\"),\"\",L130/'Lives scenario - input'!$F115),\"\")","v":""},{"$f":"IFERROR(IF(OR(M130=\"\",'Lives scenario - input'!$F115=\"\"),\"\",M130/'Lives scenario - input'!$F115),\"\")","v":""},{"$f":"IFERROR(IF(OR(N130=\"\",'Lives scenario - input'!$F115=\"\"),\"\",N130/'Lives scenario - input'!$F115),\"\")","v":""},{"$f":"IFERROR(IF(OR(O130=\"\",'Lives scenario - input'!$F115=\"\"),\"\",O130/'Lives scenario - input'!$F115),\"\")","v":""},{"$f":"IFERROR(IF(OR(P130=\"\",'Lives scenario - input'!$F115=\"\"),\"\",P130/'Lives scenario - input'!$F115),\"\")","v":""},{"$f":"IFERROR(IF(OR(Q130=\"\",'Lives scenario - input'!$F115=\"\"),\"\",Q130/'Lives scenario - input'!$F115),\"\")","v":""},{"$f":"IFERROR(IF(OR(R130=\"\",'Lives scenario - input'!$F115=\"\"),\"\",R130/'Lives scenario - input'!$F115),\"\")","v":""},{"$f":"IFERROR(IF(OR(S130=\"\",'Lives scenario - input'!$F115=\"\"),\"\",S130/'Lives scenario - input'!$F115),\"\")","v":""},{"$f":"IFERROR(IF(OR(T130=\"\",'Lives scenario - input'!$F115=\"\"),\"\",T130/'Lives scenario - input'!$F115),\"\")","v":""},{"$f":"IFERROR(IF(OR(U130=\"\",'Lives scenario - input'!$F115=\"\"),\"\",U130/'Lives scenario - input'!$F115),\"\")","v":""},{"$f":"IFERROR(IF(OR(V130=\"\",'Lives scenario - input'!$F115=\"\"),\"\",V130/'Lives scenario - input'!$F115),\"\")","v":""},{"$f":"IFERROR(IF(OR(W130=\"\",'Lives scenario - input'!$F115=\"\"),\"\",W130/'Lives scenario - input'!$F115),\"\")","v":""}]
[{"$f":"IFERROR('Lives scenario - input'!A116,\"\")","v":""},{"$f":"IFERROR('Lives scenario - input'!B116,\"\")","v":""},{"$f":"IFERROR('Lives scenario - input'!C116,\"\")","v":""},{"$f":"IFERROR(repcalc('Lives scenario - input'!$CX116:$GJ116,'Lives scenario - input'!$I116,'Lives scenario - input'!$G116,'Lives scenario - input'!$H116,20,TRUE,TRUE),\"\")","v":""},"","","","","","","","","","","","","","","","","","","",{"$f":"IFERROR(IF(OR(D131=\"\",'Lives scenario - input'!$F116=\"\"),\"\",D131/'Lives scenario - input'!$F116),\"\")","v":""},{"$f":"IFERROR(IF(OR(E131=\"\",'Lives scenario - input'!$F116=\"\"),\"\",E131/'Lives scenario - input'!$F116),\"\")","v":""},{"$f":"IFERROR(IF(OR(F131=\"\",'Lives scenario - input'!$F116=\"\"),\"\",F131/'Lives scenario - input'!$F116),\"\")","v":""},{"$f":"IFERROR(IF(OR(G131=\"\",'Lives scenario - input'!$F116=\"\"),\"\",G131/'Lives scenario - input'!$F116),\"\")","v":""},{"$f":"IFERROR(IF(OR(H131=\"\",'Lives scenario - input'!$F116=\"\"),\"\",H131/'Lives scenario - input'!$F116),\"\")","v":""},{"$f":"IFERROR(IF(OR(I131=\"\",'Lives scenario - input'!$F116=\"\"),\"\",I131/'Lives scenario - input'!$F116),\"\")","v":""},{"$f":"IFERROR(IF(OR(J131=\"\",'Lives scenario - input'!$F116=\"\"),\"\",J131/'Lives scenario - input'!$F116),\"\")","v":""},{"$f":"IFERROR(IF(OR(K131=\"\",'Lives scenario - input'!$F116=\"\"),\"\",K131/'Lives scenario - input'!$F116),\"\")","v":""},{"$f":"IFERROR(IF(OR(L131=\"\",'Lives scenario - input'!$F116=\"\"),\"\",L131/'Lives scenario - input'!$F116),\"\")","v":""},{"$f":"IFERROR(IF(OR(M131=\"\",'Lives scenario - input'!$F116=\"\"),\"\",M131/'Lives scenario - input'!$F116),\"\")","v":""},{"$f":"IFERROR(IF(OR(N131=\"\",'Lives scenario - input'!$F116=\"\"),\"\",N131/'Lives scenario - input'!$F116),\"\")","v":""},{"$f":"IFERROR(IF(OR(O131=\"\",'Lives scenario - input'!$F116=\"\"),\"\",O131/'Lives scenario - input'!$F116),\"\")","v":""},{"$f":"IFERROR(IF(OR(P131=\"\",'Lives scenario - input'!$F116=\"\"),\"\",P131/'Lives scenario - input'!$F116),\"\")","v":""},{"$f":"IFERROR(IF(OR(Q131=\"\",'Lives scenario - input'!$F116=\"\"),\"\",Q131/'Lives scenario - input'!$F116),\"\")","v":""},{"$f":"IFERROR(IF(OR(R131=\"\",'Lives scenario - input'!$F116=\"\"),\"\",R131/'Lives scenario - input'!$F116),\"\")","v":""},{"$f":"IFERROR(IF(OR(S131=\"\",'Lives scenario - input'!$F116=\"\"),\"\",S131/'Lives scenario - input'!$F116),\"\")","v":""},{"$f":"IFERROR(IF(OR(T131=\"\",'Lives scenario - input'!$F116=\"\"),\"\",T131/'Lives scenario - input'!$F116),\"\")","v":""},{"$f":"IFERROR(IF(OR(U131=\"\",'Lives scenario - input'!$F116=\"\"),\"\",U131/'Lives scenario - input'!$F116),\"\")","v":""},{"$f":"IFERROR(IF(OR(V131=\"\",'Lives scenario - input'!$F116=\"\"),\"\",V131/'Lives scenario - input'!$F116),\"\")","v":""},{"$f":"IFERROR(IF(OR(W131=\"\",'Lives scenario - input'!$F116=\"\"),\"\",W131/'Lives scenario - input'!$F116),\"\")","v":""}]
[{"$f":"IFERROR('Lives scenario - input'!A117,\"\")","v":""},{"$f":"IFERROR('Lives scenario - input'!B117,\"\")","v":""},{"$f":"IFERROR('Lives scenario - input'!C117,\"\")","v":""},{"$f":"IFERROR(repcalc('Lives scenario - input'!$CX117:$GJ117,'Lives scenario - input'!$I117,'Lives scenario - input'!$G117,'Lives scenario - input'!$H117,20,TRUE,TRUE),\"\")","v":""},"","","","","","","","","","","","","","","","","","","",{"$f":"IFERROR(IF(OR(D132=\"\",'Lives scenario - input'!$F117=\"\"),\"\",D132/'Lives scenario - input'!$F117),\"\")","v":""},{"$f":"IFERROR(IF(OR(E132=\"\",'Lives scenario - input'!$F117=\"\"),\"\",E132/'Lives scenario - input'!$F117),\"\")","v":""},{"$f":"IFERROR(IF(OR(F132=\"\",'Lives scenario - input'!$F117=\"\"),\"\",F132/'Lives scenario - input'!$F117),\"\")","v":""},{"$f":"IFERROR(IF(OR(G132=\"\",'Lives scenario - input'!$F117=\"\"),\"\",G132/'Lives scenario - input'!$F117),\"\")","v":""},{"$f":"IFERROR(IF(OR(H132=\"\",'Lives scenario - input'!$F117=\"\"),\"\",H132/'Lives scenario - input'!$F117),\"\")","v":""},{"$f":"IFERROR(IF(OR(I132=\"\",'Lives scenario - input'!$F117=\"\"),\"\",I132/'Lives scenario - input'!$F117),\"\")","v":""},{"$f":"IFERROR(IF(OR(J132=\"\",'Lives scenario - input'!$F117=\"\"),\"\",J132/'Lives scenario - input'!$F117),\"\")","v":""},{"$f":"IFERROR(IF(OR(K132=\"\",'Lives scenario - input'!$F117=\"\"),\"\",K132/'Lives scenario - input'!$F117),\"\")","v":""},{"$f":"IFERROR(IF(OR(L132=\"\",'Lives scenario - input'!$F117=\"\"),\"\",L132/'Lives scenario - input'!$F117),\"\")","v":""},{"$f":"IFERROR(IF(OR(M132=\"\",'Lives scenario - input'!$F117=\"\"),\"\",M132/'Lives scenario - input'!$F117),\"\")","v":""},{"$f":"IFERROR(IF(OR(N132=\"\",'Lives scenario - input'!$F117=\"\"),\"\",N132/'Lives scenario - input'!$F117),\"\")","v":""},{"$f":"IFERROR(IF(OR(O132=\"\",'Lives scenario - input'!$F117=\"\"),\"\",O132/'Lives scenario - input'!$F117),\"\")","v":""},{"$f":"IFERROR(IF(OR(P132=\"\",'Lives scenario - input'!$F117=\"\"),\"\",P132/'Lives scenario - input'!$F117),\"\")","v":""},{"$f":"IFERROR(IF(OR(Q132=\"\",'Lives scenario - input'!$F117=\"\"),\"\",Q132/'Lives scenario - input'!$F117),\"\")","v":""},{"$f":"IFERROR(IF(OR(R132=\"\",'Lives scenario - input'!$F117=\"\"),\"\",R132/'Lives scenario - input'!$F117),\"\")","v":""},{"$f":"IFERROR(IF(OR(S132=\"\",'Lives scenario - input'!$F117=\"\"),\"\",S132/'Lives scenario - input'!$F117),\"\")","v":""},{"$f":"IFERROR(IF(OR(T132=\"\",'Lives scenario - input'!$F117=\"\"),\"\",T132/'Lives scenario - input'!$F117),\"\")","v":""},{"$f":"IFERROR(IF(OR(U132=\"\",'Lives scenario - input'!$F117=\"\"),\"\",U132/'Lives scenario - input'!$F117),\"\")","v":""},{"$f":"IFERROR(IF(OR(V132=\"\",'Lives scenario - input'!$F117=\"\"),\"\",V132/'Lives scenario - input'!$F117),\"\")","v":""},{"$f":"IFERROR(IF(OR(W132=\"\",'Lives scenario - input'!$F117=\"\"),\"\",W132/'Lives scenario - input'!$F117),\"\")","v":""}]
[{"$f":"IFERROR('Lives scenario - input'!A118,\"\")","v":""},{"$f":"IFERROR('Lives scenario - input'!B118,\"\")","v":""},{"$f":"IFERROR('Lives scenario - input'!C118,\"\")","v":""},{"$f":"IFERROR(repcalc('Lives scenario - input'!$CX118:$GJ118,'Lives scenario - input'!$I118,'Lives scenario - input'!$G118,'Lives scenario - input'!$H118,20,TRUE,TRUE),\"\")","v":""},"","","","","","","","","","","","","","","","","","","",{"$f":"IFERROR(IF(OR(D133=\"\",'Lives scenario - input'!$F118=\"\"),\"\",D133/'Lives scenario - input'!$F118),\"\")","v":""},{"$f":"IFERROR(IF(OR(E133=\"\",'Lives scenario - input'!$F118=\"\"),\"\",E133/'Lives scenario - input'!$F118),\"\")","v":""},{"$f":"IFERROR(IF(OR(F133=\"\",'Lives scenario - input'!$F118=\"\"),\"\",F133/'Lives scenario - input'!$F118),\"\")","v":""},{"$f":"IFERROR(IF(OR(G133=\"\",'Lives scenario - input'!$F118=\"\"),\"\",G133/'Lives scenario - input'!$F118),\"\")","v":""},{"$f":"IFERROR(IF(OR(H133=\"\",'Lives scenario - input'!$F118=\"\"),\"\",H133/'Lives scenario - input'!$F118),\"\")","v":""},{"$f":"IFERROR(IF(OR(I133=\"\",'Lives scenario - input'!$F118=\"\"),\"\",I133/'Lives scenario - input'!$F118),\"\")","v":""},{"$f":"IFERROR(IF(OR(J133=\"\",'Lives scenario - input'!$F118=\"\"),\"\",J133/'Lives scenario - input'!$F118),\"\")","v":""},{"$f":"IFERROR(IF(OR(K133=\"\",'Lives scenario - input'!$F118=\"\"),\"\",K133/'Lives scenario - input'!$F118),\"\")","v":""},{"$f":"IFERROR(IF(OR(L133=\"\",'Lives scenario - input'!$F118=\"\"),\"\",L133/'Lives scenario - input'!$F118),\"\")","v":""},{"$f":"IFERROR(IF(OR(M133=\"\",'Lives scenario - input'!$F118=\"\"),\"\",M133/'Lives scenario - input'!$F118),\"\")","v":""},{"$f":"IFERROR(IF(OR(N133=\"\",'Lives scenario - input'!$F118=\"\"),\"\",N133/'Lives scenario - input'!$F118),\"\")","v":""},{"$f":"IFERROR(IF(OR(O133=\"\",'Lives scenario - input'!$F118=\"\"),\"\",O133/'Lives scenario - input'!$F118),\"\")","v":""},{"$f":"IFERROR(IF(OR(P133=\"\",'Lives scenario - input'!$F118=\"\"),\"\",P133/'Lives scenario - input'!$F118),\"\")","v":""},{"$f":"IFERROR(IF(OR(Q133=\"\",'Lives scenario - input'!$F118=\"\"),\"\",Q133/'Lives scenario - input'!$F118),\"\")","v":""},{"$f":"IFERROR(IF(OR(R133=\"\",'Lives scenario - input'!$F118=\"\"),\"\",R133/'Lives scenario - input'!$F118),\"\")","v":""},{"$f":"IFERROR(IF(OR(S133=\"\",'Lives scenario - input'!$F118=\"\"),\"\",S133/'Lives scenario - input'!$F118),\"\")","v":""},{"$f":"IFERROR(IF(OR(T133=\"\",'Lives scenario - input'!$F118=\"\"),\"\",T133/'Lives scenario - input'!$F118),\"\")","v":""},{"$f":"IFERROR(IF(OR(U133=\"\",'Lives scenario - input'!$F118=\"\"),\"\",U133/'Lives scenario - input'!$F118),\"\")","v":""},{"$f":"IFERROR(IF(OR(V133=\"\",'Lives scenario - input'!$F118=\"\"),\"\",V133/'Lives scenario - input'!$F118),\"\")","v":""},{"$f":"IFERROR(IF(OR(W133=\"\",'Lives scenario - input'!$F118=\"\"),\"\",W133/'Lives scenario - input'!$F118),\"\")","v":""}]
[{"$f":"IFERROR('Lives scenario - input'!A119,\"\")","v":""},{"$f":"IFERROR('Lives scenario - input'!B119,\"\")","v":""},{"$f":"IFERROR('Lives scenario - input'!C119,\"\")","v":""},{"$f":"IFERROR(repcalc('Lives scenario - input'!$CX119:$GJ119,'Lives scenario - input'!$I119,'Lives scenario - input'!$G119,'Lives scenario - input'!$H119,20,TRUE,TRUE),\"\")","v":""},"","","","","","","","","","","","","","","","","","","",{"$f":"IFERROR(IF(OR(D134=\"\",'Lives scenario - input'!$F119=\"\"),\"\",D134/'Lives scenario - input'!$F119),\"\")","v":""},{"$f":"IFERROR(IF(OR(E134=\"\",'Lives scenario - input'!$F119=\"\"),\"\",E134/'Lives scenario - input'!$F119),\"\")","v":""},{"$f":"IFERROR(IF(OR(F134=\"\",'Lives scenario - input'!$F119=\"\"),\"\",F134/'Lives scenario - input'!$F119),\"\")","v":""},{"$f":"IFERROR(IF(OR(G134=\"\",'Lives scenario - input'!$F119=\"\"),\"\",G134/'Lives scenario - input'!$F119),\"\")","v":""},{"$f":"IFERROR(IF(OR(H134=\"\",'Lives scenario - input'!$F119=\"\"),\"\",H134/'Lives scenario - input'!$F119),\"\")","v":""},{"$f":"IFERROR(IF(OR(I134=\"\",'Lives scenario - input'!$F119=\"\"),\"\",I134/'Lives scenario - input'!$F119),\"\")","v":""},{"$f":"IFERROR(IF(OR(J134=\"\",'Lives scenario - input'!$F119=\"\"),\"\",J134/'Lives scenario - input'!$F119),\"\")","v":""},{"$f":"IFERROR(IF(OR(K134=\"\",'Lives scenario - input'!$F119=\"\"),\"\",K134/'Lives scenario - input'!$F119),\"\")","v":""},{"$f":"IFERROR(IF(OR(L134=\"\",'Lives scenario - input'!$F119=\"\"),\"\",L134/'Lives scenario - input'!$F119),\"\")","v":""},{"$f":"IFERROR(IF(OR(M134=\"\",'Lives scenario - input'!$F119=\"\"),\"\",M134/'Lives scenario - input'!$F119),\"\")","v":""},{"$f":"IFERROR(IF(OR(N134=\"\",'Lives scenario - input'!$F119=\"\"),\"\",N134/'Lives scenario - input'!$F119),\"\")","v":""},{"$f":"IFERROR(IF(OR(O134=\"\",'Lives scenario - input'!$F119=\"\"),\"\",O134/'Lives scenario - input'!$F119),\"\")","v":""},{"$f":"IFERROR(IF(OR(P134=\"\",'Lives scenario - input'!$F119=\"\"),\"\",P134/'Lives scenario - input'!$F119),\"\")","v":""},{"$f":"IFERROR(IF(OR(Q134=\"\",'Lives scenario - input'!$F119=\"\"),\"\",Q134/'Lives scenario - input'!$F119),\"\")","v":""},{"$f":"IFERROR(IF(OR(R134=\"\",'Lives scenario - input'!$F119=\"\"),\"\",R134/'Lives scenario - input'!$F119),\"\")","v":""},{"$f":"IFERROR(IF(OR(S134=\"\",'Lives scenario - input'!$F119=\"\"),\"\",S134/'Lives scenario - input'!$F119),\"\")","v":""},{"$f":"IFERROR(IF(OR(T134=\"\",'Lives scenario - input'!$F119=\"\"),\"\",T134/'Lives scenario - input'!$F119),\"\")","v":""},{"$f":"IFERROR(IF(OR(U134=\"\",'Lives scenario - input'!$F119=\"\"),\"\",U134/'Lives scenario - input'!$F119),\"\")","v":""},{"$f":"IFERROR(IF(OR(V134=\"\",'Lives scenario - input'!$F119=\"\"),\"\",V134/'Lives scenario - input'!$F119),\"\")","v":""},{"$f":"IFERROR(IF(OR(W134=\"\",'Lives scenario - input'!$F119=\"\"),\"\",W134/'Lives scenario - input'!$F119),\"\")","v":""}]
[{"$f":"IFERROR('Lives scenario - input'!A120,\"\")","v":""},{"$f":"IFERROR('Lives scenario - input'!B120,\"\")","v":""},{"$f":"IFERROR('Lives scenario - input'!C120,\"\")","v":""},{"$f":"IFERROR(repcalc('Lives scenario - input'!$CX120:$GJ120,'Lives scenario - input'!$I120,'Lives scenario - input'!$G120,'Lives scenario - input'!$H120,20,TRUE,TRUE),\"\")","v":""},"","","","","","","","","","","","","","","","","","","",{"$f":"IFERROR(IF(OR(D135=\"\",'Lives scenario - input'!$F120=\"\"),\"\",D135/'Lives scenario - input'!$F120),\"\")","v":""},{"$f":"IFERROR(IF(OR(E135=\"\",'Lives scenario - input'!$F120=\"\"),\"\",E135/'Lives scenario - input'!$F120),\"\")","v":""},{"$f":"IFERROR(IF(OR(F135=\"\",'Lives scenario - input'!$F120=\"\"),\"\",F135/'Lives scenario - input'!$F120),\"\")","v":""},{"$f":"IFERROR(IF(OR(G135=\"\",'Lives scenario - input'!$F120=\"\"),\"\",G135/'Lives scenario - input'!$F120),\"\")","v":""},{"$f":"IFERROR(IF(OR(H135=\"\",'Lives scenario - input'!$F120=\"\"),\"\",H135/'Lives scenario - input'!$F120),\"\")","v":""},{"$f":"IFERROR(IF(OR(I135=\"\",'Lives scenario - input'!$F120=\"\"),\"\",I135/'Lives scenario - input'!$F120),\"\")","v":""},{"$f":"IFERROR(IF(OR(J135=\"\",'Lives scenario - input'!$F120=\"\"),\"\",J135/'Lives scenario - input'!$F120),\"\")","v":""},{"$f":"IFERROR(IF(OR(K135=\"\",'Lives scenario - input'!$F120=\"\"),\"\",K135/'Lives scenario - input'!$F120),\"\")","v":""},{"$f":"IFERROR(IF(OR(L135=\"\",'Lives scenario - input'!$F120=\"\"),\"\",L135/'Lives scenario - input'!$F120),\"\")","v":""},{"$f":"IFERROR(IF(OR(M135=\"\",'Lives scenario - input'!$F120=\"\"),\"\",M135/'Lives scenario - input'!$F120),\"\")","v":""},{"$f":"IFERROR(IF(OR(N135=\"\",'Lives scenario - input'!$F120=\"\"),\"\",N135/'Lives scenario - input'!$F120),\"\")","v":""},{"$f":"IFERROR(IF(OR(O135=\"\",'Lives scenario - input'!$F120=\"\"),\"\",O135/'Lives scenario - input'!$F120),\"\")","v":""},{"$f":"IFERROR(IF(OR(P135=\"\",'Lives scenario - input'!$F120=\"\"),\"\",P135/'Lives scenario - input'!$F120),\"\")","v":""},{"$f":"IFERROR(IF(OR(Q135=\"\",'Lives scenario - input'!$F120=\"\"),\"\",Q135/'Lives scenario - input'!$F120),\"\")","v":""},{"$f":"IFERROR(IF(OR(R135=\"\",'Lives scenario - input'!$F120=\"\"),\"\",R135/'Lives scenario - input'!$F120),\"\")","v":""},{"$f":"IFERROR(IF(OR(S135=\"\",'Lives scenario - input'!$F120=\"\"),\"\",S135/'Lives scenario - input'!$F120),\"\")","v":""},{"$f":"IFERROR(IF(OR(T135=\"\",'Lives scenario - input'!$F120=\"\"),\"\",T135/'Lives scenario - input'!$F120),\"\")","v":""},{"$f":"IFERROR(IF(OR(U135=\"\",'Lives scenario - input'!$F120=\"\"),\"\",U135/'Lives scenario - input'!$F120),\"\")","v":""},{"$f":"IFERROR(IF(OR(V135=\"\",'Lives scenario - input'!$F120=\"\"),\"\",V135/'Lives scenario - input'!$F120),\"\")","v":""},{"$f":"IFERROR(IF(OR(W135=\"\",'Lives scenario - input'!$F120=\"\"),\"\",W135/'Lives scenario - input'!$F120),\"\")","v":""}]
[{"$f":"IFERROR('Lives scenario - input'!A121,\"\")","v":""},{"$f":"IFERROR('Lives scenario - input'!B121,\"\")","v":""},{"$f":"IFERROR('Lives scenario - input'!C121,\"\")","v":""},{"$f":"IFERROR(repcalc('Lives scenario - input'!$CX121:$GJ121,'Lives scenario - input'!$I121,'Lives scenario - input'!$G121,'Lives scenario - input'!$H121,20,TRUE,TRUE),\"\")","v":""},"","","","","","","","","","","","","","","","","","","",{"$f":"IFERROR(IF(OR(D136=\"\",'Lives scenario - input'!$F121=\"\"),\"\",D136/'Lives scenario - input'!$F121),\"\")","v":""},{"$f":"IFERROR(IF(OR(E136=\"\",'Lives scenario - input'!$F121=\"\"),\"\",E136/'Lives scenario - input'!$F121),\"\")","v":""},{"$f":"IFERROR(IF(OR(F136=\"\",'Lives scenario - input'!$F121=\"\"),\"\",F136/'Lives scenario - input'!$F121),\"\")","v":""},{"$f":"IFERROR(IF(OR(G136=\"\",'Lives scenario - input'!$F121=\"\"),\"\",G136/'Lives scenario - input'!$F121),\"\")","v":""},{"$f":"IFERROR(IF(OR(H136=\"\",'Lives scenario - input'!$F121=\"\"),\"\",H136/'Lives scenario - input'!$F121),\"\")","v":""},{"$f":"IFERROR(IF(OR(I136=\"\",'Lives scenario - input'!$F121=\"\"),\"\",I136/'Lives scenario - input'!$F121),\"\")","v":""},{"$f":"IFERROR(IF(OR(J136=\"\",'Lives scenario - input'!$F121=\"\"),\"\",J136/'Lives scenario - input'!$F121),\"\")","v":""},{"$f":"IFERROR(IF(OR(K136=\"\",'Lives scenario - input'!$F121=\"\"),\"\",K136/'Lives scenario - input'!$F121),\"\")","v":""},{"$f":"IFERROR(IF(OR(L136=\"\",'Lives scenario - input'!$F121=\"\"),\"\",L136/'Lives scenario - input'!$F121),\"\")","v":""},{"$f":"IFERROR(IF(OR(M136=\"\",'Lives scenario - input'!$F121=\"\"),\"\",M136/'Lives scenario - input'!$F121),\"\")","v":""},{"$f":"IFERROR(IF(OR(N136=\"\",'Lives scenario - input'!$F121=\"\"),\"\",N136/'Lives scenario - input'!$F121),\"\")","v":""},{"$f":"IFERROR(IF(OR(O136=\"\",'Lives scenario - input'!$F121=\"\"),\"\",O136/'Lives scenario - input'!$F121),\"\")","v":""},{"$f":"IFERROR(IF(OR(P136=\"\",'Lives scenario - input'!$F121=\"\"),\"\",P136/'Lives scenario - input'!$F121),\"\")","v":""},{"$f":"IFERROR(IF(OR(Q136=\"\",'Lives scenario - input'!$F121=\"\"),\"\",Q136/'Lives scenario - input'!$F121),\"\")","v":""},{"$f":"IFERROR(IF(OR(R136=\"\",'Lives scenario - input'!$F121=\"\"),\"\",R136/'Lives scenario - input'!$F121),\"\")","v":""},{"$f":"IFERROR(IF(OR(S136=\"\",'Lives scenario - input'!$F121=\"\"),\"\",S136/'Lives scenario - input'!$F121),\"\")","v":""},{"$f":"IFERROR(IF(OR(T136=\"\",'Lives scenario - input'!$F121=\"\"),\"\",T136/'Lives scenario - input'!$F121),\"\")","v":""},{"$f":"IFERROR(IF(OR(U136=\"\",'Lives scenario - input'!$F121=\"\"),\"\",U136/'Lives scenario - input'!$F121),\"\")","v":""},{"$f":"IFERROR(IF(OR(V136=\"\",'Lives scenario - input'!$F121=\"\"),\"\",V136/'Lives scenario - input'!$F121),\"\")","v":""},{"$f":"IFERROR(IF(OR(W136=\"\",'Lives scenario - input'!$F121=\"\"),\"\",W136/'Lives scenario - input'!$F121),\"\")","v":""}]
[{"$f":"IFERROR('Lives scenario - input'!A122,\"\")","v":""},{"$f":"IFERROR('Lives scenario - input'!B122,\"\")","v":""},{"$f":"IFERROR('Lives scenario - input'!C122,\"\")","v":""},{"$f":"IFERROR(repcalc('Lives scenario - input'!$CX122:$GJ122,'Lives scenario - input'!$I122,'Lives scenario - input'!$G122,'Lives scenario - input'!$H122,20,TRUE,TRUE),\"\")","v":""},"","","","","","","","","","","","","","","","","","","",{"$f":"IFERROR(IF(OR(D137=\"\",'Lives scenario - input'!$F122=\"\"),\"\",D137/'Lives scenario - input'!$F122),\"\")","v":""},{"$f":"IFERROR(IF(OR(E137=\"\",'Lives scenario - input'!$F122=\"\"),\"\",E137/'Lives scenario - input'!$F122),\"\")","v":""},{"$f":"IFERROR(IF(OR(F137=\"\",'Lives scenario - input'!$F122=\"\"),\"\",F137/'Lives scenario - input'!$F122),\"\")","v":""},{"$f":"IFERROR(IF(OR(G137=\"\",'Lives scenario - input'!$F122=\"\"),\"\",G137/'Lives scenario - input'!$F122),\"\")","v":""},{"$f":"IFERROR(IF(OR(H137=\"\",'Lives scenario - input'!$F122=\"\"),\"\",H137/'Lives scenario - input'!$F122),\"\")","v":""},{"$f":"IFERROR(IF(OR(I137=\"\",'Lives scenario - input'!$F122=\"\"),\"\",I137/'Lives scenario - input'!$F122),\"\")","v":""},{"$f":"IFERROR(IF(OR(J137=\"\",'Lives scenario - input'!$F122=\"\"),\"\",J137/'Lives scenario - input'!$F122),\"\")","v":""},{"$f":"IFERROR(IF(OR(K137=\"\",'Lives scenario - input'!$F122=\"\"),\"\",K137/'Lives scenario - input'!$F122),\"\")","v":""},{"$f":"IFERROR(IF(OR(L137=\"\",'Lives scenario - input'!$F122=\"\"),\"\",L137/'Lives scenario - input'!$F122),\"\")","v":""},{"$f":"IFERROR(IF(OR(M137=\"\",'Lives scenario - input'!$F122=\"\"),\"\",M137/'Lives scenario - input'!$F122),\"\")","v":""},{"$f":"IFERROR(IF(OR(N137=\"\",'Lives scenario - input'!$F122=\"\"),\"\",N137/'Lives scenario - input'!$F122),\"\")","v":""},{"$f":"IFERROR(IF(OR(O137=\"\",'Lives scenario - input'!$F122=\"\"),\"\",O137/'Lives scenario - input'!$F122),\"\")","v":""},{"$f":"IFERROR(IF(OR(P137=\"\",'Lives scenario - input'!$F122=\"\"),\"\",P137/'Lives scenario - input'!$F122),\"\")","v":""},{"$f":"IFERROR(IF(OR(Q137=\"\",'Lives scenario - input'!$F122=\"\"),\"\",Q137/'Lives scenario - input'!$F122),\"\")","v":""},{"$f":"IFERROR(IF(OR(R137=\"\",'Lives scenario - input'!$F122=\"\"),\"\",R137/'Lives scenario - input'!$F122),\"\")","v":""},{"$f":"IFERROR(IF(OR(S137=\"\",'Lives scenario - input'!$F122=\"\"),\"\",S137/'Lives scenario - input'!$F122),\"\")","v":""},{"$f":"IFERROR(IF(OR(T137=\"\",'Lives scenario - input'!$F122=\"\"),\"\",T137/'Lives scenario - input'!$F122),\"\")","v":""},{"$f":"IFERROR(IF(OR(U137=\"\",'Lives scenario - input'!$F122=\"\"),\"\",U137/'Lives scenario - input'!$F122),\"\")","v":""},{"$f":"IFERROR(IF(OR(V137=\"\",'Lives scenario - input'!$F122=\"\"),\"\",V137/'Lives scenario - input'!$F122),\"\")","v":""},{"$f":"IFERROR(IF(OR(W137=\"\",'Lives scenario - input'!$F122=\"\"),\"\",W137/'Lives scenario - input'!$F122),\"\")","v":""}]
[{"$f":"IFERROR('Lives scenario - input'!A123,\"\")","v":""},{"$f":"IFERROR('Lives scenario - input'!B123,\"\")","v":""},{"$f":"IFERROR('Lives scenario - input'!C123,\"\")","v":""},{"$f":"IFERROR(repcalc('Lives scenario - input'!$CX123:$GJ123,'Lives scenario - input'!$I123,'Lives scenario - input'!$G123,'Lives scenario - input'!$H123,20,TRUE,TRUE),\"\")","v":""},"","","","","","","","","","","","","","","","","","","",{"$f":"IFERROR(IF(OR(D138=\"\",'Lives scenario - input'!$F123=\"\"),\"\",D138/'Lives scenario - input'!$F123),\"\")","v":""},{"$f":"IFERROR(IF(OR(E138=\"\",'Lives scenario - input'!$F123=\"\"),\"\",E138/'Lives scenario - input'!$F123),\"\")","v":""},{"$f":"IFERROR(IF(OR(F138=\"\",'Lives scenario - input'!$F123=\"\"),\"\",F138/'Lives scenario - input'!$F123),\"\")","v":""},{"$f":"IFERROR(IF(OR(G138=\"\",'Lives scenario - input'!$F123=\"\"),\"\",G138/'Lives scenario - input'!$F123),\"\")","v":""},{"$f":"IFERROR(IF(OR(H138=\"\",'Lives scenario - input'!$F123=\"\"),\"\",H138/'Lives scenario - input'!$F123),\"\")","v":""},{"$f":"IFERROR(IF(OR(I138=\"\",'Lives scenario - input'!$F123=\"\"),\"\",I138/'Lives scenario - input'!$F123),\"\")","v":""},{"$f":"IFERROR(IF(OR(J138=\"\",'Lives scenario - input'!$F123=\"\"),\"\",J138/'Lives scenario - input'!$F123),\"\")","v":""},{"$f":"IFERROR(IF(OR(K138=\"\",'Lives scenario - input'!$F123=\"\"),\"\",K138/'Lives scenario - input'!$F123),\"\")","v":""},{"$f":"IFERROR(IF(OR(L138=\"\",'Lives scenario - input'!$F123=\"\"),\"\",L138/'Lives scenario - input'!$F123),\"\")","v":""},{"$f":"IFERROR(IF(OR(M138=\"\",'Lives scenario - input'!$F123=\"\"),\"\",M138/'Lives scenario - input'!$F123),\"\")","v":""},{"$f":"IFERROR(IF(OR(N138=\"\",'Lives scenario - input'!$F123=\"\"),\"\",N138/'Lives scenario - input'!$F123),\"\")","v":""},{"$f":"IFERROR(IF(OR(O138=\"\",'Lives scenario - input'!$F123=\"\"),\"\",O138/'Lives scenario - input'!$F123),\"\")","v":""},{"$f":"IFERROR(IF(OR(P138=\"\",'Lives scenario - input'!$F123=\"\"),\"\",P138/'Lives scenario - input'!$F123),\"\")","v":""},{"$f":"IFERROR(IF(OR(Q138=\"\",'Lives scenario - input'!$F123=\"\"),\"\",Q138/'Lives scenario - input'!$F123),\"\")","v":""},{"$f":"IFERROR(IF(OR(R138=\"\",'Lives scenario - input'!$F123=\"\"),\"\",R138/'Lives scenario - input'!$F123),\"\")","v":""},{"$f":"IFERROR(IF(OR(S138=\"\",'Lives scenario - input'!$F123=\"\"),\"\",S138/'Lives scenario - input'!$F123),\"\")","v":""},{"$f":"IFERROR(IF(OR(T138=\"\",'Lives scenario - input'!$F123=\"\"),\"\",T138/'Lives scenario - input'!$F123),\"\")","v":""},{"$f":"IFERROR(IF(OR(U138=\"\",'Lives scenario - input'!$F123=\"\"),\"\",U138/'Lives scenario - input'!$F123),\"\")","v":""},{"$f":"IFERROR(IF(OR(V138=\"\",'Lives scenario - input'!$F123=\"\"),\"\",V138/'Lives scenario - input'!$F123),\"\")","v":""},{"$f":"IFERROR(IF(OR(W138=\"\",'Lives scenario - input'!$F123=\"\"),\"\",W138/'Lives scenario - input'!$F123),\"\")","v":""}]
[{"$f":"IFERROR('Lives scenario - input'!A124,\"\")","v":""},{"$f":"IFERROR('Lives scenario - input'!B124,\"\")","v":""},{"$f":"IFERROR('Lives scenario - input'!C124,\"\")","v":""},{"$f":"IFERROR(repcalc('Lives scenario - input'!$CX124:$GJ124,'Lives scenario - input'!$I124,'Lives scenario - input'!$G124,'Lives scenario - input'!$H124,20,TRUE,TRUE),\"\")","v":""},"","","","","","","","","","","","","","","","","","","",{"$f":"IFERROR(IF(OR(D139=\"\",'Lives scenario - input'!$F124=\"\"),\"\",D139/'Lives scenario - input'!$F124),\"\")","v":""},{"$f":"IFERROR(IF(OR(E139=\"\",'Lives scenario - input'!$F124=\"\"),\"\",E139/'Lives scenario - input'!$F124),\"\")","v":""},{"$f":"IFERROR(IF(OR(F139=\"\",'Lives scenario - input'!$F124=\"\"),\"\",F139/'Lives scenario - input'!$F124),\"\")","v":""},{"$f":"IFERROR(IF(OR(G139=\"\",'Lives scenario - input'!$F124=\"\"),\"\",G139/'Lives scenario - input'!$F124),\"\")","v":""},{"$f":"IFERROR(IF(OR(H139=\"\",'Lives scenario - input'!$F124=\"\"),\"\",H139/'Lives scenario - input'!$F124),\"\")","v":""},{"$f":"IFERROR(IF(OR(I139=\"\",'Lives scenario - input'!$F124=\"\"),\"\",I139/'Lives scenario - input'!$F124),\"\")","v":""},{"$f":"IFERROR(IF(OR(J139=\"\",'Lives scenario - input'!$F124=\"\"),\"\",J139/'Lives scenario - input'!$F124),\"\")","v":""},{"$f":"IFERROR(IF(OR(K139=\"\",'Lives scenario - input'!$F124=\"\"),\"\",K139/'Lives scenario - input'!$F124),\"\")","v":""},{"$f":"IFERROR(IF(OR(L139=\"\",'Lives scenario - input'!$F124=\"\"),\"\",L139/'Lives scenario - input'!$F124),\"\")","v":""},{"$f":"IFERROR(IF(OR(M139=\"\",'Lives scenario - input'!$F124=\"\"),\"\",M139/'Lives scenario - input'!$F124),\"\")","v":""},{"$f":"IFERROR(IF(OR(N139=\"\",'Lives scenario - input'!$F124=\"\"),\"\",N139/'Lives scenario - input'!$F124),\"\")","v":""},{"$f":"IFERROR(IF(OR(O139=\"\",'Lives scenario - input'!$F124=\"\"),\"\",O139/'Lives scenario - input'!$F124),\"\")","v":""},{"$f":"IFERROR(IF(OR(P139=\"\",'Lives scenario - input'!$F124=\"\"),\"\",P139/'Lives scenario - input'!$F124),\"\")","v":""},{"$f":"IFERROR(IF(OR(Q139=\"\",'Lives scenario - input'!$F124=\"\"),\"\",Q139/'Lives scenario - input'!$F124),\"\")","v":""},{"$f":"IFERROR(IF(OR(R139=\"\",'Lives scenario - input'!$F124=\"\"),\"\",R139/'Lives scenario - input'!$F124),\"\")","v":""},{"$f":"IFERROR(IF(OR(S139=\"\",'Lives scenario - input'!$F124=\"\"),\"\",S139/'Lives scenario - input'!$F124),\"\")","v":""},{"$f":"IFERROR(IF(OR(T139=\"\",'Lives scenario - input'!$F124=\"\"),\"\",T139/'Lives scenario - input'!$F124),\"\")","v":""},{"$f":"IFERROR(IF(OR(U139=\"\",'Lives scenario - input'!$F124=\"\"),\"\",U139/'Lives scenario - input'!$F124),\"\")","v":""},{"$f":"IFERROR(IF(OR(V139=\"\",'Lives scenario - input'!$F124=\"\"),\"\",V139/'Lives scenario - input'!$F124),\"\")","v":""},{"$f":"IFERROR(IF(OR(W139=\"\",'Lives scenario - input'!$F124=\"\"),\"\",W139/'Lives scenario - input'!$F124),\"\")","v":""}]
[{"$f":"IFERROR('Lives scenario - input'!A125,\"\")","v":""},{"$f":"IFERROR('Lives scenario - input'!B125,\"\")","v":""},{"$f":"IFERROR('Lives scenario - input'!C125,\"\")","v":""},{"$f":"IFERROR(repcalc('Lives scenario - input'!$CX125:$GJ125,'Lives scenario - input'!$I125,'Lives scenario - input'!$G125,'Lives scenario - input'!$H125,20,TRUE,TRUE),\"\")","v":""},"","","","","","","","","","","","","","","","","","","",{"$f":"IFERROR(IF(OR(D140=\"\",'Lives scenario - input'!$F125=\"\"),\"\",D140/'Lives scenario - input'!$F125),\"\")","v":""},{"$f":"IFERROR(IF(OR(E140=\"\",'Lives scenario - input'!$F125=\"\"),\"\",E140/'Lives scenario - input'!$F125),\"\")","v":""},{"$f":"IFERROR(IF(OR(F140=\"\",'Lives scenario - input'!$F125=\"\"),\"\",F140/'Lives scenario - input'!$F125),\"\")","v":""},{"$f":"IFERROR(IF(OR(G140=\"\",'Lives scenario - input'!$F125=\"\"),\"\",G140/'Lives scenario - input'!$F125),\"\")","v":""},{"$f":"IFERROR(IF(OR(H140=\"\",'Lives scenario - input'!$F125=\"\"),\"\",H140/'Lives scenario - input'!$F125),\"\")","v":""},{"$f":"IFERROR(IF(OR(I140=\"\",'Lives scenario - input'!$F125=\"\"),\"\",I140/'Lives scenario - input'!$F125),\"\")","v":""},{"$f":"IFERROR(IF(OR(J140=\"\",'Lives scenario - input'!$F125=\"\"),\"\",J140/'Lives scenario - input'!$F125),\"\")","v":""},{"$f":"IFERROR(IF(OR(K140=\"\",'Lives scenario - input'!$F125=\"\"),\"\",K140/'Lives scenario - input'!$F125),\"\")","v":""},{"$f":"IFERROR(IF(OR(L140=\"\",'Lives scenario - input'!$F125=\"\"),\"\",L140/'Lives scenario - input'!$F125),\"\")","v":""},{"$f":"IFERROR(IF(OR(M140=\"\",'Lives scenario - input'!$F125=\"\"),\"\",M140/'Lives scenario - input'!$F125),\"\")","v":""},{"$f":"IFERROR(IF(OR(N140=\"\",'Lives scenario - input'!$F125=\"\"),\"\",N140/'Lives scenario - input'!$F125),\"\")","v":""},{"$f":"IFERROR(IF(OR(O140=\"\",'Lives scenario - input'!$F125=\"\"),\"\",O140/'Lives scenario - input'!$F125),\"\")","v":""},{"$f":"IFERROR(IF(OR(P140=\"\",'Lives scenario - input'!$F125=\"\"),\"\",P140/'Lives scenario - input'!$F125),\"\")","v":""},{"$f":"IFERROR(IF(OR(Q140=\"\",'Lives scenario - input'!$F125=\"\"),\"\",Q140/'Lives scenario - input'!$F125),\"\")","v":""},{"$f":"IFERROR(IF(OR(R140=\"\",'Lives scenario - input'!$F125=\"\"),\"\",R140/'Lives scenario - input'!$F125),\"\")","v":""},{"$f":"IFERROR(IF(OR(S140=\"\",'Lives scenario - input'!$F125=\"\"),\"\",S140/'Lives scenario - input'!$F125),\"\")","v":""},{"$f":"IFERROR(IF(OR(T140=\"\",'Lives scenario - input'!$F125=\"\"),\"\",T140/'Lives scenario - input'!$F125),\"\")","v":""},{"$f":"IFERROR(IF(OR(U140=\"\",'Lives scenario - input'!$F125=\"\"),\"\",U140/'Lives scenario - input'!$F125),\"\")","v":""},{"$f":"IFERROR(IF(OR(V140=\"\",'Lives scenario - input'!$F125=\"\"),\"\",V140/'Lives scenario - input'!$F125),\"\")","v":""},{"$f":"IFERROR(IF(OR(W140=\"\",'Lives scenario - input'!$F125=\"\"),\"\",W140/'Lives scenario - input'!$F125),\"\")","v":""}]
[{"$f":"IFERROR('Lives scenario - input'!A126,\"\")","v":""},{"$f":"IFERROR('Lives scenario - input'!B126,\"\")","v":""},{"$f":"IFERROR('Lives scenario - input'!C126,\"\")","v":""},{"$f":"IFERROR(repcalc('Lives scenario - input'!$CX126:$GJ126,'Lives scenario - input'!$I126,'Lives scenario - input'!$G126,'Lives scenario - input'!$H126,20,TRUE,TRUE),\"\")","v":""},"","","","","","","","","","","","","","","","","","","",{"$f":"IFERROR(IF(OR(D141=\"\",'Lives scenario - input'!$F126=\"\"),\"\",D141/'Lives scenario - input'!$F126),\"\")","v":""},{"$f":"IFERROR(IF(OR(E141=\"\",'Lives scenario - input'!$F126=\"\"),\"\",E141/'Lives scenario - input'!$F126),\"\")","v":""},{"$f":"IFERROR(IF(OR(F141=\"\",'Lives scenario - input'!$F126=\"\"),\"\",F141/'Lives scenario - input'!$F126),\"\")","v":""},{"$f":"IFERROR(IF(OR(G141=\"\",'Lives scenario - input'!$F126=\"\"),\"\",G141/'Lives scenario - input'!$F126),\"\")","v":""},{"$f":"IFERROR(IF(OR(H141=\"\",'Lives scenario - input'!$F126=\"\"),\"\",H141/'Lives scenario - input'!$F126),\"\")","v":""},{"$f":"IFERROR(IF(OR(I141=\"\",'Lives scenario - input'!$F126=\"\"),\"\",I141/'Lives scenario - input'!$F126),\"\")","v":""},{"$f":"IFERROR(IF(OR(J141=\"\",'Lives scenario - input'!$F126=\"\"),\"\",J141/'Lives scenario - input'!$F126),\"\")","v":""},{"$f":"IFERROR(IF(OR(K141=\"\",'Lives scenario - input'!$F126=\"\"),\"\",K141/'Lives scenario - input'!$F126),\"\")","v":""},{"$f":"IFERROR(IF(OR(L141=\"\",'Lives scenario - input'!$F126=\"\"),\"\",L141/'Lives scenario - input'!$F126),\"\")","v":""},{"$f":"IFERROR(IF(OR(M141=\"\",'Lives scenario - input'!$F126=\"\"),\"\",M141/'Lives scenario - input'!$F126),\"\")","v":""},{"$f":"IFERROR(IF(OR(N141=\"\",'Lives scenario - input'!$F126=\"\"),\"\",N141/'Lives scenario - input'!$F126),\"\")","v":""},{"$f":"IFERROR(IF(OR(O141=\"\",'Lives scenario - input'!$F126=\"\"),\"\",O141/'Lives scenario - input'!$F126),\"\")","v":""},{"$f":"IFERROR(IF(OR(P141=\"\",'Lives scenario - input'!$F126=\"\"),\"\",P141/'Lives scenario - input'!$F126),\"\")","v":""},{"$f":"IFERROR(IF(OR(Q141=\"\",'Lives scenario - input'!$F126=\"\"),\"\",Q141/'Lives scenario - input'!$F126),\"\")","v":""},{"$f":"IFERROR(IF(OR(R141=\"\",'Lives scenario - input'!$F126=\"\"),\"\",R141/'Lives scenario - input'!$F126),\"\")","v":""},{"$f":"IFERROR(IF(OR(S141=\"\",'Lives scenario - input'!$F126=\"\"),\"\",S141/'Lives scenario - input'!$F126),\"\")","v":""},{"$f":"IFERROR(IF(OR(T141=\"\",'Lives scenario - input'!$F126=\"\"),\"\",T141/'Lives scenario - input'!$F126),\"\")","v":""},{"$f":"IFERROR(IF(OR(U141=\"\",'Lives scenario - input'!$F126=\"\"),\"\",U141/'Lives scenario - input'!$F126),\"\")","v":""},{"$f":"IFERROR(IF(OR(V141=\"\",'Lives scenario - input'!$F126=\"\"),\"\",V141/'Lives scenario - input'!$F126),\"\")","v":""},{"$f":"IFERROR(IF(OR(W141=\"\",'Lives scenario - input'!$F126=\"\"),\"\",W141/'Lives scenario - input'!$F126),\"\")","v":""}]
[{"$f":"IFERROR('Lives scenario - input'!A127,\"\")","v":""},{"$f":"IFERROR('Lives scenario - input'!B127,\"\")","v":""},{"$f":"IFERROR('Lives scenario - input'!C127,\"\")","v":""},{"$f":"IFERROR(repcalc('Lives scenario - input'!$CX127:$GJ127,'Lives scenario - input'!$I127,'Lives scenario - input'!$G127,'Lives scenario - input'!$H127,20,TRUE,TRUE),\"\")","v":""},"","","","","","","","","","","","","","","","","","","",{"$f":"IFERROR(IF(OR(D142=\"\",'Lives scenario - input'!$F127=\"\"),\"\",D142/'Lives scenario - input'!$F127),\"\")","v":""},{"$f":"IFERROR(IF(OR(E142=\"\",'Lives scenario - input'!$F127=\"\"),\"\",E142/'Lives scenario - input'!$F127),\"\")","v":""},{"$f":"IFERROR(IF(OR(F142=\"\",'Lives scenario - input'!$F127=\"\"),\"\",F142/'Lives scenario - input'!$F127),\"\")","v":""},{"$f":"IFERROR(IF(OR(G142=\"\",'Lives scenario - input'!$F127=\"\"),\"\",G142/'Lives scenario - input'!$F127),\"\")","v":""},{"$f":"IFERROR(IF(OR(H142=\"\",'Lives scenario - input'!$F127=\"\"),\"\",H142/'Lives scenario - input'!$F127),\"\")","v":""},{"$f":"IFERROR(IF(OR(I142=\"\",'Lives scenario - input'!$F127=\"\"),\"\",I142/'Lives scenario - input'!$F127),\"\")","v":""},{"$f":"IFERROR(IF(OR(J142=\"\",'Lives scenario - input'!$F127=\"\"),\"\",J142/'Lives scenario - input'!$F127),\"\")","v":""},{"$f":"IFERROR(IF(OR(K142=\"\",'Lives scenario - input'!$F127=\"\"),\"\",K142/'Lives scenario - input'!$F127),\"\")","v":""},{"$f":"IFERROR(IF(OR(L142=\"\",'Lives scenario - input'!$F127=\"\"),\"\",L142/'Lives scenario - input'!$F127),\"\")","v":""},{"$f":"IFERROR(IF(OR(M142=\"\",'Lives scenario - input'!$F127=\"\"),\"\",M142/'Lives scenario - input'!$F127),\"\")","v":""},{"$f":"IFERROR(IF(OR(N142=\"\",'Lives scenario - input'!$F127=\"\"),\"\",N142/'Lives scenario - input'!$F127),\"\")","v":""},{"$f":"IFERROR(IF(OR(O142=\"\",'Lives scenario - input'!$F127=\"\"),\"\",O142/'Lives scenario - input'!$F127),\"\")","v":""},{"$f":"IFERROR(IF(OR(P142=\"\",'Lives scenario - input'!$F127=\"\"),\"\",P142/'Lives scenario - input'!$F127),\"\")","v":""},{"$f":"IFERROR(IF(OR(Q142=\"\",'Lives scenario - input'!$F127=\"\"),\"\",Q142/'Lives scenario - input'!$F127),\"\")","v":""},{"$f":"IFERROR(IF(OR(R142=\"\",'Lives scenario - input'!$F127=\"\"),\"\",R142/'Lives scenario - input'!$F127),\"\")","v":""},{"$f":"IFERROR(IF(OR(S142=\"\",'Lives scenario - input'!$F127=\"\"),\"\",S142/'Lives scenario - input'!$F127),\"\")","v":""},{"$f":"IFERROR(IF(OR(T142=\"\",'Lives scenario - input'!$F127=\"\"),\"\",T142/'Lives scenario - input'!$F127),\"\")","v":""},{"$f":"IFERROR(IF(OR(U142=\"\",'Lives scenario - input'!$F127=\"\"),\"\",U142/'Lives scenario - input'!$F127),\"\")","v":""},{"$f":"IFERROR(IF(OR(V142=\"\",'Lives scenario - input'!$F127=\"\"),\"\",V142/'Lives scenario - input'!$F127),\"\")","v":""},{"$f":"IFERROR(IF(OR(W142=\"\",'Lives scenario - input'!$F127=\"\"),\"\",W142/'Lives scenario - input'!$F127),\"\")","v":""}]
[{"$f":"IFERROR('Lives scenario - input'!A128,\"\")","v":""},{"$f":"IFERROR('Lives scenario - input'!B128,\"\")","v":""},{"$f":"IFERROR('Lives scenario - input'!C128,\"\")","v":""},{"$f":"IFERROR(repcalc('Lives scenario - input'!$CX128:$GJ128,'Lives scenario - input'!$I128,'Lives scenario - input'!$G128,'Lives scenario - input'!$H128,20,TRUE,TRUE),\"\")","v":""},"","","","","","","","","","","","","","","","","","","",{"$f":"IFERROR(IF(OR(D143=\"\",'Lives scenario - input'!$F128=\"\"),\"\",D143/'Lives scenario - input'!$F128),\"\")","v":""},{"$f":"IFERROR(IF(OR(E143=\"\",'Lives scenario - input'!$F128=\"\"),\"\",E143/'Lives scenario - input'!$F128),\"\")","v":""},{"$f":"IFERROR(IF(OR(F143=\"\",'Lives scenario - input'!$F128=\"\"),\"\",F143/'Lives scenario - input'!$F128),\"\")","v":""},{"$f":"IFERROR(IF(OR(G143=\"\",'Lives scenario - input'!$F128=\"\"),\"\",G143/'Lives scenario - input'!$F128),\"\")","v":""},{"$f":"IFERROR(IF(OR(H143=\"\",'Lives scenario - input'!$F128=\"\"),\"\",H143/'Lives scenario - input'!$F128),\"\")","v":""},{"$f":"IFERROR(IF(OR(I143=\"\",'Lives scenario - input'!$F128=\"\"),\"\",I143/'Lives scenario - input'!$F128),\"\")","v":""},{"$f":"IFERROR(IF(OR(J143=\"\",'Lives scenario - input'!$F128=\"\"),\"\",J143/'Lives scenario - input'!$F128),\"\")","v":""},{"$f":"IFERROR(IF(OR(K143=\"\",'Lives scenario - input'!$F128=\"\"),\"\",K143/'Lives scenario - input'!$F128),\"\")","v":""},{"$f":"IFERROR(IF(OR(L143=\"\",'Lives scenario - input'!$F128=\"\"),\"\",L143/'Lives scenario - input'!$F128),\"\")","v":""},{"$f":"IFERROR(IF(OR(M143=\"\",'Lives scenario - input'!$F128=\"\"),\"\",M143/'Lives scenario - input'!$F128),\"\")","v":""},{"$f":"IFERROR(IF(OR(N143=\"\",'Lives scenario - input'!$F128=\"\"),\"\",N143/'Lives scenario - input'!$F128),\"\")","v":""},{"$f":"IFERROR(IF(OR(O143=\"\",'Lives scenario - input'!$F128=\"\"),\"\",O143/'Lives scenario - input'!$F128),\"\")","v":""},{"$f":"IFERROR(IF(OR(P143=\"\",'Lives scenario - input'!$F128=\"\"),\"\",P143/'Lives scenario - input'!$F128),\"\")","v":""},{"$f":"IFERROR(IF(OR(Q143=\"\",'Lives scenario - input'!$F128=\"\"),\"\",Q143/'Lives scenario - input'!$F128),\"\")","v":""},{"$f":"IFERROR(IF(OR(R143=\"\",'Lives scenario - input'!$F128=\"\"),\"\",R143/'Lives scenario - input'!$F128),\"\")","v":""},{"$f":"IFERROR(IF(OR(S143=\"\",'Lives scenario - input'!$F128=\"\"),\"\",S143/'Lives scenario - input'!$F128),\"\")","v":""},{"$f":"IFERROR(IF(OR(T143=\"\",'Lives scenario - input'!$F128=\"\"),\"\",T143/'Lives scenario - input'!$F128),\"\")","v":""},{"$f":"IFERROR(IF(OR(U143=\"\",'Lives scenario - input'!$F128=\"\"),\"\",U143/'Lives scenario - input'!$F128),\"\")","v":""},{"$f":"IFERROR(IF(OR(V143=\"\",'Lives scenario - input'!$F128=\"\"),\"\",V143/'Lives scenario - input'!$F128),\"\")","v":""},{"$f":"IFERROR(IF(OR(W143=\"\",'Lives scenario - input'!$F128=\"\"),\"\",W143/'Lives scenario - input'!$F128),\"\")","v":""}]
[{"$f":"IFERROR('Lives scenario - input'!A129,\"\")","v":""},{"$f":"IFERROR('Lives scenario - input'!B129,\"\")","v":""},{"$f":"IFERROR('Lives scenario - input'!C129,\"\")","v":""},{"$f":"IFERROR(repcalc('Lives scenario - input'!$CX129:$GJ129,'Lives scenario - input'!$I129,'Lives scenario - input'!$G129,'Lives scenario - input'!$H129,20,TRUE,TRUE),\"\")","v":""},"","","","","","","","","","","","","","","","","","","",{"$f":"IFERROR(IF(OR(D144=\"\",'Lives scenario - input'!$F129=\"\"),\"\",D144/'Lives scenario - input'!$F129),\"\")","v":""},{"$f":"IFERROR(IF(OR(E144=\"\",'Lives scenario - input'!$F129=\"\"),\"\",E144/'Lives scenario - input'!$F129),\"\")","v":""},{"$f":"IFERROR(IF(OR(F144=\"\",'Lives scenario - input'!$F129=\"\"),\"\",F144/'Lives scenario - input'!$F129),\"\")","v":""},{"$f":"IFERROR(IF(OR(G144=\"\",'Lives scenario - input'!$F129=\"\"),\"\",G144/'Lives scenario - input'!$F129),\"\")","v":""},{"$f":"IFERROR(IF(OR(H144=\"\",'Lives scenario - input'!$F129=\"\"),\"\",H144/'Lives scenario - input'!$F129),\"\")","v":""},{"$f":"IFERROR(IF(OR(I144=\"\",'Lives scenario - input'!$F129=\"\"),\"\",I144/'Lives scenario - input'!$F129),\"\")","v":""},{"$f":"IFERROR(IF(OR(J144=\"\",'Lives scenario - input'!$F129=\"\"),\"\",J144/'Lives scenario - input'!$F129),\"\")","v":""},{"$f":"IFERROR(IF(OR(K144=\"\",'Lives scenario - input'!$F129=\"\"),\"\",K144/'Lives scenario - input'!$F129),\"\")","v":""},{"$f":"IFERROR(IF(OR(L144=\"\",'Lives scenario - input'!$F129=\"\"),\"\",L144/'Lives scenario - input'!$F129),\"\")","v":""},{"$f":"IFERROR(IF(OR(M144=\"\",'Lives scenario - input'!$F129=\"\"),\"\",M144/'Lives scenario - input'!$F129),\"\")","v":""},{"$f":"IFERROR(IF(OR(N144=\"\",'Lives scenario - input'!$F129=\"\"),\"\",N144/'Lives scenario - input'!$F129),\"\")","v":""},{"$f":"IFERROR(IF(OR(O144=\"\",'Lives scenario - input'!$F129=\"\"),\"\",O144/'Lives scenario - input'!$F129),\"\")","v":""},{"$f":"IFERROR(IF(OR(P144=\"\",'Lives scenario - input'!$F129=\"\"),\"\",P144/'Lives scenario - input'!$F129),\"\")","v":""},{"$f":"IFERROR(IF(OR(Q144=\"\",'Lives scenario - input'!$F129=\"\"),\"\",Q144/'Lives scenario - input'!$F129),\"\")","v":""},{"$f":"IFERROR(IF(OR(R144=\"\",'Lives scenario - input'!$F129=\"\"),\"\",R144/'Lives scenario - input'!$F129),\"\")","v":""},{"$f":"IFERROR(IF(OR(S144=\"\",'Lives scenario - input'!$F129=\"\"),\"\",S144/'Lives scenario - input'!$F129),\"\")","v":""},{"$f":"IFERROR(IF(OR(T144=\"\",'Lives scenario - input'!$F129=\"\"),\"\",T144/'Lives scenario - input'!$F129),\"\")","v":""},{"$f":"IFERROR(IF(OR(U144=\"\",'Lives scenario - input'!$F129=\"\"),\"\",U144/'Lives scenario - input'!$F129),\"\")","v":""},{"$f":"IFERROR(IF(OR(V144=\"\",'Lives scenario - input'!$F129=\"\"),\"\",V144/'Lives scenario - input'!$F129),\"\")","v":""},{"$f":"IFERROR(IF(OR(W144=\"\",'Lives scenario - input'!$F129=\"\"),\"\",W144/'Lives scenario - input'!$F129),\"\")","v":""}]
[{"$f":"IFERROR('Lives scenario - input'!A130,\"\")","v":""},{"$f":"IFERROR('Lives scenario - input'!B130,\"\")","v":""},{"$f":"IFERROR('Lives scenario - input'!C130,\"\")","v":""},{"$f":"IFERROR(repcalc('Lives scenario - input'!$CX130:$GJ130,'Lives scenario - input'!$I130,'Lives scenario - input'!$G130,'Lives scenario - input'!$H130,20,TRUE,TRUE),\"\")","v":""},"","","","","","","","","","","","","","","","","","","",{"$f":"IFERROR(IF(OR(D145=\"\",'Lives scenario - input'!$F130=\"\"),\"\",D145/'Lives scenario - input'!$F130),\"\")","v":""},{"$f":"IFERROR(IF(OR(E145=\"\",'Lives scenario - input'!$F130=\"\"),\"\",E145/'Lives scenario - input'!$F130),\"\")","v":""},{"$f":"IFERROR(IF(OR(F145=\"\",'Lives scenario - input'!$F130=\"\"),\"\",F145/'Lives scenario - input'!$F130),\"\")","v":""},{"$f":"IFERROR(IF(OR(G145=\"\",'Lives scenario - input'!$F130=\"\"),\"\",G145/'Lives scenario - input'!$F130),\"\")","v":""},{"$f":"IFERROR(IF(OR(H145=\"\",'Lives scenario - input'!$F130=\"\"),\"\",H145/'Lives scenario - input'!$F130),\"\")","v":""},{"$f":"IFERROR(IF(OR(I145=\"\",'Lives scenario - input'!$F130=\"\"),\"\",I145/'Lives scenario - input'!$F130),\"\")","v":""},{"$f":"IFERROR(IF(OR(J145=\"\",'Lives scenario - input'!$F130=\"\"),\"\",J145/'Lives scenario - input'!$F130),\"\")","v":""},{"$f":"IFERROR(IF(OR(K145=\"\",'Lives scenario - input'!$F130=\"\"),\"\",K145/'Lives scenario - input'!$F130),\"\")","v":""},{"$f":"IFERROR(IF(OR(L145=\"\",'Lives scenario - input'!$F130=\"\"),\"\",L145/'Lives scenario - input'!$F130),\"\")","v":""},{"$f":"IFERROR(IF(OR(M145=\"\",'Lives scenario - input'!$F130=\"\"),\"\",M145/'Lives scenario - input'!$F130),\"\")","v":""},{"$f":"IFERROR(IF(OR(N145=\"\",'Lives scenario - input'!$F130=\"\"),\"\",N145/'Lives scenario - input'!$F130),\"\")","v":""},{"$f":"IFERROR(IF(OR(O145=\"\",'Lives scenario - input'!$F130=\"\"),\"\",O145/'Lives scenario - input'!$F130),\"\")","v":""},{"$f":"IFERROR(IF(OR(P145=\"\",'Lives scenario - input'!$F130=\"\"),\"\",P145/'Lives scenario - input'!$F130),\"\")","v":""},{"$f":"IFERROR(IF(OR(Q145=\"\",'Lives scenario - input'!$F130=\"\"),\"\",Q145/'Lives scenario - input'!$F130),\"\")","v":""},{"$f":"IFERROR(IF(OR(R145=\"\",'Lives scenario - input'!$F130=\"\"),\"\",R145/'Lives scenario - input'!$F130),\"\")","v":""},{"$f":"IFERROR(IF(OR(S145=\"\",'Lives scenario - input'!$F130=\"\"),\"\",S145/'Lives scenario - input'!$F130),\"\")","v":""},{"$f":"IFERROR(IF(OR(T145=\"\",'Lives scenario - input'!$F130=\"\"),\"\",T145/'Lives scenario - input'!$F130),\"\")","v":""},{"$f":"IFERROR(IF(OR(U145=\"\",'Lives scenario - input'!$F130=\"\"),\"\",U145/'Lives scenario - input'!$F130),\"\")","v":""},{"$f":"IFERROR(IF(OR(V145=\"\",'Lives scenario - input'!$F130=\"\"),\"\",V145/'Lives scenario - input'!$F130),\"\")","v":""},{"$f":"IFERROR(IF(OR(W145=\"\",'Lives scenario - input'!$F130=\"\"),\"\",W145/'Lives scenario - input'!$F130),\"\")","v":""}]
[{"$f":"IFERROR('Lives scenario - input'!A131,\"\")","v":""},{"$f":"IFERROR('Lives scenario - input'!B131,\"\")","v":""},{"$f":"IFERROR('Lives scenario - input'!C131,\"\")","v":""},{"$f":"IFERROR(repcalc('Lives scenario - input'!$CX131:$GJ131,'Lives scenario - input'!$I131,'Lives scenario - input'!$G131,'Lives scenario - input'!$H131,20,TRUE,TRUE),\"\")","v":""},"","","","","","","","","","","","","","","","","","","",{"$f":"IFERROR(IF(OR(D146=\"\",'Lives scenario - input'!$F131=\"\"),\"\",D146/'Lives scenario - input'!$F131),\"\")","v":""},{"$f":"IFERROR(IF(OR(E146=\"\",'Lives scenario - input'!$F131=\"\"),\"\",E146/'Lives scenario - input'!$F131),\"\")","v":""},{"$f":"IFERROR(IF(OR(F146=\"\",'Lives scenario - input'!$F131=\"\"),\"\",F146/'Lives scenario - input'!$F131),\"\")","v":""},{"$f":"IFERROR(IF(OR(G146=\"\",'Lives scenario - input'!$F131=\"\"),\"\",G146/'Lives scenario - input'!$F131),\"\")","v":""},{"$f":"IFERROR(IF(OR(H146=\"\",'Lives scenario - input'!$F131=\"\"),\"\",H146/'Lives scenario - input'!$F131),\"\")","v":""},{"$f":"IFERROR(IF(OR(I146=\"\",'Lives scenario - input'!$F131=\"\"),\"\",I146/'Lives scenario - input'!$F131),\"\")","v":""},{"$f":"IFERROR(IF(OR(J146=\"\",'Lives scenario - input'!$F131=\"\"),\"\",J146/'Lives scenario - input'!$F131),\"\")","v":""},{"$f":"IFERROR(IF(OR(K146=\"\",'Lives scenario - input'!$F131=\"\"),\"\",K146/'Lives scenario - input'!$F131),\"\")","v":""},{"$f":"IFERROR(IF(OR(L146=\"\",'Lives scenario - input'!$F131=\"\"),\"\",L146/'Lives scenario - input'!$F131),\"\")","v":""},{"$f":"IFERROR(IF(OR(M146=\"\",'Lives scenario - input'!$F131=\"\"),\"\",M146/'Lives scenario - input'!$F131),\"\")","v":""},{"$f":"IFERROR(IF(OR(N146=\"\",'Lives scenario - input'!$F131=\"\"),\"\",N146/'Lives scenario - input'!$F131),\"\")","v":""},{"$f":"IFERROR(IF(OR(O146=\"\",'Lives scenario - input'!$F131=\"\"),\"\",O146/'Lives scenario - input'!$F131),\"\")","v":""},{"$f":"IFERROR(IF(OR(P146=\"\",'Lives scenario - input'!$F131=\"\"),\"\",P146/'Lives scenario - input'!$F131),\"\")","v":""},{"$f":"IFERROR(IF(OR(Q146=\"\",'Lives scenario - input'!$F131=\"\"),\"\",Q146/'Lives scenario - input'!$F131),\"\")","v":""},{"$f":"IFERROR(IF(OR(R146=\"\",'Lives scenario - input'!$F131=\"\"),\"\",R146/'Lives scenario - input'!$F131),\"\")","v":""},{"$f":"IFERROR(IF(OR(S146=\"\",'Lives scenario - input'!$F131=\"\"),\"\",S146/'Lives scenario - input'!$F131),\"\")","v":""},{"$f":"IFERROR(IF(OR(T146=\"\",'Lives scenario - input'!$F131=\"\"),\"\",T146/'Lives scenario - input'!$F131),\"\")","v":""},{"$f":"IFERROR(IF(OR(U146=\"\",'Lives scenario - input'!$F131=\"\"),\"\",U146/'Lives scenario - input'!$F131),\"\")","v":""},{"$f":"IFERROR(IF(OR(V146=\"\",'Lives scenario - input'!$F131=\"\"),\"\",V146/'Lives scenario - input'!$F131),\"\")","v":""},{"$f":"IFERROR(IF(OR(W146=\"\",'Lives scenario - input'!$F131=\"\"),\"\",W146/'Lives scenario - input'!$F131),\"\")","v":""}]
[{"$f":"IFERROR('Lives scenario - input'!A132,\"\")","v":""},{"$f":"IFERROR('Lives scenario - input'!B132,\"\")","v":""},{"$f":"IFERROR('Lives scenario - input'!C132,\"\")","v":""},{"$f":"IFERROR(repcalc('Lives scenario - input'!$CX132:$GJ132,'Lives scenario - input'!$I132,'Lives scenario - input'!$G132,'Lives scenario - input'!$H132,20,TRUE,TRUE),\"\")","v":""},"","","","","","","","","","","","","","","","","","","",{"$f":"IFERROR(IF(OR(D147=\"\",'Lives scenario - input'!$F132=\"\"),\"\",D147/'Lives scenario - input'!$F132),\"\")","v":""},{"$f":"IFERROR(IF(OR(E147=\"\",'Lives scenario - input'!$F132=\"\"),\"\",E147/'Lives scenario - input'!$F132),\"\")","v":""},{"$f":"IFERROR(IF(OR(F147=\"\",'Lives scenario - input'!$F132=\"\"),\"\",F147/'Lives scenario - input'!$F132),\"\")","v":""},{"$f":"IFERROR(IF(OR(G147=\"\",'Lives scenario - input'!$F132=\"\"),\"\",G147/'Lives scenario - input'!$F132),\"\")","v":""},{"$f":"IFERROR(IF(OR(H147=\"\",'Lives scenario - input'!$F132=\"\"),\"\",H147/'Lives scenario - input'!$F132),\"\")","v":""},{"$f":"IFERROR(IF(OR(I147=\"\",'Lives scenario - input'!$F132=\"\"),\"\",I147/'Lives scenario - input'!$F132),\"\")","v":""},{"$f":"IFERROR(IF(OR(J147=\"\",'Lives scenario - input'!$F132=\"\"),\"\",J147/'Lives scenario - input'!$F132),\"\")","v":""},{"$f":"IFERROR(IF(OR(K147=\"\",'Lives scenario - input'!$F132=\"\"),\"\",K147/'Lives scenario - input'!$F132),\"\")","v":""},{"$f":"IFERROR(IF(OR(L147=\"\",'Lives scenario - input'!$F132=\"\"),\"\",L147/'Lives scenario - input'!$F132),\"\")","v":""},{"$f":"IFERROR(IF(OR(M147=\"\",'Lives scenario - input'!$F132=\"\"),\"\",M147/'Lives scenario - input'!$F132),\"\")","v":""},{"$f":"IFERROR(IF(OR(N147=\"\",'Lives scenario - input'!$F132=\"\"),\"\",N147/'Lives scenario - input'!$F132),\"\")","v":""},{"$f":"IFERROR(IF(OR(O147=\"\",'Lives scenario - input'!$F132=\"\"),\"\",O147/'Lives scenario - input'!$F132),\"\")","v":""},{"$f":"IFERROR(IF(OR(P147=\"\",'Lives scenario - input'!$F132=\"\"),\"\",P147/'Lives scenario - input'!$F132),\"\")","v":""},{"$f":"IFERROR(IF(OR(Q147=\"\",'Lives scenario - input'!$F132=\"\"),\"\",Q147/'Lives scenario - input'!$F132),\"\")","v":""},{"$f":"IFERROR(IF(OR(R147=\"\",'Lives scenario - input'!$F132=\"\"),\"\",R147/'Lives scenario - input'!$F132),\"\")","v":""},{"$f":"IFERROR(IF(OR(S147=\"\",'Lives scenario - input'!$F132=\"\"),\"\",S147/'Lives scenario - input'!$F132),\"\")","v":""},{"$f":"IFERROR(IF(OR(T147=\"\",'Lives scenario - input'!$F132=\"\"),\"\",T147/'Lives scenario - input'!$F132),\"\")","v":""},{"$f":"IFERROR(IF(OR(U147=\"\",'Lives scenario - input'!$F132=\"\"),\"\",U147/'Lives scenario - input'!$F132),\"\")","v":""},{"$f":"IFERROR(IF(OR(V147=\"\",'Lives scenario - input'!$F132=\"\"),\"\",V147/'Lives scenario - input'!$F132),\"\")","v":""},{"$f":"IFERROR(IF(OR(W147=\"\",'Lives scenario - input'!$F132=\"\"),\"\",W147/'Lives scenario - input'!$F132),\"\")","v":""}]
[{"$f":"IFERROR('Lives scenario - input'!A133,\"\")","v":""},{"$f":"IFERROR('Lives scenario - input'!B133,\"\")","v":""},{"$f":"IFERROR('Lives scenario - input'!C133,\"\")","v":""},{"$f":"IFERROR(repcalc('Lives scenario - input'!$CX133:$GJ133,'Lives scenario - input'!$I133,'Lives scenario - input'!$G133,'Lives scenario - input'!$H133,20,TRUE,TRUE),\"\")","v":""},"","","","","","","","","","","","","","","","","","","",{"$f":"IFERROR(IF(OR(D148=\"\",'Lives scenario - input'!$F133=\"\"),\"\",D148/'Lives scenario - input'!$F133),\"\")","v":""},{"$f":"IFERROR(IF(OR(E148=\"\",'Lives scenario - input'!$F133=\"\"),\"\",E148/'Lives scenario - input'!$F133),\"\")","v":""},{"$f":"IFERROR(IF(OR(F148=\"\",'Lives scenario - input'!$F133=\"\"),\"\",F148/'Lives scenario - input'!$F133),\"\")","v":""},{"$f":"IFERROR(IF(OR(G148=\"\",'Lives scenario - input'!$F133=\"\"),\"\",G148/'Lives scenario - input'!$F133),\"\")","v":""},{"$f":"IFERROR(IF(OR(H148=\"\",'Lives scenario - input'!$F133=\"\"),\"\",H148/'Lives scenario - input'!$F133),\"\")","v":""},{"$f":"IFERROR(IF(OR(I148=\"\",'Lives scenario - input'!$F133=\"\"),\"\",I148/'Lives scenario - input'!$F133),\"\")","v":""},{"$f":"IFERROR(IF(OR(J148=\"\",'Lives scenario - input'!$F133=\"\"),\"\",J148/'Lives scenario - input'!$F133),\"\")","v":""},{"$f":"IFERROR(IF(OR(K148=\"\",'Lives scenario - input'!$F133=\"\"),\"\",K148/'Lives scenario - input'!$F133),\"\")","v":""},{"$f":"IFERROR(IF(OR(L148=\"\",'Lives scenario - input'!$F133=\"\"),\"\",L148/'Lives scenario - input'!$F133),\"\")","v":""},{"$f":"IFERROR(IF(OR(M148=\"\",'Lives scenario - input'!$F133=\"\"),\"\",M148/'Lives scenario - input'!$F133),\"\")","v":""},{"$f":"IFERROR(IF(OR(N148=\"\",'Lives scenario - input'!$F133=\"\"),\"\",N148/'Lives scenario - input'!$F133),\"\")","v":""},{"$f":"IFERROR(IF(OR(O148=\"\",'Lives scenario - input'!$F133=\"\"),\"\",O148/'Lives scenario - input'!$F133),\"\")","v":""},{"$f":"IFERROR(IF(OR(P148=\"\",'Lives scenario - input'!$F133=\"\"),\"\",P148/'Lives scenario - input'!$F133),\"\")","v":""},{"$f":"IFERROR(IF(OR(Q148=\"\",'Lives scenario - input'!$F133=\"\"),\"\",Q148/'Lives scenario - input'!$F133),\"\")","v":""},{"$f":"IFERROR(IF(OR(R148=\"\",'Lives scenario - input'!$F133=\"\"),\"\",R148/'Lives scenario - input'!$F133),\"\")","v":""},{"$f":"IFERROR(IF(OR(S148=\"\",'Lives scenario - input'!$F133=\"\"),\"\",S148/'Lives scenario - input'!$F133),\"\")","v":""},{"$f":"IFERROR(IF(OR(T148=\"\",'Lives scenario - input'!$F133=\"\"),\"\",T148/'Lives scenario - input'!$F133),\"\")","v":""},{"$f":"IFERROR(IF(OR(U148=\"\",'Lives scenario - input'!$F133=\"\"),\"\",U148/'Lives scenario - input'!$F133),\"\")","v":""},{"$f":"IFERROR(IF(OR(V148=\"\",'Lives scenario - input'!$F133=\"\"),\"\",V148/'Lives scenario - input'!$F133),\"\")","v":""},{"$f":"IFERROR(IF(OR(W148=\"\",'Lives scenario - input'!$F133=\"\"),\"\",W148/'Lives scenario - input'!$F133),\"\")","v":""}]
[{"$f":"IFERROR('Lives scenario - input'!A134,\"\")","v":""},{"$f":"IFERROR('Lives scenario - input'!B134,\"\")","v":""},{"$f":"IFERROR('Lives scenario - input'!C134,\"\")","v":""},{"$f":"IFERROR(repcalc('Lives scenario - input'!$CX134:$GJ134,'Lives scenario - input'!$I134,'Lives scenario - input'!$G134,'Lives scenario - input'!$H134,20,TRUE,TRUE),\"\")","v":""},"","","","","","","","","","","","","","","","","","","",{"$f":"IFERROR(IF(OR(D149=\"\",'Lives scenario - input'!$F134=\"\"),\"\",D149/'Lives scenario - input'!$F134),\"\")","v":""},{"$f":"IFERROR(IF(OR(E149=\"\",'Lives scenario - input'!$F134=\"\"),\"\",E149/'Lives scenario - input'!$F134),\"\")","v":""},{"$f":"IFERROR(IF(OR(F149=\"\",'Lives scenario - input'!$F134=\"\"),\"\",F149/'Lives scenario - input'!$F134),\"\")","v":""},{"$f":"IFERROR(IF(OR(G149=\"\",'Lives scenario - input'!$F134=\"\"),\"\",G149/'Lives scenario - input'!$F134),\"\")","v":""},{"$f":"IFERROR(IF(OR(H149=\"\",'Lives scenario - input'!$F134=\"\"),\"\",H149/'Lives scenario - input'!$F134),\"\")","v":""},{"$f":"IFERROR(IF(OR(I149=\"\",'Lives scenario - input'!$F134=\"\"),\"\",I149/'Lives scenario - input'!$F134),\"\")","v":""},{"$f":"IFERROR(IF(OR(J149=\"\",'Lives scenario - input'!$F134=\"\"),\"\",J149/'Lives scenario - input'!$F134),\"\")","v":""},{"$f":"IFERROR(IF(OR(K149=\"\",'Lives scenario - input'!$F134=\"\"),\"\",K149/'Lives scenario - input'!$F134),\"\")","v":""},{"$f":"IFERROR(IF(OR(L149=\"\",'Lives scenario - input'!$F134=\"\"),\"\",L149/'Lives scenario - input'!$F134),\"\")","v":""},{"$f":"IFERROR(IF(OR(M149=\"\",'Lives scenario - input'!$F134=\"\"),\"\",M149/'Lives scenario - input'!$F134),\"\")","v":""},{"$f":"IFERROR(IF(OR(N149=\"\",'Lives scenario - input'!$F134=\"\"),\"\",N149/'Lives scenario - input'!$F134),\"\")","v":""},{"$f":"IFERROR(IF(OR(O149=\"\",'Lives scenario - input'!$F134=\"\"),\"\",O149/'Lives scenario - input'!$F134),\"\")","v":""},{"$f":"IFERROR(IF(OR(P149=\"\",'Lives scenario - input'!$F134=\"\"),\"\",P149/'Lives scenario - input'!$F134),\"\")","v":""},{"$f":"IFERROR(IF(OR(Q149=\"\",'Lives scenario - input'!$F134=\"\"),\"\",Q149/'Lives scenario - input'!$F134),\"\")","v":""},{"$f":"IFERROR(IF(OR(R149=\"\",'Lives scenario - input'!$F134=\"\"),\"\",R149/'Lives scenario - input'!$F134),\"\")","v":""},{"$f":"IFERROR(IF(OR(S149=\"\",'Lives scenario - input'!$F134=\"\"),\"\",S149/'Lives scenario - input'!$F134),\"\")","v":""},{"$f":"IFERROR(IF(OR(T149=\"\",'Lives scenario - input'!$F134=\"\"),\"\",T149/'Lives scenario - input'!$F134),\"\")","v":""},{"$f":"IFERROR(IF(OR(U149=\"\",'Lives scenario - input'!$F134=\"\"),\"\",U149/'Lives scenario - input'!$F134),\"\")","v":""},{"$f":"IFERROR(IF(OR(V149=\"\",'Lives scenario - input'!$F134=\"\"),\"\",V149/'Lives scenario - input'!$F134),\"\")","v":""},{"$f":"IFERROR(IF(OR(W149=\"\",'Lives scenario - input'!$F134=\"\"),\"\",W149/'Lives scenario - input'!$F134),\"\")","v":""}]
[{"$f":"IFERROR('Lives scenario - input'!A135,\"\")","v":""},{"$f":"IFERROR('Lives scenario - input'!B135,\"\")","v":""},{"$f":"IFERROR('Lives scenario - input'!C135,\"\")","v":""},{"$f":"IFERROR(repcalc('Lives scenario - input'!$CX135:$GJ135,'Lives scenario - input'!$I135,'Lives scenario - input'!$G135,'Lives scenario - input'!$H135,20,TRUE,TRUE),\"\")","v":""},"","","","","","","","","","","","","","","","","","","",{"$f":"IFERROR(IF(OR(D150=\"\",'Lives scenario - input'!$F135=\"\"),\"\",D150/'Lives scenario - input'!$F135),\"\")","v":""},{"$f":"IFERROR(IF(OR(E150=\"\",'Lives scenario - input'!$F135=\"\"),\"\",E150/'Lives scenario - input'!$F135),\"\")","v":""},{"$f":"IFERROR(IF(OR(F150=\"\",'Lives scenario - input'!$F135=\"\"),\"\",F150/'Lives scenario - input'!$F135),\"\")","v":""},{"$f":"IFERROR(IF(OR(G150=\"\",'Lives scenario - input'!$F135=\"\"),\"\",G150/'Lives scenario - input'!$F135),\"\")","v":""},{"$f":"IFERROR(IF(OR(H150=\"\",'Lives scenario - input'!$F135=\"\"),\"\",H150/'Lives scenario - input'!$F135),\"\")","v":""},{"$f":"IFERROR(IF(OR(I150=\"\",'Lives scenario - input'!$F135=\"\"),\"\",I150/'Lives scenario - input'!$F135),\"\")","v":""},{"$f":"IFERROR(IF(OR(J150=\"\",'Lives scenario - input'!$F135=\"\"),\"\",J150/'Lives scenario - input'!$F135),\"\")","v":""},{"$f":"IFERROR(IF(OR(K150=\"\",'Lives scenario - input'!$F135=\"\"),\"\",K150/'Lives scenario - input'!$F135),\"\")","v":""},{"$f":"IFERROR(IF(OR(L150=\"\",'Lives scenario - input'!$F135=\"\"),\"\",L150/'Lives scenario - input'!$F135),\"\")","v":""},{"$f":"IFERROR(IF(OR(M150=\"\",'Lives scenario - input'!$F135=\"\"),\"\",M150/'Lives scenario - input'!$F135),\"\")","v":""},{"$f":"IFERROR(IF(OR(N150=\"\",'Lives scenario - input'!$F135=\"\"),\"\",N150/'Lives scenario - input'!$F135),\"\")","v":""},{"$f":"IFERROR(IF(OR(O150=\"\",'Lives scenario - input'!$F135=\"\"),\"\",O150/'Lives scenario - input'!$F135),\"\")","v":""},{"$f":"IFERROR(IF(OR(P150=\"\",'Lives scenario - input'!$F135=\"\"),\"\",P150/'Lives scenario - input'!$F135),\"\")","v":""},{"$f":"IFERROR(IF(OR(Q150=\"\",'Lives scenario - input'!$F135=\"\"),\"\",Q150/'Lives scenario - input'!$F135),\"\")","v":""},{"$f":"IFERROR(IF(OR(R150=\"\",'Lives scenario - input'!$F135=\"\"),\"\",R150/'Lives scenario - input'!$F135),\"\")","v":""},{"$f":"IFERROR(IF(OR(S150=\"\",'Lives scenario - input'!$F135=\"\"),\"\",S150/'Lives scenario - input'!$F135),\"\")","v":""},{"$f":"IFERROR(IF(OR(T150=\"\",'Lives scenario - input'!$F135=\"\"),\"\",T150/'Lives scenario - input'!$F135),\"\")","v":""},{"$f":"IFERROR(IF(OR(U150=\"\",'Lives scenario - input'!$F135=\"\"),\"\",U150/'Lives scenario - input'!$F135),\"\")","v":""},{"$f":"IFERROR(IF(OR(V150=\"\",'Lives scenario - input'!$F135=\"\"),\"\",V150/'Lives scenario - input'!$F135),\"\")","v":""},{"$f":"IFERROR(IF(OR(W150=\"\",'Lives scenario - input'!$F135=\"\"),\"\",W150/'Lives scenario - input'!$F135),\"\")","v":""}]
[{"$f":"IFERROR('Lives scenario - input'!A136,\"\")","v":""},{"$f":"IFERROR('Lives scenario - input'!B136,\"\")","v":""},{"$f":"IFERROR('Lives scenario - input'!C136,\"\")","v":""},{"$f":"IFERROR(repcalc('Lives scenario - input'!$CX136:$GJ136,'Lives scenario - input'!$I136,'Lives scenario - input'!$G136,'Lives scenario - input'!$H136,20,TRUE,TRUE),\"\")","v":""},"","","","","","","","","","","","","","","","","","","",{"$f":"IFERROR(IF(OR(D151=\"\",'Lives scenario - input'!$F136=\"\"),\"\",D151/'Lives scenario - input'!$F136),\"\")","v":""},{"$f":"IFERROR(IF(OR(E151=\"\",'Lives scenario - input'!$F136=\"\"),\"\",E151/'Lives scenario - input'!$F136),\"\")","v":""},{"$f":"IFERROR(IF(OR(F151=\"\",'Lives scenario - input'!$F136=\"\"),\"\",F151/'Lives scenario - input'!$F136),\"\")","v":""},{"$f":"IFERROR(IF(OR(G151=\"\",'Lives scenario - input'!$F136=\"\"),\"\",G151/'Lives scenario - input'!$F136),\"\")","v":""},{"$f":"IFERROR(IF(OR(H151=\"\",'Lives scenario - input'!$F136=\"\"),\"\",H151/'Lives scenario - input'!$F136),\"\")","v":""},{"$f":"IFERROR(IF(OR(I151=\"\",'Lives scenario - input'!$F136=\"\"),\"\",I151/'Lives scenario - input'!$F136),\"\")","v":""},{"$f":"IFERROR(IF(OR(J151=\"\",'Lives scenario - input'!$F136=\"\"),\"\",J151/'Lives scenario - input'!$F136),\"\")","v":""},{"$f":"IFERROR(IF(OR(K151=\"\",'Lives scenario - input'!$F136=\"\"),\"\",K151/'Lives scenario - input'!$F136),\"\")","v":""},{"$f":"IFERROR(IF(OR(L151=\"\",'Lives scenario - input'!$F136=\"\"),\"\",L151/'Lives scenario - input'!$F136),\"\")","v":""},{"$f":"IFERROR(IF(OR(M151=\"\",'Lives scenario - input'!$F136=\"\"),\"\",M151/'Lives scenario - input'!$F136),\"\")","v":""},{"$f":"IFERROR(IF(OR(N151=\"\",'Lives scenario - input'!$F136=\"\"),\"\",N151/'Lives scenario - input'!$F136),\"\")","v":""},{"$f":"IFERROR(IF(OR(O151=\"\",'Lives scenario - input'!$F136=\"\"),\"\",O151/'Lives scenario - input'!$F136),\"\")","v":""},{"$f":"IFERROR(IF(OR(P151=\"\",'Lives scenario - input'!$F136=\"\"),\"\",P151/'Lives scenario - input'!$F136),\"\")","v":""},{"$f":"IFERROR(IF(OR(Q151=\"\",'Lives scenario - input'!$F136=\"\"),\"\",Q151/'Lives scenario - input'!$F136),\"\")","v":""},{"$f":"IFERROR(IF(OR(R151=\"\",'Lives scenario - input'!$F136=\"\"),\"\",R151/'Lives scenario - input'!$F136),\"\")","v":""},{"$f":"IFERROR(IF(OR(S151=\"\",'Lives scenario - input'!$F136=\"\"),\"\",S151/'Lives scenario - input'!$F136),\"\")","v":""},{"$f":"IFERROR(IF(OR(T151=\"\",'Lives scenario - input'!$F136=\"\"),\"\",T151/'Lives scenario - input'!$F136),\"\")","v":""},{"$f":"IFERROR(IF(OR(U151=\"\",'Lives scenario - input'!$F136=\"\"),\"\",U151/'Lives scenario - input'!$F136),\"\")","v":""},{"$f":"IFERROR(IF(OR(V151=\"\",'Lives scenario - input'!$F136=\"\"),\"\",V151/'Lives scenario - input'!$F136),\"\")","v":""},{"$f":"IFERROR(IF(OR(W151=\"\",'Lives scenario - input'!$F136=\"\"),\"\",W151/'Lives scenario - input'!$F136),\"\")","v":""}]
[{"$f":"IFERROR('Lives scenario - input'!A137,\"\")","v":""},{"$f":"IFERROR('Lives scenario - input'!B137,\"\")","v":""},{"$f":"IFERROR('Lives scenario - input'!C137,\"\")","v":""},{"$f":"IFERROR(repcalc('Lives scenario - input'!$CX137:$GJ137,'Lives scenario - input'!$I137,'Lives scenario - input'!$G137,'Lives scenario - input'!$H137,20,TRUE,TRUE),\"\")","v":""},"","","","","","","","","","","","","","","","","","","",{"$f":"IFERROR(IF(OR(D152=\"\",'Lives scenario - input'!$F137=\"\"),\"\",D152/'Lives scenario - input'!$F137),\"\")","v":""},{"$f":"IFERROR(IF(OR(E152=\"\",'Lives scenario - input'!$F137=\"\"),\"\",E152/'Lives scenario - input'!$F137),\"\")","v":""},{"$f":"IFERROR(IF(OR(F152=\"\",'Lives scenario - input'!$F137=\"\"),\"\",F152/'Lives scenario - input'!$F137),\"\")","v":""},{"$f":"IFERROR(IF(OR(G152=\"\",'Lives scenario - input'!$F137=\"\"),\"\",G152/'Lives scenario - input'!$F137),\"\")","v":""},{"$f":"IFERROR(IF(OR(H152=\"\",'Lives scenario - input'!$F137=\"\"),\"\",H152/'Lives scenario - input'!$F137),\"\")","v":""},{"$f":"IFERROR(IF(OR(I152=\"\",'Lives scenario - input'!$F137=\"\"),\"\",I152/'Lives scenario - input'!$F137),\"\")","v":""},{"$f":"IFERROR(IF(OR(J152=\"\",'Lives scenario - input'!$F137=\"\"),\"\",J152/'Lives scenario - input'!$F137),\"\")","v":""},{"$f":"IFERROR(IF(OR(K152=\"\",'Lives scenario - input'!$F137=\"\"),\"\",K152/'Lives scenario - input'!$F137),\"\")","v":""},{"$f":"IFERROR(IF(OR(L152=\"\",'Lives scenario - input'!$F137=\"\"),\"\",L152/'Lives scenario - input'!$F137),\"\")","v":""},{"$f":"IFERROR(IF(OR(M152=\"\",'Lives scenario - input'!$F137=\"\"),\"\",M152/'Lives scenario - input'!$F137),\"\")","v":""},{"$f":"IFERROR(IF(OR(N152=\"\",'Lives scenario - input'!$F137=\"\"),\"\",N152/'Lives scenario - input'!$F137),\"\")","v":""},{"$f":"IFERROR(IF(OR(O152=\"\",'Lives scenario - input'!$F137=\"\"),\"\",O152/'Lives scenario - input'!$F137),\"\")","v":""},{"$f":"IFERROR(IF(OR(P152=\"\",'Lives scenario - input'!$F137=\"\"),\"\",P152/'Lives scenario - input'!$F137),\"\")","v":""},{"$f":"IFERROR(IF(OR(Q152=\"\",'Lives scenario - input'!$F137=\"\"),\"\",Q152/'Lives scenario - input'!$F137),\"\")","v":""},{"$f":"IFERROR(IF(OR(R152=\"\",'Lives scenario - input'!$F137=\"\"),\"\",R152/'Lives scenario - input'!$F137),\"\")","v":""},{"$f":"IFERROR(IF(OR(S152=\"\",'Lives scenario - input'!$F137=\"\"),\"\",S152/'Lives scenario - input'!$F137),\"\")","v":""},{"$f":"IFERROR(IF(OR(T152=\"\",'Lives scenario - input'!$F137=\"\"),\"\",T152/'Lives scenario - input'!$F137),\"\")","v":""},{"$f":"IFERROR(IF(OR(U152=\"\",'Lives scenario - input'!$F137=\"\"),\"\",U152/'Lives scenario - input'!$F137),\"\")","v":""},{"$f":"IFERROR(IF(OR(V152=\"\",'Lives scenario - input'!$F137=\"\"),\"\",V152/'Lives scenario - input'!$F137),\"\")","v":""},{"$f":"IFERROR(IF(OR(W152=\"\",'Lives scenario - input'!$F137=\"\"),\"\",W152/'Lives scenario - input'!$F137),\"\")","v":""}]
[{"$f":"IFERROR('Lives scenario - input'!A138,\"\")","v":""},{"$f":"IFERROR('Lives scenario - input'!B138,\"\")","v":""},{"$f":"IFERROR('Lives scenario - input'!C138,\"\")","v":""},{"$f":"IFERROR(repcalc('Lives scenario - input'!$CX138:$GJ138,'Lives scenario - input'!$I138,'Lives scenario - input'!$G138,'Lives scenario - input'!$H138,20,TRUE,TRUE),\"\")","v":""},"","","","","","","","","","","","","","","","","","","",{"$f":"IFERROR(IF(OR(D153=\"\",'Lives scenario - input'!$F138=\"\"),\"\",D153/'Lives scenario - input'!$F138),\"\")","v":""},{"$f":"IFERROR(IF(OR(E153=\"\",'Lives scenario - input'!$F138=\"\"),\"\",E153/'Lives scenario - input'!$F138),\"\")","v":""},{"$f":"IFERROR(IF(OR(F153=\"\",'Lives scenario - input'!$F138=\"\"),\"\",F153/'Lives scenario - input'!$F138),\"\")","v":""},{"$f":"IFERROR(IF(OR(G153=\"\",'Lives scenario - input'!$F138=\"\"),\"\",G153/'Lives scenario - input'!$F138),\"\")","v":""},{"$f":"IFERROR(IF(OR(H153=\"\",'Lives scenario - input'!$F138=\"\"),\"\",H153/'Lives scenario - input'!$F138),\"\")","v":""},{"$f":"IFERROR(IF(OR(I153=\"\",'Lives scenario - input'!$F138=\"\"),\"\",I153/'Lives scenario - input'!$F138),\"\")","v":""},{"$f":"IFERROR(IF(OR(J153=\"\",'Lives scenario - input'!$F138=\"\"),\"\",J153/'Lives scenario - input'!$F138),\"\")","v":""},{"$f":"IFERROR(IF(OR(K153=\"\",'Lives scenario - input'!$F138=\"\"),\"\",K153/'Lives scenario - input'!$F138),\"\")","v":""},{"$f":"IFERROR(IF(OR(L153=\"\",'Lives scenario - input'!$F138=\"\"),\"\",L153/'Lives scenario - input'!$F138),\"\")","v":""},{"$f":"IFERROR(IF(OR(M153=\"\",'Lives scenario - input'!$F138=\"\"),\"\",M153/'Lives scenario - input'!$F138),\"\")","v":""},{"$f":"IFERROR(IF(OR(N153=\"\",'Lives scenario - input'!$F138=\"\"),\"\",N153/'Lives scenario - input'!$F138),\"\")","v":""},{"$f":"IFERROR(IF(OR(O153=\"\",'Lives scenario - input'!$F138=\"\"),\"\",O153/'Lives scenario - input'!$F138),\"\")","v":""},{"$f":"IFERROR(IF(OR(P153=\"\",'Lives scenario - input'!$F138=\"\"),\"\",P153/'Lives scenario - input'!$F138),\"\")","v":""},{"$f":"IFERROR(IF(OR(Q153=\"\",'Lives scenario - input'!$F138=\"\"),\"\",Q153/'Lives scenario - input'!$F138),\"\")","v":""},{"$f":"IFERROR(IF(OR(R153=\"\",'Lives scenario - input'!$F138=\"\"),\"\",R153/'Lives scenario - input'!$F138),\"\")","v":""},{"$f":"IFERROR(IF(OR(S153=\"\",'Lives scenario - input'!$F138=\"\"),\"\",S153/'Lives scenario - input'!$F138),\"\")","v":""},{"$f":"IFERROR(IF(OR(T153=\"\",'Lives scenario - input'!$F138=\"\"),\"\",T153/'Lives scenario - input'!$F138),\"\")","v":""},{"$f":"IFERROR(IF(OR(U153=\"\",'Lives scenario - input'!$F138=\"\"),\"\",U153/'Lives scenario - input'!$F138),\"\")","v":""},{"$f":"IFERROR(IF(OR(V153=\"\",'Lives scenario - input'!$F138=\"\"),\"\",V153/'Lives scenario - input'!$F138),\"\")","v":""},{"$f":"IFERROR(IF(OR(W153=\"\",'Lives scenario - input'!$F138=\"\"),\"\",W153/'Lives scenario - input'!$F138),\"\")","v":""}]
[{"$f":"IFERROR('Lives scenario - input'!A139,\"\")","v":""},{"$f":"IFERROR('Lives scenario - input'!B139,\"\")","v":""},{"$f":"IFERROR('Lives scenario - input'!C139,\"\")","v":""},{"$f":"IFERROR(repcalc('Lives scenario - input'!$CX139:$GJ139,'Lives scenario - input'!$I139,'Lives scenario - input'!$G139,'Lives scenario - input'!$H139,20,TRUE,TRUE),\"\")","v":""},"","","","","","","","","","","","","","","","","","","",{"$f":"IFERROR(IF(OR(D154=\"\",'Lives scenario - input'!$F139=\"\"),\"\",D154/'Lives scenario - input'!$F139),\"\")","v":""},{"$f":"IFERROR(IF(OR(E154=\"\",'Lives scenario - input'!$F139=\"\"),\"\",E154/'Lives scenario - input'!$F139),\"\")","v":""},{"$f":"IFERROR(IF(OR(F154=\"\",'Lives scenario - input'!$F139=\"\"),\"\",F154/'Lives scenario - input'!$F139),\"\")","v":""},{"$f":"IFERROR(IF(OR(G154=\"\",'Lives scenario - input'!$F139=\"\"),\"\",G154/'Lives scenario - input'!$F139),\"\")","v":""},{"$f":"IFERROR(IF(OR(H154=\"\",'Lives scenario - input'!$F139=\"\"),\"\",H154/'Lives scenario - input'!$F139),\"\")","v":""},{"$f":"IFERROR(IF(OR(I154=\"\",'Lives scenario - input'!$F139=\"\"),\"\",I154/'Lives scenario - input'!$F139),\"\")","v":""},{"$f":"IFERROR(IF(OR(J154=\"\",'Lives scenario - input'!$F139=\"\"),\"\",J154/'Lives scenario - input'!$F139),\"\")","v":""},{"$f":"IFERROR(IF(OR(K154=\"\",'Lives scenario - input'!$F139=\"\"),\"\",K154/'Lives scenario - input'!$F139),\"\")","v":""},{"$f":"IFERROR(IF(OR(L154=\"\",'Lives scenario - input'!$F139=\"\"),\"\",L154/'Lives scenario - input'!$F139),\"\")","v":""},{"$f":"IFERROR(IF(OR(M154=\"\",'Lives scenario - input'!$F139=\"\"),\"\",M154/'Lives scenario - input'!$F139),\"\")","v":""},{"$f":"IFERROR(IF(OR(N154=\"\",'Lives scenario - input'!$F139=\"\"),\"\",N154/'Lives scenario - input'!$F139),\"\")","v":""},{"$f":"IFERROR(IF(OR(O154=\"\",'Lives scenario - input'!$F139=\"\"),\"\",O154/'Lives scenario - input'!$F139),\"\")","v":""},{"$f":"IFERROR(IF(OR(P154=\"\",'Lives scenario - input'!$F139=\"\"),\"\",P154/'Lives scenario - input'!$F139),\"\")","v":""},{"$f":"IFERROR(IF(OR(Q154=\"\",'Lives scenario - input'!$F139=\"\"),\"\",Q154/'Lives scenario - input'!$F139),\"\")","v":""},{"$f":"IFERROR(IF(OR(R154=\"\",'Lives scenario - input'!$F139=\"\"),\"\",R154/'Lives scenario - input'!$F139),\"\")","v":""},{"$f":"IFERROR(IF(OR(S154=\"\",'Lives scenario - input'!$F139=\"\"),\"\",S154/'Lives scenario - input'!$F139),\"\")","v":""},{"$f":"IFERROR(IF(OR(T154=\"\",'Lives scenario - input'!$F139=\"\"),\"\",T154/'Lives scenario - input'!$F139),\"\")","v":""},{"$f":"IFERROR(IF(OR(U154=\"\",'Lives scenario - input'!$F139=\"\"),\"\",U154/'Lives scenario - input'!$F139),\"\")","v":""},{"$f":"IFERROR(IF(OR(V154=\"\",'Lives scenario - input'!$F139=\"\"),\"\",V154/'Lives scenario - input'!$F139),\"\")","v":""},{"$f":"IFERROR(IF(OR(W154=\"\",'Lives scenario - input'!$F139=\"\"),\"\",W154/'Lives scenario - input'!$F139),\"\")","v":""}]
[{"$f":"IFERROR('Lives scenario - input'!A140,\"\")","v":""},{"$f":"IFERROR('Lives scenario - input'!B140,\"\")","v":""},{"$f":"IFERROR('Lives scenario - input'!C140,\"\")","v":""},{"$f":"IFERROR(repcalc('Lives scenario - input'!$CX140:$GJ140,'Lives scenario - input'!$I140,'Lives scenario - input'!$G140,'Lives scenario - input'!$H140,20,TRUE,TRUE),\"\")","v":""},"","","","","","","","","","","","","","","","","","","",{"$f":"IFERROR(IF(OR(D155=\"\",'Lives scenario - input'!$F140=\"\"),\"\",D155/'Lives scenario - input'!$F140),\"\")","v":""},{"$f":"IFERROR(IF(OR(E155=\"\",'Lives scenario - input'!$F140=\"\"),\"\",E155/'Lives scenario - input'!$F140),\"\")","v":""},{"$f":"IFERROR(IF(OR(F155=\"\",'Lives scenario - input'!$F140=\"\"),\"\",F155/'Lives scenario - input'!$F140),\"\")","v":""},{"$f":"IFERROR(IF(OR(G155=\"\",'Lives scenario - input'!$F140=\"\"),\"\",G155/'Lives scenario - input'!$F140),\"\")","v":""},{"$f":"IFERROR(IF(OR(H155=\"\",'Lives scenario - input'!$F140=\"\"),\"\",H155/'Lives scenario - input'!$F140),\"\")","v":""},{"$f":"IFERROR(IF(OR(I155=\"\",'Lives scenario - input'!$F140=\"\"),\"\",I155/'Lives scenario - input'!$F140),\"\")","v":""},{"$f":"IFERROR(IF(OR(J155=\"\",'Lives scenario - input'!$F140=\"\"),\"\",J155/'Lives scenario - input'!$F140),\"\")","v":""},{"$f":"IFERROR(IF(OR(K155=\"\",'Lives scenario - input'!$F140=\"\"),\"\",K155/'Lives scenario - input'!$F140),\"\")","v":""},{"$f":"IFERROR(IF(OR(L155=\"\",'Lives scenario - input'!$F140=\"\"),\"\",L155/'Lives scenario - input'!$F140),\"\")","v":""},{"$f":"IFERROR(IF(OR(M155=\"\",'Lives scenario - input'!$F140=\"\"),\"\",M155/'Lives scenario - input'!$F140),\"\")","v":""},{"$f":"IFERROR(IF(OR(N155=\"\",'Lives scenario - input'!$F140=\"\"),\"\",N155/'Lives scenario - input'!$F140),\"\")","v":""},{"$f":"IFERROR(IF(OR(O155=\"\",'Lives scenario - input'!$F140=\"\"),\"\",O155/'Lives scenario - input'!$F140),\"\")","v":""},{"$f":"IFERROR(IF(OR(P155=\"\",'Lives scenario - input'!$F140=\"\"),\"\",P155/'Lives scenario - input'!$F140),\"\")","v":""},{"$f":"IFERROR(IF(OR(Q155=\"\",'Lives scenario - input'!$F140=\"\"),\"\",Q155/'Lives scenario - input'!$F140),\"\")","v":""},{"$f":"IFERROR(IF(OR(R155=\"\",'Lives scenario - input'!$F140=\"\"),\"\",R155/'Lives scenario - input'!$F140),\"\")","v":""},{"$f":"IFERROR(IF(OR(S155=\"\",'Lives scenario - input'!$F140=\"\"),\"\",S155/'Lives scenario - input'!$F140),\"\")","v":""},{"$f":"IFERROR(IF(OR(T155=\"\",'Lives scenario - input'!$F140=\"\"),\"\",T155/'Lives scenario - input'!$F140),\"\")","v":""},{"$f":"IFERROR(IF(OR(U155=\"\",'Lives scenario - input'!$F140=\"\"),\"\",U155/'Lives scenario - input'!$F140),\"\")","v":""},{"$f":"IFERROR(IF(OR(V155=\"\",'Lives scenario - input'!$F140=\"\"),\"\",V155/'Lives scenario - input'!$F140),\"\")","v":""},{"$f":"IFERROR(IF(OR(W155=\"\",'Lives scenario - input'!$F140=\"\"),\"\",W155/'Lives scenario - input'!$F140),\"\")","v":""}]
[{"$f":"IFERROR('Lives scenario - input'!A141,\"\")","v":""},{"$f":"IFERROR('Lives scenario - input'!B141,\"\")","v":""},{"$f":"IFERROR('Lives scenario - input'!C141,\"\")","v":""},{"$f":"IFERROR(repcalc('Lives scenario - input'!$CX141:$GJ141,'Lives scenario - input'!$I141,'Lives scenario - input'!$G141,'Lives scenario - input'!$H141,20,TRUE,TRUE),\"\")","v":""},"","","","","","","","","","","","","","","","","","","",{"$f":"IFERROR(IF(OR(D156=\"\",'Lives scenario - input'!$F141=\"\"),\"\",D156/'Lives scenario - input'!$F141),\"\")","v":""},{"$f":"IFERROR(IF(OR(E156=\"\",'Lives scenario - input'!$F141=\"\"),\"\",E156/'Lives scenario - input'!$F141),\"\")","v":""},{"$f":"IFERROR(IF(OR(F156=\"\",'Lives scenario - input'!$F141=\"\"),\"\",F156/'Lives scenario - input'!$F141),\"\")","v":""},{"$f":"IFERROR(IF(OR(G156=\"\",'Lives scenario - input'!$F141=\"\"),\"\",G156/'Lives scenario - input'!$F141),\"\")","v":""},{"$f":"IFERROR(IF(OR(H156=\"\",'Lives scenario - input'!$F141=\"\"),\"\",H156/'Lives scenario - input'!$F141),\"\")","v":""},{"$f":"IFERROR(IF(OR(I156=\"\",'Lives scenario - input'!$F141=\"\"),\"\",I156/'Lives scenario - input'!$F141),\"\")","v":""},{"$f":"IFERROR(IF(OR(J156=\"\",'Lives scenario - input'!$F141=\"\"),\"\",J156/'Lives scenario - input'!$F141),\"\")","v":""},{"$f":"IFERROR(IF(OR(K156=\"\",'Lives scenario - input'!$F141=\"\"),\"\",K156/'Lives scenario - input'!$F141),\"\")","v":""},{"$f":"IFERROR(IF(OR(L156=\"\",'Lives scenario - input'!$F141=\"\"),\"\",L156/'Lives scenario - input'!$F141),\"\")","v":""},{"$f":"IFERROR(IF(OR(M156=\"\",'Lives scenario - input'!$F141=\"\"),\"\",M156/'Lives scenario - input'!$F141),\"\")","v":""},{"$f":"IFERROR(IF(OR(N156=\"\",'Lives scenario - input'!$F141=\"\"),\"\",N156/'Lives scenario - input'!$F141),\"\")","v":""},{"$f":"IFERROR(IF(OR(O156=\"\",'Lives scenario - input'!$F141=\"\"),\"\",O156/'Lives scenario - input'!$F141),\"\")","v":""},{"$f":"IFERROR(IF(OR(P156=\"\",'Lives scenario - input'!$F141=\"\"),\"\",P156/'Lives scenario - input'!$F141),\"\")","v":""},{"$f":"IFERROR(IF(OR(Q156=\"\",'Lives scenario - input'!$F141=\"\"),\"\",Q156/'Lives scenario - input'!$F141),\"\")","v":""},{"$f":"IFERROR(IF(OR(R156=\"\",'Lives scenario - input'!$F141=\"\"),\"\",R156/'Lives scenario - input'!$F141),\"\")","v":""},{"$f":"IFERROR(IF(OR(S156=\"\",'Lives scenario - input'!$F141=\"\"),\"\",S156/'Lives scenario - input'!$F141),\"\")","v":""},{"$f":"IFERROR(IF(OR(T156=\"\",'Lives scenario - input'!$F141=\"\"),\"\",T156/'Lives scenario - input'!$F141),\"\")","v":""},{"$f":"IFERROR(IF(OR(U156=\"\",'Lives scenario - input'!$F141=\"\"),\"\",U156/'Lives scenario - input'!$F141),\"\")","v":""},{"$f":"IFERROR(IF(OR(V156=\"\",'Lives scenario - input'!$F141=\"\"),\"\",V156/'Lives scenario - input'!$F141),\"\")","v":""},{"$f":"IFERROR(IF(OR(W156=\"\",'Lives scenario - input'!$F141=\"\"),\"\",W156/'Lives scenario - input'!$F141),\"\")","v":""}]
[{"$f":"IFERROR('Lives scenario - input'!A142,\"\")","v":""},{"$f":"IFERROR('Lives scenario - input'!B142,\"\")","v":""},{"$f":"IFERROR('Lives scenario - input'!C142,\"\")","v":""},{"$f":"IFERROR(repcalc('Lives scenario - input'!$CX142:$GJ142,'Lives scenario - input'!$I142,'Lives scenario - input'!$G142,'Lives scenario - input'!$H142,20,TRUE,TRUE),\"\")","v":""},"","","","","","","","","","","","","","","","","","","",{"$f":"IFERROR(IF(OR(D157=\"\",'Lives scenario - input'!$F142=\"\"),\"\",D157/'Lives scenario - input'!$F142),\"\")","v":""},{"$f":"IFERROR(IF(OR(E157=\"\",'Lives scenario - input'!$F142=\"\"),\"\",E157/'Lives scenario - input'!$F142),\"\")","v":""},{"$f":"IFERROR(IF(OR(F157=\"\",'Lives scenario - input'!$F142=\"\"),\"\",F157/'Lives scenario - input'!$F142),\"\")","v":""},{"$f":"IFERROR(IF(OR(G157=\"\",'Lives scenario - input'!$F142=\"\"),\"\",G157/'Lives scenario - input'!$F142),\"\")","v":""},{"$f":"IFERROR(IF(OR(H157=\"\",'Lives scenario - input'!$F142=\"\"),\"\",H157/'Lives scenario - input'!$F142),\"\")","v":""},{"$f":"IFERROR(IF(OR(I157=\"\",'Lives scenario - input'!$F142=\"\"),\"\",I157/'Lives scenario - input'!$F142),\"\")","v":""},{"$f":"IFERROR(IF(OR(J157=\"\",'Lives scenario - input'!$F142=\"\"),\"\",J157/'Lives scenario - input'!$F142),\"\")","v":""},{"$f":"IFERROR(IF(OR(K157=\"\",'Lives scenario - input'!$F142=\"\"),\"\",K157/'Lives scenario - input'!$F142),\"\")","v":""},{"$f":"IFERROR(IF(OR(L157=\"\",'Lives scenario - input'!$F142=\"\"),\"\",L157/'Lives scenario - input'!$F142),\"\")","v":""},{"$f":"IFERROR(IF(OR(M157=\"\",'Lives scenario - input'!$F142=\"\"),\"\",M157/'Lives scenario - input'!$F142),\"\")","v":""},{"$f":"IFERROR(IF(OR(N157=\"\",'Lives scenario - input'!$F142=\"\"),\"\",N157/'Lives scenario - input'!$F142),\"\")","v":""},{"$f":"IFERROR(IF(OR(O157=\"\",'Lives scenario - input'!$F142=\"\"),\"\",O157/'Lives scenario - input'!$F142),\"\")","v":""},{"$f":"IFERROR(IF(OR(P157=\"\",'Lives scenario - input'!$F142=\"\"),\"\",P157/'Lives scenario - input'!$F142),\"\")","v":""},{"$f":"IFERROR(IF(OR(Q157=\"\",'Lives scenario - input'!$F142=\"\"),\"\",Q157/'Lives scenario - input'!$F142),\"\")","v":""},{"$f":"IFERROR(IF(OR(R157=\"\",'Lives scenario - input'!$F142=\"\"),\"\",R157/'Lives scenario - input'!$F142),\"\")","v":""},{"$f":"IFERROR(IF(OR(S157=\"\",'Lives scenario - input'!$F142=\"\"),\"\",S157/'Lives scenario - input'!$F142),\"\")","v":""},{"$f":"IFERROR(IF(OR(T157=\"\",'Lives scenario - input'!$F142=\"\"),\"\",T157/'Lives scenario - input'!$F142),\"\")","v":""},{"$f":"IFERROR(IF(OR(U157=\"\",'Lives scenario - input'!$F142=\"\"),\"\",U157/'Lives scenario - input'!$F142),\"\")","v":""},{"$f":"IFERROR(IF(OR(V157=\"\",'Lives scenario - input'!$F142=\"\"),\"\",V157/'Lives scenario - input'!$F142),\"\")","v":""},{"$f":"IFERROR(IF(OR(W157=\"\",'Lives scenario - input'!$F142=\"\"),\"\",W157/'Lives scenario - input'!$F142),\"\")","v":""}]
[{"$f":"IFERROR('Lives scenario - input'!A143,\"\")","v":""},{"$f":"IFERROR('Lives scenario - input'!B143,\"\")","v":""},{"$f":"IFERROR('Lives scenario - input'!C143,\"\")","v":""},{"$f":"IFERROR(repcalc('Lives scenario - input'!$CX143:$GJ143,'Lives scenario - input'!$I143,'Lives scenario - input'!$G143,'Lives scenario - input'!$H143,20,TRUE,TRUE),\"\")","v":""},"","","","","","","","","","","","","","","","","","","",{"$f":"IFERROR(IF(OR(D158=\"\",'Lives scenario - input'!$F143=\"\"),\"\",D158/'Lives scenario - input'!$F143),\"\")","v":""},{"$f":"IFERROR(IF(OR(E158=\"\",'Lives scenario - input'!$F143=\"\"),\"\",E158/'Lives scenario - input'!$F143),\"\")","v":""},{"$f":"IFERROR(IF(OR(F158=\"\",'Lives scenario - input'!$F143=\"\"),\"\",F158/'Lives scenario - input'!$F143),\"\")","v":""},{"$f":"IFERROR(IF(OR(G158=\"\",'Lives scenario - input'!$F143=\"\"),\"\",G158/'Lives scenario - input'!$F143),\"\")","v":""},{"$f":"IFERROR(IF(OR(H158=\"\",'Lives scenario - input'!$F143=\"\"),\"\",H158/'Lives scenario - input'!$F143),\"\")","v":""},{"$f":"IFERROR(IF(OR(I158=\"\",'Lives scenario - input'!$F143=\"\"),\"\",I158/'Lives scenario - input'!$F143),\"\")","v":""},{"$f":"IFERROR(IF(OR(J158=\"\",'Lives scenario - input'!$F143=\"\"),\"\",J158/'Lives scenario - input'!$F143),\"\")","v":""},{"$f":"IFERROR(IF(OR(K158=\"\",'Lives scenario - input'!$F143=\"\"),\"\",K158/'Lives scenario - input'!$F143),\"\")","v":""},{"$f":"IFERROR(IF(OR(L158=\"\",'Lives scenario - input'!$F143=\"\"),\"\",L158/'Lives scenario - input'!$F143),\"\")","v":""},{"$f":"IFERROR(IF(OR(M158=\"\",'Lives scenario - input'!$F143=\"\"),\"\",M158/'Lives scenario - input'!$F143),\"\")","v":""},{"$f":"IFERROR(IF(OR(N158=\"\",'Lives scenario - input'!$F143=\"\"),\"\",N158/'Lives scenario - input'!$F143),\"\")","v":""},{"$f":"IFERROR(IF(OR(O158=\"\",'Lives scenario - input'!$F143=\"\"),\"\",O158/'Lives scenario - input'!$F143),\"\")","v":""},{"$f":"IFERROR(IF(OR(P158=\"\",'Lives scenario - input'!$F143=\"\"),\"\",P158/'Lives scenario - input'!$F143),\"\")","v":""},{"$f":"IFERROR(IF(OR(Q158=\"\",'Lives scenario - input'!$F143=\"\"),\"\",Q158/'Lives scenario - input'!$F143),\"\")","v":""},{"$f":"IFERROR(IF(OR(R158=\"\",'Lives scenario - input'!$F143=\"\"),\"\",R158/'Lives scenario - input'!$F143),\"\")","v":""},{"$f":"IFERROR(IF(OR(S158=\"\",'Lives scenario - input'!$F143=\"\"),\"\",S158/'Lives scenario - input'!$F143),\"\")","v":""},{"$f":"IFERROR(IF(OR(T158=\"\",'Lives scenario - input'!$F143=\"\"),\"\",T158/'Lives scenario - input'!$F143),\"\")","v":""},{"$f":"IFERROR(IF(OR(U158=\"\",'Lives scenario - input'!$F143=\"\"),\"\",U158/'Lives scenario - input'!$F143),\"\")","v":""},{"$f":"IFERROR(IF(OR(V158=\"\",'Lives scenario - input'!$F143=\"\"),\"\",V158/'Lives scenario - input'!$F143),\"\")","v":""},{"$f":"IFERROR(IF(OR(W158=\"\",'Lives scenario - input'!$F143=\"\"),\"\",W158/'Lives scenario - input'!$F143),\"\")","v":""}]
[{"$f":"IFERROR('Lives scenario - input'!A144,\"\")","v":""},{"$f":"IFERROR('Lives scenario - input'!B144,\"\")","v":""},{"$f":"IFERROR('Lives scenario - input'!C144,\"\")","v":""},{"$f":"IFERROR(repcalc('Lives scenario - input'!$CX144:$GJ144,'Lives scenario - input'!$I144,'Lives scenario - input'!$G144,'Lives scenario - input'!$H144,20,TRUE,TRUE),\"\")","v":""},"","","","","","","","","","","","","","","","","","","",{"$f":"IFERROR(IF(OR(D159=\"\",'Lives scenario - input'!$F144=\"\"),\"\",D159/'Lives scenario - input'!$F144),\"\")","v":""},{"$f":"IFERROR(IF(OR(E159=\"\",'Lives scenario - input'!$F144=\"\"),\"\",E159/'Lives scenario - input'!$F144),\"\")","v":""},{"$f":"IFERROR(IF(OR(F159=\"\",'Lives scenario - input'!$F144=\"\"),\"\",F159/'Lives scenario - input'!$F144),\"\")","v":""},{"$f":"IFERROR(IF(OR(G159=\"\",'Lives scenario - input'!$F144=\"\"),\"\",G159/'Lives scenario - input'!$F144),\"\")","v":""},{"$f":"IFERROR(IF(OR(H159=\"\",'Lives scenario - input'!$F144=\"\"),\"\",H159/'Lives scenario - input'!$F144),\"\")","v":""},{"$f":"IFERROR(IF(OR(I159=\"\",'Lives scenario - input'!$F144=\"\"),\"\",I159/'Lives scenario - input'!$F144),\"\")","v":""},{"$f":"IFERROR(IF(OR(J159=\"\",'Lives scenario - input'!$F144=\"\"),\"\",J159/'Lives scenario - input'!$F144),\"\")","v":""},{"$f":"IFERROR(IF(OR(K159=\"\",'Lives scenario - input'!$F144=\"\"),\"\",K159/'Lives scenario - input'!$F144),\"\")","v":""},{"$f":"IFERROR(IF(OR(L159=\"\",'Lives scenario - input'!$F144=\"\"),\"\",L159/'Lives scenario - input'!$F144),\"\")","v":""},{"$f":"IFERROR(IF(OR(M159=\"\",'Lives scenario - input'!$F144=\"\"),\"\",M159/'Lives scenario - input'!$F144),\"\")","v":""},{"$f":"IFERROR(IF(OR(N159=\"\",'Lives scenario - input'!$F144=\"\"),\"\",N159/'Lives scenario - input'!$F144),\"\")","v":""},{"$f":"IFERROR(IF(OR(O159=\"\",'Lives scenario - input'!$F144=\"\"),\"\",O159/'Lives scenario - input'!$F144),\"\")","v":""},{"$f":"IFERROR(IF(OR(P159=\"\",'Lives scenario - input'!$F144=\"\"),\"\",P159/'Lives scenario - input'!$F144),\"\")","v":""},{"$f":"IFERROR(IF(OR(Q159=\"\",'Lives scenario - input'!$F144=\"\"),\"\",Q159/'Lives scenario - input'!$F144),\"\")","v":""},{"$f":"IFERROR(IF(OR(R159=\"\",'Lives scenario - input'!$F144=\"\"),\"\",R159/'Lives scenario - input'!$F144),\"\")","v":""},{"$f":"IFERROR(IF(OR(S159=\"\",'Lives scenario - input'!$F144=\"\"),\"\",S159/'Lives scenario - input'!$F144),\"\")","v":""},{"$f":"IFERROR(IF(OR(T159=\"\",'Lives scenario - input'!$F144=\"\"),\"\",T159/'Lives scenario - input'!$F144),\"\")","v":""},{"$f":"IFERROR(IF(OR(U159=\"\",'Lives scenario - input'!$F144=\"\"),\"\",U159/'Lives scenario - input'!$F144),\"\")","v":""},{"$f":"IFERROR(IF(OR(V159=\"\",'Lives scenario - input'!$F144=\"\"),\"\",V159/'Lives scenario - input'!$F144),\"\")","v":""},{"$f":"IFERROR(IF(OR(W159=\"\",'Lives scenario - input'!$F144=\"\"),\"\",W159/'Lives scenario - input'!$F144),\"\")","v":""}]
[{"$f":"IFERROR('Lives scenario - input'!A145,\"\")","v":""},{"$f":"IFERROR('Lives scenario - input'!B145,\"\")","v":""},{"$f":"IFERROR('Lives scenario - input'!C145,\"\")","v":""},{"$f":"IFERROR(repcalc('Lives scenario - input'!$CX145:$GJ145,'Lives scenario - input'!$I145,'Lives scenario - input'!$G145,'Lives scenario - input'!$H145,20,TRUE,TRUE),\"\")","v":""},"","","","","","","","","","","","","","","","","","","",{"$f":"IFERROR(IF(OR(D160=\"\",'Lives scenario - input'!$F145=\"\"),\"\",D160/'Lives scenario - input'!$F145),\"\")","v":""},{"$f":"IFERROR(IF(OR(E160=\"\",'Lives scenario - input'!$F145=\"\"),\"\",E160/'Lives scenario - input'!$F145),\"\")","v":""},{"$f":"IFERROR(IF(OR(F160=\"\",'Lives scenario - input'!$F145=\"\"),\"\",F160/'Lives scenario - input'!$F145),\"\")","v":""},{"$f":"IFERROR(IF(OR(G160=\"\",'Lives scenario - input'!$F145=\"\"),\"\",G160/'Lives scenario - input'!$F145),\"\")","v":""},{"$f":"IFERROR(IF(OR(H160=\"\",'Lives scenario - input'!$F145=\"\"),\"\",H160/'Lives scenario - input'!$F145),\"\")","v":""},{"$f":"IFERROR(IF(OR(I160=\"\",'Lives scenario - input'!$F145=\"\"),\"\",I160/'Lives scenario - input'!$F145),\"\")","v":""},{"$f":"IFERROR(IF(OR(J160=\"\",'Lives scenario - input'!$F145=\"\"),\"\",J160/'Lives scenario - input'!$F145),\"\")","v":""},{"$f":"IFERROR(IF(OR(K160=\"\",'Lives scenario - input'!$F145=\"\"),\"\",K160/'Lives scenario - input'!$F145),\"\")","v":""},{"$f":"IFERROR(IF(OR(L160=\"\",'Lives scenario - input'!$F145=\"\"),\"\",L160/'Lives scenario - input'!$F145),\"\")","v":""},{"$f":"IFERROR(IF(OR(M160=\"\",'Lives scenario - input'!$F145=\"\"),\"\",M160/'Lives scenario - input'!$F145),\"\")","v":""},{"$f":"IFERROR(IF(OR(N160=\"\",'Lives scenario - input'!$F145=\"\"),\"\",N160/'Lives scenario - input'!$F145),\"\")","v":""},{"$f":"IFERROR(IF(OR(O160=\"\",'Lives scenario - input'!$F145=\"\"),\"\",O160/'Lives scenario - input'!$F145),\"\")","v":""},{"$f":"IFERROR(IF(OR(P160=\"\",'Lives scenario - input'!$F145=\"\"),\"\",P160/'Lives scenario - input'!$F145),\"\")","v":""},{"$f":"IFERROR(IF(OR(Q160=\"\",'Lives scenario - input'!$F145=\"\"),\"\",Q160/'Lives scenario - input'!$F145),\"\")","v":""},{"$f":"IFERROR(IF(OR(R160=\"\",'Lives scenario - input'!$F145=\"\"),\"\",R160/'Lives scenario - input'!$F145),\"\")","v":""},{"$f":"IFERROR(IF(OR(S160=\"\",'Lives scenario - input'!$F145=\"\"),\"\",S160/'Lives scenario - input'!$F145),\"\")","v":""},{"$f":"IFERROR(IF(OR(T160=\"\",'Lives scenario - input'!$F145=\"\"),\"\",T160/'Lives scenario - input'!$F145),\"\")","v":""},{"$f":"IFERROR(IF(OR(U160=\"\",'Lives scenario - input'!$F145=\"\"),\"\",U160/'Lives scenario - input'!$F145),\"\")","v":""},{"$f":"IFERROR(IF(OR(V160=\"\",'Lives scenario - input'!$F145=\"\"),\"\",V160/'Lives scenario - input'!$F145),\"\")","v":""},{"$f":"IFERROR(IF(OR(W160=\"\",'Lives scenario - input'!$F145=\"\"),\"\",W160/'Lives scenario - input'!$F145),\"\")","v":""}]
[{"$f":"IFERROR('Lives scenario - input'!A146,\"\")","v":""},{"$f":"IFERROR('Lives scenario - input'!B146,\"\")","v":""},{"$f":"IFERROR('Lives scenario - input'!C146,\"\")","v":""},{"$f":"IFERROR(repcalc('Lives scenario - input'!$CX146:$GJ146,'Lives scenario - input'!$I146,'Lives scenario - input'!$G146,'Lives scenario - input'!$H146,20,TRUE,TRUE),\"\")","v":""},"","","","","","","","","","","","","","","","","","","",{"$f":"IFERROR(IF(OR(D161=\"\",'Lives scenario - input'!$F146=\"\"),\"\",D161/'Lives scenario - input'!$F146),\"\")","v":""},{"$f":"IFERROR(IF(OR(E161=\"\",'Lives scenario - input'!$F146=\"\"),\"\",E161/'Lives scenario - input'!$F146),\"\")","v":""},{"$f":"IFERROR(IF(OR(F161=\"\",'Lives scenario - input'!$F146=\"\"),\"\",F161/'Lives scenario - input'!$F146),\"\")","v":""},{"$f":"IFERROR(IF(OR(G161=\"\",'Lives scenario - input'!$F146=\"\"),\"\",G161/'Lives scenario - input'!$F146),\"\")","v":""},{"$f":"IFERROR(IF(OR(H161=\"\",'Lives scenario - input'!$F146=\"\"),\"\",H161/'Lives scenario - input'!$F146),\"\")","v":""},{"$f":"IFERROR(IF(OR(I161=\"\",'Lives scenario - input'!$F146=\"\"),\"\",I161/'Lives scenario - input'!$F146),\"\")","v":""},{"$f":"IFERROR(IF(OR(J161=\"\",'Lives scenario - input'!$F146=\"\"),\"\",J161/'Lives scenario - input'!$F146),\"\")","v":""},{"$f":"IFERROR(IF(OR(K161=\"\",'Lives scenario - input'!$F146=\"\"),\"\",K161/'Lives scenario - input'!$F146),\"\")","v":""},{"$f":"IFERROR(IF(OR(L161=\"\",'Lives scenario - input'!$F146=\"\"),\"\",L161/'Lives scenario - input'!$F146),\"\")","v":""},{"$f":"IFERROR(IF(OR(M161=\"\",'Lives scenario - input'!$F146=\"\"),\"\",M161/'Lives scenario - input'!$F146),\"\")","v":""},{"$f":"IFERROR(IF(OR(N161=\"\",'Lives scenario - input'!$F146=\"\"),\"\",N161/'Lives scenario - input'!$F146),\"\")","v":""},{"$f":"IFERROR(IF(OR(O161=\"\",'Lives scenario - input'!$F146=\"\"),\"\",O161/'Lives scenario - input'!$F146),\"\")","v":""},{"$f":"IFERROR(IF(OR(P161=\"\",'Lives scenario - input'!$F146=\"\"),\"\",P161/'Lives scenario - input'!$F146),\"\")","v":""},{"$f":"IFERROR(IF(OR(Q161=\"\",'Lives scenario - input'!$F146=\"\"),\"\",Q161/'Lives scenario - input'!$F146),\"\")","v":""},{"$f":"IFERROR(IF(OR(R161=\"\",'Lives scenario - input'!$F146=\"\"),\"\",R161/'Lives scenario - input'!$F146),\"\")","v":""},{"$f":"IFERROR(IF(OR(S161=\"\",'Lives scenario - input'!$F146=\"\"),\"\",S161/'Lives scenario - input'!$F146),\"\")","v":""},{"$f":"IFERROR(IF(OR(T161=\"\",'Lives scenario - input'!$F146=\"\"),\"\",T161/'Lives scenario - input'!$F146),\"\")","v":""},{"$f":"IFERROR(IF(OR(U161=\"\",'Lives scenario - input'!$F146=\"\"),\"\",U161/'Lives scenario - input'!$F146),\"\")","v":""},{"$f":"IFERROR(IF(OR(V161=\"\",'Lives scenario - input'!$F146=\"\"),\"\",V161/'Lives scenario - input'!$F146),\"\")","v":""},{"$f":"IFERROR(IF(OR(W161=\"\",'Lives scenario - input'!$F146=\"\"),\"\",W161/'Lives scenario - input'!$F146),\"\")","v":""}]
[{"$f":"IFERROR('Lives scenario - input'!A147,\"\")","v":""},{"$f":"IFERROR('Lives scenario - input'!B147,\"\")","v":""},{"$f":"IFERROR('Lives scenario - input'!C147,\"\")","v":""},{"$f":"IFERROR(repcalc('Lives scenario - input'!$CX147:$GJ147,'Lives scenario - input'!$I147,'Lives scenario - input'!$G147,'Lives scenario - input'!$H147,20,TRUE,TRUE),\"\")","v":""},"","","","","","","","","","","","","","","","","","","",{"$f":"IFERROR(IF(OR(D162=\"\",'Lives scenario - input'!$F147=\"\"),\"\",D162/'Lives scenario - input'!$F147),\"\")","v":""},{"$f":"IFERROR(IF(OR(E162=\"\",'Lives scenario - input'!$F147=\"\"),\"\",E162/'Lives scenario - input'!$F147),\"\")","v":""},{"$f":"IFERROR(IF(OR(F162=\"\",'Lives scenario - input'!$F147=\"\"),\"\",F162/'Lives scenario - input'!$F147),\"\")","v":""},{"$f":"IFERROR(IF(OR(G162=\"\",'Lives scenario - input'!$F147=\"\"),\"\",G162/'Lives scenario - input'!$F147),\"\")","v":""},{"$f":"IFERROR(IF(OR(H162=\"\",'Lives scenario - input'!$F147=\"\"),\"\",H162/'Lives scenario - input'!$F147),\"\")","v":""},{"$f":"IFERROR(IF(OR(I162=\"\",'Lives scenario - input'!$F147=\"\"),\"\",I162/'Lives scenario - input'!$F147),\"\")","v":""},{"$f":"IFERROR(IF(OR(J162=\"\",'Lives scenario - input'!$F147=\"\"),\"\",J162/'Lives scenario - input'!$F147),\"\")","v":""},{"$f":"IFERROR(IF(OR(K162=\"\",'Lives scenario - input'!$F147=\"\"),\"\",K162/'Lives scenario - input'!$F147),\"\")","v":""},{"$f":"IFERROR(IF(OR(L162=\"\",'Lives scenario - input'!$F147=\"\"),\"\",L162/'Lives scenario - input'!$F147),\"\")","v":""},{"$f":"IFERROR(IF(OR(M162=\"\",'Lives scenario - input'!$F147=\"\"),\"\",M162/'Lives scenario - input'!$F147),\"\")","v":""},{"$f":"IFERROR(IF(OR(N162=\"\",'Lives scenario - input'!$F147=\"\"),\"\",N162/'Lives scenario - input'!$F147),\"\")","v":""},{"$f":"IFERROR(IF(OR(O162=\"\",'Lives scenario - input'!$F147=\"\"),\"\",O162/'Lives scenario - input'!$F147),\"\")","v":""},{"$f":"IFERROR(IF(OR(P162=\"\",'Lives scenario - input'!$F147=\"\"),\"\",P162/'Lives scenario - input'!$F147),\"\")","v":""},{"$f":"IFERROR(IF(OR(Q162=\"\",'Lives scenario - input'!$F147=\"\"),\"\",Q162/'Lives scenario - input'!$F147),\"\")","v":""},{"$f":"IFERROR(IF(OR(R162=\"\",'Lives scenario - input'!$F147=\"\"),\"\",R162/'Lives scenario - input'!$F147),\"\")","v":""},{"$f":"IFERROR(IF(OR(S162=\"\",'Lives scenario - input'!$F147=\"\"),\"\",S162/'Lives scenario - input'!$F147),\"\")","v":""},{"$f":"IFERROR(IF(OR(T162=\"\",'Lives scenario - input'!$F147=\"\"),\"\",T162/'Lives scenario - input'!$F147),\"\")","v":""},{"$f":"IFERROR(IF(OR(U162=\"\",'Lives scenario - input'!$F147=\"\"),\"\",U162/'Lives scenario - input'!$F147),\"\")","v":""},{"$f":"IFERROR(IF(OR(V162=\"\",'Lives scenario - input'!$F147=\"\"),\"\",V162/'Lives scenario - input'!$F147),\"\")","v":""},{"$f":"IFERROR(IF(OR(W162=\"\",'Lives scenario - input'!$F147=\"\"),\"\",W162/'Lives scenario - input'!$F147),\"\")","v":""}]
[{"$f":"IFERROR('Lives scenario - input'!A148,\"\")","v":""},{"$f":"IFERROR('Lives scenario - input'!B148,\"\")","v":""},{"$f":"IFERROR('Lives scenario - input'!C148,\"\")","v":""},{"$f":"IFERROR(repcalc('Lives scenario - input'!$CX148:$GJ148,'Lives scenario - input'!$I148,'Lives scenario - input'!$G148,'Lives scenario - input'!$H148,20,TRUE,TRUE),\"\")","v":""},"","","","","","","","","","","","","","","","","","","",{"$f":"IFERROR(IF(OR(D163=\"\",'Lives scenario - input'!$F148=\"\"),\"\",D163/'Lives scenario - input'!$F148),\"\")","v":""},{"$f":"IFERROR(IF(OR(E163=\"\",'Lives scenario - input'!$F148=\"\"),\"\",E163/'Lives scenario - input'!$F148),\"\")","v":""},{"$f":"IFERROR(IF(OR(F163=\"\",'Lives scenario - input'!$F148=\"\"),\"\",F163/'Lives scenario - input'!$F148),\"\")","v":""},{"$f":"IFERROR(IF(OR(G163=\"\",'Lives scenario - input'!$F148=\"\"),\"\",G163/'Lives scenario - input'!$F148),\"\")","v":""},{"$f":"IFERROR(IF(OR(H163=\"\",'Lives scenario - input'!$F148=\"\"),\"\",H163/'Lives scenario - input'!$F148),\"\")","v":""},{"$f":"IFERROR(IF(OR(I163=\"\",'Lives scenario - input'!$F148=\"\"),\"\",I163/'Lives scenario - input'!$F148),\"\")","v":""},{"$f":"IFERROR(IF(OR(J163=\"\",'Lives scenario - input'!$F148=\"\"),\"\",J163/'Lives scenario - input'!$F148),\"\")","v":""},{"$f":"IFERROR(IF(OR(K163=\"\",'Lives scenario - input'!$F148=\"\"),\"\",K163/'Lives scenario - input'!$F148),\"\")","v":""},{"$f":"IFERROR(IF(OR(L163=\"\",'Lives scenario - input'!$F148=\"\"),\"\",L163/'Lives scenario - input'!$F148),\"\")","v":""},{"$f":"IFERROR(IF(OR(M163=\"\",'Lives scenario - input'!$F148=\"\"),\"\",M163/'Lives scenario - input'!$F148),\"\")","v":""},{"$f":"IFERROR(IF(OR(N163=\"\",'Lives scenario - input'!$F148=\"\"),\"\",N163/'Lives scenario - input'!$F148),\"\")","v":""},{"$f":"IFERROR(IF(OR(O163=\"\",'Lives scenario - input'!$F148=\"\"),\"\",O163/'Lives scenario - input'!$F148),\"\")","v":""},{"$f":"IFERROR(IF(OR(P163=\"\",'Lives scenario - input'!$F148=\"\"),\"\",P163/'Lives scenario - input'!$F148),\"\")","v":""},{"$f":"IFERROR(IF(OR(Q163=\"\",'Lives scenario - input'!$F148=\"\"),\"\",Q163/'Lives scenario - input'!$F148),\"\")","v":""},{"$f":"IFERROR(IF(OR(R163=\"\",'Lives scenario - input'!$F148=\"\"),\"\",R163/'Lives scenario - input'!$F148),\"\")","v":""},{"$f":"IFERROR(IF(OR(S163=\"\",'Lives scenario - input'!$F148=\"\"),\"\",S163/'Lives scenario - input'!$F148),\"\")","v":""},{"$f":"IFERROR(IF(OR(T163=\"\",'Lives scenario - input'!$F148=\"\"),\"\",T163/'Lives scenario - input'!$F148),\"\")","v":""},{"$f":"IFERROR(IF(OR(U163=\"\",'Lives scenario - input'!$F148=\"\"),\"\",U163/'Lives scenario - input'!$F148),\"\")","v":""},{"$f":"IFERROR(IF(OR(V163=\"\",'Lives scenario - input'!$F148=\"\"),\"\",V163/'Lives scenario - input'!$F148),\"\")","v":""},{"$f":"IFERROR(IF(OR(W163=\"\",'Lives scenario - input'!$F148=\"\"),\"\",W163/'Lives scenario - input'!$F148),\"\")","v":""}]
[{"$f":"IFERROR('Lives scenario - input'!A149,\"\")","v":""},{"$f":"IFERROR('Lives scenario - input'!B149,\"\")","v":""},{"$f":"IFERROR('Lives scenario - input'!C149,\"\")","v":""},{"$f":"IFERROR(repcalc('Lives scenario - input'!$CX149:$GJ149,'Lives scenario - input'!$I149,'Lives scenario - input'!$G149,'Lives scenario - input'!$H149,20,TRUE,TRUE),\"\")","v":""},"","","","","","","","","","","","","","","","","","","",{"$f":"IFERROR(IF(OR(D164=\"\",'Lives scenario - input'!$F149=\"\"),\"\",D164/'Lives scenario - input'!$F149),\"\")","v":""},{"$f":"IFERROR(IF(OR(E164=\"\",'Lives scenario - input'!$F149=\"\"),\"\",E164/'Lives scenario - input'!$F149),\"\")","v":""},{"$f":"IFERROR(IF(OR(F164=\"\",'Lives scenario - input'!$F149=\"\"),\"\",F164/'Lives scenario - input'!$F149),\"\")","v":""},{"$f":"IFERROR(IF(OR(G164=\"\",'Lives scenario - input'!$F149=\"\"),\"\",G164/'Lives scenario - input'!$F149),\"\")","v":""},{"$f":"IFERROR(IF(OR(H164=\"\",'Lives scenario - input'!$F149=\"\"),\"\",H164/'Lives scenario - input'!$F149),\"\")","v":""},{"$f":"IFERROR(IF(OR(I164=\"\",'Lives scenario - input'!$F149=\"\"),\"\",I164/'Lives scenario - input'!$F149),\"\")","v":""},{"$f":"IFERROR(IF(OR(J164=\"\",'Lives scenario - input'!$F149=\"\"),\"\",J164/'Lives scenario - input'!$F149),\"\")","v":""},{"$f":"IFERROR(IF(OR(K164=\"\",'Lives scenario - input'!$F149=\"\"),\"\",K164/'Lives scenario - input'!$F149),\"\")","v":""},{"$f":"IFERROR(IF(OR(L164=\"\",'Lives scenario - input'!$F149=\"\"),\"\",L164/'Lives scenario - input'!$F149),\"\")","v":""},{"$f":"IFERROR(IF(OR(M164=\"\",'Lives scenario - input'!$F149=\"\"),\"\",M164/'Lives scenario - input'!$F149),\"\")","v":""},{"$f":"IFERROR(IF(OR(N164=\"\",'Lives scenario - input'!$F149=\"\"),\"\",N164/'Lives scenario - input'!$F149),\"\")","v":""},{"$f":"IFERROR(IF(OR(O164=\"\",'Lives scenario - input'!$F149=\"\"),\"\",O164/'Lives scenario - input'!$F149),\"\")","v":""},{"$f":"IFERROR(IF(OR(P164=\"\",'Lives scenario - input'!$F149=\"\"),\"\",P164/'Lives scenario - input'!$F149),\"\")","v":""},{"$f":"IFERROR(IF(OR(Q164=\"\",'Lives scenario - input'!$F149=\"\"),\"\",Q164/'Lives scenario - input'!$F149),\"\")","v":""},{"$f":"IFERROR(IF(OR(R164=\"\",'Lives scenario - input'!$F149=\"\"),\"\",R164/'Lives scenario - input'!$F149),\"\")","v":""},{"$f":"IFERROR(IF(OR(S164=\"\",'Lives scenario - input'!$F149=\"\"),\"\",S164/'Lives scenario - input'!$F149),\"\")","v":""},{"$f":"IFERROR(IF(OR(T164=\"\",'Lives scenario - input'!$F149=\"\"),\"\",T164/'Lives scenario - input'!$F149),\"\")","v":""},{"$f":"IFERROR(IF(OR(U164=\"\",'Lives scenario - input'!$F149=\"\"),\"\",U164/'Lives scenario - input'!$F149),\"\")","v":""},{"$f":"IFERROR(IF(OR(V164=\"\",'Lives scenario - input'!$F149=\"\"),\"\",V164/'Lives scenario - input'!$F149),\"\")","v":""},{"$f":"IFERROR(IF(OR(W164=\"\",'Lives scenario - input'!$F149=\"\"),\"\",W164/'Lives scenario - input'!$F149),\"\")","v":""}]
[{"$f":"IFERROR('Lives scenario - input'!A150,\"\")","v":""},{"$f":"IFERROR('Lives scenario - input'!B150,\"\")","v":""},{"$f":"IFERROR('Lives scenario - input'!C150,\"\")","v":""},{"$f":"IFERROR(repcalc('Lives scenario - input'!$CX150:$GJ150,'Lives scenario - input'!$I150,'Lives scenario - input'!$G150,'Lives scenario - input'!$H150,20,TRUE,TRUE),\"\")","v":""},"","","","","","","","","","","","","","","","","","","",{"$f":"IFERROR(IF(OR(D165=\"\",'Lives scenario - input'!$F150=\"\"),\"\",D165/'Lives scenario - input'!$F150),\"\")","v":""},{"$f":"IFERROR(IF(OR(E165=\"\",'Lives scenario - input'!$F150=\"\"),\"\",E165/'Lives scenario - input'!$F150),\"\")","v":""},{"$f":"IFERROR(IF(OR(F165=\"\",'Lives scenario - input'!$F150=\"\"),\"\",F165/'Lives scenario - input'!$F150),\"\")","v":""},{"$f":"IFERROR(IF(OR(G165=\"\",'Lives scenario - input'!$F150=\"\"),\"\",G165/'Lives scenario - input'!$F150),\"\")","v":""},{"$f":"IFERROR(IF(OR(H165=\"\",'Lives scenario - input'!$F150=\"\"),\"\",H165/'Lives scenario - input'!$F150),\"\")","v":""},{"$f":"IFERROR(IF(OR(I165=\"\",'Lives scenario - input'!$F150=\"\"),\"\",I165/'Lives scenario - input'!$F150),\"\")","v":""},{"$f":"IFERROR(IF(OR(J165=\"\",'Lives scenario - input'!$F150=\"\"),\"\",J165/'Lives scenario - input'!$F150),\"\")","v":""},{"$f":"IFERROR(IF(OR(K165=\"\",'Lives scenario - input'!$F150=\"\"),\"\",K165/'Lives scenario - input'!$F150),\"\")","v":""},{"$f":"IFERROR(IF(OR(L165=\"\",'Lives scenario - input'!$F150=\"\"),\"\",L165/'Lives scenario - input'!$F150),\"\")","v":""},{"$f":"IFERROR(IF(OR(M165=\"\",'Lives scenario - input'!$F150=\"\"),\"\",M165/'Lives scenario - input'!$F150),\"\")","v":""},{"$f":"IFERROR(IF(OR(N165=\"\",'Lives scenario - input'!$F150=\"\"),\"\",N165/'Lives scenario - input'!$F150),\"\")","v":""},{"$f":"IFERROR(IF(OR(O165=\"\",'Lives scenario - input'!$F150=\"\"),\"\",O165/'Lives scenario - input'!$F150),\"\")","v":""},{"$f":"IFERROR(IF(OR(P165=\"\",'Lives scenario - input'!$F150=\"\"),\"\",P165/'Lives scenario - input'!$F150),\"\")","v":""},{"$f":"IFERROR(IF(OR(Q165=\"\",'Lives scenario - input'!$F150=\"\"),\"\",Q165/'Lives scenario - input'!$F150),\"\")","v":""},{"$f":"IFERROR(IF(OR(R165=\"\",'Lives scenario - input'!$F150=\"\"),\"\",R165/'Lives scenario - input'!$F150),\"\")","v":""},{"$f":"IFERROR(IF(OR(S165=\"\",'Lives scenario - input'!$F150=\"\"),\"\",S165/'Lives scenario - input'!$F150),\"\")","v":""},{"$f":"IFERROR(IF(OR(T165=\"\",'Lives scenario - input'!$F150=\"\"),\"\",T165/'Lives scenario - input'!$F150),\"\")","v":""},{"$f":"IFERROR(IF(OR(U165=\"\",'Lives scenario - input'!$F150=\"\"),\"\",U165/'Lives scenario - input'!$F150),\"\")","v":""},{"$f":"IFERROR(IF(OR(V165=\"\",'Lives scenario - input'!$F150=\"\"),\"\",V165/'Lives scenario - input'!$F150),\"\")","v":""},{"$f":"IFERROR(IF(OR(W165=\"\",'Lives scenario - input'!$F150=\"\"),\"\",W165/'Lives scenario - input'!$F150),\"\")","v":""}]
[{"$f":"IFERROR('Lives scenario - input'!A151,\"\")","v":""},{"$f":"IFERROR('Lives scenario - input'!B151,\"\")","v":""},{"$f":"IFERROR('Lives scenario - input'!C151,\"\")","v":""},{"$f":"IFERROR(repcalc('Lives scenario - input'!$CX151:$GJ151,'Lives scenario - input'!$I151,'Lives scenario - input'!$G151,'Lives scenario - input'!$H151,20,TRUE,TRUE),\"\")","v":""},"","","","","","","","","","","","","","","","","","","",{"$f":"IFERROR(IF(OR(D166=\"\",'Lives scenario - input'!$F151=\"\"),\"\",D166/'Lives scenario - input'!$F151),\"\")","v":""},{"$f":"IFERROR(IF(OR(E166=\"\",'Lives scenario - input'!$F151=\"\"),\"\",E166/'Lives scenario - input'!$F151),\"\")","v":""},{"$f":"IFERROR(IF(OR(F166=\"\",'Lives scenario - input'!$F151=\"\"),\"\",F166/'Lives scenario - input'!$F151),\"\")","v":""},{"$f":"IFERROR(IF(OR(G166=\"\",'Lives scenario - input'!$F151=\"\"),\"\",G166/'Lives scenario - input'!$F151),\"\")","v":""},{"$f":"IFERROR(IF(OR(H166=\"\",'Lives scenario - input'!$F151=\"\"),\"\",H166/'Lives scenario - input'!$F151),\"\")","v":""},{"$f":"IFERROR(IF(OR(I166=\"\",'Lives scenario - input'!$F151=\"\"),\"\",I166/'Lives scenario - input'!$F151),\"\")","v":""},{"$f":"IFERROR(IF(OR(J166=\"\",'Lives scenario - input'!$F151=\"\"),\"\",J166/'Lives scenario - input'!$F151),\"\")","v":""},{"$f":"IFERROR(IF(OR(K166=\"\",'Lives scenario - input'!$F151=\"\"),\"\",K166/'Lives scenario - input'!$F151),\"\")","v":""},{"$f":"IFERROR(IF(OR(L166=\"\",'Lives scenario - input'!$F151=\"\"),\"\",L166/'Lives scenario - input'!$F151),\"\")","v":""},{"$f":"IFERROR(IF(OR(M166=\"\",'Lives scenario - input'!$F151=\"\"),\"\",M166/'Lives scenario - input'!$F151),\"\")","v":""},{"$f":"IFERROR(IF(OR(N166=\"\",'Lives scenario - input'!$F151=\"\"),\"\",N166/'Lives scenario - input'!$F151),\"\")","v":""},{"$f":"IFERROR(IF(OR(O166=\"\",'Lives scenario - input'!$F151=\"\"),\"\",O166/'Lives scenario - input'!$F151),\"\")","v":""},{"$f":"IFERROR(IF(OR(P166=\"\",'Lives scenario - input'!$F151=\"\"),\"\",P166/'Lives scenario - input'!$F151),\"\")","v":""},{"$f":"IFERROR(IF(OR(Q166=\"\",'Lives scenario - input'!$F151=\"\"),\"\",Q166/'Lives scenario - input'!$F151),\"\")","v":""},{"$f":"IFERROR(IF(OR(R166=\"\",'Lives scenario - input'!$F151=\"\"),\"\",R166/'Lives scenario - input'!$F151),\"\")","v":""},{"$f":"IFERROR(IF(OR(S166=\"\",'Lives scenario - input'!$F151=\"\"),\"\",S166/'Lives scenario - input'!$F151),\"\")","v":""},{"$f":"IFERROR(IF(OR(T166=\"\",'Lives scenario - input'!$F151=\"\"),\"\",T166/'Lives scenario - input'!$F151),\"\")","v":""},{"$f":"IFERROR(IF(OR(U166=\"\",'Lives scenario - input'!$F151=\"\"),\"\",U166/'Lives scenario - input'!$F151),\"\")","v":""},{"$f":"IFERROR(IF(OR(V166=\"\",'Lives scenario - input'!$F151=\"\"),\"\",V166/'Lives scenario - input'!$F151),\"\")","v":""},{"$f":"IFERROR(IF(OR(W166=\"\",'Lives scenario - input'!$F151=\"\"),\"\",W166/'Lives scenario - input'!$F151),\"\")","v":""}]
[{"$f":"IFERROR('Lives scenario - input'!A152,\"\")","v":""},{"$f":"IFERROR('Lives scenario - input'!B152,\"\")","v":""},{"$f":"IFERROR('Lives scenario - input'!C152,\"\")","v":""},{"$f":"IFERROR(repcalc('Lives scenario - input'!$CX152:$GJ152,'Lives scenario - input'!$I152,'Lives scenario - input'!$G152,'Lives scenario - input'!$H152,20,TRUE,TRUE),\"\")","v":""},"","","","","","","","","","","","","","","","","","","",{"$f":"IFERROR(IF(OR(D167=\"\",'Lives scenario - input'!$F152=\"\"),\"\",D167/'Lives scenario - input'!$F152),\"\")","v":""},{"$f":"IFERROR(IF(OR(E167=\"\",'Lives scenario - input'!$F152=\"\"),\"\",E167/'Lives scenario - input'!$F152),\"\")","v":""},{"$f":"IFERROR(IF(OR(F167=\"\",'Lives scenario - input'!$F152=\"\"),\"\",F167/'Lives scenario - input'!$F152),\"\")","v":""},{"$f":"IFERROR(IF(OR(G167=\"\",'Lives scenario - input'!$F152=\"\"),\"\",G167/'Lives scenario - input'!$F152),\"\")","v":""},{"$f":"IFERROR(IF(OR(H167=\"\",'Lives scenario - input'!$F152=\"\"),\"\",H167/'Lives scenario - input'!$F152),\"\")","v":""},{"$f":"IFERROR(IF(OR(I167=\"\",'Lives scenario - input'!$F152=\"\"),\"\",I167/'Lives scenario - input'!$F152),\"\")","v":""},{"$f":"IFERROR(IF(OR(J167=\"\",'Lives scenario - input'!$F152=\"\"),\"\",J167/'Lives scenario - input'!$F152),\"\")","v":""},{"$f":"IFERROR(IF(OR(K167=\"\",'Lives scenario - input'!$F152=\"\"),\"\",K167/'Lives scenario - input'!$F152),\"\")","v":""},{"$f":"IFERROR(IF(OR(L167=\"\",'Lives scenario - input'!$F152=\"\"),\"\",L167/'Lives scenario - input'!$F152),\"\")","v":""},{"$f":"IFERROR(IF(OR(M167=\"\",'Lives scenario - input'!$F152=\"\"),\"\",M167/'Lives scenario - input'!$F152),\"\")","v":""},{"$f":"IFERROR(IF(OR(N167=\"\",'Lives scenario - input'!$F152=\"\"),\"\",N167/'Lives scenario - input'!$F152),\"\")","v":""},{"$f":"IFERROR(IF(OR(O167=\"\",'Lives scenario - input'!$F152=\"\"),\"\",O167/'Lives scenario - input'!$F152),\"\")","v":""},{"$f":"IFERROR(IF(OR(P167=\"\",'Lives scenario - input'!$F152=\"\"),\"\",P167/'Lives scenario - input'!$F152),\"\")","v":""},{"$f":"IFERROR(IF(OR(Q167=\"\",'Lives scenario - input'!$F152=\"\"),\"\",Q167/'Lives scenario - input'!$F152),\"\")","v":""},{"$f":"IFERROR(IF(OR(R167=\"\",'Lives scenario - input'!$F152=\"\"),\"\",R167/'Lives scenario - input'!$F152),\"\")","v":""},{"$f":"IFERROR(IF(OR(S167=\"\",'Lives scenario - input'!$F152=\"\"),\"\",S167/'Lives scenario - input'!$F152),\"\")","v":""},{"$f":"IFERROR(IF(OR(T167=\"\",'Lives scenario - input'!$F152=\"\"),\"\",T167/'Lives scenario - input'!$F152),\"\")","v":""},{"$f":"IFERROR(IF(OR(U167=\"\",'Lives scenario - input'!$F152=\"\"),\"\",U167/'Lives scenario - input'!$F152),\"\")","v":""},{"$f":"IFERROR(IF(OR(V167=\"\",'Lives scenario - input'!$F152=\"\"),\"\",V167/'Lives scenario - input'!$F152),\"\")","v":""},{"$f":"IFERROR(IF(OR(W167=\"\",'Lives scenario - input'!$F152=\"\"),\"\",W167/'Lives scenario - input'!$F152),\"\")","v":""}]
[{"$f":"IFERROR('Lives scenario - input'!A153,\"\")","v":""},{"$f":"IFERROR('Lives scenario - input'!B153,\"\")","v":""},{"$f":"IFERROR('Lives scenario - input'!C153,\"\")","v":""},{"$f":"IFERROR(repcalc('Lives scenario - input'!$CX153:$GJ153,'Lives scenario - input'!$I153,'Lives scenario - input'!$G153,'Lives scenario - input'!$H153,20,TRUE,TRUE),\"\")","v":""},"","","","","","","","","","","","","","","","","","","",{"$f":"IFERROR(IF(OR(D168=\"\",'Lives scenario - input'!$F153=\"\"),\"\",D168/'Lives scenario - input'!$F153),\"\")","v":""},{"$f":"IFERROR(IF(OR(E168=\"\",'Lives scenario - input'!$F153=\"\"),\"\",E168/'Lives scenario - input'!$F153),\"\")","v":""},{"$f":"IFERROR(IF(OR(F168=\"\",'Lives scenario - input'!$F153=\"\"),\"\",F168/'Lives scenario - input'!$F153),\"\")","v":""},{"$f":"IFERROR(IF(OR(G168=\"\",'Lives scenario - input'!$F153=\"\"),\"\",G168/'Lives scenario - input'!$F153),\"\")","v":""},{"$f":"IFERROR(IF(OR(H168=\"\",'Lives scenario - input'!$F153=\"\"),\"\",H168/'Lives scenario - input'!$F153),\"\")","v":""},{"$f":"IFERROR(IF(OR(I168=\"\",'Lives scenario - input'!$F153=\"\"),\"\",I168/'Lives scenario - input'!$F153),\"\")","v":""},{"$f":"IFERROR(IF(OR(J168=\"\",'Lives scenario - input'!$F153=\"\"),\"\",J168/'Lives scenario - input'!$F153),\"\")","v":""},{"$f":"IFERROR(IF(OR(K168=\"\",'Lives scenario - input'!$F153=\"\"),\"\",K168/'Lives scenario - input'!$F153),\"\")","v":""},{"$f":"IFERROR(IF(OR(L168=\"\",'Lives scenario - input'!$F153=\"\"),\"\",L168/'Lives scenario - input'!$F153),\"\")","v":""},{"$f":"IFERROR(IF(OR(M168=\"\",'Lives scenario - input'!$F153=\"\"),\"\",M168/'Lives scenario - input'!$F153),\"\")","v":""},{"$f":"IFERROR(IF(OR(N168=\"\",'Lives scenario - input'!$F153=\"\"),\"\",N168/'Lives scenario - input'!$F153),\"\")","v":""},{"$f":"IFERROR(IF(OR(O168=\"\",'Lives scenario - input'!$F153=\"\"),\"\",O168/'Lives scenario - input'!$F153),\"\")","v":""},{"$f":"IFERROR(IF(OR(P168=\"\",'Lives scenario - input'!$F153=\"\"),\"\",P168/'Lives scenario - input'!$F153),\"\")","v":""},{"$f":"IFERROR(IF(OR(Q168=\"\",'Lives scenario - input'!$F153=\"\"),\"\",Q168/'Lives scenario - input'!$F153),\"\")","v":""},{"$f":"IFERROR(IF(OR(R168=\"\",'Lives scenario - input'!$F153=\"\"),\"\",R168/'Lives scenario - input'!$F153),\"\")","v":""},{"$f":"IFERROR(IF(OR(S168=\"\",'Lives scenario - input'!$F153=\"\"),\"\",S168/'Lives scenario - input'!$F153),\"\")","v":""},{"$f":"IFERROR(IF(OR(T168=\"\",'Lives scenario - input'!$F153=\"\"),\"\",T168/'Lives scenario - input'!$F153),\"\")","v":""},{"$f":"IFERROR(IF(OR(U168=\"\",'Lives scenario - input'!$F153=\"\"),\"\",U168/'Lives scenario - input'!$F153),\"\")","v":""},{"$f":"IFERROR(IF(OR(V168=\"\",'Lives scenario - input'!$F153=\"\"),\"\",V168/'Lives scenario - input'!$F153),\"\")","v":""},{"$f":"IFERROR(IF(OR(W168=\"\",'Lives scenario - input'!$F153=\"\"),\"\",W168/'Lives scenario - input'!$F153),\"\")","v":""}]
[{"$f":"IFERROR('Lives scenario - input'!A154,\"\")","v":""},{"$f":"IFERROR('Lives scenario - input'!B154,\"\")","v":""},{"$f":"IFERROR('Lives scenario - input'!C154,\"\")","v":""},{"$f":"IFERROR(repcalc('Lives scenario - input'!$CX154:$GJ154,'Lives scenario - input'!$I154,'Lives scenario - input'!$G154,'Lives scenario - input'!$H154,20,TRUE,TRUE),\"\")","v":""},"","","","","","","","","","","","","","","","","","","",{"$f":"IFERROR(IF(OR(D169=\"\",'Lives scenario - input'!$F154=\"\"),\"\",D169/'Lives scenario - input'!$F154),\"\")","v":""},{"$f":"IFERROR(IF(OR(E169=\"\",'Lives scenario - input'!$F154=\"\"),\"\",E169/'Lives scenario - input'!$F154),\"\")","v":""},{"$f":"IFERROR(IF(OR(F169=\"\",'Lives scenario - input'!$F154=\"\"),\"\",F169/'Lives scenario - input'!$F154),\"\")","v":""},{"$f":"IFERROR(IF(OR(G169=\"\",'Lives scenario - input'!$F154=\"\"),\"\",G169/'Lives scenario - input'!$F154),\"\")","v":""},{"$f":"IFERROR(IF(OR(H169=\"\",'Lives scenario - input'!$F154=\"\"),\"\",H169/'Lives scenario - input'!$F154),\"\")","v":""},{"$f":"IFERROR(IF(OR(I169=\"\",'Lives scenario - input'!$F154=\"\"),\"\",I169/'Lives scenario - input'!$F154),\"\")","v":""},{"$f":"IFERROR(IF(OR(J169=\"\",'Lives scenario - input'!$F154=\"\"),\"\",J169/'Lives scenario - input'!$F154),\"\")","v":""},{"$f":"IFERROR(IF(OR(K169=\"\",'Lives scenario - input'!$F154=\"\"),\"\",K169/'Lives scenario - input'!$F154),\"\")","v":""},{"$f":"IFERROR(IF(OR(L169=\"\",'Lives scenario - input'!$F154=\"\"),\"\",L169/'Lives scenario - input'!$F154),\"\")","v":""},{"$f":"IFERROR(IF(OR(M169=\"\",'Lives scenario - input'!$F154=\"\"),\"\",M169/'Lives scenario - input'!$F154),\"\")","v":""},{"$f":"IFERROR(IF(OR(N169=\"\",'Lives scenario - input'!$F154=\"\"),\"\",N169/'Lives scenario - input'!$F154),\"\")","v":""},{"$f":"IFERROR(IF(OR(O169=\"\",'Lives scenario - input'!$F154=\"\"),\"\",O169/'Lives scenario - input'!$F154),\"\")","v":""},{"$f":"IFERROR(IF(OR(P169=\"\",'Lives scenario - input'!$F154=\"\"),\"\",P169/'Lives scenario - input'!$F154),\"\")","v":""},{"$f":"IFERROR(IF(OR(Q169=\"\",'Lives scenario - input'!$F154=\"\"),\"\",Q169/'Lives scenario - input'!$F154),\"\")","v":""},{"$f":"IFERROR(IF(OR(R169=\"\",'Lives scenario - input'!$F154=\"\"),\"\",R169/'Lives scenario - input'!$F154),\"\")","v":""},{"$f":"IFERROR(IF(OR(S169=\"\",'Lives scenario - input'!$F154=\"\"),\"\",S169/'Lives scenario - input'!$F154),\"\")","v":""},{"$f":"IFERROR(IF(OR(T169=\"\",'Lives scenario - input'!$F154=\"\"),\"\",T169/'Lives scenario - input'!$F154),\"\")","v":""},{"$f":"IFERROR(IF(OR(U169=\"\",'Lives scenario - input'!$F154=\"\"),\"\",U169/'Lives scenario - input'!$F154),\"\")","v":""},{"$f":"IFERROR(IF(OR(V169=\"\",'Lives scenario - input'!$F154=\"\"),\"\",V169/'Lives scenario - input'!$F154),\"\")","v":""},{"$f":"IFERROR(IF(OR(W169=\"\",'Lives scenario - input'!$F154=\"\"),\"\",W169/'Lives scenario - input'!$F154),\"\")","v":""}]
[{"$f":"IFERROR('Lives scenario - input'!A155,\"\")","v":""},{"$f":"IFERROR('Lives scenario - input'!B155,\"\")","v":""},{"$f":"IFERROR('Lives scenario - input'!C155,\"\")","v":""},{"$f":"IFERROR(repcalc('Lives scenario - input'!$CX155:$GJ155,'Lives scenario - input'!$I155,'Lives scenario - input'!$G155,'Lives scenario - input'!$H155,20,TRUE,TRUE),\"\")","v":""},"","","","","","","","","","","","","","","","","","","",{"$f":"IFERROR(IF(OR(D170=\"\",'Lives scenario - input'!$F155=\"\"),\"\",D170/'Lives scenario - input'!$F155),\"\")","v":""},{"$f":"IFERROR(IF(OR(E170=\"\",'Lives scenario - input'!$F155=\"\"),\"\",E170/'Lives scenario - input'!$F155),\"\")","v":""},{"$f":"IFERROR(IF(OR(F170=\"\",'Lives scenario - input'!$F155=\"\"),\"\",F170/'Lives scenario - input'!$F155),\"\")","v":""},{"$f":"IFERROR(IF(OR(G170=\"\",'Lives scenario - input'!$F155=\"\"),\"\",G170/'Lives scenario - input'!$F155),\"\")","v":""},{"$f":"IFERROR(IF(OR(H170=\"\",'Lives scenario - input'!$F155=\"\"),\"\",H170/'Lives scenario - input'!$F155),\"\")","v":""},{"$f":"IFERROR(IF(OR(I170=\"\",'Lives scenario - input'!$F155=\"\"),\"\",I170/'Lives scenario - input'!$F155),\"\")","v":""},{"$f":"IFERROR(IF(OR(J170=\"\",'Lives scenario - input'!$F155=\"\"),\"\",J170/'Lives scenario - input'!$F155),\"\")","v":""},{"$f":"IFERROR(IF(OR(K170=\"\",'Lives scenario - input'!$F155=\"\"),\"\",K170/'Lives scenario - input'!$F155),\"\")","v":""},{"$f":"IFERROR(IF(OR(L170=\"\",'Lives scenario - input'!$F155=\"\"),\"\",L170/'Lives scenario - input'!$F155),\"\")","v":""},{"$f":"IFERROR(IF(OR(M170=\"\",'Lives scenario - input'!$F155=\"\"),\"\",M170/'Lives scenario - input'!$F155),\"\")","v":""},{"$f":"IFERROR(IF(OR(N170=\"\",'Lives scenario - input'!$F155=\"\"),\"\",N170/'Lives scenario - input'!$F155),\"\")","v":""},{"$f":"IFERROR(IF(OR(O170=\"\",'Lives scenario - input'!$F155=\"\"),\"\",O170/'Lives scenario - input'!$F155),\"\")","v":""},{"$f":"IFERROR(IF(OR(P170=\"\",'Lives scenario - input'!$F155=\"\"),\"\",P170/'Lives scenario - input'!$F155),\"\")","v":""},{"$f":"IFERROR(IF(OR(Q170=\"\",'Lives scenario - input'!$F155=\"\"),\"\",Q170/'Lives scenario - input'!$F155),\"\")","v":""},{"$f":"IFERROR(IF(OR(R170=\"\",'Lives scenario - input'!$F155=\"\"),\"\",R170/'Lives scenario - input'!$F155),\"\")","v":""},{"$f":"IFERROR(IF(OR(S170=\"\",'Lives scenario - input'!$F155=\"\"),\"\",S170/'Lives scenario - input'!$F155),\"\")","v":""},{"$f":"IFERROR(IF(OR(T170=\"\",'Lives scenario - input'!$F155=\"\"),\"\",T170/'Lives scenario - input'!$F155),\"\")","v":""},{"$f":"IFERROR(IF(OR(U170=\"\",'Lives scenario - input'!$F155=\"\"),\"\",U170/'Lives scenario - input'!$F155),\"\")","v":""},{"$f":"IFERROR(IF(OR(V170=\"\",'Lives scenario - input'!$F155=\"\"),\"\",V170/'Lives scenario - input'!$F155),\"\")","v":""},{"$f":"IFERROR(IF(OR(W170=\"\",'Lives scenario - input'!$F155=\"\"),\"\",W170/'Lives scenario - input'!$F155),\"\")","v":""}]
[{"$f":"IFERROR('Lives scenario - input'!A156,\"\")","v":""},{"$f":"IFERROR('Lives scenario - input'!B156,\"\")","v":""},{"$f":"IFERROR('Lives scenario - input'!C156,\"\")","v":""},{"$f":"IFERROR(repcalc('Lives scenario - input'!$CX156:$GJ156,'Lives scenario - input'!$I156,'Lives scenario - input'!$G156,'Lives scenario - input'!$H156,20,TRUE,TRUE),\"\")","v":""},"","","","","","","","","","","","","","","","","","","",{"$f":"IFERROR(IF(OR(D171=\"\",'Lives scenario - input'!$F156=\"\"),\"\",D171/'Lives scenario - input'!$F156),\"\")","v":""},{"$f":"IFERROR(IF(OR(E171=\"\",'Lives scenario - input'!$F156=\"\"),\"\",E171/'Lives scenario - input'!$F156),\"\")","v":""},{"$f":"IFERROR(IF(OR(F171=\"\",'Lives scenario - input'!$F156=\"\"),\"\",F171/'Lives scenario - input'!$F156),\"\")","v":""},{"$f":"IFERROR(IF(OR(G171=\"\",'Lives scenario - input'!$F156=\"\"),\"\",G171/'Lives scenario - input'!$F156),\"\")","v":""},{"$f":"IFERROR(IF(OR(H171=\"\",'Lives scenario - input'!$F156=\"\"),\"\",H171/'Lives scenario - input'!$F156),\"\")","v":""},{"$f":"IFERROR(IF(OR(I171=\"\",'Lives scenario - input'!$F156=\"\"),\"\",I171/'Lives scenario - input'!$F156),\"\")","v":""},{"$f":"IFERROR(IF(OR(J171=\"\",'Lives scenario - input'!$F156=\"\"),\"\",J171/'Lives scenario - input'!$F156),\"\")","v":""},{"$f":"IFERROR(IF(OR(K171=\"\",'Lives scenario - input'!$F156=\"\"),\"\",K171/'Lives scenario - input'!$F156),\"\")","v":""},{"$f":"IFERROR(IF(OR(L171=\"\",'Lives scenario - input'!$F156=\"\"),\"\",L171/'Lives scenario - input'!$F156),\"\")","v":""},{"$f":"IFERROR(IF(OR(M171=\"\",'Lives scenario - input'!$F156=\"\"),\"\",M171/'Lives scenario - input'!$F156),\"\")","v":""},{"$f":"IFERROR(IF(OR(N171=\"\",'Lives scenario - input'!$F156=\"\"),\"\",N171/'Lives scenario - input'!$F156),\"\")","v":""},{"$f":"IFERROR(IF(OR(O171=\"\",'Lives scenario - input'!$F156=\"\"),\"\",O171/'Lives scenario - input'!$F156),\"\")","v":""},{"$f":"IFERROR(IF(OR(P171=\"\",'Lives scenario - input'!$F156=\"\"),\"\",P171/'Lives scenario - input'!$F156),\"\")","v":""},{"$f":"IFERROR(IF(OR(Q171=\"\",'Lives scenario - input'!$F156=\"\"),\"\",Q171/'Lives scenario - input'!$F156),\"\")","v":""},{"$f":"IFERROR(IF(OR(R171=\"\",'Lives scenario - input'!$F156=\"\"),\"\",R171/'Lives scenario - input'!$F156),\"\")","v":""},{"$f":"IFERROR(IF(OR(S171=\"\",'Lives scenario - input'!$F156=\"\"),\"\",S171/'Lives scenario - input'!$F156),\"\")","v":""},{"$f":"IFERROR(IF(OR(T171=\"\",'Lives scenario - input'!$F156=\"\"),\"\",T171/'Lives scenario - input'!$F156),\"\")","v":""},{"$f":"IFERROR(IF(OR(U171=\"\",'Lives scenario - input'!$F156=\"\"),\"\",U171/'Lives scenario - input'!$F156),\"\")","v":""},{"$f":"IFERROR(IF(OR(V171=\"\",'Lives scenario - input'!$F156=\"\"),\"\",V171/'Lives scenario - input'!$F156),\"\")","v":""},{"$f":"IFERROR(IF(OR(W171=\"\",'Lives scenario - input'!$F156=\"\"),\"\",W171/'Lives scenario - input'!$F156),\"\")","v":""}]
[{"$f":"IFERROR('Lives scenario - input'!A157,\"\")","v":""},{"$f":"IFERROR('Lives scenario - input'!B157,\"\")","v":""},{"$f":"IFERROR('Lives scenario - input'!C157,\"\")","v":""},{"$f":"IFERROR(repcalc('Lives scenario - input'!$CX157:$GJ157,'Lives scenario - input'!$I157,'Lives scenario - input'!$G157,'Lives scenario - input'!$H157,20,TRUE,TRUE),\"\")","v":""},"","","","","","","","","","","","","","","","","","","",{"$f":"IFERROR(IF(OR(D172=\"\",'Lives scenario - input'!$F157=\"\"),\"\",D172/'Lives scenario - input'!$F157),\"\")","v":""},{"$f":"IFERROR(IF(OR(E172=\"\",'Lives scenario - input'!$F157=\"\"),\"\",E172/'Lives scenario - input'!$F157),\"\")","v":""},{"$f":"IFERROR(IF(OR(F172=\"\",'Lives scenario - input'!$F157=\"\"),\"\",F172/'Lives scenario - input'!$F157),\"\")","v":""},{"$f":"IFERROR(IF(OR(G172=\"\",'Lives scenario - input'!$F157=\"\"),\"\",G172/'Lives scenario - input'!$F157),\"\")","v":""},{"$f":"IFERROR(IF(OR(H172=\"\",'Lives scenario - input'!$F157=\"\"),\"\",H172/'Lives scenario - input'!$F157),\"\")","v":""},{"$f":"IFERROR(IF(OR(I172=\"\",'Lives scenario - input'!$F157=\"\"),\"\",I172/'Lives scenario - input'!$F157),\"\")","v":""},{"$f":"IFERROR(IF(OR(J172=\"\",'Lives scenario - input'!$F157=\"\"),\"\",J172/'Lives scenario - input'!$F157),\"\")","v":""},{"$f":"IFERROR(IF(OR(K172=\"\",'Lives scenario - input'!$F157=\"\"),\"\",K172/'Lives scenario - input'!$F157),\"\")","v":""},{"$f":"IFERROR(IF(OR(L172=\"\",'Lives scenario - input'!$F157=\"\"),\"\",L172/'Lives scenario - input'!$F157),\"\")","v":""},{"$f":"IFERROR(IF(OR(M172=\"\",'Lives scenario - input'!$F157=\"\"),\"\",M172/'Lives scenario - input'!$F157),\"\")","v":""},{"$f":"IFERROR(IF(OR(N172=\"\",'Lives scenario - input'!$F157=\"\"),\"\",N172/'Lives scenario - input'!$F157),\"\")","v":""},{"$f":"IFERROR(IF(OR(O172=\"\",'Lives scenario - input'!$F157=\"\"),\"\",O172/'Lives scenario - input'!$F157),\"\")","v":""},{"$f":"IFERROR(IF(OR(P172=\"\",'Lives scenario - input'!$F157=\"\"),\"\",P172/'Lives scenario - input'!$F157),\"\")","v":""},{"$f":"IFERROR(IF(OR(Q172=\"\",'Lives scenario - input'!$F157=\"\"),\"\",Q172/'Lives scenario - input'!$F157),\"\")","v":""},{"$f":"IFERROR(IF(OR(R172=\"\",'Lives scenario - input'!$F157=\"\"),\"\",R172/'Lives scenario - input'!$F157),\"\")","v":""},{"$f":"IFERROR(IF(OR(S172=\"\",'Lives scenario - input'!$F157=\"\"),\"\",S172/'Lives scenario - input'!$F157),\"\")","v":""},{"$f":"IFERROR(IF(OR(T172=\"\",'Lives scenario - input'!$F157=\"\"),\"\",T172/'Lives scenario - input'!$F157),\"\")","v":""},{"$f":"IFERROR(IF(OR(U172=\"\",'Lives scenario - input'!$F157=\"\"),\"\",U172/'Lives scenario - input'!$F157),\"\")","v":""},{"$f":"IFERROR(IF(OR(V172=\"\",'Lives scenario - input'!$F157=\"\"),\"\",V172/'Lives scenario - input'!$F157),\"\")","v":""},{"$f":"IFERROR(IF(OR(W172=\"\",'Lives scenario - input'!$F157=\"\"),\"\",W172/'Lives scenario - input'!$F157),\"\")","v":""}]
[{"$f":"IFERROR('Lives scenario - input'!A158,\"\")","v":""},{"$f":"IFERROR('Lives scenario - input'!B158,\"\")","v":""},{"$f":"IFERROR('Lives scenario - input'!C158,\"\")","v":""},{"$f":"IFERROR(repcalc('Lives scenario - input'!$CX158:$GJ158,'Lives scenario - input'!$I158,'Lives scenario - input'!$G158,'Lives scenario - input'!$H158,20,TRUE,TRUE),\"\")","v":""},"","","","","","","","","","","","","","","","","","","",{"$f":"IFERROR(IF(OR(D173=\"\",'Lives scenario - input'!$F158=\"\"),\"\",D173/'Lives scenario - input'!$F158),\"\")","v":""},{"$f":"IFERROR(IF(OR(E173=\"\",'Lives scenario - input'!$F158=\"\"),\"\",E173/'Lives scenario - input'!$F158),\"\")","v":""},{"$f":"IFERROR(IF(OR(F173=\"\",'Lives scenario - input'!$F158=\"\"),\"\",F173/'Lives scenario - input'!$F158),\"\")","v":""},{"$f":"IFERROR(IF(OR(G173=\"\",'Lives scenario - input'!$F158=\"\"),\"\",G173/'Lives scenario - input'!$F158),\"\")","v":""},{"$f":"IFERROR(IF(OR(H173=\"\",'Lives scenario - input'!$F158=\"\"),\"\",H173/'Lives scenario - input'!$F158),\"\")","v":""},{"$f":"IFERROR(IF(OR(I173=\"\",'Lives scenario - input'!$F158=\"\"),\"\",I173/'Lives scenario - input'!$F158),\"\")","v":""},{"$f":"IFERROR(IF(OR(J173=\"\",'Lives scenario - input'!$F158=\"\"),\"\",J173/'Lives scenario - input'!$F158),\"\")","v":""},{"$f":"IFERROR(IF(OR(K173=\"\",'Lives scenario - input'!$F158=\"\"),\"\",K173/'Lives scenario - input'!$F158),\"\")","v":""},{"$f":"IFERROR(IF(OR(L173=\"\",'Lives scenario - input'!$F158=\"\"),\"\",L173/'Lives scenario - input'!$F158),\"\")","v":""},{"$f":"IFERROR(IF(OR(M173=\"\",'Lives scenario - input'!$F158=\"\"),\"\",M173/'Lives scenario - input'!$F158),\"\")","v":""},{"$f":"IFERROR(IF(OR(N173=\"\",'Lives scenario - input'!$F158=\"\"),\"\",N173/'Lives scenario - input'!$F158),\"\")","v":""},{"$f":"IFERROR(IF(OR(O173=\"\",'Lives scenario - input'!$F158=\"\"),\"\",O173/'Lives scenario - input'!$F158),\"\")","v":""},{"$f":"IFERROR(IF(OR(P173=\"\",'Lives scenario - input'!$F158=\"\"),\"\",P173/'Lives scenario - input'!$F158),\"\")","v":""},{"$f":"IFERROR(IF(OR(Q173=\"\",'Lives scenario - input'!$F158=\"\"),\"\",Q173/'Lives scenario - input'!$F158),\"\")","v":""},{"$f":"IFERROR(IF(OR(R173=\"\",'Lives scenario - input'!$F158=\"\"),\"\",R173/'Lives scenario - input'!$F158),\"\")","v":""},{"$f":"IFERROR(IF(OR(S173=\"\",'Lives scenario - input'!$F158=\"\"),\"\",S173/'Lives scenario - input'!$F158),\"\")","v":""},{"$f":"IFERROR(IF(OR(T173=\"\",'Lives scenario - input'!$F158=\"\"),\"\",T173/'Lives scenario - input'!$F158),\"\")","v":""},{"$f":"IFERROR(IF(OR(U173=\"\",'Lives scenario - input'!$F158=\"\"),\"\",U173/'Lives scenario - input'!$F158),\"\")","v":""},{"$f":"IFERROR(IF(OR(V173=\"\",'Lives scenario - input'!$F158=\"\"),\"\",V173/'Lives scenario - input'!$F158),\"\")","v":""},{"$f":"IFERROR(IF(OR(W173=\"\",'Lives scenario - input'!$F158=\"\"),\"\",W173/'Lives scenario - input'!$F158),\"\")","v":""}]
[{"$f":"IFERROR('Lives scenario - input'!A159,\"\")","v":""},{"$f":"IFERROR('Lives scenario - input'!B159,\"\")","v":""},{"$f":"IFERROR('Lives scenario - input'!C159,\"\")","v":""},{"$f":"IFERROR(repcalc('Lives scenario - input'!$CX159:$GJ159,'Lives scenario - input'!$I159,'Lives scenario - input'!$G159,'Lives scenario - input'!$H159,20,TRUE,TRUE),\"\")","v":""},"","","","","","","","","","","","","","","","","","","",{"$f":"IFERROR(IF(OR(D174=\"\",'Lives scenario - input'!$F159=\"\"),\"\",D174/'Lives scenario - input'!$F159),\"\")","v":""},{"$f":"IFERROR(IF(OR(E174=\"\",'Lives scenario - input'!$F159=\"\"),\"\",E174/'Lives scenario - input'!$F159),\"\")","v":""},{"$f":"IFERROR(IF(OR(F174=\"\",'Lives scenario - input'!$F159=\"\"),\"\",F174/'Lives scenario - input'!$F159),\"\")","v":""},{"$f":"IFERROR(IF(OR(G174=\"\",'Lives scenario - input'!$F159=\"\"),\"\",G174/'Lives scenario - input'!$F159),\"\")","v":""},{"$f":"IFERROR(IF(OR(H174=\"\",'Lives scenario - input'!$F159=\"\"),\"\",H174/'Lives scenario - input'!$F159),\"\")","v":""},{"$f":"IFERROR(IF(OR(I174=\"\",'Lives scenario - input'!$F159=\"\"),\"\",I174/'Lives scenario - input'!$F159),\"\")","v":""},{"$f":"IFERROR(IF(OR(J174=\"\",'Lives scenario - input'!$F159=\"\"),\"\",J174/'Lives scenario - input'!$F159),\"\")","v":""},{"$f":"IFERROR(IF(OR(K174=\"\",'Lives scenario - input'!$F159=\"\"),\"\",K174/'Lives scenario - input'!$F159),\"\")","v":""},{"$f":"IFERROR(IF(OR(L174=\"\",'Lives scenario - input'!$F159=\"\"),\"\",L174/'Lives scenario - input'!$F159),\"\")","v":""},{"$f":"IFERROR(IF(OR(M174=\"\",'Lives scenario - input'!$F159=\"\"),\"\",M174/'Lives scenario - input'!$F159),\"\")","v":""},{"$f":"IFERROR(IF(OR(N174=\"\",'Lives scenario - input'!$F159=\"\"),\"\",N174/'Lives scenario - input'!$F159),\"\")","v":""},{"$f":"IFERROR(IF(OR(O174=\"\",'Lives scenario - input'!$F159=\"\"),\"\",O174/'Lives scenario - input'!$F159),\"\")","v":""},{"$f":"IFERROR(IF(OR(P174=\"\",'Lives scenario - input'!$F159=\"\"),\"\",P174/'Lives scenario - input'!$F159),\"\")","v":""},{"$f":"IFERROR(IF(OR(Q174=\"\",'Lives scenario - input'!$F159=\"\"),\"\",Q174/'Lives scenario - input'!$F159),\"\")","v":""},{"$f":"IFERROR(IF(OR(R174=\"\",'Lives scenario - input'!$F159=\"\"),\"\",R174/'Lives scenario - input'!$F159),\"\")","v":""},{"$f":"IFERROR(IF(OR(S174=\"\",'Lives scenario - input'!$F159=\"\"),\"\",S174/'Lives scenario - input'!$F159),\"\")","v":""},{"$f":"IFERROR(IF(OR(T174=\"\",'Lives scenario - input'!$F159=\"\"),\"\",T174/'Lives scenario - input'!$F159),\"\")","v":""},{"$f":"IFERROR(IF(OR(U174=\"\",'Lives scenario - input'!$F159=\"\"),\"\",U174/'Lives scenario - input'!$F159),\"\")","v":""},{"$f":"IFERROR(IF(OR(V174=\"\",'Lives scenario - input'!$F159=\"\"),\"\",V174/'Lives scenario - input'!$F159),\"\")","v":""},{"$f":"IFERROR(IF(OR(W174=\"\",'Lives scenario - input'!$F159=\"\"),\"\",W174/'Lives scenario - input'!$F159),\"\")","v":""}]
[{"$f":"IFERROR('Lives scenario - input'!A160,\"\")","v":""},{"$f":"IFERROR('Lives scenario - input'!B160,\"\")","v":""},{"$f":"IFERROR('Lives scenario - input'!C160,\"\")","v":""},{"$f":"IFERROR(repcalc('Lives scenario - input'!$CX160:$GJ160,'Lives scenario - input'!$I160,'Lives scenario - input'!$G160,'Lives scenario - input'!$H160,20,TRUE,TRUE),\"\")","v":""},"","","","","","","","","","","","","","","","","","","",{"$f":"IFERROR(IF(OR(D175=\"\",'Lives scenario - input'!$F160=\"\"),\"\",D175/'Lives scenario - input'!$F160),\"\")","v":""},{"$f":"IFERROR(IF(OR(E175=\"\",'Lives scenario - input'!$F160=\"\"),\"\",E175/'Lives scenario - input'!$F160),\"\")","v":""},{"$f":"IFERROR(IF(OR(F175=\"\",'Lives scenario - input'!$F160=\"\"),\"\",F175/'Lives scenario - input'!$F160),\"\")","v":""},{"$f":"IFERROR(IF(OR(G175=\"\",'Lives scenario - input'!$F160=\"\"),\"\",G175/'Lives scenario - input'!$F160),\"\")","v":""},{"$f":"IFERROR(IF(OR(H175=\"\",'Lives scenario - input'!$F160=\"\"),\"\",H175/'Lives scenario - input'!$F160),\"\")","v":""},{"$f":"IFERROR(IF(OR(I175=\"\",'Lives scenario - input'!$F160=\"\"),\"\",I175/'Lives scenario - input'!$F160),\"\")","v":""},{"$f":"IFERROR(IF(OR(J175=\"\",'Lives scenario - input'!$F160=\"\"),\"\",J175/'Lives scenario - input'!$F160),\"\")","v":""},{"$f":"IFERROR(IF(OR(K175=\"\",'Lives scenario - input'!$F160=\"\"),\"\",K175/'Lives scenario - input'!$F160),\"\")","v":""},{"$f":"IFERROR(IF(OR(L175=\"\",'Lives scenario - input'!$F160=\"\"),\"\",L175/'Lives scenario - input'!$F160),\"\")","v":""},{"$f":"IFERROR(IF(OR(M175=\"\",'Lives scenario - input'!$F160=\"\"),\"\",M175/'Lives scenario - input'!$F160),\"\")","v":""},{"$f":"IFERROR(IF(OR(N175=\"\",'Lives scenario - input'!$F160=\"\"),\"\",N175/'Lives scenario - input'!$F160),\"\")","v":""},{"$f":"IFERROR(IF(OR(O175=\"\",'Lives scenario - input'!$F160=\"\"),\"\",O175/'Lives scenario - input'!$F160),\"\")","v":""},{"$f":"IFERROR(IF(OR(P175=\"\",'Lives scenario - input'!$F160=\"\"),\"\",P175/'Lives scenario - input'!$F160),\"\")","v":""},{"$f":"IFERROR(IF(OR(Q175=\"\",'Lives scenario - input'!$F160=\"\"),\"\",Q175/'Lives scenario - input'!$F160),\"\")","v":""},{"$f":"IFERROR(IF(OR(R175=\"\",'Lives scenario - input'!$F160=\"\"),\"\",R175/'Lives scenario - input'!$F160),\"\")","v":""},{"$f":"IFERROR(IF(OR(S175=\"\",'Lives scenario - input'!$F160=\"\"),\"\",S175/'Lives scenario - input'!$F160),\"\")","v":""},{"$f":"IFERROR(IF(OR(T175=\"\",'Lives scenario - input'!$F160=\"\"),\"\",T175/'Lives scenario - input'!$F160),\"\")","v":""},{"$f":"IFERROR(IF(OR(U175=\"\",'Lives scenario - input'!$F160=\"\"),\"\",U175/'Lives scenario - input'!$F160),\"\")","v":""},{"$f":"IFERROR(IF(OR(V175=\"\",'Lives scenario - input'!$F160=\"\"),\"\",V175/'Lives scenario - input'!$F160),\"\")","v":""},{"$f":"IFERROR(IF(OR(W175=\"\",'Lives scenario - input'!$F160=\"\"),\"\",W175/'Lives scenario - input'!$F160),\"\")","v":""}]

{"sheet":"Combined scenario - input","index":6,"n_rows":190,"n_cols":190,"rows_kept":190,"cut":false,"hidden":false,"merged":[[2,3,3,3],[2,4,3,5],[2,6,3,6]]}
[null,"Unit cost - comparative"]
[null,"Replacement lives - comparative"]
[null,null,null,"Unit cost","Replacement \nlife",null,"Method","Volume",null,null,null,null,null,null,null,null,null,null,null,null,null,null,null,null,null,null,null,null,null,null,null,null,null,null,null,null,null,null,null,null,null,null,null,null,null,null,null,null,null,null,null,null,null,null,null,null,null,null,null,null,null,null,null,null,null,null,null,null,null,null,null,null,null,null,null,null,null,null,null,null,null,null,null,null,null,null,null,null,null,null,null,null,null,null,null,null,null,null,null,"Replacement Cost (NOT depreciated)"]
[null,null,null,null,null,null,null,"Installation date",null,null,null,null,null,null,null,null,null,null,null,null,null,null,null,null,null,null,null,null,null,null,null,null,null,null,null,null,null,null,null,null,null,null,null,null,null,null,null,null,null,null,null,null,null,null,null,null,null,null,null,null,null,null,null,null,null,null,null,null,null,null,null,null,null,null,null,null,null,null,null,null,null,null,null,null,null,null,null,null,null,null,null,null,null,null,null,null,null,null,null,"Installation date"]
["ID","Asset group","Asset category","$ ('000)","μ","σ","#",2019,2018,2017,2016,2015,2014,2013,2012,2011,2010,2009,2008,2007,2006,2005,2004,2003,2002,2001,2000,1999,1998,1997,1996,1995,1994,1993,1992,1991,1990,1989,1988,1987,1986,1985,1984,1983,1982,1981,1980,1979,1978,1977,1976,1975,1974,1973,1972,1971,1970,1969,1968,1967,1966,1965,1964,1963,1962,1961,1960,1959,1958,1957,1956,1955,1954,1953,1952,1951,1950,1949,1948,1947,1946,1945,1944,1943,1942,1941,1940,1939,1938,1937,1936,1935,1934,1933,1932,1931,1930,1929,null,2019,2018,2017,2016,2015,2014,2013,2012,2011,2010,2009,2008,2007,2006,2005,2004,2003,2002,2001,2000,1999,1998,1997,1996,1995,1994,1993,1992,1991,1990,1989,1988,1987,1986,1985,1984,1983,1982,1981,1980,1979,1978,1977,1976,1975,1974,1973,1972,1971,1970,1969,1968,1967,1966,1965,1964,1963,1962,1961,1960,1959,1958,1957,1956,1955,1954,1953,1952,1951,1950,1949,1948,1947,1946,1945,1944,1943,1942,1941,1940,1939,1938,1937,1936,1935,1934,1933,1932,1931,1930,1929]
[1,"OVERHEAD CONDUCTORS","˂ = 1 kv",59.024418470369092,71.976305130281446,8.4838850257580365,2,28.9,68.8,67.2,171.1,141.4,142.69999999999999,162.69999999999999,185.8,168.2,229.3,226.5,224.6,274.89999999999998,238.7,211.2,120,102.3,129.30000000000001,120.5,144.69999999999999,132.4,155.9,158.4,276.2,223.4,225.5,209.9,264.8,254.4,276.2,299.39999999999998,207,205.1,287.7,373.1,361,311.89999999999998,422.4,417.3,377.7,256.39999999999998,321.2,357.3,344.7,350.7,349.9,311.2,339,324.8,372.5,337.9,298.8,251,239.2,260.3,228.3,269.3,150.30000000000001,166.3,175.3,171.8,179.3,194.5,206.7,208.9,205,263.2,263.89999999999998,262.10000000000002,325.2,0.9,0,5,0,0,0,0,0,0,0,0,0,0,0,0,0,0,0,0,0,0,null,{"$f":"IFERROR($D6*H6,\"\")","v":1705.8056937936667},{"$f":"IFERROR($D6*I6,\"\")","v":4060.8799907613934},3966.440921208803,10099.078000280151,8346.0527717101904,8422.7845157216689,9603.2728851290503,10966.736951794577,9927.9071867160801,13534.299155255634,13369.030783538599,13256.884388444898,16225.812637504461,14089.128688877101,12465.957180941952,7082.9302164442906,6038.1980095187582,{"$f":"IFERROR($D6*Y6,\"\")","v":7631.857308218724},7112.4424256794755,8540.8333526624065,7814.8330054768685,9201.9068395305421,9349.4678857064646,16302.544381515943,13186.055086280456,13310.00636506823,12389.225436930472,15629.666010953737,15015.812058861897,16302.544381515943,17671.910890028506,12218.054623366403,12105.908228272701,{"$f":"IFERROR($D6*AO6,\"\")","v":16981.325193925186},22022.010531294709,21307.815067803243,18409.716120908117,24931.914361883904,24630.889827685023,22293.522856258405,15133.860895802634,18958.643212682553,21089.424719462877,20345.717046736227,20699.863557558441,20652.644022782144,18368.39902797886,20009.277861455121,19171.131119175883,{"$f":"IFERROR($D6*BE6,\"\")","v":21986.595880212488},19944.351001137715,17636.496238946285,14815.129036062643,14118.640898112286,15364.056127837075,13475.274736785264,15895.275894070397,8871.3700960964743,9815.7607916223806,10346.980557855703,10140.39509320941,10583.07823173718,11480.249392486789,12200.34729782529,12330.201018460104,{"$f":"IFERROR($D6*BU6,\"\")","v":12100.005786425663},15535.226941401144,15576.544034330402,15470.30008108374,19194.740886564028,53.121976623332181,0,295.12209235184548,0,0,0,0,0,0,0,0,{"$f":"IFERROR($D6*CK6,\"\")","v":0},0,0,0,0,0,0,0,0,0]
[1,"OVERHEAD CONDUCTORS","˃ 11 kv & < = 22 kv ; multiple-phase",28.087269312544368,80.683367535095272,8.9823920831310442,2,13.1,44.6,59.4,71.2,143.9,129.80000000000001,116.7,200.4,139.69999999999999,158.9,163.19999999999999,129.6,145.9,92.1,77.8,31.7,54.8,43.1,74.099999999999994,122.3,111.8,68.7,78.599999999999994,55.4,150.69999999999999,121.8,133,119.1,230.3,201.8,368,248.9,225.6,313.2,250,213.1,172.3,290.89999999999998,358.9,285.39999999999998,173.6,142.4,147.19999999999999,155,177.2,263.60000000000002,161.80000000000001,224.5,248,253.9,367,330.5,275.5,269.39999999999998,425.8,247,223,96.2,83.9,73.3,89.2,79.3,78.5,97.2,96.1,115.2,130.4,159.1,163.1,398.1,0,0,0,0,0,0,0,0,0,0,0,0,0,0,0,0,0,0,0,0,0,null,{"$f":"IFERROR($D7*H7,\"\")","v":367.94322799433121},1252.6922113394789,1668.3837971651353,1999.8135750531592,4041.7580540751346,3645.7275567682591,3277.7843287739279,5628.6887702338918,3923.7915229624477,4463.0670937633004,4583.8423518072404,3640.11010290575,4097.9325927002237,2586.8375036853363,2185.1895525159516,890.36643720765642,1539.1823583274313,1210.5613073706622,2081.2666560595376,3435.073036924176,3140.1567091424604,1929.5954017717982,2207.6593679659873,1556.034719914958,4232.7514854004357,3421.0294022679041,3735.6068185684012,3345.1937751240339,6468.4981226789687,5668.0109472714539,10336.115107016327,6990.921331892293,6336.4879569100094,8796.932748688896,7021.8173281360923,5985.3970905032047,4839.4365025513953,8170.5866430191563,10080.520956272174,8016.1066618001623,4875.9499526577019,3999.6271501063184,4134.4460428065304,4353.5267434443767,4977.0641221828619,7403.8041907866964,4544.5201747696792,6305.591960666211,6965.6427895110037,7131.357678455015,10308.027837703783,9282.8425077959146,7738.0426956059737,7566.7103527994523,11959.559273281393,6937.5555201984589,6263.4610566973943,2701.9953078667681,2356.5218953224726,2058.7968406095019,2505.3844226789579,2227.3204564847683,2204.8506410347327,2730.0825771793125,2699.1865809355136,3235.6534248051112,3662.5799183557856,4468.6845476258086,4581.0336248759859,11181.541913323914,0,0,0,0,0,0,0,0,0,0,0,0,0,0,0,0,0,0,0,0,0]
[1,"OVERHEAD CONDUCTORS","˃ 11 kv & < = 22 kv ; single-phase",28.087269312544368,80.683367535095272,8.9823920831310442,2,5.8,6.7,5.0999999999999996,15.3,25.9,34.299999999999997,46.5,92.8,49.3,41.3,31.5,50.6,64.5,58.8,26.7,17.899999999999999,10.6,26.2,16.399999999999999,25.7,37.6,44.9,23.7,20.2,55.7,51.5,35,38.4,38.1,47.3,103.2,52.3,41.5,86.1,65,61.5,58.6,110.6,125.4,82.3,53.3,54.2,43.6,37.6,51,65.3,90.5,61.5,110.1,101.2,55.5,47,67,60.6,57,36.9,32.200000000000003,18.5,17.600000000000001,13.9,8.5,20.100000000000001,17.600000000000001,15.2,20.9,14.1,19.8,23.2,34.5,40.700000000000003,0,0,0,0,0,0,0,0,0,0,0,0,0,0,0,0,0,0,0,0,0,null,162.90616201275733,188.18470439404726,143.24507349397626,429.73522048192888,727.46027519489905,963.39333742027179,1306.058023033313,2606.4985922041174,1384.7023771084373,1160.0042226080823,884.74898334514762,1421.2158272147451,1811.6288706591117,1651.5314355776088,749.93009064493458,502.76212069454414,297.72505471297029,735.88645598866242,460.6312167257276,721.84282133239026,1056.0813261516682,1261.1183921332422,665.6682827073015,567.36284011339626,1564.4609007087213,1446.4943695960349,983.05442593905286,1078.5511416017036,1070.1249608079404,1328.5278384833484,2898.6061930545789,1468.9641850460703,1165.6216764705912,2418.3138878100699,1825.6725053153839,1727.3670627214785,1645.9139817150999,3106.4519859674069,3522.143571793064,2311.5822644224013,1497.0514543586148,1522.3299967399048,1224.6049420269344,1056.0813261516682,1432.4507349397627,1834.0986861091471,2541.8978727852655,1727.3670627214785,3092.408351311135,2842.4316544294902,1558.8434468462124,1320.1016576895854,1881.8470439404728,1702.0885203401888,1600.9743508150291,1036.4202376328872,904.41007186392869,519.61448228207087,494.33593990078094,390.41304344436674,238.74178915662714,564.5541131821418,494.33593990078094,426.92649355067437,587.02392863217722,396.03049730687559,556.12793238837855,651.62464805102934,969.0107912827807,1143.1518610205558,0,0,0,0,0,0,0,0,0,0,0,0,0,0,0,0,0,0,0,0,0]
[1,"OVERHEAD CONDUCTORS","˃ 11 kv & < = 22 kv ; swer",16.688485655474182,81.388101003727513,9.0215354016778928,2,21.2,39.9,102.3,94.8,83.7,145.80000000000001,219.8,219.6,160.9,142.19999999999999,179.9,178.8,248.7,239.9,203.7,57.2,141.9,235.8,192.4,1020.3,1764.1,206.3,203.8,205.2,257.8,342.9,362.6,644.29999999999995,572.1,632.5,1336.1,1270.3,1500.8,3080.9,2205.1,1864.8,2356,3745.8,4838.8,2967.4,972,669.1,873.7,1232.0999999999999,2034.7,2817.1,1155.7,998.3,1579.8,2069.4,1395,1081.2,1309.3,1193.2,1479.1,1322.5,1481.8,220.5,143.30000000000001,146.4,212,200.4,226.5,291,284,332.6,347.4,438.8,460.8,875.7,0,0,0,0,0,0,0,0,0,0,0,0,0,0,0,0,0,0,0,0,0,null,353.79589589605263,665.87057765341979,1707.2320825550087,1582.0684401389524,1396.8262493631889,2433.1812085681358,3668.1291470732253,3664.7914499421304,2685.1773419657961,2373.1026602084285,3002.2585694198056,2983.901235198784,4150.4263825164289,4003.5677087482563,3399.4445280200907,954.58137949312322,2368.0961145117863,3935.1449175608122,3210.8646401132328,17027.261914280305,29440.157544822003,3442.8345907243238,3401.1133765856384,3424.4772565033018,4302.2916019812446,5722.4817312620962,6051.2448986749387,10752.391307822014,9547.4826434967799,10555.467177087419,22297.485684279054,21199.383328148851,25046.079271735653,51415.555455950409,36799.779718886115,31120.688050328252,39318.072204297168,62511.729568275194,80752.244389708474,49521.41233405409,16221.208057120904,11166.265752077776,14580.729917187793,20561.883176109739,33956.06176319332,47013.132940036317,19286.882872031514,16660.115229859875,26364.469638518112,34535.152215438276,23280.437489386484,18043.590690698686,21850.234268712346,19912.701084111795,24683.93913301186,22070.522279364606,24728.998044281641,3679.811087032057,2391.4599944294505,2443.1942999614203,3537.9589589605266,3344.372525357026,3779.942000964902,4856.3493257429873,4739.5299261546679,5550.5903290107135,5797.5799167117302,7322.9075056220709,7690.0541900425033,14614.106888498742,0,0,0,0,0,0,0,0,0,0,0,0,0,0,0,0,0,0,0,0,0]
[1,"OVERHEAD CONDUCTORS","> 1 kv & < = 11 kv",28.944029914789557,80.915425492322356,8.9953001891166675,2,77.599999999999994,171.2,200.2,313.3,402,349.6,408.1,483,423.3,398.1,579.70000000000005,481.6,618.29999999999995,396.9,281.89999999999998,130.5,102.2,144.4,191.4,230.8,222.3,280.8,314.5,374.9,592.1,432.1,442.4,541.9,489.4,488,433.1,244.7,349.9,473.3,592.20000000000005,608.9,534.4,872.7,784.4,852.9,447.2,509.3,573.29999999999995,574.6,467.6,606.70000000000005,342.3,482.4,594.5,736.1,648.1,678.8,698.4,635.9,941.4,1003.7,671.2,305.39999999999998,321.3,343.1,418.3,432.6,426.1,447.1,541,613.5,780.2,784.2,873.7,1617,0.2,15.7,3.9,0,0,0,0,0,0,0,0,0,0,0,0,0,0,0,0,0,0,null,2246.0567213876693,4955.2179214119715,5794.594788940869,9068.164572303569,11635.500025745401,10118.83285821043,11812.05860822562,13979.966448843355,12252.007862930419,11522.618309077723,16778.854141603508,13939.444806962651,17896.093696314383,11487.885473179975,8159.3220329791757,3777.1959038800373,2958.0798572914928,4179.5179196956124,5539.8873256907209,6680.2821043334297,6434.2578500577183,8127.4836000729074,9102.8974082013156,10851.116815054604,17137.760112546897,12506.715326180569,12804.8388343029,15684.76981082446,14165.208240298009,14124.686598417304,12535.659356095357,7082.6041201490043,10127.516067184864,13699.209358669897,17140.654515538376,17624.01981511536,15467.689586463539,25259.454906636849,22703.697065160926,24686.363114324013,12943.77017789389,14741.194435602321,16593.612350148851,16631.239589038079,13534.228388155598,17560.342949302827,9907.5414398324647,13962.600030894482,17207.22578434239,21305.700420276593,18758.625787775112,19647.207506159149,20214.510492489026,18405.508622814679,27247.909761782888,29051.122825474278,19427.232878806753,8839.506735976729,9299.7168116218854,9930.6966637642981,12107.287713356473,12521.187341137962,12333.051146691831,12940.875774902412,15658.72018390115,17757.162352723393,22582.132139518813,22697.908259177973,25288.398936551635,46802.496372214715,5.7888059829579115,454.42126966219604,112.88171666767927,0,0,0,0,0,0,0,0,0,0,0,0,0,0,0,0,0,0]
[1,"OVERHEAD CONDUCTORS","> 22 kv & < = 66 kv",52.111615063351117,95.611432072521112,9.7781098415041914,2,5.2,21.8,22.9,131.4,68.900000000000006,60.7,41.1,86.3,129.4,142.69999999999999,102.1,62.2,154.9,88,46.5,46.1,35.700000000000003,77.8,113.2,122,367.8,98.1,391.6,49.8,230.4,99.1,79.099999999999994,91.8,44.2,453.7,186.6,41.3,363.2,618.70000000000005,318.8,253.3,119.1,332.6,174.4,96.5,99.9,88.3,159,102.6,112.6,64,189.5,201.1,89.2,276,240,264.39999999999998,377.7,221.4,479.9,310.5,376.5,50.3,52,71.2,131.80000000000001,366,160.5,71.599999999999994,125.3,104.3,190.2,120.1,109.1,724.5,16.600000000000001,24.8,4.7,0,0,0,0,0,0,0,0,0,0,0,0,0,0,0,0,0,0,null,270.98039832942584,1136.0332083810545,1193.3559849507405,6847.4662193243366,3590.4902778648921,3163.1750343454128,2141.7873791037309,4497.2323799672013,6743.2429891976344,7436.3274695402042,5320.5958979681491,3241.3424569404397,8072.0891733130884,4585.8221255748986,2423.1901004458268,2402.3454544204865,1860.384657761635,4054.2836519287166,5899.0348251713467,6357.6170377288363,19166.652020300542,5112.1494377147446,20406.908458808299,2595.1584301548855,12006.516110596098,5164.2610527780953,4122.0287515110731,4783.8462628156321,2303.3333858001197,23643.0397542424,9724.027370821319,2152.2097021164009,18926.938591009126,32241.456239695337,16613.182882196335,13199.872095546838,6206.4933540451175,17332.323170070584,9088.2656670484357,5028.7708536133832,5205.9503448287769,4601.4556100939035,8285.7467950728278,5346.6517054998239,5867.767856133335,3335.1433640544715,9875.1510545050369,10479.645789239908,4648.3560636509201,14382.805757484908,12506.787615204268,13778.311022750035,19682.557009427717,11537.511575025937,25008.3640689022,16180.656477170522,19620.023071351694,2621.2142376865609,2709.8039832942582,3710.3469925105996,6868.3108653496774,19072.851113186509,8363.9142176678542,3731.1916385359395,6529.585367437895,5435.2414511075212,9911.6291850493817,6258.604969108469,5685.3772034116064,37754.865113397886,865.05281005162863,1292.3680535711078,244.92459079775026,0,0,0,0,0,0,0,0,0,0,0,0,0,0,0,0,0,0]
[1,"OVERHEAD CONDUCTORS","> 66 kv & < = 132 kv",328.70007375289788,87.084567583497119,9.3319112503011468,2,0,0,0.2,4.8,1.9,14.8,3.7,0.2,83.2,62.2,5.4,170.1,12.3,1.9,0.1,15.6,89.3,166.6,8.3000000000000007,0,5.3,0,0.1,163,0,27.1,0.4,2.5,0,104.9,24,2.5,234.4,289.7,236.7,119.1,10.1,123.2,17,155.5,26.8,4.8,0,58.8,5.2,19.899999999999999,55.2,4.9000000000000004,5.6,40.1,44.4,46,32.5,85.3,143.69999999999999,0,0,18.3,39.9,0,0,63.3,20.9,0,0,0,13,0,14.4,19.5,0,0,0,0,0,0,0,0,0,0,0,0,0,0,0,0,0,0,0,0,0,null,0,0,65.740014750579576,1577.7603540139098,624.53014013050597,4864.7610915428886,1216.1902728857222,65.740014750579576,27347.846136241104,20445.144587430248,1774.9803982656488,55911.882545367924,4043.0109071606444,624.53014013050597,32.870007375289788,5127.7211505452069,29352.916586133779,54761.432287232783,2728.2106121490528,0,1742.1103908903588,0,32.870007375289788,53578.112021722351,0,8907.7719987035325,131.48002950115915,821.7501843822447,0,34480.637736678989,7888.8017700695491,821.7501843822447,77047.297287679263,95224.41136621451,77803.307457310919,39148.178783970136,3319.8707449042686,40495.849086357019,5587.9012537992639,51112.861468575618,8809.1619765776632,1577.7603540139098,0,19327.564336670395,1709.240383515069,6541.1314676826669,18144.244071159963,1610.6303613891998,1840.7204130162279,13180.872957491205,14594.283274628666,15120.203392633302,10682.752396969181,28038.116291122187,47234.20059829142,0,0,6015.2113496780312,13115.132942740625,0,0,20806.714668558434,6869.8315414355648,0,0,0,4273.1009587876724,0,4733.2810620417295,6409.6514381815086,0,0,0,0,0,0,0,0,0,0,0,0,0,0,0,0,0,0,0,0,0]
[2,"POLES","˂ = 1 kv ; concrete",10.79371518438221,68.13719326356582,8.2545256231697426,2,0,3,1,2,8,5,49,39,62,76,62,84,51,102,64,50,55,125,84,162,111,89,105,69,170,154,99,186,60,91,196,216,56,65,38,32,28,32,33,27,2,5,4,3,1,4,5,7,15,17,8,5,10,3,4,1,1,0,0,0,0,0,0,0,0,0,0,0,0,0,0,0,0,0,0,0,0,0,0,0,0,0,0,0,0,0,0,0,0,0,0,null,0,32.381145553146631,10.79371518438221,21.587430368764419,86.349721475057677,53.968575921911047,528.89204403472831,420.95489219090615,669.21034143169697,820.32235401304797,669.21034143169697,906.67207548810563,550.47947440349265,1100.9589488069853,690.79777180046142,539.68575921911054,593.65433514102153,1349.2143980477763,906.67207548810563,1748.5818598699179,1198.1023854664252,960.64065141001663,1133.3400943601321,744.76634772237242,1834.9315813449757,1662.2321383948604,1068.5778032538387,2007.631024295091,647.62291106293253,982.22808177878107,2115.5681761389133,2331.4424798265572,604.44805032540376,701.59148698484364,410.16117700652399,345.39888590023071,302.22402516270188,345.39888590023071,356.19260108461293,291.43030997831966,21.587430368764419,53.968575921911047,43.174860737528839,32.381145553146631,10.79371518438221,43.174860737528839,53.968575921911047,75.556006290675469,161.90572776573313,183.49315813449758,86.349721475057677,53.968575921911047,107.93715184382209,32.381145553146631,43.174860737528839,10.79371518438221,10.79371518438221,0,0,0,0,0,0,0,0,0,0,0,0,0,0,0,0,0,0,0,0,0,0,0,0,0,0,0,0,0,0,0,0,0,0]
[2,"POLES","˂ = 1 kv ; steel",5.0151029318421374,64.018296906809553,8.0011434749546613,2,33,651,900,1021,1177,2079,3355,3590,3392,2816,3320,5410,4751,5047,3576,3425,2465,1946,2127,1800,1933,2009,1997,1952,1705,1463,1446,1386,1337,1324,45,46,25,53,48,48,35,38,42,46,40,50,43,42,33,39,31,29,39,51,54,48,22,19,15,18,13,1,0,1,0,1,0,0,0,0,0,0,0,0,0,0,0,0,0,0,0,0,0,0,0,0,0,0,0,0,0,0,0,0,0,null,165.49839675079053,3264.8320086292315,4513.592638657924,5120.4200934108221,5902.7761507781961,10426.398995299804,16825.670336330371,18004.219525313274,17011.229144808531,14122.529856067458,16650.141733715896,27131.706861265964,23826.754029181993,25311.224497007268,17934.008084267483,17176.727541559321,12362.228726990868,9759.3903053647991,10667.123936028227,9027.185277315848,9694.1939672508524,10075.341790070854,10015.160554888749,9789.4809229558523,8550.7504987908451,7337.095589285047,7251.8388394437306,6950.9326635332027,6705.1926198729379,6639.9962817589903,225.67963193289617,230.69473486473831,125.37757329605344,265.80045538763329,240.72494072842261,240.72494072842261,175.52860261447481,190.57391141000122,210.63432313736976,230.69473486473831,200.60411727368549,250.75514659210688,215.6494260692119,210.63432313736976,165.49839675079053,195.58901434184335,155.46819088710626,145.43798502342199,195.58901434184335,255.77024952394902,270.81555831947543,240.72494072842261,110.33226450052702,95.286955705000608,75.226543977632062,90.271852773158471,65.196338113947789,5.0151029318421374,0,5.0151029318421374,0,5.0151029318421374,0,0,0,0,0,0,0,0,0,0,0,0,0,0,0,0,0,0,0,0,0,0,0,0,0,0,0,0,0]
[2,"POLES","˂ = 1 kv ; wood",4.198079415009544,70.808183294387732,8.4147598476954606,2,101,1411,1596,1200,1808,2480,2096,2537,1809,2169,2064,2250,4442,4624,5409,5322,4589,4600,4239,4123,3657,4137,4219,4575,5480,5056,4943,5450,4821,4655,4644,3562,3188,4481,5150,4880,4307,5727,4789,4347,3269,4053,4055,4092,3845,3978,3160,3280,3339,3822,3104,2693,2094,2119,1971,1731,2699,1557,1568,1564,1517,1513,1536,1544,1505,1478,1471,1458,1466,1506,1,0,1,0,0,0,0,0,0,0,0,0,0,0,0,0,0,0,0,0,0,null,424.00602091596392,5923.4900545784667,6700.134746355232,5037.6952980114529,7590.1275823372553,10411.236949223668,8799.1744538600033,10650.527475879213,7594.3256617522648,9105.6342511557013,8664.8359125796978,9445.6786837714735,18647.868761472393,19411.919215004131,22707.411555786624,22342.178646680793,19264.986435478797,19311.165309043903,17795.658640225458,17308.68142808435,15352.376420689901,17367.454539894483,17711.697051925265,19206.213323668664,23005.4751942523,21225.489522288255,20751.106548392178,22879.532811802015,20238.940859761013,19542.059676869427,19495.880803304321,14953.558876263996,13383.477175050426,18811.593858657765,21620.108987299151,20486.627545246574,18081.128040446107,24042.40080975966,20104.602318480705,18249.051217046486,13723.5216076662,17014.815869033682,17023.212027863701,17178.540966219054,16141.615350711696,16699.959912907965,13265.930951430159,13769.700481231304,14017.387166716868,16045.059524166478,13030.838504189624,11305.427864620702,8790.7782950299843,8895.7302804052233,8274.4145269838118,7266.8754673815201,11330.616341110759,6536.4096491698601,6582.5885227349645,6565.7962050749265,6368.4864725694779,6351.6941549094399,6448.2499814546591,6481.8346167747359,6318.109519589364,6204.761375384106,6175.3748194790396,6120.7997870839154,6154.3844224039913,6322.3075990043735,4.198079415009544,0,4.198079415009544,0,0,0,0,0,0,0,0,0,0,0,0,0,0,0,0,0,0]
[2,"POLES","˃ 11 kv & < = 22 kv ; concrete",7.2590612270112196,53.086576274097638,7.28605354592578,2,0,0,0,0,0,2,0,1,62,2,40,4,0,13,16,6,2,13,7,3377,2381,18,11,54,203,156,123,183,215,277,748,118,28,66,72,1,0,2,2,2,1,1,1,0,3,1,0,2,0,0,0,1,0,0,0,0,0,0,0,0,0,0,0,0,0,0,0,0,0,0,0,0,0,0,0,0,0,0,0,0,0,0,0,0,0,0,0,0,0,0,0,null,0,0,0,0,0,14.518122454022439,0,7.2590612270112196,450.06179607469562,14.518122454022439,290.36244908044876,29.036244908044878,0,94.367795951145851,116.14497963217951,43.554367362067318,14.518122454022439,94.367795951145851,50.813428589078541,24513.849763616887,17283.824781513715,130.66310208620195,79.849673497123419,391.98930625860584,1473.5894290832775,1132.4135514137502,892.86453092238003,1328.4082045430532,1560.6981638074121,2010.7599598821078,5429.7777978043923,856.56922478732395,203.25371435631416,479.09804098274049,522.65240834480778,7.2590612270112196,0,14.518122454022439,14.518122454022439,14.518122454022439,7.2590612270112196,7.2590612270112196,7.2590612270112196,0,21.777183681033659,7.2590612270112196,0,14.518122454022439,0,0,0,7.2590612270112196,0,0,0,0,0,0,0,0,0,0,0,0,0,0,0,0,0,0,0,0,0,0,0,0,0,0,0,0,0,0,0,0,0,0,0,0,0,0,0]
[2,"POLES","˃ 11 kv & < = 22 kv ; steel",7.2590612270112196,40.427183456174895,6.3582374488670128,2,0,0,2,1,1,6,0,15,39,30,4,144,4,1,2,7,1,4,4,1,1,0,1,1,3,1,0,0,0,1,2,5,0,0,0,1,0,1,0,0,0,0,0,4,1,0,3,0,0,0,0,0,0,0,1,0,0,0,0,0,0,0,0,0,0,0,0,0,0,0,0,0,0,0,0,0,0,0,0,0,0,0,0,0,0,0,0,0,0,0,0,null,0,0,14.518122454022439,7.2590612270112196,7.2590612270112196,43.554367362067318,0,108.8859184051683,283.10338785343754,217.77183681033659,29.036244908044878,1045.3048166896156,29.036244908044878,7.2590612270112196,14.518122454022439,50.813428589078541,7.2590612270112196,29.036244908044878,29.036244908044878,7.2590612270112196,7.2590612270112196,0,7.2590612270112196,7.2590612270112196,21.777183681033659,7.2590612270112196,0,0,0,7.2590612270112196,14.518122454022439,36.295306135056094,0,0,0,7.2590612270112196,0,7.2590612270112196,0,0,0,0,0,29.036244908044878,7.2590612270112196,0,21.777183681033659,0,0,0,0,0,0,0,7.2590612270112196,0,0,0,0,0,0,0,0,0,0,0,0,0,0,0,0,0,0,0,0,0,0,0,0,0,0,0,0,0,0,0,0,0,0,0,0]
[2,"POLES","˃ 11 kv & < = 22 kv ; wood",6.3695728140377277,66.225916147793768,8.1379307042880242,2,149,1586,2281,1745,2538,2894,3219,4308,3541,2537,3641,4030,5172,5097,6027,5526,5167,6041,5840,5474,5718,3678,3109,3233,3911,3774,3885,4021,5148,5812,7868,6910,9902,13014,8504,9146,8604,12801,13759,8383,3852,2601,4618,4967,9499,8605,3368,3733,5176,6807,4687,4434,3609,3981,4158,3370,3144,1370,1207,1004,1003,939,938,903,921,910,915,941,938,934,0,0,0,0,0,0,0,0,0,0,0,0,0,0,0,0,0,0,0,0,0,null,949.06634929162146,10102.142483063835,14528.995588820057,11114.904560495836,16165.975802027753,18433.543723825183,20503.654888387446,27440.119682874531,22554.657334507592,16159.606229213716,23191.614615911367,25669.378440572043,32943.430594203128,32465.712633150299,38389.415350205381,35198.259370372485,32911.582730132941,38478.589369601912,37198.305233980333,34867.041584042519,36421.217350667728,23427.288810030761,19803.001878843297,20592.828907783973,24911.399275701551,24038.767800178382,24745.790382536572,25612.052285245703,32790.560846666223,37019.957195187271,50115.798900848844,44013.748145000696,63071.51000460158,82893.620601886985,54166.847210576838,58256.112957189056,54803.804491980613,81536.901592496957,87638.95234834509,53396.128900078271,24535.594479673327,16567.258889312128,29414.687255226225,31637.668167325395,60504.572160544376,54810.17406479465,21452.721237679067,23777.615314802839,32968.908885459277,43357.682145154809,29854.18777939483,28242.685857443284,22987.78828586216,25357.269372684194,26484.683760768872,21465.460383307141,20025.936927334616,8726.3147552316877,7688.074386543537,6395.0511052938782,6388.6815324798408,5981.0288723814265,5974.6592995673882,5751.724251076068,5866.3765617287472,5796.3112607743324,5828.1591248445211,5993.7680180095022,5974.6592995673882,5949.1810083112377,0,0,0,0,0,0,0,0,0,0,0,0,0,0,0,0,0,0,0,0,0]
[2,"POLES","> 1 kv & < = 11 kv ; concrete",7.0330834072677817,68.906229880743879,8.3009776460814475,2,0,1,2,1,1,1,4,3,5,8,3,8,51,164,3,1,2,7,2,125,34,244,16,17,15,46,34,80,37,23,28,45,49,104,134,19,14,2,0,5,2,2,1,0,1,2,0,1,2,0,3,1,1,1,1,1,0,0,0,0,1,0,0,0,0,0,0,0,0,0,0,0,0,0,0,0,0,0,0,0,0,0,0,0,0,0,0,0,0,0,0,null,0,7.0330834072677817,14.066166814535563,7.0330834072677817,7.0330834072677817,7.0330834072677817,28.132333629071127,21.099250221803345,35.165417036338908,56.264667258142254,21.099250221803345,56.264667258142254,358.68725377065687,1153.4256787919162,21.099250221803345,7.0330834072677817,14.066166814535563,49.231583850874472,14.066166814535563,879.13542590847271,239.12483584710458,1716.0723513733387,112.52933451628451,119.56241792355229,105.49625110901673,323.52183673431796,239.12483584710458,562.64667258142254,260.22408606890792,161.76091836715898,196.92633540349789,316.48875332705018,344.6210869561213,731.4406743558493,942.43317657388275,133.62858473808785,98.463167701748944,14.066166814535563,0,35.165417036338908,14.066166814535563,14.066166814535563,7.0330834072677817,0,7.0330834072677817,14.066166814535563,0,7.0330834072677817,14.066166814535563,0,21.099250221803345,7.0330834072677817,7.0330834072677817,7.0330834072677817,7.0330834072677817,7.0330834072677817,0,0,0,0,7.0330834072677817,0,0,0,0,0,0,0,0,0,0,0,0,0,0,0,0,0,0,0,0,0,0,0,0,0,0,0,0,0,0]
[2,"POLES","> 1 kv & < = 11 kv ; steel",7.0330834072677817,68.906229880743879,8.3009776460814475,2,0,1,0,3,2,8,30,38,30,19,47,48,69,85,29,51,34,22,44,59,41,56,24,36,40,26,29,39,31,28,20,15,10,15,15,6,5,19,15,9,7,5,4,5,8,12,8,8,19,18,10,12,3,5,8,4,2,0,0,0,0,0,0,0,0,0,0,0,0,0,0,0,0,0,0,0,0,0,0,0,0,0,0,0,0,0,0,0,0,0,0,null,0,7.0330834072677817,0,21.099250221803345,14.066166814535563,56.264667258142254,210.99250221803345,267.2571694761757,210.99250221803345,133.62858473808785,330.55492014158574,337.58800354885352,485.28275510147694,597.81208961776144,203.95941881076567,358.68725377065687,239.12483584710458,154.7278349598912,309.45566991978239,414.95192102879912,288.35641969797905,393.85267080699577,168.79400177442676,253.19100266164014,281.32333629071127,182.86016858896232,203.95941881076567,274.29025288344349,218.02558562530123,196.92633540349789,140.66166814535563,105.49625110901673,70.330834072677817,105.49625110901673,105.49625110901673,42.19850044360669,35.165417036338908,133.62858473808785,105.49625110901673,63.297750665410035,49.231583850874472,35.165417036338908,28.132333629071127,35.165417036338908,56.264667258142254,84.39700088721338,56.264667258142254,56.264667258142254,133.62858473808785,126.59550133082007,70.330834072677817,84.39700088721338,21.099250221803345,35.165417036338908,56.264667258142254,28.132333629071127,14.066166814535563,0,0,0,0,0,0,0,0,0,0,0,0,0,0,0,0,0,0,0,0,0,0,0,0,0,0,0,0,0,0,0,0,0,0]
[2,"POLES","> 1 kv & < = 11 kv ; wood",6.0408868933072783,69.96988038599676,8.3648000804560034,2,136,2083,2223,1827,3543,4658,4451,4939,3962,3417,3926,5262,7484,6301,5684,5283,4263,4435,4045,4274,3883,4458,4788,5206,6810,5573,5083,5375,5015,4777,4173,2968,3861,4842,5841,5876,4867,7115,5695,5613,3633,4181,4104,3826,3335,3816,2366,2981,3404,4025,3595,3330,2762,2546,3081,3543,3758,2040,2013,2099,1984,1987,1973,1972,1963,2004,2022,2014,2048,2009,1,0,3,0,0,0,0,0,0,0,0,0,0,0,0,0,0,0,0,0,0,null,821.56061748978982,12583.16739875906,13428.891563822081,11036.700354072398,21402.862262987688,28138.451149025303,26887.987562110695,29835.940366044648,23933.993871283437,20641.710514430972,23716.521943124375,31787.146832582897,45209.997509511668,38063.628314729162,34336.401101558571,31914.005457342351,{"$f":"IFERROR($D21*X21,\"\")","v":25752.300826168928},26791.333371817778,24435.387483427941,25818.750581995308,23456.763806712162,26930.273770363849,28923.766445155248,31448.857166557693,41138.439743422568,33665.862656401463,30705.828078680897,32469.767051526622,30295.047769936002,28857.316689328869,25208.621005771274,17929.352299336002,{"$f":"IFERROR($D21*AN21,\"\")","v":23323.8642950594},29249.97433739384,35284.820343807813,35496.25138507357,29400.996509726523,42980.910245881285,34402.850857384947,33907.498132133755,21946.542083385342,25256.948100917733,24791.79981013307,23112.433253793646,20146.357789179772,23052.024384860575,14292.73838956502,18007.883828948998,{"$f":"IFERROR($D21*BD21,\"\")","v":20563.178984817976},24314.569745561796,21716.988381439667,20116.153354713239,16684.929599314703,15380.09803036033,18611.972518279723,21402.862262987688,22701.652945048751,12323.409262346848,12160.305316227552,12679.821589051977,11985.11959632164,12003.242257001562,11918.66984049526,11912.628953601952,{"$f":"IFERROR($D21*BT21,\"\")","v":11858.260971562187},12105.937334187785,12214.673298267317,12166.346203120858,12371.736357493306,12136.141768654323,6.0408868933072783,0,18.122660679921836,0,0,0,0,0,0,0,{"$f":"IFERROR($D21*CJ21,\"\")","v":0},0,0,0,0,0,0,0,0,0,0]
[2,"POLES","> 22 kv & < = 66 kv ; concrete",15.234655240385306,70.556540155415206,8.3997940543453335,2,1,16,19,39,12,20,56,98,85,81,143,185,300,250,243,359,89,338,207,451,855,339,937,259,443,109,107,54,148,1360,240,484,1388,2235,661,736,128,216,3,4,1,3,6,5,2,4,3,6,3,2,2,2,1,5,4,2,2,0,0,0,0,1,0,0,0,0,0,0,0,0,0,0,0,0,0,0,0,0,0,0,0,0,0,0,0,0,0,0,0,0,0,null,15.234655240385306,243.7544838461649,289.45844956732083,594.15155437502699,182.81586288462367,304.69310480770611,853.14069346157714,1492.99621355776,1294.9456954327511,1234.0070744712098,2178.5556993750988,2818.4112194712816,4570.3965721155919,3808.6638100963264,3702.0212234136293,5469.2412312983251,1355.8843163942922,5149.3134712502333,3153.5736347597585,6870.8295134137734,13025.630230529438,5164.5481264906184,14274.871960241033,3945.7757072597942,6748.9522714906907,1660.5774212019985,1630.1081107212278,822.67138298080658,2254.7289755770253,20719.131126924018,3656.3172576924735,7373.5731363464884,21145.701473654804,34049.454462261157,10070.107113894688,11212.706256923586,1950.0358707693192,3290.6855319232263,45.703965721155917,60.938620961541226,15.234655240385306,45.703965721155917,91.407931442311835,76.173276201926527,30.469310480770613,60.938620961541226,45.703965721155917,91.407931442311835,45.703965721155917,30.469310480770613,30.469310480770613,30.469310480770613,15.234655240385306,76.173276201926527,60.938620961541226,30.469310480770613,30.469310480770613,0,0,0,0,15.234655240385306,0,0,0,0,0,0,0,0,0,0,0,0,0,0,0,0,0,0,0,0,0,0,0,0,0,0,0,0,0]
[2,"POLES","> 22 kv & < = 66 kv ; steel",15.234655240385306,70.556540155415206,8.3997940543453335,2,0,0,0,1,3,4,32,39,42,35,50,37,29,26,26,53,29,24,29,33,34,33,29,31,27,28,24,31,26,28,0,0,0,4,5,3,1,2,2,4,0,2,0,1,0,0,1,52,0,2,73,4,2,0,0,1,0,0,0,0,0,553,453,0,0,0,0,0,0,37,0,0,0,0,0,0,0,0,0,0,0,0,0,0,0,0,0,0,0,0,0,null,0,0,0,15.234655240385306,45.703965721155917,60.938620961541226,487.5089676923298,594.15155437502699,639.85552009618289,533.21293341348576,761.73276201926535,563.68224389425632,441.80500197117391,396.10103625001796,396.10103625001796,807.43672774042125,441.80500197117391,365.63172576924734,441.80500197117391,502.74362293271508,517.97827817310042,502.74362293271508,441.80500197117391,472.27431245194452,411.33569149040329,426.57034673078857,365.63172576924734,472.27431245194452,396.10103625001796,426.57034673078857,0,0,0,60.938620961541226,76.173276201926527,45.703965721155917,15.234655240385306,30.469310480770613,30.469310480770613,60.938620961541226,0,30.469310480770613,0,15.234655240385306,0,0,15.234655240385306,792.20207250003591,0,30.469310480770613,1112.1298325481273,60.938620961541226,30.469310480770613,0,0,15.234655240385306,0,0,0,0,0,8424.7643479330745,6901.2988238945436,0,0,0,0,0,0,563.68224389425632,0,0,0,0,0,0,0,0,0,0,0,0,0,0,0,0,0,0,0,0,0]
[2,"POLES","> 22 kv & < = 66 kv ; wood",7.9766810948395905,70.556540155415206,8.3997940543453335,2,24,243,333,267,515,703,765,601,639,413,398,418,850,792,765,755,859,953,1112,1330,818,869,676,485,688,872,585,773,875,890,619,615,882,959,920,1511,1089,1574,941,828,611,517,696,1039,904,557,1362,1174,514,1377,1185,1911,2121,575,1786,983,1613,250,490,260,329,759,204,250,415,342,613,340,256,451,45,55,37,0,0,0,0,0,0,0,0,0,0,0,0,0,0,0,0,0,0,null,191.44034627615017,1938.3335060460206,2656.2348045815838,2129.7738523221706,4107.9907638423892,5607.606809672232,6102.1610375522869,4793.9853379985943,5097.0992196024981,3294.3692921687507,3174.7190757461572,3334.252697642949,6780.1789306136516,6317.5314271129555,6102.1610375522869,6022.3942266038912,6851.9690604672087,7601.7770833821296,8870.0693774616248,10608.985856136655,6524.9251355787846,6931.7358714156044,5392.2364201115633,3868.6903309972013,5487.956593249638,6955.6659147001228,4666.3584404811609,6165.9744863110036,6979.5959579846422,7099.2461744072352,4937.5655977057068,4905.6588733263479,7035.4327256485185,7649.6371699511674,7338.5466072524232,12052.765134302621,8686.605712280314,12555.296043277516,7506.056910244055,6604.6919465271812,4873.75214894699,4123.9441260320682,5551.7700420083547,8287.7716575383347,7210.9197097349897,4443.0113698256519,10864.239651171521,9364.6236053416796,4100.0140827475498,10983.889867594116,9452.3670973849148,15243.437572238458,16918.540602154771,4586.5916295327643,14246.352435383509,7841.0775162273176,12866.38660597626,1994.1702737098976,3908.5737364713996,2073.9370846582933,2624.3280802022255,6054.3009509832491,1627.2429433472764,1994.1702737098976,3310.3226543584301,2728.02493443514,4889.705511136669,2712.0715722454606,2042.0303602789352,3597.4831737726554,358.95064926778156,438.71746021617747,295.13720050906483,0,0,0,0,0,0,0,0,0,0,0,0,0,0,0,0,0,0]
[2,"POLES","> 66 kv & < = 132 kv ; concrete",22.257604737526819,79.638560753242402,8.9240439685852291,2,0,2,0,0,3,45,10,33,14,39,57,266,250,146,259,481,144,442,14,14,13,10,11,37,81,40,11,20,10,293,11,25,891,9,759,640,38,24,12,12,0,0,2,1,0,1,0,0,0,0,0,0,0,0,0,0,0,0,0,0,0,0,0,0,0,0,0,0,0,0,0,0,0,0,0,0,0,0,0,0,0,0,0,0,0,0,0,0,0,0,0,null,0,44.515209475053638,0,0,66.772814212580457,1001.5922131887069,222.57604737526819,734.50095633838498,311.60646632537544,868.04658476354598,1268.6834700390286,5920.5228601821336,5564.4011843817043,3249.6102916789155,5764.7196270194463,10705.9078787504,3205.0950822038621,9837.8612939868544,311.60646632537544,311.60646632537544,289.34886158784866,222.57604737526819,244.83365211279499,823.53137528849231,1802.8659837396724,890.30418950107276,244.83365211279499,445.15209475053638,222.57604737526819,6521.4781880953578,244.83365211279499,556.44011843817043,19831.525821136394,200.31844263774138,16893.521995782856,14244.867032017164,845.78898002601909,534.18251370064365,267.09125685032183,267.09125685032183,0,0,44.515209475053638,22.257604737526819,0,22.257604737526819,0,0,0,0,0,0,0,0,0,0,0,0,0,0,0,0,0,0,0,0,0,0,0,0,0,0,0,0,0,0,0,0,0,0,0,0,0,0,0,0,0,0,0,0,0]
[2,"POLES","> 66 kv & < = 132 kv ; steel",19.335327519574019,79.638560753242402,8.9240439685852291,2,0,0,0,0,0,0,6,9,7,7,5,3,8,3,3,3,6,6,3,3,3,4,6,159,14,2,4,3,3,3,11,0,0,288,0,0,24,197,0,2,1,0,0,0,0,0,0,16,0,0,0,0,0,0,48,0,0,0,0,0,0,0,0,0,0,0,0,0,0,0,0,0,0,0,0,0,0,0,0,0,0,0,0,0,0,0,0,0,0,0,0,null,0,0,0,0,0,0,116.01196511744411,174.01794767616616,135.34729263701814,135.34729263701814,96.676637597870098,58.005982558722053,154.68262015659215,58.005982558722053,58.005982558722053,58.005982558722053,116.01196511744411,116.01196511744411,58.005982558722053,58.005982558722053,58.005982558722053,77.341310078296075,116.01196511744411,3074.317075612269,270.69458527403629,38.670655039148038,77.341310078296075,58.005982558722053,58.005982558722053,58.005982558722053,212.6886027153142,0,0,5568.5743256373171,0,0,464.04786046977642,3809.0595213560819,0,38.670655039148038,19.335327519574019,0,0,0,0,0,0,309.3652403131843,0,0,0,0,0,0,928.09572093955285,0,0,0,0,0,0,0,0,0,0,0,0,0,0,0,0,0,0,0,0,0,0,0,0,0,0,0,0,0,0,0,0,0,0,0,0]
[2,"POLES","> 66 kv & < = 132 kv ; wood",22.510104535822652,79.638560753242402,8.9240439685852291,2,2,2,3,2,4,20,2,1,2,33,14,15,22,21,7,5,15,101,36,7,9,3,6,3,5,4,136,9,8,3,1,3,9,2,15,8,4,203,17,4,143,39,280,90,265,78,7,2,250,39,459,632,14,848,142,0,2,3,2,1,0,213,3,1,2,3,3,2,2,2,0,0,0,0,0,0,0,0,0,0,0,0,0,0,0,0,0,0,0,0,0,null,45.020209071645304,45.020209071645304,67.53031360746796,45.020209071645304,90.040418143290609,450.20209071645303,45.020209071645304,22.510104535822652,45.020209071645304,742.83344968214749,315.14146350151714,337.65156803733976,495.22229978809833,472.71219525227571,157.57073175075857,112.55052267911326,337.65156803733976,2273.520558118088,810.36376328961546,157.57073175075857,202.59094082240387,67.53031360746796,135.06062721493592,67.53031360746796,112.55052267911326,90.040418143290609,3061.3742168718809,202.59094082240387,180.08083628658122,67.53031360746796,22.510104535822652,67.53031360746796,202.59094082240387,45.020209071645304,337.65156803733976,180.08083628658122,90.040418143290609,4569.5512207719985,382.67177710898511,90.040418143290609,3218.9449486226395,877.89407689708344,6302.8292700303427,2025.9094082240388,5965.1777019930032,1755.7881537941669,157.57073175075857,45.020209071645304,5627.5261339556628,877.89407689708344,10332.137981942597,14226.386066639916,315.14146350151714,19088.568646377607,3196.4348440868166,0,45.020209071645304,67.53031360746796,45.020209071645304,22.510104535822652,0,4794.6522661302251,67.53031360746796,22.510104535822652,45.020209071645304,67.53031360746796,67.53031360746796,45.020209071645304,45.020209071645304,45.020209071645304,0,0,0,0,0,0,0,0,0,0,0,0,0,0,0,0,0,0,0,0,0]
[2,"POLES","staking of a wooden pole",5.5918656401088143,27.957861426462316,5.2875194019939364,2,1011,1563,1461,1873,1332,2428,4000,2595,2595,2840,2768,2616,2547,4195,2500,2000,1700,1500,1500,1500,1500,800,800,800,800,800,800,400,400,400,0,0,0,0,0,0,0,0,0,0,0,0,0,0,0,0,0,0,0,0,0,0,0,0,0,0,0,0,0,0,0,0,0,0,0,0,0,0,0,0,0,0,0,0,0,0,0,0,0,0,0,0,0,0,0,0,0,0,0,0,0,null,5653.3761621500116,8740.085995490077,8169.7157001989781,10473.564343923808,7448.3650326249408,13577.049774184201,22367.462560435259,14510.891336082374,14510.891336082374,15880.898417909033,15478.284091821199,14628.320514524657,14242.481785357149,23457.876360256476,13979.664100272035,11183.731280217629,9506.171588184985,8387.7984601632215,8387.7984601632215,8387.7984601632215,8387.7984601632215,4473.4925120870512,4473.4925120870512,4473.4925120870512,4473.4925120870512,4473.4925120870512,4473.4925120870512,2236.7462560435256,2236.7462560435256,2236.7462560435256,0,0,0,0,0,0,0,0,0,0,0,0,0,0,0,0,0,0,0,0,0,0,0,0,0,0,0,0,0,0,0,0,0,0,0,0,0,0,0,0,0,0,0,0,0,0,0,0,0,0,0,0,0,0,0,0,0,0,0,0,0]
[3,"SERVICE LINES","˂ = 11 kv ; commercial and industrial ; simple type",0.93808842523360148,55.112173242658272,7.4237573534335208,2,20.03737482,366.68395930000003,382.7138592,301.56249109999999,495.92502689999998,649.21094430000005,623.16235710000001,638.19038820000003,527.98482660000002,545.01659519999998,637.18851940000002,927.73045439999999,1364.545226,1128.1042030000001,1172.1864270000001,1095.0425339999999,947.76782920000005,1053.9659160000001,1024.9117220000001,1015.894904,944.76222299999995,1023.909854,1014.8930350000001,1214.2649140000001,1426.6610880000001,1040.9416220000001,1020.9042470000001,963.79772909999997,1071.9995530000001,1161.1658709999999,1059.977128,734.36978729999998,879.64075479999997,981.83136639999998,1040.9416220000001,946.76596050000001,829.54731770000001,1145.1359709999999,1102.055615,987.84257890000003,711.32680630000004,810.51181169999995,745.39034349999997,687.28195649999998,688.28382520000002,720.34362499999997,602.12311350000004,614.14553839999996,658.22776299999998,727.3567061,656.22402550000004,592.10442609999996,459.85775219999999,439.82037739999998,428.79982130000002,386.72133409999998,495.92502689999998,268.50082270000001,251.46905409999999,268.50082270000001,272.50829759999999,243.4541041,243.4541041,293.54754120000001,256.47839779999998,248.46344780000001,257.48026650000003,240.44849790000001,257.48026650000003,278.51951009999999,2.003737482,0,7.0130811890000002,0,0,0,0,0,0,0,0,0,0,0,0,0,0,0,0,0,0,null,18.79682939070922,343.98197793815905,359.01944149200227,282.89228238552096,465.22152751855242,609.01727238280637,584.58139423679825,598.67901626575883,495.29645453243018,511.27375951734723,597.73917474087614,870.29320100934956,1280.0640822183689,1058.2614952916772,1099.6145193846321,1027.2467262838725,889.09003038129697,988.71322639033042,961.45782329443875,952.99925069620076,886.27050599426661,960.51798252002675,952.05940898370045,1139.0878609906747,1338.3342533839766,976.49528694209084,957.69845738252582,904.12749393514025,1005.6303725248948,1089.2762633613931,994.35227478915556,688.90379730739187,825.18081044162852,921.04464035113119,976.49528694209084,888.1501889502232,778.18873691795113,1074.2387997137409,1033.8256163951983,926.68368921900071,667.2874435484141,760.3317490708863,699.24205351824821,644.73124826455353,645.67108969562742,675.74601680331398,564.84472333996814,576.12282098189826,617.47584563770624,682.32490700844846,615.59616268174977,555.44630865399427,431.38723459276173,412.59040522081426,402.25214910376673,362.77880731010646,465.22152751855242,251.87751394056946,235.90020895565232,251.87751394056946,255.63687975867362,228.38147713182627,228.38147713182627,275.37355065550378,240.59941629863917,233.08068447481315,241.53925772971306,225.56195274479595,241.53925772971306,261.27592862654313,1.879682939070922,0,6.5788902886244038,0,0,0,0,0,0,0,0,0,0,0,0,0,0,0,0,0,0]
[3,"SERVICE LINES","˂ = 11 kv ; residential ; simple type",0.57056275928042832,62.166012662041837,7.8845426412723416,2,184.1976487,1830.964671,2161.3191499999998,1820.953929,2897.108671,4100.3998320000001,4234.543772,4559.8928800000003,3783.0593180000001,3871.1538449999998,3784.0603919999999,4324.6404480000001,6642.1271699999998,7183.7083000000002,7664.2239049999998,7747.3130620000002,6355.8199549999999,6323.7855810000001,5630.0411759999997,5757.1775960000004,5415.8113020000001,5660.0734009999996,5499.9015330000002,6051.4934050000002,6827.3258930000002,6347.811361,6318.7802099999999,7692.2539820000002,7054.5697309999996,6807.3044090000003,6127.5750420000004,4976.3397379999997,4356.6748219999999,6714.2045099999996,8965.620336,8079.6696890000003,6799.2958159999998,10001.732110000001,8079.6696890000003,6852.3527469999999,5009.3751860000002,6701.1905459999998,7676.2367949999998,7633.1906060000001,7673.2335730000004,8366.9779780000008,6807.3044090000003,6671.1583209999999,6780.2754059999997,7178.702929,6418.8876280000004,4975.3386639999999,3877.1602910000001,3735.0077569999999,3307.5490829999999,2444.6231419999999,3841.1216199999999,2289.4566450000002,2199.3599690000001,2292.459867,2221.383601,2189.3492270000002,2235.398639,2180.339559,2156.3137790000001,2145.3019629999999,2126.2815540000001,2167.3255949999998,2120.2751090000002,2223.385749,9.0096676000000002,0,69.07411827,0,0,0,0,0,0,0,0,0,0,0,0,0,0,0,0,0,0,null,105.09631869523901,1044.6802548307417,1233.1682179096299,1038.9684982527772,1652.9823172610145,2339.5354422989249,2416.0729788460731,2601.7050636359791,2158.4727629996155,2208.7362194022394,2159.0439385432992,2467.4787869066276,3789.7504056067023,4098.7564295137154,4372.9207389798194,4420.3283176640243,3626.3941710144077,3608.1165501931464,3212.2918282409873,3284.831134841223,3090.060240211249,3229.4270974043179,3138.0389944391377,3452.7567749241148,3895.4179000167946,3621.824765523811,3605.2606719041642,4388.9136570557821,4025.074771255549,3883.9943868608657,3496.1661236614068,2839.3141320301233,2485.7564077278889,3830.8750515986958,5115.449077568881,4609.95863183028,3879.4249819408315,5706.615870265261,4609.95863183028,3909.6972908911425,2858.1629283950688,3823.4497683896798,4379.7748466451512,4355.2142942728051,4378.0613200141006,4773.8860419662597,3883.9943868608657,3806.3144992263492,3868.5726443285862,4095.9005512247327,3662.3782365426837,2838.7429564864397,2212.1632738054686,2131.0563317677233,1887.1643312519304,1394.8109253003104,2191.6009502389088,1306.2787006241122,1254.8728925635573,1307.9922272551637,1267.4387568068541,1249.1611359855929,1275.4352155595541,1244.0205549513123,1230.3123396206477,1224.0294074989993,1213.1770704573171,1236.5952717422961,1209.7500166246509,1268.5811078942218,5.1405808060554747,0,39.411119514993842,0,0,0,0,0,0,0,0,0,0,0,0,0,0,0,0,0,0]
[4,"SWITCHGEAR","˂ = 11 kv ; circuit breaker",84.299487634706651,58.34856650421721,7.6386233382866324,2,54.230514100000001,74.694859039999997,67.53233831,114.6003317,411.33333329999999,123.8092869,129.9485904,108.4610282,87.996683250000004,122.7860697,98.228855719999999,142.2271973,119.7164179,125.85572139999999,65.485903809999996,81.857379769999994,27.626865670000001,191.34162520000001,53.207296849999999,86.973466000000002,21.487562189999998,33.766169150000003,13.301824209999999,30.696517409999998,36.835820900000002,5.116086235,8.1857379770000005,23.533996680000001,23.533996680000001,23.533996680000001,9.2089552240000003,6.139303483,24.55721393,29.673300170000001,30.696517409999998,41.951907130000002,34.789386399999998,45.02155887,33.766169150000003,73.671641789999995,18.417910450000001,11.25538972,1.0232172470000001,15.34825871,15.34825871,13.301824209999999,1.0232172470000001,0,15.34825871,17.394693199999999,24.55721393,13.301824209999999,25.580431180000001,13.301824209999999,21.487562189999998,19.441127689999998,1.0232172470000001,4.0928689880000002,1.0232172470000001,5.116086235,3.0696517409999999,1.0232172470000001,1.0232172470000001,0,0,1.0232172470000001,0,0,3.0696517409999999,1.0232172470000001,0,0,0,0,0,0,0,0,0,0,0,0,0,0,0,0,0,0,0,0,0,null,4571.6045527967344,6296.7383460186356,5692.9415183066712,9660.7492450774298,34675.189244266017,10437.059450088398,10954.599589572359,9143.2091055934688,7418.0753115285734,10350.802764389378,8280.6422081395231,11989.679860110333,10092.032690432423,10609.572829916384,5520.4281384786836,6900.5351737306009,2328.9306209338665,16130.000967552076,4485.3478628827406,7331.8186216145796,1811.390483135895,2846.4707587318385,1121.3369655099366,2587.7006898328523,3105.240828473819,431.28344830547542,690.05351737306023,1983.9038621208874,1983.9038621208874,1983.9038621208874,776.31020703415527,517.54013805086993,2070.1605520348808,2501.4440007618537,2587.7006898328523,3536.5242763577971,2932.7274486458314,3795.2943452567824,2846.4707587318385,6210.4816561046428,1552.6204142369095,948.8235865249444,86.256689661095081,1293.8503453379237,1293.8503453379237,1121.3369655099366,86.256689661095081,0,1293.8503453379237,1466.3637243229157,2070.1605520348808,1121.3369655099366,2156.4172419488746,1121.3369655099366,1811.390483135895,1638.8771033079079,86.256689661095081,345.02675864438032,86.256689661095081,431.28344830547542,258.77006898328523,86.256689661095081,86.256689661095081,0,0,86.256689661095081,0,0,258.77006898328523,86.256689661095081,0,0,0,0,0,0,0,0,0,0,0,0,0,0,0,0,{"$f":"IFERROR($D31*CP31,\"\")","v":0},0,0,0,0]
[4,"SWITCHGEAR","˂ = 11 kv ; fuse",1.3204150054736998,51.0883185094523,7.1476092862895282,2,1263.4202929999999,2870.375016,1844.9454410000001,2261.9465700000001,2921.0773859999999,3144.581713,3173.5544960000002,3681.612944,3652.6401609999998,4708.0772610000004,6898.6266150000001,6316.0667249999997,2863.1318200000001,1832.528534,1902.8910069999999,1695.942556,1365.8597769999999,1027.499059,921.95534929999997,994.38730720000001,827.79380409999999,878.49617460000002,737.77122789999999,786.40411389999997,931.26802959999998,925.05957609999996,792.61256739999999,890.91308170000002,837.1064844,841.24545339999997,806.06421669999997,660.16555879999999,706.72896019999996,819.51586599999996,873.32246329999998,950.92813239999998,720.18060960000003,1103.0352439999999,887.80885490000003,777.09143359999996,519.44061209999995,627.05380660000003,633.26226010000005,555.65659100000005,568.07349810000005,606.35896149999996,452.1823655,563.934529,539.10071489999996,580.49040509999998,462.529788,441.83494289999999,399.41051049999999,321.80484130000002,352.84710899999999,409.75793299999998,366.29875829999997,145.89865800000001,180.04515240000001,160.38504950000001,136.5859777,173.83669889999999,143.8291735,138.65546219999999,132.4470087,168.66298760000001,189.35783269999999,140.7249467,162.45453409999999,130.37752409999999,0,0,0,0,0,0,0,0,0,0,0,0,0,1.0347422550000001,0,0,0,0,0,0,0,null,1668.2391130971782,3790.086242463211,2436.0936445766924,2986.7081926077667,3857.0344126242908,4152.1528797833917,4190.4089772069246,4861.2569756038038,4823.0008781802708,6216.6158623539168,9109.0500996062365,8339.8292792631273,3780.5222177772243,2419.6981742523212,2512.6058394237593,2239.3479993638202,1803.5017449237612,1356.7251756137064,1217.3636775924663,1313.0039216794657,1093.0313603717964,1159.9795311930834,974.16419992591671,1038.3797923598086,1229.6602804017657,1221.4625452395799,1046.5775275219942,1176.3750016494964,1105.3279631810956,1110.7931199558861,1064.3392871060839,871.69250993645005,933.17552385090517,1082.1010466901739,1153.1480851585745,1255.6197751480411,950.9372835670365,1456.4642877439437,1172.2761340023826,1026.0831895505091,685.87717866928347,827.97125547404335,836.16899063622907,733.69730064676241,750.09277110317532,800.64547146804944,597.06838061679309,744.6276141963433,711.83667341555895,766.48824142754665,610.73127255376926,583.40548854777535,527.38763140811068,424.91594128660262,465.90461736161416,541.05052334508696,483.66637694570392,192.64677730167548,237.73432089175913,211.77482601344212,180.35017449237614,229.5365857295734,189.91419891428021,183.08275287977136,174.88501771758567,222.70513969506459,250.03092370105841,185.81533126716661,214.50740453287884,172.15243919814893,0,0,0,0,0,0,0,0,0,0,0,0,0,1.3662892002996936,0,0,0,0,0,0,0]
[4,"SWITCHGEAR","˂ = 11 kv ; switch",13.565523919375474,67.254500720590315,8.2008841426147647,2,457.62563139999997,1182.721951,1044.807378,1712.439292,2906.6541240000001,3177.259235,3909.6692069999999,4563.7186250000004,4177.1398950000003,4910.5946750000003,5939.7299409999996,4461.3275020000001,2485.596751,1942.2969149999999,1542.135689,1567.2110660000001,967.49163160000001,624.79481180000005,342.69681980000001,486.8802379,422.10218049999997,464.93928299999999,447.1775576,383.4443076,404.34045509999999,447.1775576,321.80067229999997,415.83333629999998,317.62144280000001,221.49916400000001,253.88819269999999,234.0368526,202.69263119999999,305.08375419999999,378.22027070000001,304.03894689999998,222.5439714,337.47278290000003,252.84338539999999,255.97780750000001,145.22822550000001,203.73743859999999,237.1712747,213.140705,215.23031979999999,222.5439714,205.82705340000001,175.5276394,281.05318460000001,247.6193485,241.35050419999999,173.4380247,142.09380329999999,120.1528484,152.54187709999999,140.00418859999999,150.4522624,86.719012340000006,80.450168070000004,86.719012340000006,100.3015082,71.046901669999997,95.077471360000004,82.539782829999993,75.226131179999996,79.405360689999995,92.987856600000001,76.270938560000005,77.315745939999999,84.629397580000003,0,1.044807378,8.3584590199999997,1.044807378,1.044807378,0,0,0,0,0,0,0,0,0,0,0,0,0,0,0,0,null,6207.9314488760037,16044.242916260928,14173.359477398972,23230.136176104403,39430.286044473367,43101.186150449117,53036.711144404238,61909.234168736853,56665.091160200063,66614.789522070336,80575.548589266167,60520.244940548633,33718.422179612462,26348.27525896169,20919.878576052077,21260.039202532935,13124.530870265404,8475.6689641745979,4648.8619060908068,6604.7855131036713,5726.0372259932938,6307.1449645937828,6066.1978538307039,5201.6229264961667,5485.0901152302149,6066.1978538307039,4365.3947173567585,5640.9970700513559,4308.7012796099489,3004.752207363671,3444.1263509188593,3174.8325219606522,2749.6317368247514,4138.6209650129676,5130.7561289735168,4124.4476065936797,3018.9255671395113,4577.9951085681569,3429.9529924995713,3472.4730704705407,1970.0969667887052,2763.8050966005917,3217.3525999316212,2891.3653318700517,2919.7120514217327,3018.9255671395113,2792.1518161522731,2381.124390792213,3812.6336983079509,3359.0861949769214,3274.0460376784308,2352.7776725970843,1927.5768874611836,1629.9363389512951,2069.3104825064838,1899.2301692660549,2040.9637643113551,1176.3888361628869,1091.348679271362,1176.3888361628869,1360.6425086365352,963.78844400190223,1289.7757119278167,1119.6953982804221,1020.4818818843671,1077.175319766832,1261.4289929187566,1034.6552413888971,1048.8286008934272,1148.0421171538269,0,14.173359477398973,113.38687576492968,14.173359477398973,14.173359477398973,0,0,0,0,0,0,0,0,0,0,0,0,0,0,0,0]
[4,"SWITCHGEAR","> 11 kv & < = 22 kv ; circuit breaker",22.17325027136015,48.124879364039529,6.9372097679138642,2,28.41042345,56.82084691,85.231270359999996,59.864820850000001,144.08143319999999,91.319218239999998,56.82084691,85.231270359999996,71.026058629999994,33.483713360000003,95.377850159999994,52.762214980000003,77.114006509999996,84.216612380000001,61.894136809999999,26.381107490000002,27.395765470000001,97.407166119999999,67.982084689999994,43.630293160000001,30.439739410000001,32.46905537,20.29315961,53.776872959999999,18.263843649999998,7.102605863,5.073289902,15.219869709999999,27.395765470000001,39.571661239999997,5.073289902,6.087947883,17.249185669999999,34.498371339999998,36.527687299999997,26.381107490000002,28.41042345,13.190553749999999,13.190553749999999,2.029315961,10.1465798,3.043973941,0,3.043973941,15.219869709999999,6.087947883,2.029315961,4.058631922,2.029315961,5.073289902,8.117263844,4.058631922,14.20521173,2.029315961,0,3.043973941,2.029315961,0,0,2.029315961,0,1.01465798,0,1.01465798,0,1.01465798,1.01465798,0,0,0,0,0,0,0,0,0,0,0,0,0,0,0,0,0,0,0,0,0,0,0,0,null,629.95142947216925,1259.902859166071,1889.8542886382402,1327.3976551571893,3194.7536777998589,2024.8438806204767,1259.902859166071,1889.8542886382402,1574.8785737912892,742.44275634576559,2114.8369419419678,1169.9097976228477,1709.8681657735258,1867.3560233078676,1372.3941858179346,584.95489881142385,607.45316414179649,2159.8334726027133,1507.3837778001709,967.42540964949285,674.94796013291477,719.94449079366018,449.96530682918734,1192.4080629532202,404.96877616844182,157.48785737912894,112.49132669621021,337.4739801773236,607.45316414179649,877.43234832800181,112.49132669621021,134.98959204875621,382.47051083806912,764.94102167613823,809.93755233688364,584.95489881142385,629.95142947216925,292.47744951657813,292.47744951657813,44.996530682918731,224.9826533037274,67.494796013291477,0,67.494796013291477,337.4739801773236,134.98959204875621,44.996530682918731,89.993061365837463,44.996530682918731,112.49132669621021,179.98612273167493,89.993061365837463,314.97571484695089,44.996530682918731,0,67.494796013291477,44.996530682918731,0,0,44.996530682918731,0,22.498265330372739,0,22.498265330372739,0,22.498265330372739,22.498265330372739,0,0,0,0,0,0,0,0,0,0,0,0,0,0,0,0,0,0,0,0,0,0,0,0]
[4,"SWITCHGEAR","> 11 kv & < = 22 kv ; switch",5.6874251113142673,49.13259333019208,7.0094645537438938,2,337.91433769999998,778.44683310000005,997.15826030000005,1032.40086,1638.7808829999999,1442.8734910000001,1703.0468000000001,2049.253514,1905.1734739999999,2388.2043990000002,2941.720523,1805.6649580000001,752.53315689999999,725.58293370000001,596.01455269999997,620.89168180000001,313.03720850000002,400.10716059999999,342.06052590000002,673.75558130000002,408.39953700000001,221.82106830000001,220.78452129999999,147.18968079999999,278.8311559,229.0768976,188.65156279999999,177.2495452,236.33272700000001,228.04035060000001,258.10021499999999,179.32263929999999,301.63519100000002,322.36613199999999,217.6748801,253.95402680000001,237.36927399999999,333.76814949999999,344.13362000000001,211.45559779999999,129.56838099999999,98.471969569999999,136.8242104,99.508516619999995,194.870845,199.01703319999999,116.0932694,134.75111630000001,180.3591864,209.3825037,173.10335699999999,102.61815780000001,132.67802219999999,116.0932694,155.48205720000001,127.4952869,92.252687280000004,44.571523069999998,37.31569373,46.644617169999997,47.681164209999999,26.950223250000001,35.242599640000002,30.059864399999999,38.352240780000002,43.534976020000002,31.096411440000001,25.913676200000001,44.571523069999998,44.571523069999998,0,0,0,0,0,0,0,0,0,0,0,0,0,0,0,0,0,0,0,0,0,null,1921.8624897081093,4427.3580663960065,5671.2629295846691,5871.7025761064451,9320.4435459159686,8206.2349251630803,9685.9511360634078,11654.975894972604,10835.531457437439,13582.7336698238,16730.815172978739,10269.584224749422,4279.9759736496599,4126.6985974664549,3389.7881337347208,3531.2749424754679,1780.37568039862,2275.5795124130905,1945.4436245930244,3831.9344119737616,2322.7417821829204,1261.5907140679772,1255.6954306311197,837.13028670825145,1585.8313178824433,1302.8576998322069,1072.9416355574006,1008.0935143395133,1344.1246861651794,1296.9624163953497,1467.9256440266113,1019.8840817819706,1715.5275597494754,1833.4332341740499,1238.0095791830622,1444.3445091416966,1350.0199696020368,1898.2813548231945,1957.2341920354818,1202.6378768556899,736.91046373173435,560.05195249299243,778.1774500647067,565.94723621422111,1108.3133373160304,1131.8944722009451,660.2717756401322,766.38688262224935,1025.7793657875707,1190.8473094132326,984.51237945459832,583.63308754853006,754.59631517979176,660.2717756401322,884.29255647808134,725.11989628927688,524.68025022249435,253.49719955784118,212.23021356611434,265.28776700029863,271.18305066465308,153.27737646757561,200.43964618053116,170.96322763126176,218.12549728734311,247.60191583661248,176.85851129561627,147.3820927463469,253.49719955784118,253.49719955784118,0,0,0,0,0,0,0,0,0,0,0,0,0,0,0,0,0,0,0,0,0]
[4,"SWITCHGEAR","> 132 kv ; circuit breaker",183.78147948231961,59.863679438545084,7.7371622342138515,2,0,0,6.2857142860000002,0,0,0,0,0,0,0,0,0,0,0,0,0,0,0,0,0,0,3.1428571430000001,0,12.57142857,0,0,0,0,0,0,0,0,0,0,0,0,0,0,0,0,0,0,0,0,0,0,0,0,0,0,0,0,0,0,0,0,0,0,0,0,0,0,0,0,0,0,0,0,0,0,0,0,0,0,0,0,0,0,0,0,0,0,0,0,0,0,0,0,0,0,0,null,0,0,1155.1978710842322,0,0,0,0,0,0,0,0,0,0,0,0,0,0,0,0,0,0,577.59893554211612,0,2310.3957418009018,0,0,0,0,0,0,0,0,0,0,0,0,0,0,0,0,0,0,0,0,0,0,0,0,0,0,0,0,0,0,0,0,0,0,0,0,0,0,0,0,0,0,0,0,0,0,0,0,0,0,0,0,0,0,0,0,0,0,0,0,0,0,0,0,0,0,0]
[4,"SWITCHGEAR","> 132 kv ; switch",96.402691889869345,52.82454775373391,7.2680497902624408,2,0,1.4772727269999999,8.8636363639999995,1.4772727269999999,0,0,0,0,0,7.3863636359999996,0,0,0,0,0,0,0,0,0,0,0,2.9545454549999999,19.204545450000001,1.4772727269999999,0,1.4772727269999999,0,10.34090909,5.9090909089999997,0,1.4772727269999999,1.4772727269999999,0,0,0,0,0,0,0,0,0,0,0,0,0,0,0,0,0,0,0,0,0,0,0,0,0,1.4772727269999999,0,0,0,0,0,0,0,0,0,0,0,0,0,0,0,0,0,0,0,0,0,0,0,0,0,0,0,0,0,0,0,0,0,null,{"$f":"IFERROR($D37*H37,\"\")","v":0},142.41306753828806,854.4784054225338,142.41306753828806,0,0,0,0,0,712.06533778784296,0,0,0,0,0,0,0,0,0,0,0,284.82613517297881,1851.3698779013423,142.41306753828806,0,142.41306753828806,0,996.89147286441926,569.65227024955493,0,{"$f":"IFERROR($D37*AL37,\"\")","v":142.41306753828806},142.41306753828806,0,0,0,0,0,0,0,0,0,0,0,0,0,0,{"$f":"IFERROR($D37*BB37,\"\")","v":0},0,0,0,0,0,0,0,0,0,0,142.41306753828806,0,0,0,0,{"$f":"IFERROR($D37*BR37,\"\")","v":0},0,0,0,0,0,0,0,0,0,0,0,0,0,0,0,{"$f":"IFERROR($D37*CH37,\"\")","v":0},{"$f":"IFERROR($D37*CI37,\"\")","v":0},0,0,0,0,0,0,0,0,0,0,0]
[4,"SWITCHGEAR","> 22 kv & < = 33 kv ; circuit breaker",115.93235233481873,60.59363810439654,7.7841915511115563,2,3.022900763,14.10687023,19.145038169999999,12.09160305,11.08396947,34.259541980000002,22.167938929999998,13.099236640000001,8.061068702,3.022900763,33.251908399999998,10.07633588,24.18320611,6.0458015270000001,7.0534351150000001,18.137404579999998,6.0458015270000001,21.160305340000001,18.137404579999998,7.0534351150000001,4.030534351,5.038167939,0,4.030534351,15.114503819999999,2.015267176,0,1.007633588,0,0,1.007633588,0,0,6.0458015270000001,0,3.022900763,0,2.015267176,1.007633588,0,0,3.022900763,1.007633588,0,0,0,0,0,0,5.038167939,0,12.09160305,5.038167939,0,13.099236640000001,1.007633588,0,0,0,0,2.015267176,0,0,0,1.007633588,0,0,13.099236640000001,4.030534351,0,0,0,0,0,0,0,0,0,0,0,0,0,0,0,0,0,0,0,0,0,0,null,350.45199632930837,1635.4426498459254,2219.5293105879932,1401.8079850853687,1284.9906538644141,3971.7892916548735,2569.9813065695043,1518.6253174656472,934.53865695544391,350.45199632930837,3854.9719604339184,1168.1733214841358,2803.6159713300613,700.90399277454912,817.72132492296271,2102.7119782077148,{"$f":"IFERROR($D38*X38,\"\")","v":700.90399277454912},2453.1639741892263,2102.7119782077148,817.72132492296271,467.26932847772196,584.08666062613554,0,467.26932847772196,1752.2599822262036,233.63466429682717,0,116.81733214841358,0,0,116.81733214841358,0,0,700.90399277454912,0,350.45199632930837,0,233.63466429682717,116.81733214841358,0,0,350.45199632930837,116.81733214841358,0,0,0,0,0,0,584.08666062613554,0,1401.8079850853687,584.08666062613554,0,1518.6253174656472,116.81733214841358,0,0,0,0,233.63466429682717,0,0,0,116.81733214841358,0,0,1518.6253174656472,467.26932847772196,0,0,0,0,0,0,0,0,0,0,0,0,0,0,0,0,0,0,0,0,0,0]
[4,"SWITCHGEAR","> 22 kv & < = 33 kv ; switch",9.8991170387462848,54.055915571731703,7.3522728167371278,2,30.805369129999999,144.78523490000001,110.8993289,102.68456380000001,262.87248319999998,196.1275168,231.0402685,231.0402685,201.26174499999999,100.6308725,166.34899329999999,90.362416109999998,75.986577179999998,33.885906040000002,44.154362419999998,39.020134229999996,18.483221480000001,32.859060399999997,31.83221477,22.590604030000002,14.37583893,26.697986579999998,18.483221480000001,18.483221480000001,17.45637584,7.1879194630000001,9.2416107380000003,17.45637584,11.29530201,23.617449659999998,24.6442953,12.32214765,20.536912749999999,6.161073826,14.37583893,73.932885909999996,23.617449659999998,32.859060399999997,32.859060399999997,26.697986579999998,6.161073826,2.0536912749999998,4.1073825499999996,17.45637584,7.1879194630000001,6.161073826,2.0536912749999998,6.161073826,31.83221477,21.56375839,30.805369129999999,30.805369129999999,25.671140940000001,7.1879194630000001,39.020134229999996,16.429530199999999,9.2416107380000003,6.161073826,8.2147651009999993,4.1073825499999996,1.0268456379999999,4.1073825499999996,3.080536913,2.0536912749999998,1.0268456379999999,3.080536913,3.080536913,1.0268456379999999,2.0536912749999998,2.0536912749999998,0,0,0,0,0,0,0,0,2.0536912749999998,0,0,0,0,0,0,0,0,0,0,0,0,null,304.94595443965181,1433.2459857574734,1097.8054362995183,1016.48651512881,2602.2054774626663,1941.4892433218781,2287.0946585448664,2287.0946585448664,1992.3135691773098,996.15678458865489,1646.7081539543215,894.5081329767828,752.20002087854755,335.44054985391966,437.08920136680064,386.26487561036009,182.96757268358934,325.27568468283329,315.11081961073813,223.62703326894351,142.30811209823517,264.28649385429765,182.96757268358934,182.96757268358934,172.80270751250299,71.154056029319349,91.483786321996433,172.80270751250299,111.81351658497616,233.79189834103863,243.95676351212498,121.97838175606249,203.29730292677081,60.989190887930363,142.30811209823517,731.87029063536613,233.79189834103863,325.27568468283329,325.27568468283329,264.28649385429765,60.989190887930363,20.32973029267708,40.659460585354161,172.80270751250299,71.154056029319349,60.989190887930363,20.32973029267708,60.989190887930363,315.11081961073813,213.46216809785716,304.94595443965181,304.94595443965181,254.12162868321133,71.154056029319349,386.26487561036009,162.63784234141664,91.483786321996433,60.989190887930363,81.318921180607433,40.659460585354161,10.164865151288099,40.659460585354161,30.494595443965181,20.32973029267708,10.164865151288099,30.494595443965181,30.494595443965181,10.164865151288099,20.32973029267708,20.32973029267708,0,0,0,0,0,0,0,0,20.32973029267708,0,0,0,0,0,0,0,0,0,0,0,0]
[4,"SWITCHGEAR","> 33 kv & < = 66 kv ; circuit breaker",144.13017082786484,50.234040275081711,7.0875976377812044,2,18.29315961,54.879478829999996,41.667752440000001,4.0651465800000004,9.146579805,14.22801303,19.309446250000001,19.309446250000001,7.1140065149999998,19.309446250000001,25.407166119999999,24.390879479999999,24.390879479999999,18.29315961,39.635179149999999,16.260586320000002,20.325732899999998,19.309446250000001,6.0977198699999997,18.29315961,4.0651465800000004,11.17915309,11.17915309,3.0488599349999999,6.0977198699999997,5.0814332249999996,9.146579805,3.0488599349999999,25.407166119999999,1.0162866450000001,0,2.0325732900000002,5.0814332249999996,7.1140065149999998,14.22801303,14.22801303,3.0488599349999999,6.0977198699999997,2.0325732900000002,12.195439739999999,4.0651465800000004,12.195439739999999,1.0162866450000001,0,1.0162866450000001,7.1140065149999998,2.0325732900000002,3.0488599349999999,4.0651465800000004,7.1140065149999998,1.0162866450000001,2.0325732900000002,4.0651465800000004,0,2.0325732900000002,0,4.0651465800000004,0,0,0,1.0162866450000001,0,0,1.0162866450000001,0,2.0325732900000002,0,0,0,0,0,0,0,0,0,0,0,0,0,0,0,0,0,0,0,0,0,0,0,0,0,null,2636.5962195706975,7909.788658712092,6005.5802771903827,585.91027101571058,1318.2981097853487,2050.6859485549867,2783.0737866039744,2783.0737866039744,1025.3429742774933,2783.0737866039744,3661.93919312754,3515.461626094263,3515.461626094263,2636.5962195706975,5712.6251416825271,2343.6410840628423,2929.5513550785527,2783.0737866039744,878.86540652356575,2636.5962195706975,585.91027101571058,1611.2532445725531,1611.2532445725531,439.43270326178288,878.86540652356575,732.38783876963817,1318.2981097853487,439.43270326178288,3661.93919312754,146.47756775392764,0,292.95513550785529,732.38783876963817,1025.3429742774933,2050.6859485549867,2050.6859485549867,439.43270326178288,878.86540652356575,292.95513550785529,1757.7308130471315,585.91027101571058,1757.7308130471315,146.47756775392764,0,146.47756775392764,1025.3429742774933,292.95513550785529,439.43270326178288,585.91027101571058,1025.3429742774933,146.47756775392764,292.95513550785529,585.91027101571058,0,292.95513550785529,0,585.91027101571058,0,0,0,146.47756775392764,0,0,146.47756775392764,0,292.95513550785529,0,0,0,0,0,0,0,0,0,0,0,0,0,0,0,0,0,0,0,0,0,0,0,0,0]
[4,"SWITCHGEAR","> 33 kv & < = 66 kv ; switch",36.284966473593933,62.094070739875832,7.8799791078324457,2,7.2046153850000003,34.993846150000003,5.1461538459999998,6.1753846149999996,12.350769229999999,24.701538459999998,51.46153846,59.695384619999999,46.315384620000003,55.578461539999999,82.338461539999997,77.192307690000007,32.935384620000001,56.607692309999997,48.373846149999999,42.198461539999997,38.081538459999997,20.584615379999999,48.373846149999999,42.198461539999997,30.876923080000001,43.227692310000002,24.701538459999998,18.52615385,37.052307689999999,10.292307689999999,14.409230770000001,29.847692309999999,61.753846150000001,7.2046153850000003,27.78923077,32.935384620000001,40.14,53.52,46.315384620000003,103.95230770000001,31.906153849999999,62.783076919999999,42.198461539999997,34.993846150000003,69.98769231,63.812307689999997,18.52615385,8.2338461540000001,40.14,5.1461538459999998,16.46769231,9.2630769229999999,52.490769229999998,8.2338461540000001,13.38,13.38,11.321538459999999,4.116923077,56.607692309999997,23.67230769,8.2338461540000001,10.292307689999999,9.2630769229999999,7.2046153850000003,1.029230769,0,0,7.2046153850000003,0,0,0,0,0,0,0,0,0,2.058461538,0,0,0,0,0,0,0,0,0,0,0,0,0,0,0,0,0,null,261.41922769986405,1269.7505343348541,186.72801977006648,224.07362371682277,448.14724743364553,896.29449486729106,1867.2801977006648,2166.0450295649948,1680.5521781483083,2016.6626136328298,2987.6483164662031,2800.9202965509976,1195.0593267316212,2054.0082176158712,1755.2433857515409,1531.1697622161428,1381.7873462839777,746.91207893512603,1755.2433857515409,1531.1697622161428,1120.3681187655388,1568.5153661991844,896.29449486729106,672.22087133189314,1344.4417423009365,373.45603946756302,522.8384553997281,1083.0225147824974,2240.7362371682279,261.41922769986405,1008.3313068164149,1195.0593267316212,1456.4785542500604,1941.9714056667474,1680.5521781483083,3771.9059997472204,1157.71372274858,2278.0818411512691,1531.1697622161428,1269.7505343348541,2539.501069032558,2315.4274451343103,672.22087133189314,298.76483164662034,1456.4785542500604,186.72801977006648,597.52966336581062,336.11043559337662,1904.625801683706,298.76483164662034,485.49285141668685,485.49285141668685,410.80164345060427,149.38241582331017,2054.0082176158712,858.94889088424986,298.76483164662034,373.45603946756302,336.11043559337662,261.41922769986405,37.345603946756299,0,0,261.41922769986405,0,0,0,0,0,0,0,0,0,74.691207893512598,0,0,0,0,0,0,0,0,0,0,0,0,0,0,0,0,0]
[4,"SWITCHGEAR","> 66 kv & < = 132 kv ; circuit breaker",183.78147948231961,59.863679438545084,7.7371622342138515,2,0,0,2.079365079,0,14.55555556,8.3174603170000001,0,10.396825400000001,0,3.1190476189999998,7.2777777779999999,4.1587301590000001,5.1984126980000003,10.396825400000001,12.47619048,6.2380952379999997,3.1190476189999998,3.1190476189999998,0,0,0,0,0,2.079365079,2.079365079,0,0,2.079365079,3.1190476189999998,0,10.396825400000001,4.1587301590000001,0,0,0,4.1587301590000001,0,5.1984126980000003,0,0,0,1.03968254,0,0,0,0,0,0,0,0,0,2.079365079,1.03968254,0,2.079365079,0,0,1.03968254,0,0,0,0,0,0,0,0,0,0,0,0,0,0,0,0,0,0,0,0,0,0,0,0,0,0,0,0,0,0,0,0,0,null,0,0,382.14879060249041,0,2675.0415355039031,1528.595162593743,0,1910.7439539313596,0,573.2231859956263,1337.5207673843886,764.2975813887623,955.37197659811682,1910.7439539313596,2292.8927447176311,1146.4463719912526,573.2231859956263,573.2231859956263,0,0,0,0,0,382.14879060249041,382.14879060249041,0,0,382.14879060249041,573.2231859956263,0,1910.7439539313596,764.2975813887623,0,0,0,764.2975813887623,0,955.37197659811682,0,0,0,191.07439539313594,0,0,0,0,0,0,0,0,0,382.14879060249041,191.07439539313594,0,382.14879060249041,0,0,191.07439539313594,0,0,0,0,0,0,0,0,0,0,0,0,0,0,0,0,0,0,0,0,0,0,0,0,0,0,0,0,0,0,0,0,0]
[4,"SWITCHGEAR","> 66 kv & < = 132 kv ; switch",96.402691889869345,52.82454775373391,7.2680497902624408,2,0,1.0707964599999999,6.4247787609999998,0,20.34513274,18.20353982,2.1415929199999999,64.247787610000003,6.4247787609999998,4.2831858409999999,17.132743359999999,17.132743359999999,13.92035398,32.123893809999998,12.849557519999999,0,4.2831858409999999,8.5663716809999997,1.0707964599999999,0,1.0707964599999999,8.5663716809999997,1.0707964599999999,2.1415929199999999,4.2831858409999999,13.92035398,0,7.4955752210000002,8.5663716809999997,3.2123893809999999,3.2123893809999999,0,4.2831858409999999,3.2123893809999999,1.0707964599999999,26.769911499999999,0,10.7079646,1.0707964599999999,5.3539823010000003,0,0,2.1415929199999999,0,0,0,0,0,0,0,22.486725660000001,0,0,0,0,0,0,2.1415929199999999,0,0,0,0,0,0,0,0,0,0,0,0,0,0,0,0,0,0,0,0,0,0,0,0,0,0,0,0,0,0,0,0,0,null,0,103.2276612101428,619.36596735725948,0,1961.3255629927132,1754.8702405724277,206.4553224202856,6193.6596735725952,619.36596735725948,412.91064493697388,1651.6425793622848,1651.6425793622848,1341.9595957318566,3096.8298372683107,1238.7319345217136,0,412.91064493697388,825.82128977754508,103.2276612101428,0,103.2276612101428,825.82128977754508,103.2276612101428,206.4553224202856,412.91064493697388,1341.9595957318566,0,722.59362856740233,825.82128977754508,309.68298372683108,309.68298372683108,0,412.91064493697388,309.68298372683108,103.2276612101428,2580.6915302535699,0,1032.2766121014281,103.2276612101428,516.13830614711674,0,0,206.4553224202856,0,0,0,0,0,0,0,2167.7808854129989,0,0,0,0,0,0,206.4553224202856,0,0,0,0,0,0,0,0,0,0,0,0,0,0,0,0,0,0,0,0,0,0,0,0,0,0,0,0,0,0,0,0,0]
[5,"TRANSFORMERS","ground outdoor / indoor chamber mounted ; ˂ 22 kv ; < = 60 kva ; single phase",88.882369855923329,59.033871191321985,7.6833502582741851,2,0,0,0,0,0,0,0,0,0,0,0,0,0,0,0,0,0,0,0,0,0,0,0,0,0,0,0,0,0,0,0,2,0,0,0,0,0,0,0,0,0,0,0,0,0,0,0,0,0,0,0,0,0,0,0,0,0,0,0,0,0,0,0,0,0,0,0,0,0,0,0,0,0,0,0,0,0,0,0,0,0,0,0,0,0,0,0,0,0,0,0,null,0,0,0,0,0,0,0,0,0,0,0,0,0,0,0,0,0,0,0,0,0,0,0,0,0,0,0,0,0,0,0,177.76473971184666,0,0,0,0,0,0,0,0,0,0,0,0,0,0,0,0,0,0,0,0,0,0,0,0,0,0,0,0,0,0,0,0,0,0,0,0,0,0,0,0,0,0,0,0,0,0,0,0,0,0,0,0,0,0,0,0,0,0,0]
[5,"TRANSFORMERS","ground outdoor / indoor chamber mounted ; ˂ 22 kv ; > 60 kva and < = 600 kva ; multiple phase",88.882369855923329,69.910387143810539,8.3612431577972028,2,0,0,0,0,0,0,0,0,0,0,0,0,0,1,0,1,1,0,0,0,0,0,0,0,0,0,0,0,0,0,1,0,0,0,0,0,0,1,0,0,0,0,0,0,0,0,0,0,0,0,0,0,0,0,0,0,0,0,0,0,0,0,0,0,0,0,0,0,0,0,0,0,0,0,0,0,0,0,0,0,0,0,0,0,0,0,0,0,0,0,0,null,0,0,0,0,0,0,0,0,0,0,0,0,0,88.882369855923329,0,88.882369855923329,88.882369855923329,0,0,0,0,0,0,0,0,0,0,0,0,0,88.882369855923329,0,0,0,0,0,0,88.882369855923329,0,0,0,0,0,0,0,0,0,0,0,0,0,0,0,0,0,0,0,0,0,0,0,0,0,0,0,0,0,0,0,0,0,0,0,0,0,0,0,0,0,0,0,0,0,0,0,0,0,0,0,0,0]
[5,"TRANSFORMERS","ground outdoor / indoor chamber mounted ; ˂ 22 kv ; > 600 kva ; multiple phase",73.793296238633474,59.033871191321985,7.6833502582741851,2,0,0,0,0,0,0,0,5,2,0,0,1,1,1,0,0,0,0,1,1,0,2,2,0,3,0,0,0,0,0,0,0,1,0,3,2,0,2,0,0,2,3,0,2,0,0,2,0,0,0,0,0,2,0,0,2,0,1,0,0,0,0,0,0,0,0,0,0,0,0,0,0,0,2,0,0,0,0,0,0,0,0,0,0,0,0,0,0,0,0,0,null,0,0,0,0,0,0,0,368.9664811931674,147.58659247726695,0,0,73.793296238633474,73.793296238633474,73.793296238633474,0,0,0,0,73.793296238633474,73.793296238633474,0,147.58659247726695,147.58659247726695,0,221.37988871590042,0,0,0,0,0,0,0,73.793296238633474,0,221.37988871590042,147.58659247726695,0,147.58659247726695,0,0,147.58659247726695,221.37988871590042,0,147.58659247726695,0,0,147.58659247726695,0,0,0,0,0,147.58659247726695,0,0,147.58659247726695,0,73.793296238633474,0,0,0,0,0,0,0,0,0,0,0,0,0,0,0,147.58659247726695,0,0,0,0,0,0,0,0,0,0,0,0,0,0,0,0,0]
[5,"TRANSFORMERS","ground outdoor / indoor chamber mounted ; > = 22 kv & < = 33 kv ; < = 15 mva",259.9488943094276,76.271918371659183,8.7333795504179932,2,0,0,1,0,0,1,5,1,2,0,1,2,1,3,1,3,0,1,0,3,4,4,1,0,4,2,2,2,0,0,0,4,3,1,4,3,0,2,2,0,4,0,1,1,8,0,2,1,6,1,2,2,9,3,3,2,2,1,0,0,2,0,0,0,0,0,1,1,0,0,2,0,0,0,0,5,1,0,0,0,0,0,0,0,0,0,0,0,2,0,0,null,0,0,259.9488943094276,0,0,259.9488943094276,1299.7444715471379,259.9488943094276,519.8977886188552,0,259.9488943094276,519.8977886188552,259.9488943094276,779.8466829282828,259.9488943094276,779.8466829282828,0,259.9488943094276,0,779.8466829282828,1039.7955772377104,1039.7955772377104,259.9488943094276,0,1039.7955772377104,519.8977886188552,519.8977886188552,519.8977886188552,0,0,0,1039.7955772377104,779.8466829282828,259.9488943094276,1039.7955772377104,779.8466829282828,0,519.8977886188552,519.8977886188552,0,1039.7955772377104,0,259.9488943094276,259.9488943094276,2079.5911544754208,0,519.8977886188552,259.9488943094276,1559.6933658565656,259.9488943094276,519.8977886188552,519.8977886188552,2339.5400487848483,779.8466829282828,779.8466829282828,519.8977886188552,519.8977886188552,259.9488943094276,0,0,519.8977886188552,0,0,0,0,0,259.9488943094276,259.9488943094276,0,0,519.8977886188552,0,0,0,0,1299.7444715471379,259.9488943094276,0,0,0,0,0,0,0,0,0,0,0,519.8977886188552,0,0]
[5,"TRANSFORMERS","ground outdoor / indoor chamber mounted ; > = 22 kv & < = 33 kv ; > 15 mva and < = 40 mva",1486.0410436434431,59.491239215604935,7.7130564120590313,2,0,0,0,0,0,0,2,2,0,0,0,0,2,0,0,5,0,0,0,0,1,2,0,0,0,0,0,0,0,0,0,0,0,0,0,2,0,0,0,0,0,0,2,0,0,0,0,0,0,0,0,0,0,0,0,0,0,2,0,0,0,0,0,0,0,0,2,0,0,0,0,0,0,0,0,0,0,0,0,0,0,0,0,0,0,0,0,0,0,0,0,null,0,0,0,0,0,0,2972.0820872868862,2972.0820872868862,0,0,0,0,2972.0820872868862,0,0,7430.2052182172156,0,0,0,0,1486.0410436434431,2972.0820872868862,0,0,0,0,0,0,0,0,0,0,0,0,0,2972.0820872868862,0,0,0,0,0,0,2972.0820872868862,0,0,0,0,0,0,0,0,0,0,0,0,0,0,2972.0820872868862,0,0,0,0,0,0,0,0,2972.0820872868862,0,0,0,0,0,0,0,0,0,0,0,0,0,0,0,0,0,0,0,0,0,0,0,0]
[5,"TRANSFORMERS","ground outdoor / indoor chamber mounted ; > = 22 kv & < = 33 kv ; > 40 mva",1559.8831738849797,59.491239215604935,7.7130564120590313,2,0,0,0,0,0,0,0,0,0,0,0,0,0,0,0,0,0,0,0,0,0,0,0,0,0,0,0,0,0,0,0,0,0,0,0,0,0,0,0,0,0,2,0,0,0,0,0,0,0,0,0,0,0,0,0,0,0,0,0,0,0,0,0,0,0,0,0,0,0,0,0,0,0,0,0,0,0,0,0,0,0,0,0,0,0,0,0,0,0,0,0,null,0,0,0,0,0,0,0,0,0,0,0,0,0,0,0,0,0,0,0,0,0,0,0,0,0,0,0,0,0,0,0,0,0,0,0,0,0,0,0,0,0,3119.7663477699593,0,0,0,0,0,0,0,0,0,0,0,0,0,0,0,0,0,0,0,0,0,0,0,0,0,0,0,0,0,0,0,0,0,0,0,0,0,0,0,0,0,0,0,0,0,0,0,0,0]
[5,"TRANSFORMERS","ground outdoor / indoor chamber mounted ; > 132 kv ; < = 100 mva",5908.1751185735202,84.285461055675427,9.1807113589130669,2,0,0,0,0,0,0,0,0,0,0,0,0,0,0,0,0,0,0,0,0,4,1,2,0,0,0,0,0,0,0,0,0,0,0,0,0,0,0,0,0,0,0,0,0,0,0,0,0,0,0,0,0,0,0,0,0,0,0,0,0,0,0,0,0,0,0,0,0,0,0,0,0,0,0,0,0,0,0,0,0,0,0,0,0,0,0,0,0,0,0,0,null,0,0,0,0,0,0,0,0,0,0,0,0,0,0,0,0,0,0,0,0,23632.700474294081,5908.1751185735202,11816.35023714704,0,0,0,0,0,0,0,0,0,0,0,0,0,0,0,0,0,0,0,0,0,0,0,0,0,0,0,0,0,0,0,0,0,0,0,0,0,0,0,0,0,0,0,0,0,0,0,0,0,0,0,0,0,0,0,0,0,0,0,0,0,0,0,0,0,0,0,0]
[5,"TRANSFORMERS","ground outdoor / indoor chamber mounted ; > 33 kv & < = 66 kv ; < = 15 mva",696.55032194125829,84.285461055675427,9.1807113589130669,2,0,0,1,1,1,1,4,2,2,1,5,2,6,2,1,3,3,2,3,9,4,5,6,4,3,0,0,5,10,5,2,1,6,12,8,5,8,6,5,12,3,0,5,6,4,1,1,5,3,2,3,2,4,2,3,5,1,1,0,0,0,2,3,1,0,1,0,4,0,1,0,0,0,3,0,0,0,0,0,0,0,0,0,0,0,0,0,0,0,0,1,null,0,0,696.55032194125829,696.55032194125829,696.55032194125829,696.55032194125829,2786.2012877650332,1393.1006438825166,1393.1006438825166,696.55032194125829,3482.7516097062917,1393.1006438825166,4179.3019316475493,1393.1006438825166,696.55032194125829,2089.6509658237746,2089.6509658237746,1393.1006438825166,2089.6509658237746,6268.9528974713248,2786.2012877650332,3482.7516097062917,4179.3019316475493,2786.2012877650332,2089.6509658237746,0,0,3482.7516097062917,6965.5032194125833,3482.7516097062917,1393.1006438825166,696.55032194125829,4179.3019316475493,8358.6038632950986,5572.4025755300663,3482.7516097062917,5572.4025755300663,4179.3019316475493,3482.7516097062917,8358.6038632950986,2089.6509658237746,0,3482.7516097062917,4179.3019316475493,2786.2012877650332,696.55032194125829,696.55032194125829,3482.7516097062917,2089.6509658237746,1393.1006438825166,2089.6509658237746,1393.1006438825166,2786.2012877650332,1393.1006438825166,2089.6509658237746,3482.7516097062917,696.55032194125829,696.55032194125829,0,0,0,1393.1006438825166,2089.6509658237746,696.55032194125829,0,696.55032194125829,0,2786.2012877650332,0,696.55032194125829,0,0,0,2089.6509658237746,0,0,0,0,0,0,0,0,0,0,0,0,0,0,0,0,696.55032194125829]
[5,"TRANSFORMERS","ground outdoor / indoor chamber mounted ; > 33 kv & < = 66 kv ; > 15 mva and < = 40 mva",319.97322179362283,55.543692388303583,7.4527640770591672,2,0,0,0,0,0,1,1,0,3,4,2,11,6,3,8,2,0,4,2,3,0,1,1,6,0,1,1,2,1,1,0,0,2,8,0,2,4,2,5,1,6,2,1,0,2,0,0,2,0,1,0,1,0,0,0,0,0,1,0,0,0,0,0,0,0,0,0,0,0,0,0,0,0,0,0,0,0,0,0,0,0,0,0,0,0,0,0,0,0,0,0,null,0,0,0,0,0,319.97322179362283,319.97322179362283,0,959.91966538086854,1279.8928871744913,639.94644358724565,3519.7054397298512,1919.8393307617371,959.91966538086854,2559.7857743489826,{"$f":"IFERROR($D52*W52,\"\")","v":639.94644358724565},0,1279.8928871744913,639.94644358724565,959.91966538086854,0,319.97322179362283,319.97322179362283,1919.8393307617371,0,319.97322179362283,319.97322179362283,639.94644358724565,319.97322179362283,319.97322179362283,0,0,639.94644358724565,2559.7857743489826,0,639.94644358724565,1279.8928871744913,639.94644358724565,1599.8661089681141,319.97322179362283,1919.8393307617371,639.94644358724565,319.97322179362283,0,639.94644358724565,0,0,639.94644358724565,0,319.97322179362283,0,319.97322179362283,0,0,0,0,0,319.97322179362283,0,0,0,0,0,0,0,0,0,0,0,0,0,0,0,0,0,0,0,0,0,0,0,0,0,0,0,0,0,0,0,0,0]
[5,"TRANSFORMERS","ground outdoor / indoor chamber mounted ; > 33 kv & < = 66 kv ; > 40 mva",319.97322179362283,53.799808481141298,7.3348352729383972,2,0,0,0,0,0,1,0,1,0,0,0,0,2,0,0,0,0,0,0,0,0,0,0,0,0,0,0,0,0,0,0,0,0,0,0,0,0,0,0,0,0,0,0,0,0,0,0,0,0,0,0,0,0,0,0,0,0,0,0,0,0,0,0,0,0,0,0,0,0,0,0,0,0,0,0,0,0,0,0,0,0,0,0,0,0,0,0,0,0,0,0,null,{"$f":"IFERROR($D53*H53,\"\")","v":0},0,0,0,0,319.97322179362283,0,319.97322179362283,0,0,0,0,639.94644358724565,0,0,0,0,0,0,0,0,0,0,0,0,0,0,0,0,0,0,0,0,0,0,0,0,0,0,0,0,0,0,{"$f":"IFERROR($D53*AY53,\"\")","v":0},0,0,0,0,0,0,0,0,0,0,0,0,0,0,0,{"$f":"IFERROR($D53*BO53,\"\")","v":0},0,0,0,0,0,0,0,0,0,0,0,0,0,0,0,{"$f":"IFERROR($D53*CE53,\"\")","v":0},{"$f":"IFERROR($D53*CF53,\"\")","v":0},{"$f":"IFERROR($D53*CG53,\"\")","v":0},0,0,0,0,0,0,0,0,0,0,0,0,0]
[5,"TRANSFORMERS","ground outdoor / indoor chamber mounted ; > 66 kv & < = 132 kv ; < = 100 mva",530.69188745290887,84.285461055675427,9.1807113589130669,2,0,0,0,0,1,1,1,6,0,2,4,5,6,3,4,3,3,0,0,2,1,2,3,0,0,0,1,1,3,0,2,0,0,0,1,3,1,0,1,0,0,0,0,0,0,0,0,1,2,0,1,0,3,0,3,0,1,0,0,0,0,0,2,0,0,0,3,0,0,0,0,0,0,0,0,0,0,0,0,0,0,0,0,0,0,0,0,0,0,0,0,null,0,0,0,0,530.69188745290887,530.69188745290887,530.69188745290887,3184.1513247174535,0,1061.3837749058177,2122.7675498116355,2653.4594372645442,3184.1513247174535,1592.0756623587267,2122.7675498116355,1592.0756623587267,1592.0756623587267,0,0,1061.3837749058177,530.69188745290887,1061.3837749058177,1592.0756623587267,0,0,0,530.69188745290887,530.69188745290887,1592.0756623587267,0,1061.3837749058177,0,{"$f":"IFERROR($D54*AN54,\"\")","v":0},0,530.69188745290887,1592.0756623587267,530.69188745290887,0,530.69188745290887,0,0,0,0,0,0,0,0,530.69188745290887,1061.3837749058177,0,530.69188745290887,0,1592.0756623587267,0,1592.0756623587267,0,530.69188745290887,0,0,0,0,0,1061.3837749058177,0,0,0,1592.0756623587267,0,0,0,0,0,0,0,0,0,0,0,0,0,0,0,0,0,0,0,0,0,0,0,0]
[5,"TRANSFORMERS","ground outdoor / indoor chamber mounted ; > 66 kv & < = 132 kv ; > 100 mva",5908.1751185735202,84.285461055675427,9.1807113589130669,2,0,0,0,0,0,0,0,0,0,0,0,0,0,0,0,1,0,0,0,0,0,0,0,0,1,0,0,0,0,0,0,0,0,0,0,0,0,0,0,0,0,0,0,0,0,0,0,0,0,0,0,0,0,0,0,0,0,0,0,0,0,0,0,0,0,0,0,0,0,0,0,0,0,0,0,0,0,0,0,0,0,0,0,0,0,0,0,0,0,0,0,null,0,0,0,0,0,0,0,0,0,0,0,0,0,0,0,5908.1751185735202,0,0,0,0,0,0,0,0,5908.1751185735202,0,0,0,0,0,0,{"$f":"IFERROR($D55*AM55,\"\")","v":0},0,0,0,0,0,0,0,0,0,0,0,0,0,0,0,0,0,0,0,0,0,0,0,0,0,0,0,0,0,0,0,0,0,0,0,0,0,0,0,0,0,0,0,0,0,0,0,0,0,0,0,0,0,0,0,0,0,0,0]
[5,"TRANSFORMERS","kiosk mounted ; < = 22 kv ; < = 60 kva ; multiple phase",37.393718435832831,55.893874996265765,7.476220635873835,2,1.0085714290000001,3.0257142859999999,1.0085714290000001,10.08571429,6.0514285709999998,5.042857143,11.094285709999999,9.0771428570000001,10.08571429,10.08571429,10.08571429,22.18857143,15.128571429999999,22.18857143,7.06,10.08571429,10.08571429,9.0771428570000001,6.0514285709999998,7.06,3.0257142859999999,3.0257142859999999,0,6.0514285709999998,3.0257142859999999,2.0171428570000001,2.0171428570000001,7.06,7.06,7.06,3.0257142859999999,7.06,7.06,8.0685714290000004,18.15428571,1.0085714290000001,3.0257142859999999,6.0514285709999998,7.06,0,2.0171428570000001,2.0171428570000001,1.0085714290000001,4.0342857140000001,2.0171428570000001,2.0171428570000001,4.0342857140000001,4.0342857140000001,3.0257142859999999,1.0085714290000001,3.0257142859999999,2.0171428570000001,4.0342857140000001,2.0171428570000001,4.0342857140000001,3.0257142859999999,2.0171428570000001,3.0257142859999999,2.0171428570000001,4.0342857140000001,3.0257142859999999,0,2.0171428570000001,1.0085714290000001,0,1.0085714290000001,0,1.0085714290000001,0,3.0257142859999999,0,1.0085714290000001,0,0,0,0,0,0,0,0,0,0,0,0,0,0,0,0,0,0,0,null,37.714236038451567,113.14270807796096,37.714236038451567,377.14236038451565,226.28541611852822,188.57118011747039,414.85659608642368,339.42812419648919,377.14236038451565,377.14236038451565,377.14236038451565,829.71319254678463,565.71354038980485,829.71319254678463,263.99965215697978,377.14236038451565,377.14236038451565,339.42812419648919,226.28541611852822,263.99965215697978,113.14270807796096,113.14270807796096,0,226.28541611852822,113.14270807796096,75.428472039509415,75.428472039509415,263.99965215697978,263.99965215697978,263.99965215697978,113.14270807796096,263.99965215697978,263.99965215697978,301.71388819543137,678.85624824340346,37.714236038451567,113.14270807796096,226.28541611852822,263.99965215697978,0,75.428472039509415,75.428472039509415,37.714236038451567,150.85694407901883,75.428472039509415,75.428472039509415,150.85694407901883,150.85694407901883,113.14270807796096,37.714236038451567,113.14270807796096,75.428472039509415,150.85694407901883,75.428472039509415,150.85694407901883,113.14270807796096,75.428472039509415,113.14270807796096,75.428472039509415,150.85694407901883,113.14270807796096,0,75.428472039509415,37.714236038451567,0,37.714236038451567,0,37.714236038451567,0,113.14270807796096,0,37.714236038451567,0,0,0,0,0,0,0,0,0,0,0,0,0,0,0,0,0,0,0]
[5,"TRANSFORMERS","kiosk mounted ; < = 22 kv ; < = 60 kva ; single phase",17.302905584339072,55.893874996265765,7.476220635873835,2,0,0,1.0109890109999999,1.0109890109999999,1.0109890109999999,0,1.0109890109999999,0,1.0109890109999999,15.164835160000001,3.0329670329999998,2.0219780219999999,5.0549450550000001,3.0329670329999998,2.0219780219999999,0,3.0329670329999998,1.0109890109999999,2.0219780219999999,2.0219780219999999,1.0109890109999999,5.0549450550000001,3.0329670329999998,5.0549450550000001,1.0109890109999999,1.0109890109999999,1.0109890109999999,2.0219780219999999,0,6.0659340659999996,3.0329670329999998,3.0329670329999998,1.0109890109999999,0,0,3.0329670329999998,1.0109890109999999,2.0219780219999999,0,1.0109890109999999,0,2.0219780219999999,1.0109890109999999,1.0109890109999999,1.0109890109999999,0,0,1.0109890109999999,1.0109890109999999,0,0,0,1.0109890109999999,0,0,1.0109890109999999,0,0,0,0,0,0,0,0,0,0,0,0,0,0,0,0,0,0,0,0,0,0,0,0,0,0,0,0,0,0,0,0,0,0,0,null,0,0,17.493047404137336,17.493047404137336,17.493047404137336,0,17.493047404137336,0,17.493047404137336,262.39571097554551,52.479142212412,34.986094808274672,87.465237020686686,52.479142212412,34.986094808274672,0,52.479142212412,17.493047404137336,34.986094808274672,34.986094808274672,17.493047404137336,87.465237020686686,52.479142212412,87.465237020686686,17.493047404137336,17.493047404137336,17.493047404137336,34.986094808274672,0,104.958284424824,52.479142212412,52.479142212412,17.493047404137336,0,0,52.479142212412,17.493047404137336,34.986094808274672,0,17.493047404137336,0,34.986094808274672,17.493047404137336,17.493047404137336,17.493047404137336,0,0,17.493047404137336,17.493047404137336,0,0,0,17.493047404137336,0,0,17.493047404137336,0,0,0,0,0,0,0,0,0,0,0,0,0,0,0,0,0,0,0,0,0,0,0,0,0,0,0,0,0,0,0,0,0,0,0]
[5,"TRANSFORMERS","kiosk mounted ; < = 22 kv ; > 60 kva and < = 600 kva ; multiple phase",54.459160746624434,55.893874996265765,7.476220635873835,2,6.007017544,52.060818709999999,87.101754389999996,93.108771930000003,132.15438599999999,192.2245614,254.297076,192.2245614,220.2573099,216.2526316,266.31111110000001,399.46666670000002,331.3871345,371.43391810000003,343.4011696,300.35087720000001,192.2245614,109.1274854,90.105263160000007,99.115789469999996,76.088888890000007,64.0748538,58.06783626,61.071345030000003,100.1169591,102.1192982,89.104093570000003,70.08187135,62.07251462,54.063157889999999,49.057309940000003,27.03157895,23.02690058,27.03157895,17.01988304,30.03508772,31.03625731,38.044444439999999,40.04678363,18.02105263,10.01169591,14.01637427,3.003508772,13.01520468,8.009356725,9.010526316,13.01520468,2.002339181,10.01169591,12.01403509,6.007017544,2.002339181,11.0128655,2.002339181,6.007017544,1.001169591,11.0128655,0,2.002339181,1.001169591,1.001169591,0,0,0,0,0,0,0,0,0,0,0,0,4.004678363,0,0,0,0,0,1.001169591,0,0,0,8.009356725,0,0,0,0,0,0,0,null,327.1371340364891,2835.1884947287631,4743.4884436380107,5070.6255774566634,7197.0169505454533,10468.388288731978,13848.80533928057,10468.388288731978,11995.028245463172,11776.936826184954,14503.07960800706,21754.619414733548,18047.065227098752,20227.979452556436,18701.339495825239,16356.856701824456,10468.388288731978,5942.9912692735106,4907.0570105473371,5397.7627112753153,4143.7370310925562,3489.4627629106594,3162.3256290920071,3325.8941960013335,5452.2855690901242,5561.3312760062754,4852.5341549108953,3816.5998972739035,3380.4170516377753,2944.2342060016472,2671.6199278194367,1472.1171032731193,1254.0256801827593,1472.1171032731193,926.8885463641069,1635.6856701824456,1690.2085258188877,2071.8685152739822,2180.9142270914581,981.41140200054906,545.22855690901235,763.31997945478076,163.56856701824455,708.7971238183386,436.18284536383243,490.70570105473365,708.7971238183386,109.04571132734331,545.22855690901235,654.27426818189656,327.1371340364891,109.04571132734331,599.75141254545451,109.04571132734331,327.1371340364891,54.522855690901238,599.75141254545451,0,109.04571132734331,54.522855690901238,54.522855690901238,0,0,0,0,0,0,0,0,0,0,0,0,218.0914227091458,0,0,0,0,0,54.522855690901238,0,0,0,436.18284536383243,0,0,0,0,0,0,0]
[5,"TRANSFORMERS","kiosk mounted ; < = 22 kv ; > 600 kva ; multiple phase",52.762561516676499,55.569326149808134,7.4544836273083419,2,39.30207394,50.678990079999998,55.850315600000002,67.227231739999993,73.432822360000003,68.261496840000007,85.844003610000001,77.56988278,94.118124440000003,138.5915239,139.625789,187.20198379999999,163.4138864,88.946798920000006,137.5572588,98.255184850000006,78.604147879999999,51.713255179999997,43.439134359999997,43.439134359999997,32.062218209999997,41.370604149999998,46.541929670000002,57.918845810000001,22.753832280000001,32.062218209999997,5.1713255179999997,9.3083859330000003,14.47971145,14.47971145,29.99368801,4.1370604149999997,17.582506760000001,17.582506760000001,21.719567179999999,13.445446349999999,12.411181239999999,8.2741208299999993,10.34265104,3.1027953109999999,5.1713255179999997,20.685302069999999,9.3083859330000003,4.1370604149999997,7.239855726,0,7.239855726,2.0685302069999998,3.1027953109999999,1.0342651039999999,1.0342651039999999,4.1370604149999997,9.3083859330000003,3.1027953109999999,4.1370604149999997,1.0342651039999999,3.1027953109999999,0,0,2.0685302069999998,0,0,3.1027953109999999,0,0,0,0,0,0,3.1027953109999999,0,0,0,1.0342651039999999,0,0,0,0,1.0342651039999999,0,0,0,0,0,0,0,0,0,0,0,0,null,2073.6780939922182,2673.9533316990378,2946.8057125707974,3547.0809502776165,3874.5038071126778,3601.6514262409187,4529.3495213104243,4092.7857120211352,4965.9133305997138,7312.4438054636912,7367.014281426993,9877.2561862913772,8622.1352338591842,4693.0609497279547,7257.8733295003894,5184.195234980546,4147.3561879844365,2728.5238076623396,2291.9599989006756,2291.9599989006756,1691.6847606662304,2182.8190464464469,2455.671427318206,3055.946665025026,1200.5504754136396,1691.6847606662304,272.85238076623392,491.1342854108787,763.98666612435011,763.98666612435011,1582.5438087396274,218.2819046446447,927.69809454188044,927.69809454188044,1145.9799994503378,709.41619016104846,654.84571367012131,436.5638092892894,545.70476174351813,163.71142847029287,272.85238076623392,1091.4095229594107,491.1342854108787,218.2819046446447,381.99333311493757,0,381.99333311493757,109.14095229594106,163.71142847029287,54.570476174351811,54.570476174351811,218.2819046446447,491.1342854108787,163.71142847029287,218.2819046446447,54.570476174351811,163.71142847029287,0,0,109.14095229594106,0,0,163.71142847029287,0,0,0,0,0,0,163.71142847029287,0,0,0,54.570476174351811,0,0,0,0,54.570476174351811,0,0,0,0,0,0,0,0,0,0,0,0]
[5,"TRANSFORMERS","kiosk mounted ; < = 22 kv ; > 600 kva ; single phase",189.00455547430752,55.569326149808134,7.4544836273083419,2,2,0,0,0,1,0,0,0,0,0,0,0,1,0,0,0,0,0,0,0,0,0,0,0,0,0,0,0,0,0,0,0,0,0,0,0,0,0,0,0,0,0,1,0,0,0,0,0,0,0,0,0,0,0,0,0,0,0,0,0,0,0,0,0,0,0,0,0,0,0,0,0,0,0,0,0,0,0,0,0,0,0,0,0,0,0,0,0,0,0,0,null,378.00911094861505,0,0,0,189.00455547430752,0,0,0,0,0,0,0,189.00455547430752,0,0,0,0,0,0,0,0,0,0,0,0,0,0,0,0,0,0,0,0,0,0,0,0,0,0,0,0,0,189.00455547430752,0,0,0,0,0,0,0,0,0,0,0,0,0,0,0,0,0,0,0,0,0,0,0,0,0,0,0,0,0,0,0,0,0,0,0,0,0,0,0,0,0,0,0,0,0,0,0,0]
[5,"TRANSFORMERS","pole mounted ; < = 22 kv ; < = 60 kva ; multiple phase",12.885644400526054,56.438601101701884,7.5125628850414214,2,117.02674690000001,261.05966619999998,270.06172370000002,374.08549870000002,499.11407450000002,412.09418579999999,333.07612590000002,359.08206960000001,437.09990090000002,1188.2715840000001,545.12459039999999,523.11956110000006,329.07521150000002,302.0690391,328.07498290000001,316.07223959999999,365.0834413,481.10995960000002,496.11338869999997,514.11750359999996,463.10584469999998,609.13922119999995,574.13121999999998,755.17259769999998,797.18219920000001,847.19362950000004,736.16825419999998,705.16116739999995,719.1643679,761.17396940000003,596.13624930000003,444.10150119999997,497.11361729999999,597.13647790000005,587.13419190000002,627.14333610000006,579.13236300000005,698.15956719999997,613.14013560000001,584.13350609999998,382.08732759999998,416.09510019999999,364.08321269999999,313.0715538,265.0605807,292.06675300000001,235.05372249999999,317.0724682,238.05440830000001,317.0724682,274.06263810000002,263.06012340000001,263.06012340000001,257.05875179999998,346.0790978,224.05120779999999,103.0235464,21.004800729999999,22.00502934,15.003429089999999,17.003886309999999,13.00297188,5.0011430309999998,3.0006858190000001,32.007315400000003,1.0002286060000001,0,2.0004572129999998,1.0002286060000001,3.0006858190000001,0,1.0002286060000001,0,2.0004572129999998,0,0,0,1.0002286060000001,0,0,0,0,0,1.0002286060000001,0,0,0,0,0,0,0,null,1507.9650459037648,3363.9220259732306,3479.9193377913198,4820.3327116416522,6431.4064793046691,5310.0991377431137,4291.9005166522466,4627.0038594705475,5632.3138905025789,15311.645082673826,7024.2816258768189,6740.7326432938626,4240.346156416902,3892.3542222512006,4227.4575663580663,4072.7944843634691,4704.3354011121273,6199.4118569570564,6392.7407091281602,6624.7353314757729,5967.4172346094429,7849.1513947965805,7398.0507401601917,9730.885554983719,10272.206341320525,10916.63584812802,9486.0023425772706,9086.4560481762255,9266.8963102884936,9808.2170966252997,7681.599722743149,5722.5340222029945,6405.6292991869968,7694.4883128019856,7565.602412213625,8081.146017144195,7462.4936904543729,8996.2359177643739,7900.7057550319259,7526.9366420371161,4923.4414334009034,5361.6534979784574,4691.4468110532916,4034.1287141869616,3415.4763874971395,3763.4683203742761,3028.8186831549301,4085.6830744223053,3067.4844533314381,4085.6830744223053,3531.4736980266634,3389.6992060909029,3389.6992060909029,3312.3676657378865,4459.452188705679,2887.0441912191691,1327.5247837914962,270.66039291069006,283.54898309838251,193.3288520422482,219.10603241763312,167.55167179571976,64.442950693635041,38.665770421335289,412.4348844598814,12.888590136149881,0,25.777180285185402,12.888590136149881,38.665770421335289,0,12.888590136149881,0,25.777180285185402,0,0,0,12.888590136149881,0,0,0,0,0,12.888590136149881,0,0,0,0,0,0,0]
[5,"TRANSFORMERS","pole mounted ; < = 22 kv ; < = 60 kva ; single phase",9.6488736205468477,53.67121732698093,7.3260642453489941,2,386.26199430000003,1499.7828999999999,769.50631669999996,814.77139420000003,1137.66228,1060.208703,848.97167490000004,889.20729930000005,997.84348520000003,1405.229182,1833.738582,1525.936056,1075.2970620000001,1066.2440469999999,1001.867048,921.39579890000005,667.91136510000001,677.97027119999996,670.92903690000003,600.51669419999996,641.75820929999998,546.19860129999995,577.38121020000006,688.02917730000001,820.80673790000003,708.14698950000002,644.77588109999999,684.00561489999996,699.093974,771.51809800000001,804.71248809999997,679.98205240000004,810.74783179999997,727.25891109999998,808.73605050000003,814.77139420000003,671.93492760000004,928.43703310000001,879.14839319999999,668.91725570000006,439.57419659999999,357.09116660000001,399.33857219999999,301.76718299999999,397.32679100000001,487.85694590000003,287.68471449999998,323.89677649999999,313.83787039999999,371.17363510000001,284.66704270000002,246.44319949999999,207.2134657,182.06620040000001,648.79944350000005,242.41963699999999,116.6833108,27.15904647,11.06479671,12.070687319999999,13.076577929999999,4.0235624400000001,1.00589061,1.00589061,20.117812199999999,1.00589061,0,1.00589061,1.00589061,0,0,0,0,1.00589061,0,0,0,0,0,0,0,0,0,0,0,0,0,0,0,0,0,null,3726.993167421087,14471.215660357249,7424.8692000507981,7861.6262122725575,10977.159562583181,10229.819786650887,8191.6203985340844,8579.8488534134758,9628.0656817808085,13558.878785022425,17693.511830838783,14723.564157379697,10375.40545578333,10288.054058163412,9666.8885307423425,8890.4316180888982,6444.5923515768245,6541.6494652966721,6473.709485403313,5794.3096893643778,6192.2438564841523,5270.2012756631548,5571.078328098195,6638.7065790165198,7919.8604808904211,6832.8208064562159,6221.3609903106408,6599.8837339145357,6745.4694040118638,7444.2806235666776,7764.569098552709,6561.0608878476651,7822.8033671705725,7017.2293226204147,7803.3919436546939,7861.6262122725575,6483.415197643696,8958.3715970173707,8482.7917396936282,6454.298062852321,4241.3958698468141,3445.5275375370397,3853.1674149674227,2911.7134115954332,3833.7559924164307,4707.2700158950611,2775.833452773601,3125.2390625510079,3028.1819488311603,3581.4074963588714,2746.7163189471135,2377.8992866187141,1999.3765430148192,1756.7337582327561,6260.1838354126257,2339.0764405518426,1125.8625195361892,262.05420704358897,106.76282509183254,116.46853646381732,126.17424783580209,38.822845487939112,9.7057113719847781,9.7057113719847781,194.11422743969553,9.7057113719847781,0,9.7057113719847781,9.7057113719847781,0,0,0,0,9.7057113719847781,0,0,0,0,0,0,0,0,0,0,0,0,0,0,0,0,0]
[5,"TRANSFORMERS","pole mounted ; < = 22 kv ; > 60 kva and < = 600 kva ; multiple phase",20.620616672593204,56.238777880006779,7.4992518213490325,2,123.0145138,347.04094559999999,701.08271709999997,775.09144900000001,1043.123073,922.10879480000006,900.10619889999998,773.09121300000004,799.09428100000002,1434.16921,1674.1975299999999,1467.173104,831.09805700000004,726.08566710000002,660.07787919999998,531.06265729999996,455.0536894,472.05569539999999,394.0464915,445.05250940000002,406.04790750000001,484.0571114,497.05864539999999,467.0551054,528.06230330000005,458.05404340000001,303.03575360000002,324.03823160000002,331.03905759999998,370.04365949999999,280.0330396,247.02914569999999,214.02525170000001,281.03315759999998,327.03858559999998,278.03280369999999,265.0312697,372.04389550000002,371.04377749999998,333.03929360000001,186.02194779999999,196.0231278,234.02761169999999,206.02430770000001,195.02300980000001,177.0208858,143.01687380000001,153.01805379999999,137.01616580000001,162.01911580000001,132.01557579999999,108.0127439,92.010855879999994,112.01321590000001,258.03044369999998,76.008967900000002,43.005073950000003,9.0010619890000001,11.001297989999999,20.002359970000001,11.001297989999999,16.001887979999999,7.0008259910000001,2.0002359969999999,103.0121539,2.0002359969999999,4.0004719949999998,2.0002359969999999,3.0003539959999999,1.000117999,3.0003539959999999,1.000117999,2.0002359969999999,5.0005899940000003,0,0,1.000117999,0,0,2.0002359969999999,0,0,0,0,1.000117999,0,0,0,0,0,0,null,2536.6351342352268,7156.1983089118712,14456.757965099205,15982.863656033825,21509.841030670457,19014.451987997705,18560.744892141836,15941.617556223106,16477.816853762481,29573.453523045824,34522.985500332361,30254.014169922724,17137.754450734017,14972.33421273322,13611.212921041482,10950.83948531203,9383.4876945666892,9734.0795429578193,8125.481652401756,9177.2571955130843,8372.9582512660836,9981.5561418221459,10249.655790591833,9630.9642934310159,10888.97033559595,9445.3568442827709,6248.7841130760062,6681.8681610885787,6826.229510426102,7630.5284546731027,5774.4539652527128,5093.8933204378754,4413.3326735609771,5795.0770151580728,6743.7373108046595,5733.207867504053,5465.1082187343663,7671.7745544838244,7651.1515045784627,6867.4756102368237,3835.8872782729427,4042.1177773265485,4825.7936716681879,4248.348274318093,4021.4947274211881,3650.2798291246977,2949.0961323424385,3155.3266313960439,2825.3578329102752,3340.9340805442894,2722.2425833834718,2227.2893877168799,1897.3205888186983,2309.7815873383224,5320.7468693968412,1567.3517907453418,886.79114489947381,185.60744892141835,226.8535487527601,412.46099748859291,226.8535487527601,329.96879807335677,144.36134915193844,41.246099748859287,2124.174138190077,41.246099748859287,82.492199518339191,41.246099748859287,61.869149633599243,20.623049884739952,61.869149633599243,20.623049884739952,41.246099748859287,103.11524940307916,0,0,20.623049884739952,0,0,41.246099748859287,0,0,0,0,20.623049884739952,0,0,0,0,0,0]
[5,"TRANSFORMERS","pole mounted ; < = 22 kv ; > 60 kva and < = 600 kva ; single phase",14.007068443531248,56.265055027206813,7.5010036013327452,2,4,25,25,26,30,29,25,17,17,19,78,55,46,26,16,15,10,10,8,15,9,8,6,3,12,6,4,13,12,10,8,11,19,20,11,8,16,14,9,3,2,8,1,0,4,7,2,7,2,4,3,0,1,0,2,4,2,1,0,0,0,0,0,0,1,0,0,0,0,0,0,0,0,0,0,0,0,0,0,0,0,0,0,0,0,0,0,0,0,0,0,null,56.02827377412499,350.17671108828119,350.17671108828119,364.18377953181243,420.21205330593745,406.20498486240621,350.17671108828119,238.1201635400312,238.1201635400312,266.13430042709371,1092.5513385954373,770.38876439421858,644.32514840243743,364.18377953181243,224.11309509649996,210.10602665296872,140.07068443531247,140.07068443531247,112.05654754824998,210.10602665296872,126.06361599178123,112.05654754824998,84.042410661187489,42.021205330593745,168.08482132237498,84.042410661187489,56.02827377412499,182.09188976590622,168.08482132237498,140.07068443531247,112.05654754824998,154.07775287884371,266.13430042709371,280.14136887062494,154.07775287884371,112.05654754824998,224.11309509649996,196.09895820943746,126.06361599178123,42.021205330593745,28.014136887062495,112.05654754824998,14.007068443531248,0,56.02827377412499,98.049479104718728,28.014136887062495,98.049479104718728,28.014136887062495,56.02827377412499,42.021205330593745,0,14.007068443531248,0,28.014136887062495,56.02827377412499,28.014136887062495,14.007068443531248,0,0,0,0,0,0,14.007068443531248,0,0,0,0,0,0,0,0,0,0,0,0,0,0,0,0,0,0,0,0,0,0,0,0,0,0]
[5,"TRANSFORMERS","pole mounted ; < = 22 kv ; > 600 kva ; multiple phase",33.083136000278877,49.838621071303649,7.0596473758470148,2,102.7901408,100.77464790000001,102.7901408,72.557746480000006,76.588732390000004,75.580985920000003,86.666197179999998,62.480281689999998,82.635211269999999,74.573239439999995,62.480281689999998,67.519014080000005,76.588732390000004,97.75140845,47.364084509999998,51.395070420000003,23.178169010000001,39.30211268,18.139436620000001,6.0464788729999999,12.09295775,26.201408449999999,13.10070423,7.0542253519999996,9.0697183100000007,4.0309859149999996,1.0077464789999999,1.0077464789999999,1.0077464789999999,2.0154929579999998,0,0,3.023239437,0,4.0309859149999996,3.023239437,4.0309859149999996,4.0309859149999996,3.023239437,1.0077464789999999,0,0,0,0,1.0077464789999999,0,0,1.0077464789999999,2.0154929579999998,0,0,1.0077464789999999,0,0,0,0,0,0,0,0,0,0,0,0,0,0,0,0,0,0,0,0,0,0,0,0,0,0,0,0,0,0,0,0,0,0,0,0,0,0,0,null,3400.6202075742149,3333.9413818559183,3400.6202075742149,2400.4377946715963,2533.7954497473338,2500.4560362265229,2867.1895879329254,2067.0436564860042,2733.8319328571879,2467.1166223748805,2067.0436564860042,2233.7407254133846,2533.7954497473338,3233.9231399701598,1566.9524493730321,1700.3101044487701,766.80651759527927,1300.237138890725,600.10944866789907,200.03648287827195,400.07296588887647,866.82475915020609,433.41237974051876,233.37589669683112,300.05472433394954,133.35765524115357,33.33941381855918,33.33941381855918,33.33941381855918,66.67882763711836,0,0,100.01824145567754,0,133.35765524115357,100.01824145567754,133.35765524115357,133.35765524115357,100.01824145567754,33.33941381855918,0,0,0,0,33.33941381855918,0,0,33.33941381855918,66.67882763711836,0,0,33.33941381855918,0,0,0,0,0,0,0,0,0,0,0,0,0,0,0,0,0,0,0,0,0,0,0,0,0,0,0,0,0,0,0,0,0,0,0,0,0,0,0]
[5,"TRANSFORMERS","pole mounted ; < = 22 kv ; > 600 kva ; single phase",61.175297518025097,23.844224717267771,4.8830548550336568,2,71.29789864,74.353522870000006,38.704573549999999,57.038318910000001,66.205191589999998,60.09394314,57.038318910000001,42.778739180000002,47.871446229999997,29.537700869999998,28.519159460000001,21.389369590000001,35.64894932,28.519159460000001,18.333745360000002,25.463535230000002,12.22249691,20.37082818,11.203955499999999,12.22249691,1.018541409,7.1297898640000001,3.055624227,3.055624227,4.0741656370000001,0,3.055624227,2.037082818,2.037082818,4.0741656370000001,3.055624227,2.037082818,9.1668726819999993,3.055624227,4.0741656370000001,4.0741656370000001,3.055624227,0,0,1.018541409,0,0,2.037082818,0,0,1.018541409,0,0,2.037082818,0,0,0,1.018541409,0,0,0,0,0,0,0,0,0,0,0,0,0,0,0,0,0,0,0,0,0,0,0,0,0,0,0,0,0,0,0,0,0,0,0,0,0,0,null,{"$f":"IFERROR($D66*H66,\"\")","v":4361.670161711997},4548.598883085534,2367.7638022295346,3489.3361292472468,4050.122292756103,3676.2648506207834,3489.3361292472468,2617.0020967824971,2928.5499657383907,1806.9776387206787,1744.6680649295001,1308.5010483912486,2180.8350808559985,1744.6680649295001,1121.5723270177123,1557.7393435559636,{"$f":"IFERROR($D66*X66,\"\")","v":747.71488488239243},1246.1914746000698,685.40531109121355,747.71488488239243,62.309573730003486,436.16701617119969,186.92872119001046,186.92872119001046,249.23829498118926,0,186.92872119001046,124.61914746000697,124.61914746000697,249.23829498118926,186.92872119001046,124.61914746000697,{"$f":"IFERROR($D66*AN66,\"\")","v":560.78616363120659},186.92872119001046,249.23829498118926,249.23829498118926,186.92872119001046,0,0,62.309573730003486,0,0,124.61914746000697,0,0,62.309573730003486,0,0,{"$f":"IFERROR($D66*BD66,\"\")","v":124.61914746000697},0,0,0,62.309573730003486,0,0,0,0,0,0,0,0,0,0,0,{"$f":"IFERROR($D66*BT66,\"\")","v":0},0,0,0,0,0,0,0,0,0,0,0,0,0,{"$f":"IFERROR($D66*CH66,\"\")","v":0},{"$f":"IFERROR($D66*CI66,\"\")","v":0},0,0,0,0,0,0,0,0,0,0,0]
[6,"UNDERGROUND CABLES","˂ = 1 kv",178.14979537741439,62.030581166293956,7.8759495406137514,2,70.099999999999994,209.77,83.09,163.26,247.07,278.60000000000002,376.04,395.43,352.36,512.78,1132.72,1237.58,634.32000000000005,221.26,307.32,83.28,17.12,13.12,4.43,6.12,3.79,2.12,3.54,0.06,3.17,10.7,8.07,1.63,5.3,0,1.22,0.55000000000000004,0,0.72,0,0.51,0,0,0.26,0,0,0,0.04,0,0,0.19,0,0,0.08,0.45,0,0,0,0,0,0,0,0,0,0,0,0,0,0,0,0,0,0,0,0,0,0,0,0,0,0,0,0,0,0,0,0,0,0,0,0,0,0,0,0,0,null,12488.300655956748,37370.482576320217,14802.466497909363,29084.735593316673,44015.46994389777,49632.532992147651,66991.449053722914,70445.773586090974,62772.861899185737,91351.652073630554,201793.83621990483,220474.62376318048,113003.97820380151,39417.423725206703,54748.995115386992,14836.314959031071,3049.9244968613348,2337.3253153516766,789.20359352194566,1090.2767477097761,675.18772448040056,377.67756620011852,630.6502756360469,10.688987722644864,564.73485134640362,1906.2028105383338,1437.6688486957341,290.38416646518544,944.19391550029627,0,217.34275036044556,97.982387457577929,0,128.26785267173835,0,90.856395642481345,0,0,46.31894679812774,0,0,0,7.125991815096576,0,0,33.848461121708738,0,0,14.251983630193152,80.167407919836478,0,0,0,0,0,0,0,0,0,0,0,0,0,0,0,0,0,0,0,0,0,0,0,0,0,0,0,0,0,0,0,0,0,0,0,0,0,0,0,0,0]
[6,"UNDERGROUND CABLES","> 1 kv & < = 11 kv",119.4265472957949,68.941686751934498,8.3031130759453404,2,10.63,37.69,16.45,24.19,33.76,72.39,104.89,91.95,109.2,143.91,175.7,165,87.24,46.24,58.21,45.71,64.28,40.909999999999997,12.56,32.56,107.41,17.579999999999998,15.26,12.27,11.02,23.26,18.07,27.91,15.75,11.55,8.34,3.76,4.42,20.12,20.420000000000002,10.85,6.06,17,9.98,7.81,2.91,4.5599999999999996,2.37,2.63,25.76,1.52,0.63,3.91,2.29,1.9,1.47,0.43,0.55000000000000004,0.49,3.54,0.12,0.46,0,0,0.01,0.24,0,0.34,0,0.81,0,0,0,0,0.03,0,0,0,0,0,0,0,0,0,0,0,0,0,0.41,0,0,0,0,0,0,0,null,1269.5041977542999,4501.1865675785093,1964.5667030158261,2888.9281790852788,4031.8402367060357,8645.2877587425937,12526.650545855928,10981.271023848341,13041.378964700803,17186.674421337844,20983.244359871162,19705.38030380616,10418.771986085147,5522.2835469575566,6951.8193180882217,5458.9874768907848,7676.7384601736967,4885.7400498709694,1499.9974340351841,3888.5283799510826,12827.60544504133,2099.5187014600742,1822.4491117338303,1465.3637353194035,1316.0805511996598,2777.8614901001897,2158.0377096350139,3333.1949350256359,1880.9681199087697,1379.3766212664311,996.0174044469295,449.04381783218884,527.8653390474135,2402.8621315913938,2438.6900957801322,1295.7780381593748,723.72487661251705,2030.2513040285135,1191.8769420120332,932.72133438015817,347.53125263076316,544.58505566882468,283.04091709103392,314.09181938794057,3076.4278583396767,181.52835188960825,75.238724796350795,466.9577999265581,273.48679330737036,226.91043986201032,175.5570245248185,51.353415337191805,65.684601012687196,58.519008174939501,422.76997742711399,14.331185675495387,54.93621175606566,0,0,1.1942654729579492,28.662371350990774,0,40.605026080570269,0,96.735503309593881,0,0,0,0,3.5827964188738468,0,0,0,0,0,0,0,0,0,0,0,0,0,48.964884391275909,0,0,0,0,0,0,0]
[6,"UNDERGROUND CABLES","> 11 kv & < = 22 kv",143.93035422602335,64.373089245618388,8.023284193247699,2,2.97,7.85,5.44,12.95,12.04,22.09,17.260000000000002,23.77,21.16,35.1,74.790000000000006,97.83,32.29,16.329999999999998,23.26,15.34,3.83,4.13,5.76,16.96,12.07,13.72,11.46,7.2,22.19,20.67,10.02,14.73,6.94,7.59,11.05,1.72,13.74,4.3600000000000003,51.9,3.94,3.03,5.19,2.14,6.87,1.1599999999999999,0.05,1.9,0.13,4.37,0,0.06,0.08,0.65,1.86,0.74,0.34,0.13,0,3.07,0,0.96,7.0000000000000007E-2,0,0.23,0.13,0.04,0.34,0.67,0,0,0.19,0,0,0,0,0,0,0,0,0,0,0,0,0,0,0,0,0,0,0,0,0,0,0,0,null,427.47315205128939,1129.8532806742833,782.98112698956709,1863.8980872270024,1732.9214648813211,3179.4215248528558,2484.2379139411632,3421.2245199525751,3045.5662954226541,5051.9554333334199,10764.551192564288,14080.706553931865,4647.5111379582941,2350.3826845109611,3347.8200392973035,2207.8916338271983,551.2532566856695,594.4323629534764,829.03884034189446,2441.0588076733561,1737.2393755081018,1974.7244599810406,1649.4418594302279,1036.2985504273681,3193.8145602754585,2975.0404218519029,1442.182149344754,2120.0941177493241,998.87665832860216,1092.4313885755173,1590.4304141975581,247.56020926876016,1977.6030670655609,627.53634442546183,7469.9853843306119,567.08559565053201,436.10897330485074,746.9985384330613,308.01095804368998,988.80153353278047,166.95921090218707,7.1965177113011682,273.46767302944437,18.710946049383036,628.97564796772213,0,8.6358212535614012,11.514428338081869,93.554730246915184,267.71045886040343,106.50846212725727,48.936320436847943,18.710946049383036,0,441.86618747389167,0,138.17314005698242,10.075124795821635,0,33.103981471985371,18.710946049383036,5.7572141690409344,48.936320436847943,96.433337331435652,0,0,27.346767302944439,0,0,0,0,0,0,0,0,0,0,0,0,0,0,0,0,0,0,0,0,0,0,0,0]
[6,"UNDERGROUND CABLES","> 22 kv & < = 33 kv",410.68106254293127,59.235372248425456,7.696451925947791,2,0,2.5299999999999998,0.01,0.78,0.01,0.6,3.66,2.34,10.46,5.89,5.18,0.51,0.96,0.75,5.99,1.48,0.26,2.42,0,0.12,0.42,0.28000000000000003,0.02,0.01,0.03,0,0.63,0.06,0.44,0.55000000000000004,0.16,0,0.13,0.62,0.41,0,0.28999999999999998,1.38,0.25,0.13,0,0,0.83,0,4.2699999999999996,1.26,0.83,0,0,0,0,0,0.53,0,0.75,0,0,0,0,0,0,0,0,0,0,0,0,0,0,0.05,0,0,0,0,0,0,0,0,0,0,0,0,0,0,0,0,0,0,0,0,0,null,0,1039.0230882336161,4.1068106254293131,320.33122878348638,4.1068106254293131,246.40863752575876,1503.0926889071286,960.99368635045914,4295.7239141990613,2418.9114583778651,2127.3279039723839,209.44734189689495,394.253820041214,308.01079690719848,2459.9795646321586,607.80797256353833,106.77707626116214,993.84817135389369,0,49.28172750515175,172.48604626803112,114.99069751202077,8.2136212508586262,4.1068106254293131,12.320431876287937,0,258.72906940204672,24.640863752575875,180.69966751888975,225.87458439861223,65.708970006869009,0,53.388538130581068,254.6222587766174,168.3792356426018,0,119.09750813745006,566.73986630924514,102.67026563573282,53.388538130581068,0,0,340.86528191063292,0,1753.6081370583163,517.45813880409344,340.86528191063292,0,0,0,0,0,217.66096314775359,0,308.01079690719848,0,0,0,0,0,0,0,0,0,0,0,0,0,0,20.534053127146564,0,0,0,0,0,0,0,0,0,0,0,0,0,0,0,0,0,0,0,0,0]
[6,"UNDERGROUND CABLES","> 33 kv & < = 66 kv",410.68106254293127,56.267323487111625,7.5011548102349961,2,0,0.2,0,0,0,0,0,0,0.15,1.17,8.84,3.5,0.8,0,0,0,0,0,0,0,2.58,0,0,0,0.16,0,0,0,0,0.35,0,0,0.64,0,0,0,0,0,0,0,0,0,0,0,0,0,0,0.71,0,0,0,0,0,0,0,0,0,0,0,0,0,0,0,0,0,0,0,0,0,0,0,0,0,0,0,0,0,0,0,0,0,0,0,0,0,0,0,0,0,0,0,null,0,82.136212508586254,0,0,0,0,0,0,61.602159381439691,480.49684317522957,3630.4205928795122,1437.3837189002595,328.54485003434502,0,0,0,0,0,0,0,1059.5571413607627,0,0,0,65.708970006869009,0,0,0,0,143.73837189002595,0,0,262.83588002747604,0,0,0,0,0,0,0,0,0,0,0,0,0,0,291.58355440548121,0,0,0,0,0,0,0,0,0,0,0,0,0,0,0,0,0,0,0,0,0,0,0,0,0,0,0,0,0,0,0,0,0,0,0,0,0,0,0,0,0,0,0]
[6,"UNDERGROUND CABLES","> 66 kv & < = 132 kv",3280.3565235566016,64.373089245618388,8.023284193247699,2,0,0,0,0,6.14,0,0,0,0,0,8.8800000000000008,0.04,0,0,0,0,0,0,0,0,0,0,0,0,0,0,0,0,0,0,0,0,0,0,0,0,0,0,0,0,0,0,0,0,0,0,0,0,0,0,0,0,0,0,0,0,0,0,0,0,0,0,0,0,0,0,0,0,0,0,0,0,0,0,0,0,0,0,0,0,0,0,0,0,0,0,0,0,0,0,0,null,0,0,0,0,20141.389054637533,0,0,0,0,0,29129.565929182623,131.21426094226408,0,0,0,0,0,0,0,0,0,0,0,0,0,0,0,0,0,0,0,0,0,0,0,0,0,0,0,0,0,0,0,0,0,0,0,0,0,0,0,0,0,0,0,0,0,0,0,0,0,0,0,0,0,0,0,0,0,0,0,0,0,0,0,0,0,0,0,0,0,0,0,0,0,0,0,0,0,0,0]
["","","","","","","","","","","","","","","","","","","","","","","","","","","","","","","","","","","","","","","","","","","","","","","","","","","","","","","","","","","","","","","","","","","","","","","","","","","","","","","","","","","","","","","","","","","","","","","","","","",null,"","","","","","","","","","","","","","","","","","","","","","","","","","","","","","","","","","","","","","","","","","","","","","","","","","","","","","","","","","","","","","","","","","","","","","","","","","","","","","","","","","","","","","","","","","",""]
["","","","","","","","","","","","","","","","","","","","","","","","","","","","","","","","","","","","","","","","","","","","","","","","","","","","","","","","","","","","","","","","","","","","","","","","","","","","","","","","","","","","","","","","","","","","","","","","","","",null,"","","","","","","","","","","","","","","","","","","","","","","","","","","","","","","","","","","","","","","","","","","","","","","","","","","","","","","","","","","","","","","","","","","","","","","","","","","","","","","","","","","","","","","","","","",""]
["","","","","","","","","","","","","","","","","","","","","","","","","","","","","","","","","","","","","","","","","","","","","","","","","","","","","","","","","","","","","","","","","","","","","","","","","","","","","","","","","","","","","","","","","","","","","","","","","","",null,"","","","","","","","","","","","","","","","","","","","","","","","","","","","","","","","","","","","","","","","","","","","","","","","","","","","","","","","","","","","","","","","","","","","","","","","","","","","","","","","","","","","","","","","","","",""]
["","","","","","","","","","","","","","","","","","","","","","","","","","","","","","","","","","","","","","","","","","","","","","","","","","","","","","","","","","","","","","","","","","","","","","","","","","","","","","","","","","","","","","","","","","","","","","","","","","",null,"","","","","","","","","","","","","","","","","","","","","","","","","","","","","","","","","","","","","","","","","","","","","","","","","","","","","","","","","","","","","","","","","","","","","","","","","","","","","","","","","","","","","","","","","","",""]
["","","","","","","","","","","","","","","","","","","","","","","","","","","","","","","","","","","","","","","","","","","","","","","","","","","","","","","","","","","","","","","","","","","","","","","","","","","","","","","","","","","","","","","","","","","","","","","","","","",null,"","","","","","","","","","","","","","","","","","","","","","","","","","","","","","","","","","","","","","","","","","","","","","","","","","","","","","","","","","","","","","","","","","","","","","","","","","","","","","","","","","","","","","","","","","",""]
["","","","","","","","","","","","","","","","","","","","","","","","","","","","","","","","","","","","","","","","","","","","","","","","","","","","","","","","","","","","","","","","","","","","","","","","","","","","","","","","","","","","","","","","","","","","","","","","","","",null,"","","","","","","","","","","","","","","","","","","","","","","","","","","","","","","","","","","","","","","","","","","","","","","","","","","","","","","","","","","","","","","","","","","","","","","","","","","","","","","","","","","","","","","","","","",""]
["","","","","","","","","","","","","","","","","","","","","","","","","","","","","","","","","","","","","","","","","","","","","","","","","","","","","","","","","","","","","","","","","","","","","","","","","","","","","","","","","","","","","","","","","","","","","","","","","","",null,"","","","","","","","","","","","","","","","","","","","","","","","","","","","","","","","","","","","","","","","","","","","","","","","","","","","","","","","","","","","","","","","","","","","","","","","","","","","","","","","","","","","","","","","","","",""]
["","","","","","","","","","","","","","","","","","","","","","","","","","","","","","","","","","","","","","","","","","","","","","","","","","","","","","","","","","","","","","","","","","","","","","","","","","","","","","","","","","","","","","","","","","","","","","","","","","",null,"","","","","","","","","","","","","","","","","","","","","","","","","","","","","","","","","","","","","","","","","","","","","","","","","","","","","","","","","","","","","","","","","","","","","","","","","","","","","","","","","","","","","","","","","","",""]
["","","","","","","","","","","","","","","","","","","","","","","","","","","","","","","","","","","","","","","","","","","","","","","","","","","","","","","","","","","","","","","","","","","","","","","","","","","","","","","","","","","","","","","","","","","","","","","","","","",null,"","","","","","","","","","","","","","","",{"$f":"IFERROR($D81*W81,\"\")","v":""},"","","","","","","","","","","","","","","","","","","","","","","","","","","","","","","",{"$f":"IFERROR($D81*BC81,\"\")","v":""},"","","","","","","","","","","","","","","","","","","","","","","","","","","","","","","","","","","","","","","","","","",""]
["","","","","","","","","","","","","","","","","","","","","","","","","","","","","","","","","","","","","","","","","","","","","","","","","","","","","","","","","","","","","","","","","","","","","","","","","","","","","","","","","","","","","","","","","","","","","","","","","","",null,{"$f":"IFERROR($D82*H82,\"\")","v":""},"","","","","","","","","","","","","","","","","","","","","","","","","","","","","","","",{"$f":"IFERROR($D82*AN82,\"\")","v":""},"","","","","","","","","","","","","","","","","","","","","","","","","","","","","","","","","","","","","","","","","","","","","","","","","","","","","","","","","",""]
["","","","","","","","","","","","","","","","","","","","","","","","","","","","","","","","","","","","","","","","","","","","","","","","","","","","","","","","","","","","","","","","","","","","","","","","","","","","","","","","","","","","","","","","","","","","","","","","","","",null,"","","","","","","","","","","","","","","","","","","","","","","","","","","","","","","","","","","","","","","","","","","","","","","","","","","","","","","","","","","","","","","","","","","","","","","","","","","","","","","","","","","","","","","","","","",""]
["","","","","","","","","","","","","","","","","","","","","","","","","","","","","","","","","","","","","","","","","","","","","","","","","","","","","","","","","","","","","","","","","","","","","","","","","","","","","","","","","","","","","","","","","","","","","","","","","","",null,"","","","","","","","","","","","","","","","","","","","","","","","","","","","","","","","","","","","","","","","","","","","","","","","","","","","","","","","","","","",{"$f":"IFERROR($D84*BO84,\"\")","v":""},"","","","","","","","","","","","","","","","","","","","","","","","","","","","","","",""]
["","","","","","","","","","","","","","","","","","","","","","","","","","","","","","","","","","","","","","","","","","","","","","","","","","","","","","","","","","","","","","","","","","","","","","","","","","","","","","","","","","","","","","","","","","","","","","","","","","",null,"","","","","","","","","","","","","","","","","","","","","","","","","","","","","","","","","","","","","","","","","","","","","","","","","","","","","","","","","","","","","","","","","","","","","","","","","","","",{"$f":"IFERROR($D85*CE85,\"\")","v":""},{"$f":"IFERROR($D85*CF85,\"\")","v":""},{"$f":"IFERROR($D85*CG85,\"\")","v":""},"","","","","","","","","","","","",""]
["","","","","","","","","","","","","","","","","","","","","","","","","","","","","","","","","","","","","","","","","","","","","","","","","","","","","","","","","","","","","","","","","","","","","","","","","","","","","","","","","","","","","","","","","","","","","","","","","","",null,{"$f":"IFERROR($D86*H86,\"\")","v":""},{"$f":"IFERROR($D86*I86,\"\")","v":""},"","","","","","","","","","","","","","",{"$f":"IFERROR($D86*X86,\"\")","v":""},"","","","","","","","","",{"$f":"IFERROR($D86*AH86,\"\")","v":""},"","","","",{"$f":"IFERROR($D86*AM86,\"\")","v":""},"","","","","","","","","","","","","","","",{"$f":"IFERROR($D86*BC86,\"\")","v":""},{"$f":"IFERROR($D86*BD86,\"\")","v":""},"","","","","","","","","","","","","","","",{"$f":"IFERROR($D86*BT86,\"\")","v":""},{"$f":"IFERROR($D86*BU86,\"\")","v":""},{"$f":"IFERROR($D86*BV86,\"\")","v":""},"","","","",{"$f":"IFERROR($D86*CA86,\"\")","v":""},"","","","","","",{"$f":"IFERROR($D86*CH86,\"\")","v":""},{"$f":"IFERROR($D86*CI86,\"\")","v":""},{"$f":"IFERROR($D86*CJ86,\"\")","v":""},{"$f":"IFERROR($D86*CK86,\"\")","v":""},{"$f":"IFERROR($D86*CL86,\"\")","v":""},{"$f":"IFERROR($D86*CM86,\"\")","v":""},{"$f":"IFERROR($D86*CN86,\"\")","v":""},"","","","","",""]
["","","","","","","","","","","","","","","","","","","","","","","","","","","","","","","","","","","","","","","","","","","","","","","","","","","","","","","","","","","","","","","","","","","","","","","","","","","","","","","","","","","","","","","","","","","","","","","","","","",null,{"$f":"IFERROR($D87*H87,\"\")","v":""},"","","","","","","","","","","","","","","","","","","","","","","","","","","","","","","","","","","","","","","","","","","","","","","","","","","","","","","","","","","","","","","","","","","","","","","","","","","","","","","","","","","","","","","","","",""]
["","","","","","","","","","","","","","","","","","","","","","","","","","","","","","","","","","","","","","","","","","","","","","","","","","","","","","","","","","","","","","","","","","","","","","","","","","","","","","","","","","","","","","","","","","","","","","","","","","",null,"","","","","","","","","","","","","","","","","","","","","","","","","","","","","","","","","","","","","","","","","","","","","","","","","","","","","","","","","","","","","","","","","","","","","","","","","","","","","","","","","","","","","","","","","","",""]
["","","","","","","","","","","","","","","","","","","","","","","","","","","","","","","","","","","","","","","","","","","","","","","","","","","","","","","","","","","","","","","","","","","","","","","","","","","","","","","","","","","","","","","","","","","","","","","","","","",null,"","","","","","","","","","","","","","","","","","","","","","","","","","","","","","","",{"$f":"IFERROR($D89*AM89,\"\")","v":""},"","","","","","","","","","",{"$f":"IFERROR($D89*AX89,\"\")","v":""},"","","","","","","","","","","","","","","","","","","","","","","","","","","","","","","","","","","","","","","","","","","","","","","",""]
["","","","","","","","","","","","","","","","","","","","","","","","","","","","","","","","","","","","","","","","","","","","","","","","","","","","","","","","","","","","","","","","","","","","","","","","","","","","","","","","","","","","","","","","","","","","","","","","","","",null,"","","","","","","","","","","","","","","","","","","","","","","","","","","","","","","","","","","","","","","","","","","","","","","","","","","","","","","","","","","","","","","","","","","","","","","","","","","","","","","","","","","","","","","","","","",""]
["","","","","","","","","","","","","","","","","","","","","","","","","","","","","","","","","","","","","","","","","","","","","","","","","","","","","","","","","","","","","","","","","","","","","","","","","","","","","","","","","","","","","","","","","","","","","","","","","","",null,"","","","","","","","","","","","","","","","","","","","","","","","","","","","","","","","","","","","","","","","","","","","","","","","","","","","","","","","","","","","","","","","","","","","","","","","","","","","","","","","","","","","","","","","","","",""]
["","","","","","","","","","","","","","","","","","","","","","","","","","","","","","","","","","","","","","","","","","","","","","","","","","","","","","","","","","","","","","","","","","","","","","","","","","","","","","","","","","","","","","","","","","","","","","","","","","",null,"","","","","","","","","","","","","","","","","","","","","","","","","","","","","","","","","","","","","","","","","","","","","","","","","","","","","","","","","","","","","","","","","","","","","","","","","","","","","","","","","","","","","","","","","","",""]
["","","","","","","","","","","","","","","","","","","","","","","","","","","","","","","","","","","","","","","","","","","","","","","","","","","","","","","","","","","","","","","","","","","","","","","","","","","","","","","","","","","","","","","","","","","","","","","","","","",null,"","","","","","","","","","","","","","","","","","","","","","","","","","","","","","","","","","","","","","","","","","","","","","","","","","","","","","","","","","","","","","","","","","","","","","","","","","","","","","","","","","","","","","","","","","",""]
["","","","","","","","","","","","","","","","","","","","","","","","","","","","","","","","","","","","","","","","","","","","","","","","","","","","","","","","","","","","","","","","","","","","","","","","","","","","","","","","","","","","","","","","","","","","","","","","","","",null,"","","","","","","","","","","","","","","","","","","","","","","","","","","","","","","","","","","","","","","","","","","","","","","","","","","","","","","","","","","","","","","",{"$f":"IFERROR($D94*BS94,\"\")","v":""},"","","","","","","","","","","","","","","","","","","","","","","","","","",""]
["","","","","","","","","","","","","","","","","","","","","","","","","","","","","","","","","","","","","","","","","","","","","","","","","","","","","","","","","","","","","","","","","","","","","","","","","","","","","","","","","","","","","","","","","","","","","","","","","","",null,"","","","","","","","","","","","","","","","","","","","","","","","","","","","","","","","","","","","","","","","","","","","","","","","","","","","","","","","","","","","","","","","","","","","","","","","","","","","","","","","","","","","","","","","","","",""]
["","","","","","","","","","","","","","","","","","","","","","","","","","","","","","","","","","","","","","","","","","","","","","","","","","","","","","","","","","","","","","","","","","","","","","","","","","","","","","","","","","","","","","","","","","","","","","","","","","",null,"","","","","","","","","","","","","","","","","","","","","","","","","","","","","","","","","","","","","","","","","","","","","","","","","","","","","","","","","","","","","","","","","","","","","","","","","","","","","","","","","","","","","","","","","","",""]
["","","","","","","","","","","","","","","","","","","","","","","","","","","","","","","","","","","","","","","","","","","","","","","","","","","","","","","","","","","","","","","","","","","","","","","","","","","","","","","","","","","","","","","","","","","","","","","","","","",null,"","","","","","","","","","","","","","","","","","","","","",{"$f":"IFERROR($D97*AC97,\"\")","v":""},"","","","","","","","","","","","","","","","","","","","","","","","","","","","","","","","","","","","","","","","","","","","","","","","","","","","","","","","","","","","","","","","","","","","",""]
["","","","","","","","","","","","","","","","","","","","","","","","","","","","","","","","","","","","","","","","","","","","","","","","","","","","","","","","","","","","","","","","","","","","","","","","","","","","","","","","","","","","","","","","","","","","","","","","","","",null,"","","","","","","","","","","","","","","","","",{"$f":"IFERROR($D98*Y98,\"\")","v":""},"","","","","","","","","","","","","","","","","","","","","","","","","","","","","","","","","","","","","","","","","","","","","","","","","","","","","","","","","","","","","","","","","","","","","","","","",""]
["","","","","","","","","","","","","","","","","","","","","","","","","","","","","","","","","","","","","","","","","","","","","","","","","","","","","","","","","","","","","","","","","","","","","","","","","","","","","","","","","","","","","","","","","","","","","","","","","","",null,"","","","","","","","","","","","","","","","","","","","","","","","","","","","","","","","","","","","","","","","","","","","","","","","","","","","","","","","","","","","","","","","","","","","","","","","","","","","","","","","","","","","","","","","","","",""]
["","","","","","","","","","","","","","","","","","","","","","","","","","","","","","","","","","","","","","","","","","","","","","","","","","","","","","","","","","","","","","","","","","","","","","","","","","","","","","","","","","","","","","","","","","","","","","","","","","",null,"","","","","","","","","","","","","","","","","","","","","","","","","","","","","","","","","","","","","",{"$f":"IFERROR($D100*AS100,\"\")","v":""},"","","","","","","","","","","","","","","","","","","","","","","","","","","","","","","","","","","","","","","","","","","","","","","","","","","","",""]
["","","","","","","","","","","","","","","","","","","","","","","","","","","","","","","","","","","","","","","","","","","","","","","","","","","","","","","","","","","","","","","","","","","","","","","","","","","","","","","","","","","","","","","","","","","","","","","","","","",null,"","","","","","","","","","","","","","","","","","","","","","","","","","","","","","","","","","","","","","","","","","","","","","","","","","","","","","","","","","","","","","","","","","","","","","","","","","","","","","","","","","","","","","","","","","",""]
["","","","","","","","","","","","","","","","","","","","","","","","","","","","","","","","","","","","","","","","","","","","","","","","","","","","","","","","","","","","","","","","","","","","","","","","","","","","","","","","","","","","","","","","","","","","","","","","","","",null,"","","","","","","","","","","","",{"$f":"IFERROR($D102*T102,\"\")","v":""},{"$f":"IFERROR($D102*U102,\"\")","v":""},{"$f":"IFERROR($D102*V102,\"\")","v":""},{"$f":"IFERROR($D102*W102,\"\")","v":""},{"$f":"IFERROR($D102*X102,\"\")","v":""},"","","","","","","","","","","","","","","","","","","","","","","","","","","","","","","","","","","","","","","","","","","","","","","","","","","","","","","","","","","","","","","","","","","","","","","","","",""]
["","","","","","","","","","","","","","","","","","","","","","","","","","","","","","","","","","","","","","","","","","","","","","","","","","","","","","","","","","","","","","","","","","","","","","","","","","","","","","","","","","","","","","","","","","","","","","","","","","",null,"","","","","","","","","","","","","","","","","","","","","","","","","","","","","","","","","","","","","","","","","","","","","","","","","","","","","","","","","","","","","","","","","","","","","","","","","","","","","","","","","","","","","","","","","","",""]
["","","","","","","","","","","","","","","","","","","","","","","","","","","","","","","","","","","","","","","","","","","","","","","","","","","","","","","","","","","","","","","","","","","","","","","","","","","","","","","","","","","","","","","","","","","","","","","","","","",null,"","","","","","","","","","","","","","","","","","","","","","","","","","","","","","","","","","","","","","","","","","","","","","","","","","","","","","","","","","","","","","","","","","","","","","","","","","","","","","","","","","","","","","","","","","",""]
["","","","","","","","","","","","","","","","","","","","","","","","","","","","","","","","","","","","","","","","","","","","","","","","","","","","","","","","","","","","","","","","","","","","","","","","","","","","","","","","","","","","","","","","","","","","","","","","","","",null,"","","","","","","","","","","","","","","","","","","","","","","","","","","","","","","","","","","","","","","","","","","","","","","","","","","","","","","","","","","","","","","","","","","","","","","","","","","","","","","","","","","","","","","","","","",""]
["","","","","","","","","","","","","","","","","","","","","","","","","","","","","","","","","","","","","","","","","","","","","","","","","","","","","","","","","","","","","","","","","","","","","","","","","","","","","","","","","","","","","","","","","","","","","","","","","","",null,"","","","","","","","","","","","","","","","","","","","","","","","","","","","","","","","","","","","","","","","","","","","","","","","","","","","","","","","","","","","","","","","","","","","","","","","","","","","","","","","","","","","","","","","","","",""]
["","","","","","","","","","","","","","","","","","","","","","","","","","","","","","","","","","","","","","","","","","","","","","","","","","","","","","","","","","","","","","","","","","","","","","","","","","","","","","","","","","","","","","","","","","","","","","","","","","",null,"","","","","","","","","","","","","","","","","","","","","","","","","","","","","","","","","","","","","","","","","","","","","","","","","","","","","","","","","","","","","","","","","","","","","","","","","","","","","","","","","","","","","","","","","","",""]
["","","","","","","","","","","","","","","","","","","","","","","","","","","","","","","","","","","","","","","","","","","","","","","","","","","","","","","","","","","","","","","","","","","","","","","","","","","","","","","","","","","","","","","","","","","","","","","","","","",null,"","","","","","","","","","","","","","","","","","","","","","","","","","","","","","","","","","","","","","","","","","","","","","","","","","","","","","","","","","","","","","","","","","","","","","","","","","","","","","","","","","","","","","","","","","",""]
["","","","","","","","","","","","","","","","","","","","","","","","","","","","","","","","","","","","","","","","","","","","","","","","","","","","","","","","","","","","","","","","","","","","","","","","","","","","","","","","","","","","","","","","","","","","","","","","","","",null,"","","","","","","","","","","","","","","","","","","","","","","","","","","","","","","","","","","","","","","","","","","","","","","","","","","","","","","","","",{"$f":"IFERROR($D109*BM109,\"\")","v":""},"","","","","","","","","","","","","","","","","","","","","","","","","","","","","","","","",""]
["","","","","","","","","","","","","","","","","","","","","","","","","","","","","","","","","","","","","","","","","","","","","","","","","","","","","","","","","","","","","","","","","","","","","","","","","","","","","","","","","","","","","","","","","","","","","","","","","","",null,"","","","","","","","","","","","","","","","","","","","","","","","","","","","","","","","","","","","","","","","","","","","","","","","","","","","","","","","","","","","","","","","","","","","","","","","","","","","","","","","","","","","","","","","","","",""]
["","","","","","","","","","","","","","","","","","","","","","","","","","","","","","","","","","","","","","","","","","","","","","","","","","","","","","","","","","","","","","","","","","","","","","","","","","","","","","","","","","","","","","","","","","","","","","","","","","",null,"","","","","","","","","","","","","","","","","","","","","","","","","","","","","","","","","","","","","","","","","","","","","","","","","","","","","","","","","","","","","","","","","","","","","","","","","","","","","","","","","","","","","","","","","","",""]
["","","","","","","","","","","","","","","","","","","","","","","","","","","","","","","","","","","","","","","","","","","","","","","","","","","","","","","","","","","","","","","","","","","","","","","","","","","","","","","","","","","","","","","","","","","","","","","","","","",null,"","","","","","","","","","","","","","","","","","","","","","","","","","","","","","","","","","","","","","","","","","","","","","","","","","","","","","","","","","","","","","","","","","","","","","","","","","","","","","","","","","","","","","","","","","",""]
["","","","","","","","","","","","","","","","","","","","","","","","","","","","","","","","","","","","","","","","","","","","","","","","","","","","","","","","","","","","","","","","","","","","","","","","","","","","","","","","","","","","","","","","","","","","","","","","","","",null,"","","","","","","","","","","","","","","","","","","","","","","","","","","","","","","","","","","","","","","","","","","","","","","","","","","","","","","","","","","","","","","","","","","","","","","","","","","","","","",{"$f":"IFERROR($D113*CH113,\"\")","v":""},"","","","","","","","","","","",""]
["","","","","","","","","","","","","","","","","","","","","","","","","","","","","","","","","","","","","","","","","","","","","","","","","","","","","","","","","","","","","","","","","","","","","","","","","","","","","","","","","","","","","","","","","","","","","","","","","","",null,"","","","","","","","","","","","","","","","","","","","","","","","","","","","","","","","","","","","","","","","","","","","","","","","","","","","","","","","","","","","","","","","","","","","","","","","","","","","","","","","","","","","","","","","","","",""]
["","","","","","","","","","","","","","","","","","","","","","","","","","","","","","","","","","","","","","","","","","","","","","","","","","","","","","","","","","","","","","","","","","","","","","","","","","","","","","","","","","","","","","","","","","","","","","","","","","",null,"","","","","","","","","","","","","","","","","","","","","","","","","","","","","","","","","",{"$f":"IFERROR($D115*AO115,\"\")","v":""},"","","","","","","","","","","","","","","","","","","","","","","","","","","","","","","","","","","","","","","","","","","","","","","","","","","","","","",{"$f":"IFERROR($D115*CR115,\"\")","v":""},"",""]
["","","","","","","","","","","","","","","","","","","","","","","","","","","","","","","","","","","","","","","","","","","","","","","","","","","","","","","","","","","","","","","","","","","","","","","","","","","","","","","","","","","","","","","","","","","","","","","","","","",null,"","","","","","","","","","","","","","","","","","","","","","","","","","","","","","","","","","","","","","","","","","","","","","","","","","","","","","","","","","","","","","","","","","","","","","","","","","","","","","","","","","","","","","","","","","",""]
["","","","","","","","","","","","","","","","","","","","","","","","","","","","","","","","","","","","","","","","","","","","","","","","","","","","","","","","","","","","","","","","","","","","","","","","","","","","","","","","","","","","","","","","","","","","","","","","","","",null,"","","","","","","","","","","","","","","","","","","","","","","","","","","","","","","","","","","","","","","","","","","","","","","","","","","","","","","","","","","","","","","","","","","","","","","","","","","","","","","","","","","","","","","","","","",""]
["","","","","","","","","","","","","","","","","","","","","","","","","","","","","","","","","","","","","","","","","","","","","","","","","","","","","","","","","","","","","","","","","","","","","","","","","","","","","","","","","","","","","","","","","","","","","","","","","","",null,"","","","","","","","","","","","","","","","","","","","","","","","","","","","","","","","","","","","","","","","","","","","","","","","","","","","","","","","","","","","","","","","",{"$f":"IFERROR($D118*BT118,\"\")","v":""},{"$f":"IFERROR($D118*BU118,\"\")","v":""},"","","","","","","","","","","","","","","","","","","","","","","","",""]
["","","","","","","","","","","","","","","","","","","","","","","","","","","","","","","","","","","","","","","","","","","","","","","","","","","","","","","","","","","","","","","","","","","","","","","","","","","","","","","","","","","","","","","","","","","","","","","","","","",null,"","","","","","","","","","","","","","","","","","","","","","","","","","","","","","","","","","","","","","","","","","","","","","","","","","","","","","","","","","","","","","","","","","","","","","","","","","","","","","","","","","","","","","","","","","",""]
["","","","","","","","","","","","","","","","","","","","","","","","","","","","","","","","","","","","","","","","","","","","","","","","","","","","","","","","","","","","","","","","","","","","","","","","","","","","","","","","","","","","","","","","","","","","","","","","","","",null,"","","","","","","","","","","","","","","","","","","","","","","","","","","","","","","","","","","","","","","","","","","","","","","","","","","","","",{"$f":"IFERROR($D120*BI120,\"\")","v":""},"","","","","","","","","","","","","","","","","","","","","","","","","","","","","","","","","","","","",""]
["","","","","","","","","","","","","","","","","","","","","","","","","","","","","","","","","","","","","","","","","","","","","","","","","","","","","","","","","","","","","","","","","","","","","","","","","","","","","","","","","","","","","","","","","","","","","","","","","","",null,"","","","","","","","","","","","","","","","","","","","","","","","","","","","","","","","","","","","","","","","","","","","","","","","","","","","","","","","","","","","","","","","","","","","","","","","","","","","","","","","","","","","","","","","","","",""]
["","","","","","","","","","","","","","","","","","","","","","","","","","","","","","","","","","","","","","","","","","","","","","","","","","","","","","","","","","","","","","","","","","","","","","","","","","","","","","","","","","","","","","","","","","","","","","","","","","",null,"","","","","","","","","","","",{"$f":"IFERROR($D122*S122,\"\")","v":""},"","","","","","","","","","","","","","","","","","","","","","","","","","","","","","","","","","","","","","","","","","","","","","","","","","","","","","","","","","","","","","","","","","","","","","","","","","","","","","",""]
["","","","","","","","","","","","","","","","","","","","","","","","","","","","","","","","","","","","","","","","","","","","","","","","","","","","","","","","","","","","","","","","","","","","","","","","","","","","","","","","","","","","","","","","","","","","","","","","","","",null,{"$f":"IFERROR($D123*H123,\"\")","v":""},"","","","","","","","","","","","","","","","","","","","","","","","","","","","","","","","","","","","","","","","","","","","","","","","","","","","","","","","","","","","","","","","","","","","","","","","","","","","","","","","","","","","","","","","","",""]
["","","","","","","","","","","","","","","","","","","","","","","","","","","","","","","","","","","","","","","","","","","","","","","","","","","","","","","","","","","","","","","","","","","","","","","","","","","","","","","","","","","","","","","","","","","","","","","","","","",null,"","","","","","","","","","","","","","","","","","","","","","","","","","","","","","","","","","","","","","","","","","","","","","","","","","","","","","","","","","","","","","","","","","","","","","","","","","","","",{"$f":"IFERROR($D124*CF124,\"\")","v":""},"","","","","","","","","","","","","",""]
["","","","","","","","","","","","","","","","","","","","","","","","","","","","","","","","","","","","","","","","","","","","","","","","","","","","","","","","","","","","","","","","","","","","","","","","","","","","","","","","","","","","","","","","","","","","","","","","","","",null,"","","","","","","","","","","","","","","","","","","","","","","","","","","","","","","","","","","","","","","","","","","","","","","","","","","","","","","","","","","","","","","","","","","","","","","","","","","","","","","","","","","","","","","","","","",""]
["","","","","","","","","","","","","","","","","","","","","","","","","","","","","","","","","","","","","","","","","","","","","","","","","","","","","","","","","","","","","","","","","","","","","","","","","","","","","","","","","","","","","","","","","","","","","","","","","","",null,"","","","","","","","","","","","","","","","","","","","","","","","","","","","",{"$f":"IFERROR($D126*AJ126,\"\")","v":""},"","","","","","","","","","","","","","","","","","","","","","","","","","","","","","","","","","",{"$f":"IFERROR($D126*BS126,\"\")","v":""},"","","","","","","","","","","","","","","","","","","","","","","","","","",""]
["","","","","","","","","","","","","","","","","","","","","","","","","","","","","","","","","","","","","","","","","","","","","","","","","","","","","","","","","","","","","","","","","","","","","","","","","","","","","","","","","","","","","","","","","","","","","","","","","","",null,"","","","","","","","","","","","","","","","","",{"$f":"IFERROR($D127*Y127,\"\")","v":""},"","","","","","","","","","","","","","","","","","","","","","","","","","","","","","","","","","","","","","","","","","","","","","","","","","","","","","","","","","","","","","","","","","","","","","","","",""]
["","","","","","","","","","","","","","","","","","","","","","","","","","","","","","","","","","","","","","","","","","","","","","","","","","","","","","","","","","","","","","","","","","","","","","","","","","","","","","","","","","","","","","","","","","","","","","","","","","",null,"","","","","","","","","","","","","","","","","","","","","","","","","","","","","","","","","","","","","","","","","","","","","","","","","","","","","","","","","","","","","","","","","","","","","","","","","","","","","","","","","","","","","","","","","","",""]
["","","","","","","","","","","","","","","","","","","","","","","","","","","","","","","","","","","","","","","","","","","","","","","","","","","","","","","","","","","","","","","","","","","","","","","","","","","","","","","","","","","","","","","","","","","","","","","","","","",null,"","","","","","","","","","","","","","","","","","","","","","","","","","","","","","","","","","","","","","","","","","","","","","","","",{"$f":"IFERROR($D129*BD129,\"\")","v":""},"","","","","","","","","","","","","","","","","","","","","","","","","","","","","","","","","","","","","","","","","",""]
["","","","","","","","","","","","","","","","","","","","","","","","","","","","","","","","","","","","","","","","","","","","","","","","","","","","","","","","","","","","","","","","","","","","","","","","","","","","","","","","","","","","","","","","","","","","","","","","","","",null,"","","","","","","","","","","","","","","","","","","","","","","","","","","","","","","","","","","","","","","","","","","","","","","","","","","","","","","","","","","","","","","","","","","","","","","",{"$f":"IFERROR($D130*CA130,\"\")","v":""},"","","","","","","","","","","","","","","","","","",""]
["","","","","","","","","","","","","","","","","","","","","","","","","","","","","","","","","","","","","","","","","","","","","","","","","","","","","","","","","","","","","","","","","","","","","","","","","","","","","","","","","","","","","","","","","","","","","","","","","","",null,"","","","","","","","","","","","","","","","","","","","","","","","","","","","","","","","","","","","","","","","","","","","","","","","","","","","","","","","","","","","","","","","","","",{"$f":"IFERROR($D131*BV131,\"\")","v":""},{"$f":"IFERROR($D131*BW131,\"\")","v":""},{"$f":"IFERROR($D131*BX131,\"\")","v":""},{"$f":"IFERROR($D131*BY131,\"\")","v":""},{"$f":"IFERROR($D131*BZ131,\"\")","v":""},"","","","","","","","","","","","","","","","","","","",""]
["","","","","","","","","","","","","","","","","","","","","","","","","","","","","","","","","","","","","","","","","","","","","","","","","","","","","","","","","","","","","","","","","","","","","","","","","","","","","","","","","","","","","","","","","","","","","","","","","","",null,"","","","","","","","","","","","","","","","","","","","","","","","","","","","","","","","","","","","","","","","","","","","","","","","","","","","","","","","","","","","","","","","","","","","","","","","","","","","","","","","","","","","","","","","","","",""]
["","","","","","","","","","","","","","","","","","","","","","","","","","","","","","","","","","","","","","","","","","","","","","","","","","","","","","","","","","","","","","","","","","","","","","","","","","","","","","","","","","","","","","","","","","","","","","","","","","",null,"","","","","","","","","","","","","","","","","","","","","","","","","","","","","","","","","","","","","","","","","","","","","","","","","","","","","","","","","","","","","","","","","","","","","","","","","","","","","","","","","","","","","","","","","","",""]
["","","","","","","","","","","","","","","","","","","","","","","","","","","","","","","","","","","","","","","","","","","","","","","","","","","","","","","","","","","","","","","","","","","","","","","","","","","","","","","","","","","","","","","","","","","","","","","","","","",null,"","","","","","","","","","","","","","","","","","","","","","","","","","","","","","","","","","","","","","","","","","","","","","","","","","","","","","","","","","","","","","","","","","","","","","","","","","","","","","","","","","","","","","","","","","",""]
["","","","","","","","","","","","","","","","","","","","","","","","","","","","","","","","","","","","","","","","","","","","","","","","","","","","","","","","","","","","","","","","","","","","","","","","","","","","","","","","","","","","","","","","","","","","","","","","","","",null,"","","","","","","","","","","","",{"$f":"IFERROR($D135*T135,\"\")","v":""},{"$f":"IFERROR($D135*U135,\"\")","v":""},{"$f":"IFERROR($D135*V135,\"\")","v":""},"","","","","","","","","","","","","","","","","","","","","","","","","","","","","","","","","","","","","","","","","","","","","","","","","","","","","","","","","","","","","","","","","","","","","","","","","","","",""]
["","","","","","","","","","","","","","","","","","","","","","","","","","","","","","","","","","","","","","","","","","","","","","","","","","","","","","","","","","","","","","","","","","","","","","","","","","","","","","","","","","","","","","","","","","","","","","","","","","",null,"","","","","","","","","","","","","","","","","","","","","","","","","","","","","","","","","","","","","","","","","","","","","","","","","","","","","","","","","","","","","","","","","","","","","","","","","","","","","","","","","","","","","","","","","","",""]
["","","","","","","","","","","","","","","","","","","","","","","","","","","","","","","","","","","","","","","","","","","","","","","","","","","","","","","","","","","","","","","","","","","","","","","","","","","","","","","","","","","","","","","","","","","","","","","","","","",null,"","","","","","","","","","","","","","","","","","","","","","","","","","","","","","","","","","","","","","","","","","","","","","","","","","","","","","","","","","","","","","","","","","","","","","","","","","","","","","","","","","","","","","","","","","",""]
["","","","","","","","","","","","","","","","","","","","","","","","","","","","","","","","","","","","","","","","","","","","","","","","","","","","","","","","","","","","","","","","","","","","","","","","","","","","","","","","","","","","","","","","","","","","","","","","","","",null,"","","","","","","","","","","","","","","","","","","","","","","","","","","","","","","","","","","","","","","","","","","","","","","","","","","","","","","","","","","","","","","","","","","","","","","","","","","","","","","","","","","","","","","","","","",""]
["","","","","","","","","","","","","","","","","","","","","","","","","","","","","","","","","","","","","","","","","","","","","","","","","","","","","","","","","","","","","","","","","","","","","","","","","","","","","","","","","","","","","","","","","","","","","","","","","","",null,"","","","","","","","","","","","","","","","","","","","","","","","","","","","","","","","","","","","","","","","","","","","","","","","","","","","","","","","","","","","","","","","","","","","","","","","","","","","","","","","","","","","","",{"$f":"IFERROR($D139*CO139,\"\")","v":""},"","","","",""]
["","","","","","","","","","","","","","","","","","","","","","","","","","","","","","","","","","","","","","","","","","","","","","","","","","","","","","","","","","","","","","","","","","","","","","","","","","","","","","","","","","","","","","","","","","","","","","","","","","",null,"","","","","","","","","","","","","","","","","","","","","","","","","","","","","","","","","","","","","","","","","","","","","","","","","","","","","","","","","","","","","","","","","","","","","","","","","","","","","","","","","","","","","","","","","","",""]
["","","","","","","","","","","","","","","","","","","","","","","","","","","","","","","","","","","","","","","","","","","","","","","","","","","","","","","","","","","","","","","","","","","","","","","","","","","","","","","","","","","","","","","","","","","","","","","","","","",null,"","","","","","","","","","","","","","","","","","","","","","","","","","","","","","","","","","","","","","","","","","","","","","","","","","","","","","","","","","","","","","","","","","","","","","","","","","","","","","","","","","","","","","","","","","",""]
["","","","","","","","","","","","","","","","","","","","","","","","","","","","","","","","","","","","","","","","","","","","","","","","","","","","","","","","","","","","","","","","","","","","","","","","","","","","","","","","","","","","","","","","","","","","","","","","","","",null,"","","","","","","","","","","","","","","","","","","","","","","","","","","","","","","","","","","","","","","","","","","","","","","","","","","","","","","","","","","","","","","","","","","","","","","","","","","","","","","","","","","","","","","","","","",""]
["","","","","","","","","","","","","","","","","","","","","","","","","","","","","","","","","","","","","","","","","","","","","","","","","","","","","","","","","","","","","","","","","","","","","","","","","","","","","","","","","","","","","","","","","","","","","","","","","","",null,"","","","","","","","","","","","","","","","","","","","","","","","","","","","","","","","","","","","","","","","","","","","",{"$f":"IFERROR($D143*AZ143,\"\")","v":""},"","","","","","","","","","","","","","","","","","","","","","","","","","","","","","","","","","","","","","","","","","","","","",""]
["","","","","","","","","","","","","","","","","","","","","","","","","","","","","","","","","","","","","","","","","","","","","","","","","","","","","","","","","","","","","","","","","","","","","","","","","","","","","","","","","","","","","","","","","","","","","","","","","","",null,"","","","","","","","","","","","","","","","","","","","","","","","","","","","","","","","","","","","","","","","","","","","","","","","","","","","","","","","","","","","","","","","","","","","","","","","","","","","","","","","","","","","","","","","","","",""]
["","","","","","","","","","","","","","","","","","","","","","","","","","","","","","","","","","","","","","","","","","","","","","","","","","","","","","","","","","","","","","","","","","","","","","","","","","","","","","","","","","","","","","","","","","","","","","","","","","",null,"","","","","","","","","","","","","","","","","","","","","","","","","","","","","","","","","","","","","","","","","","","","","","","","","","","","","","","","","","","","","","","","","","","","","","","","","","","","","","","","","","","","","","","","","","",""]
["","","","","","","","","","","","","","","","","","","","","","","","","","","","","","","","","","","","","","","","","","","","","","","","","","","","","","","","","","","","","","","","","","","","","","","","","","","","","","","","","","","","","","","","","","","","","","","","","","",null,"","",{"$f":"IFERROR($D146*J146,\"\")","v":""},"","","","","","","","","","","","","","","","","","","","","","","","","","","","","","","","","","","","","","","","","","","","","","","","","","","","","","","","","","","","","","","","","","","","","","","","","","","","","","","","","","","","","","","",""]
["","","","","","","","","","","","","","","","","","","","","","","","","","","","","","","","","","","","","","","","","","","","","","","","","","","","","","","","","","","","","","","","","","","","","","","","","","","","","","","","","","","","","","","","","","","","","","","","","","",null,{"$f":"IFERROR($D147*H147,\"\")","v":""},"","","","","","","","","","","","","","","","","","","","","","","","","","","","","","","","","","","","","","","","","","","","","","","","","","","","","","","","","","","","","","","","","","","","","","","","","","","","","","","","","","","","","","","","","",""]
["","","","","","","","","","","","","","","","","","","","","","","","","","","","","","","","","","","","","","","","","","","","","","","","","","","","","","","","","","","","","","","","","","","","","","","","","","","","","","","","","","","","","","","","","","","","","","","","","","",null,"","","","","","","","","","","","","","","","","","","","","","","","","","","","","","","","","","","","","","","","","","","","","","","","","","","","","","","","","","","","","","","","","","","","","","","","","","","","","","","","","","","","","","","","","","",""]
["","","","","","","","","","","","","","","","","","","","","","","","","","","","","","","","","","","","","","","","","","","","","","","","","","","","","","","","","","","","","","","","","","","","","","","","","","","","","","","","","","","","","","","","","","","","","","","","","","",null,"","","","","","","","","","","","","","","","","","","","","","","","","","","","","","","","","","","","","","","","","","","","","","","","","","","","","","","","","","","","","","","","","","","","","","","","","","","","","","","","","","","","","","","","","","",""]
["","","","","","","","","","","","","","","","","","","","","","","","","","","","","","","","","","","","","","","","","","","","","","","","","","","","","","","","","","","","","","","","","","","","","","","","","","","","","","","","","","","","","","","","","","","","","","","","","","",null,"","","","","","","","","","","","","","","","","","","","","","","","","","","","","","","","","","","","","","","","","","","","","","","","","","","","","","","","","","","","","","","","",{"$f":"IFERROR($D150*BT150,\"\")","v":""},{"$f":"IFERROR($D150*BU150,\"\")","v":""},"","","","","","","","","","","","","","","","","","","","","","","","",""]
["","","","","","","","","","","","","","","","","","","","","","","","","","","","","","","","","","","","","","","","","","","","","","","","","","","","","","","","","","","","","","","","","","","","","","","","","","","","","","","","","","","","","","","","","","","","","","","","","","",null,"","","","","","","","","","","","","","","","","","","","","","","","","","","","","","","","","","","","","","","","","","","","","","","","","","","","","","","","","","","","",{"$f":"IFERROR($D151*BP151,\"\")","v":""},"","","","","","","","","","","","","","","","","","","","","","","","","","","","","",""]
["","","","","","","","","","","","","","","","","","","","","","","","","","","","","","","","","","","","","","","","","","","","","","","","","","","","","","","","","","","","","","","","","","","","","","","","","","","","","","","","","","","","","","","","","","","","","","","","","","",null,"","","","","","","","","","","","","","","","","","","","","","","","","","","","","","","","","","","","","","","","","","","","","","","","","","","","","","","","","","","","","","","","","","","","","","","","","","","","","","","","","","","","","","","","","","",""]
["","","","","","","","","","","","","","","","","","","","","","","","","","","","","","","","","","","","","","","","","","","","","","","","","","","","","","","","","","","","","","","","","","","","","","","","","","","","","","","","","","","","","","","","","","","","","","","","","","",null,"","","","","","","","","","","","","","","","","",{"$f":"IFERROR($D153*Y153,\"\")","v":""},"","","","","","","","","","","","","","","","","","","","",{"$f":"IFERROR($D153*AT153,\"\")","v":""},"","","","","","","","","","","","","","","","","","","","","","","","","","","","","","","","","","","","","","","","","","","","","","","","","","","",""]
["","","","","","","","","","","","","","","","","","","","","","","","","","","","","","","","","","","","","","","","","","","","","","","","","","","","","","","","","","","","","","","","","","","","","","","","","","","","","","","","","","","","","","","","","","","","","","","","","","",null,"","","","","","","","","","","",{"$f":"IFERROR($D154*S154,\"\")","v":""},"","",{"$f":"IFERROR($D154*V154,\"\")","v":""},{"$f":"IFERROR($D154*W154,\"\")","v":""},{"$f":"IFERROR($D154*X154,\"\")","v":""},"","","","","","","","","","","","","","","","",{"$f":"IFERROR($D154*AO154,\"\")","v":""},"","","","","","","","","","","","","","","","","","","","","","","","","","","","","","","","","","","","","","","","","","","","","","","","","","","","","","","","",""]
["","","","","","","","","","","","","","","","","","","","","","","","","","","","","","","","","","","","","","","","","","","","","","","","","","","","","","","","","","","","","","","","","","","","","","","","","","","","","","","","","","","","","","","","","","","","","","","","","","",null,"","","","","","","","","","","","","","","","","","","","","","","","","","","","","","","","","","","","","","","","","","","","","","","","","","","","","","","","","","","","","","","","","","","","","","","","","","","","","","","","","","","","","","","","","","",""]
["","","","","","","","","","","","","","","","","","","","","","","","","","","","","","","","","","","","","","","","","","","","","","","","","","","","","","","","","","","","","","","","","","","","","","","","","","","","","","","","","","","","","","","","","","","","","","","","","","",null,"","","","","","","","","","","","","","","","","","","","","","","","","","","","","","","","","","","","","","","","","","","","","","","","","","","","","","","","","","","","","","","","","","","","","","","","","","","","","","","","","","","","","","","","","","",""]
["","","","","","","","","","","","","","","","","","","","","","","","","","","","","","","","","","","","","","","","","","","","","","","","","","","","","","","","","","","","","","","","","","","","","","","","","","","","","","","","","","","","","","","","","","","","","","","","","","",null,"","","","","","","","","","","","","","","","","","","","","","","","","","","","","","","","","","","","","","","","","","","","","","","","","","","","","","","","","","","","","","","","","","","","","","","","","","","","","","","","","","","","","","","","","","",""]
["","","","","","","","","","","","","","","","","","","","","","","","","","","","","","","","","","","","","","","","","","","","","","","","","","","","","","","","","","","","","","","","","","","","","","","","","","","","","","","","","","","","","","","","","","","","","","","","","","",null,"","","","","","","","","","","","","","","","","","","","","","","","","","","","","","","","","","","","","","","","","","","","","","","","","","","","","","","","","","","","","","","","","","","","","","","","","","","","","","","","","","","","","","","","","","",""]
["","","","","","","","","","","","","","","","","","","","","","","","","","","","","","","","","","","","","","","","","","","","","","","","","","","","","","","","","","","","","","","","","","","","","","","","","","","","","","","","","","","","","","","","","","","","","","","","","","",null,"","","","","","","","","","","","","","","","","","","","","","","","","","","","","","","","","","","","","","","","","","","","","","","","","","","","","","","","","","","","","","","","","","","","","","","","","","","","","","","","","","","","","","","","","","",""]
["","","","","","","","","","","","","","","","","","","","","","","","","","","","","","","","","","","","","","","","","","","","","","","","","","","","","","","","","","","","","","","","","","","","","","","","","","","","","","","","","","","","","","","","","","","","","","","","","","",null,"","","","","","","","","","","","","","","","","","","","","","","","","","","","","","","","","","","","","","","","","","","","","","","","","","","","","","","","","","","","","","","","","","","","","","","","","","","","","","","","","","","","","","","","","","",""]
["","","","","","","","","","","","","","","","","","","","","","","","","","","","","","","","","","","","","","","","","","","","","","","","","","","","","","","","","","","","","","","","","","","","","","","","","","","","","","","","","","","","","","","","","","","","","","","","","","",null,"","","","","","","","","","","","","","","","","","","","","","","","","","","","","","","","","","","","","","","","","","","","","","","","","","","","","","","","","","","","","","","","","","","","","","","","","","","","","","","","","","","","","","","","","","",""]
["","","","","","","","","","","","","","","","","","","","","","","","","","","","","","","","","","","","","","","","","","","","","","","","","","","","","","","","","","","","","","","","","","","","","","","","","","","","","","","","","","","","","","","","","","","","","","","","","","",null,"","","","","","","","","","","","","","","","","","","","","","","","","","","","","","","","","","","","","","","","","","","","","","","","","","","","","","","","","","","","","","","","","","","","","","","","","","","","","","","","","","","","","","","","","","",""]
["","","","","","","","","","","","","","","","","","","","","","","","","","","","","","","","","","","","","","","","","","","","","","","","","","","","","","","","","","","","","","","","","","","","","","","","","","","","","","","","","","","","","","","","","","","","","","","","","","",null,"","","","","","","","","","","","","","","","","","","","","","","","","","","","","","","","","","","","","","","","","","","","","","","","","","","","","","","","","","","","","","","","","","","","","","","","","","","","","","","","","","","","","","","","","","",""]
["","","","","","","","","","","","","","","","","","","","","","","","","","","","","","","","","","","","","","","","","","","","","","","","","","","","","","","","","","","","","","","","","","","","","","","","","","","","","","","","","","","","","","","","","","","","","","","","","","",null,"","","","","","","","","","","","","","","","","","","","","","","","","","","","","","","","","","","","","","","","","","","","","","","","","","","","","","","","","","","","","","","","","","","","","","","","","","","","","","","","","","","",{"$f":"IFERROR($D164*CM164,\"\")","v":""},"","","","","","",""]
["","","","","","","","","","","","","","","","","","","","","","","","","","","","","","","","","","","","","","","","","","","","","","","","","","","","","","","","","","","","","","","","","","","","","","","","","","","","","","","","","","","","","","","","","","","","","","","","","","",null,"","","","","","","","","","","","","","","","","","","","","","","","","","","","","","","","","","","","","","","","","","","","","","","","","","","","","","","","","","","","","","","","","","","","","","","","","","","","","","","","","","","","","","","","","","",""]
["","","","","","","","","","","","","","","","","","","","","","","","","","","","","","","","","","","","","","","","","","","","","","","","","","","","","","","","","","","","","","","","","","","","","","","","","","","","","","","","","","","","","","","","","","","","","","","","","","",null,"","","","","","","","","","","","","","","","","","","","","","","","","","","","","","","","","","","","","","","","","","","","","","","","","","","","","","","","","","","","","","","","","","","","","","","","","","","","","","","","","","","","","","","","","","",""]
["","","","","","","","","","","","","","","","","","","","","","","","","","","","","","","","","","","","","","","","","","","","","","","","","","","","","","","","","","","","","","","","","","","","","","","","","","","","","","","","","","","","","","","","","","","","","","","","","","",null,"","","","","","","","","","","","","","","","","","","","","","","","","","","","","","","","","","","","","","","","","","","","","","","","","","","","","","","","","","","","","","","","","","","","","","","","","","","","","","","","","","","","","","","","","","",""]
["","","","","","","","","","","","","","","","","","","","","","","","","","","","","","","","","","","","","","","","","","","","","","","","","","","","","","","","","","","","","","","","","","","","","","","","","","","","","","","","","","","","","","","","","","","","","","","","","","",null,"","","","","","","","","","","","","","","","","","","","","","","","","","","","","","","","","","","","","","","","","","","","","","","","","","","","","","","","","","","","","","","","","","","","","","","","","","","","","","","","","","","","","","","","","","",""]
["","","","","","","","","","","","","","","","","","","","","","","","","","","","","","","","","","","","","","","","","","","","","","","","","","","","","","","","","","","","","","","","","","","","","","","","","","","","","","","","","","","","","","","","","","","","","","","","","","",null,"","","","","","","","","","","","","","","","","","","","","",{"$f":"IFERROR($D169*AC169,\"\")","v":""},"","","","","","","","","","","","","","","","","","","","","","","","","","","","","","","","","","","","","","","","","","","","","","","","","","","","","","","","","","","","","","","","","","","","",""]
["","","","","","","","","","","","","","","","","","","","","","","","","","","","","","","","","","","","","","","","","","","","","","","","","","","","","","","","","","","","","","","","","","","","","","","","","","","","","","","","","","","","","","","","","","","","","","","","","","",null,"","","","","","","","","","","","","","","","","",{"$f":"IFERROR($D170*Y170,\"\")","v":""},{"$f":"IFERROR($D170*Z170,\"\")","v":""},{"$f":"IFERROR($D170*AA170,\"\")","v":""},{"$f":"IFERROR($D170*AB170,\"\")","v":""},"","","","","","","","","","","","","","","","","","","","","","","","","","","","","","","","","",{"$f":"IFERROR($D170*BJ170,\"\")","v":""},"","","","","","","","","","","","","","","","","","","","","","","","","","","","","","","","","","","",""]
["","","","","","","","","","","","","","","","","","","","","","","","","","","","","","","","","","","","","","","","","","","","","","","","","","","","","","","","","","","","","","","","","","","","","","","","","","","","","","","","","","","","","","","","","","","","","","","","","","",null,"","","","","","","","","","","","","","","","","","","","","","","","","","","","","","","","","","","","","","","","","","","","","","","","","","","","","","","","","","","","","","","","","","","","","","","","","","","","","","","",{"$f":"IFERROR($D171*CI171,\"\")","v":""},"","","","","","","","","","",""]
["","","","","","","","","","","","","","","","","","","","","","","","","","","","","","","","","","","","","","","","","","","","","","","","","","","","","","","","","","","","","","","","","","","","","","","","","","","","","","","","","","","","","","","","","","","","","","","","","","",null,"","","","","","","","","","","","","","","","","","","","","","","","","","","","","","","","","","","","","","","","","","","","","","","","","","","","","","","","","","","","","","","","","","","","","","","","","","","","",{"$f":"IFERROR($D172*CF172,\"\")","v":""},"","","","","","","","","","","","","",""]
["","","","","","","","","","","","","","","","","","","","","","","","","","","","","","","","","","","","","","","","","","","","","","","","","","","","","","","","","","","","","","","","","","","","","","","","","","","","","","","","","","","","","","","","","","","","","","","","","","",null,"","","","","","","","","","","","","","","","","","","","","","","","","","","","","","","","","","","","","","","","","","","","","","","","","","","","","","","","","","","","","","","","","","","","","","","","","","","","","","","","","","","","","","","","","","",""]
["","","","","","","","","","","","","","","","","","","","","","","","","","","","","","","","","","","","","","","","","","","","","","","","","","","","","","","","","","","","","","","","","","","","","","","","","","","","","","","","","","","","","","","","","","","","","","","","","","",null,"","","","","",{"$f":"IFERROR($D174*M174,\"\")","v":""},"","","","","","","","","","","","","","","","","","","","","","","","","","","","","","","","","","","","","","","","","","","","","","","","","","","","","","","","","","","","","","","","","","","","","","","","","","","","","","","","","","","","",""]
["","","","","","","","","","","","","","","","","","","","","","","","","","","","","","","","","","","","","","","","","","","","","","","","","","","","","","","","","","","","","","","","","","","","","","","","","","","","","","","","","","","","","","","","","","","","","","","","","","",null,"","","","","","","","","","","","","","","","","","","","","","","","","","","","","","","","","","","","","","","","","","","","","","","","","","","","","","","","","","","","","","","","","","","","","","","","","","","","","","","","","","","","","","","","","","",""]
["","","","","","","","","","","","","","","","","","","","","","","","","","","","","","","","","","","","","","","","","","","","","","","","","","","","","","","","","","","","","","","","","","","","","","","","","","","","","","","","","","","","","","","","","","","","","","","","","","",null,"","","","","","","","","","","","","","","","","","","","","","","","","","","","","","","","","","","","","","","","","","","","","","","","","","","","","","","","","","","","","","","","","","","","","","","","","","","","","","","","","","","","","","","","","","",""]
["","","","","","","","","","","","","","","","","","","","","","","","","","","","","","","","","","","","","","","","","","","","","","","","","","","","","","","","","","","","","","","","","","","","","","","","","","","","","","","","","","","","","","","","","","","","","","","","","","",null,"","","","","","","","","","","","","","","","","","","","","","","","","","","","","","","","","","","","","","","","","","","","","","","","","","","","","","","","","","","","","","","","","","","","","","",{"$f":"IFERROR($D177*BZ177,\"\")","v":""},"","","","","","","","","","","","","","","","","","","",""]
["","","","","","","","","","","","","","","","","","","","","","","","","","","","","","","","","","","","","","","","","","","","","","","","","","","","","","","","","","","","","","","","","","","","","","","","","","","","","","","","","","","","","","","","","","","","","","","","","","",null,"","","","","","","","","","","","","","","","","","","","","","","","","","","","","","","","","","","","","","","","","","","","","","","","","","","",{"$f":"IFERROR($D178*BG178,\"\")","v":""},"","","","","","","","","","","","","","","","","","","","","","","","","","","","","","","","","","","","","","",""]
["","","","","","","","","","","","","","","","","","","","","","","","","","","","","","","","","","","","","","","","","","","","","","","","","","","","","","","","","","","","","","","","","","","","","","","","","","","","","","","","","","","","","","","","","","","","","","","","","","",null,"","","","","","","","","","","","",{"$f":"IFERROR($D179*T179,\"\")","v":""},"","","","","","","","","","","","","","","","","","","","","","","","","","","","","","","","","","","","","","","","","","","","","","","","","","","","","","","","","","","","","","","","","","","","","","","","","","","","","",""]
["","","","","","","","","","","","","","","","","","","","","","","","","","","","","","","","","","","","","","","","","","","","","","","","","","","","","","","","","","","","","","","","","","","","","","","","","","","","","","","","","","","","","","","","","","","","","","","","","","",null,"","","","","","","","","","","","","","","","","","","","","","","","","","","","","","","","","","","","","","","","","","","","","","","","","","","","","","","","","","","","","","","","","","","","","","","","","","","","","","","","","","","","","","","","","","",""]
["","","","","","","","","","","","","","","","","","","","","","","","","","","","","","","","","","","","","","","","","","","","","","","","","","","","","","","","","","","","","","","","","","","","","","","","","","","","","","","","","","","","","","","","","","","","","","","","","","",null,"","","","","","","","","","","","","","","","","","","","","","","","","","","","","","","","","","","","","","","","","","","","","","","","","","","","","","","","","","","","","","","","","","","","","","","","","","","","","","","","","","","","","","","","","","",""]
["","","","","","","","","","","","","","","","","","","","","","","","","","","","","","","","","","","","","","","","","","","","","","","","","","","","","","","","","","","","","","","","","","","","","","","","","","","","","","","","","","","","","","","","","","","","","","","","","","",null,"","","","","","","","","","","","","","","","","","","","","","","","","","","","","","","","","","","","","","","","","","","","","","","","","","","","","","","","","","","","","","","","","","","","","","","","","","","","","","","","","","","","","","","","","","",""]
["","","","","","","","","","","","","","","","","","","","","","","","","","","","","","","","","","","","","","","","","","","","","","","","","","","","","","","","","","","","","","","","","","","","","","","","","","","","","","","","","","","","","","","","","","","","","","","","","","",null,"","","","","","","","","","","","","","","","","","","","","","","","","","","","","","","","","","","","","","","","","","","","","","","","","","","","","","","","","","","","","","","","","","","","","","","","","","","","","","","","","","","","","","","","","","",""]
["","","","","","","","","","","","","","","","","","","","","","","","","","","","","","","","","","","","","","","","","","","","","","","","","","","","","","","","","","","","","","","","","","","","","","","","","","","","","","","","","","","","","","","","","","","","","","","","","","",null,"","","","","","","","","","","","","","","","","","","","","","","","","","","","","","","","","","","","","","","","","","","","","","","","","","","","","","","","","","","","","","","","","","","","","","","","","","","","","","","","","","","","","","","","","","",""]
["","","","","","","","","","","","","","","","","","","","","","","","","","","","","","","","","","","","","","","","","","","","","","","","","","","","","","","","","","","","","","","","","","","","","","","","","","","","","","","","","","","","","","","","","","","","","","","","","","",null,"","","","","","","","","","","","","","","","","","","","","","","","","","","","","","","","","","","","","","","","","","","","","","","","","","","","","","","","","","","","","","","","","","","","","","","","","","","","","","","","","","","","","","","","","","",""]
["","","","","","","","","","","","","","","","","","","","","","","","","","","","","","","","","","","","","","","","","","","","","","","","","","","","","","","","","","","","","","","","","","","","","","","","","","","","","","","","","","","","","","","","","","","","","","","","","","",null,"","","","","","","","","","","","","","","","","","","","","","","","","","","","","","","","","","","","","","","","","","","","","","","","","","","","","","","","","","","","","","","","","","","","","","","","","","","","","","","","","","","","","","","","","","",""]
["","","","","","","","","","","","","","","","","","","","","","","","","","","","","","","","","","","","","","","","","","","","","","","","","","","","","","","","","","","","","","","","","","","","","","","","","","","","","","","","","","","","","","","","","","","","","","","","","","",null,"","","","","","","","","","","","","","","","","","","","","","","","","","","","","","","","","","","","","","","","","","","","","","","","","","","","","","","","","","","","","","","","","","","","","","","","","","","","","","","","","","","","","","","","","","",""]
["","","","","","","","","","","","","","","","","","","","","","","","","","","","","","","","","","","","","","","","","","","","","","","","","","","","","","","","","","","","","","","","","","","","","","","","","","","","","","","","","","","","","","","","","","","","","","","","","","",null,"","","","","","","","","","","","","","","","","","","","","","","","","","","","","","","","","","","","","","","","","","","","","","","","","","","","","","","","","","","","","","","","","","","","","","","","","","","","","","","","","","","","","","","","","","",""]
["","","","","","","","","","","","","","","","","","","","","","","","","","","","","","","","","","","","","","","","","","","","","","","","","","","","","","","","","","","","","","","","","","","","","","","","","","","","","","","","","","","","","","","","","","","","","","","","","","",null,"","","","","","","","","","","","","","","","","","","","","","","","","","","","","","","","","","","","","","","","","","","","","","","","","","","","","","","","","","","","","","","","","","","","","","","","","","","","","","","","","","","","","","","","","","",""]
["","","","","","","","","","","","","","","","","","","","","","","","","","","","","","","","","","","","","","","","","","","","","","","","","","","","","","","","","","","","","","","","","","","","","","","","","","","","","","","","","","","","","","","","","","","","","","","","","","",null,"","","","","","","","","","","","","","","","","","","","","","","","",{"$f":"IFERROR($D190*AF190,\"\")","v":""},"","","","","","","","","","","","","","","","","","","","","","","","","","","","","","","","","","",{"$f":"IFERROR($D190*BO190,\"\")","v":""},"","","","","","","","","","","","","","","","","","","","","","","","","","","","","","",""]

{"sheet":"Combined scenario - output","index":7,"n_rows":175,"n_cols":43,"rows_kept":175,"cut":false,"hidden":false,"merged":[]}
[null,null,null,"Replacement expenditure forecast ($,000)",null,null,null,null,null,null,null,null,null,null,null,null,null,null,null,null,null,null,null,"Replacement quantity forecast (#)"]
[null,null,null,1,2,3,4,5,6,7,8,9,10,11,12,13,14,15,16,17,18,19,20,1,2,3,4,5,6,7,8,9,10,11,12,13,14,15,16,17,18,19,20]
[]
[]
["ID","Asset group",null,2020,2021,2022,2023,2024,2025,2026,2027,2028,2029,2030,2031,2032,2033,2034,2035,2036,2037,2038,2039,2020,2021,2022,2023,2024,2025,2026,2027,2028,2029,2030,2031,2032,2033,2034,2035,2036,2037,2038,2039]
[{"$f":"IFERROR(IF('Historical scenario - output'!A6=\"\",\"\",'Historical scenario - output'!A6),\"\")","v":1},{"$f":"IFERROR(IF('Historical scenario - output'!B6=\"\",\"\",'Historical scenario - output'!B6),\"\")","v":"OVERHEAD CONDUCTORS"},null,{"$f":"IFERROR(IF($A6=\"\",\"\",SUMIFS(D$21:D$175,$A$21:$A$175,$A6)),\"\")","v":12947.576203714078},{"$f":"IFERROR(IF($A6=\"\",\"\",SUMIFS(E$21:E$175,$A$21:$A$175,$A6)),\"\")","v":14602.161363873896},16346.946187188789,18173.052916809575,20071.428891842817,22033.350940156357,24050.897757028284,26117.354141789332,28227.514511392372,30377.85920829458,32566.585454868356,34793.48492571096,37059.671225755163,39367.172353471971,41718.414644482204,44115.634782733629,46560.264246608691,{"$f":"IFERROR(IF($A6=\"\",\"\",SUMIFS(U$21:U$175,$A$21:$A$175,$A6)),\"\")","v":49052.335093281836},51589.956518560524,54168.907708371218,{"$f":"IFERROR(IF($A6=\"\",\"\",SUMIFS(X$21:X$175,$A$21:$A$175,$A6)),\"\")","v":328.48428966170258},{"$f":"IFERROR(IF($A6=\"\",\"\",SUMIFS(Y$21:Y$175,$A$21:$A$175,$A6)),\"\")","v":376.26864047132494},427.70590948920795,482.60730646272009,540.74140880271045,601.84740170741009,665.65042467274372,731.87792151811561,800.27568176801651,870.62215614437196,942.7396556068245,1016.5012175587926,1091.8322438775358,1168.7064634757683,1247.1363078072964,1327.1583550315042,1408.8150306116552,{"$f":"IFERROR(IF($A6=\"\",\"\",SUMIFS(AO$21:AO$175,$A$21:$A$175,$A6)),\"\")","v":1492.1341798221263},1577.1083895596473,1663.6759891960594]
[{"$f":"IFERROR(IF('Historical scenario - output'!A7=\"\",\"\",'Historical scenario - output'!A7),\"\")","v":2},{"$f":"IFERROR(IF('Historical scenario - output'!B7=\"\",\"\",'Historical scenario - output'!B7),\"\")","v":"POLES"},null,{"$f":"IFERROR(IF($A7=\"\",\"\",SUMIFS(D$21:D$175,$A$21:$A$175,$A7)),\"\")","v":31482.946726929556},34554.601662389359,37686.599817677561,40872.763667555948,44111.406027108889,47403.793131133622,50752.077293179966,54157.073629732229,57616.273481319557,61122.43228940697,64662.955816769041,68220.159832918551,71772.324608044262,75295.337198082852,78764.636114004155,82157.15664089637,85453.016279950069,88636.758536890891,91698.061533854852,94631.890859714666,5321.2819812059161,5839.1445161732872,6365.9348459241155,6900.5082754914692,7442.5378889816766,7992.2441963635811,8550.0278110627514,9116.0715606366466,9689.9820368394667,10270.531195630072,10855.538679586822,11441.909314428276,12025.813025640748,12602.971634223097,13169.002985518335,13719.769787664245,14251.687572113644,14761.959771217696,15248.723046554614,15711.098300688853]
[{"$f":"IFERROR(IF('Historical scenario - output'!A8=\"\",\"\",'Historical scenario - output'!A8),\"\")","v":3},{"$f":"IFERROR(IF('Historical scenario - output'!B8=\"\",\"\",'Historical scenario - output'!B8),\"\")","v":"SERVICE LINES"},null,3846.0410530901054,3822.5517317754643,3806.3019820790987,3799.8060855993508,3804.9030992635808,3822.7166969643408,3853.6492853685454,3897.4101087016234,3953.075292208971,4019.1758611793898,4093.8079472871345,4174.7579071345717,4259.6341469021054,4345.9972178038743,4431.4802692853391,4513.8931664883276,4591.3053467390018,4662.1045870565476,4725.0310246513291,4779.1877615124495,5959.0778047336062,5966.1803861312528,5979.155150102436,6002.4788508226147,6039.6924996099597,6093.253466989313,6164.4563258825374,6253.4257046539442,6359.1789538576004,6479.7511586836317,6612.370510190296,6753.6687490648847,6899.9096278998595,7047.2182229157161,7191.7953853620947,7330.1043969214024,7459.0205828280359,7575.9387599525617,7678.8374593620038,7766.3024213245062]
[{"$f":"IFERROR(IF('Historical scenario - output'!A9=\"\",\"\",'Historical scenario - output'!A9),\"\")","v":4},{"$f":"IFERROR(IF('Historical scenario - output'!B9=\"\",\"\",'Historical scenario - output'!B9),\"\")","v":"SWITCHGEAR"},null,9262.2477993259381,9003.548894505815,8828.7434839532561,8724.02241558079,8677.9816205961652,8681.4743420946725,8727.3034269603431,8809.8378720585988,8924.6227360951852,9068.0336986289494,9237.0096199842556,9428.8802100897174,9641.2923738254976,9872.2283834239934,10120.101689924197,10383.911540030625,10663.435000447596,10959.433795007204,11273.852855040937,11609.987182376566,1890.4334523804657,1744.1880764306402,1627.9278736940303,1536.8590456962741,1466.7514438882276,1413.9678689074221,1375.4349755849637,1348.5811190994636,1331.262615464472,1321.6943618458838,1318.3948008464761,1320.1497455785984,1325.9952010679654,1335.2162953453671,1347.3577707139782,1362.2409720298749,1379.9825560725053,1401.0108251302236,1426.0762678635137,1456.2532728181554]
[{"$f":"IFERROR(IF('Historical scenario - output'!A10=\"\",\"\",'Historical scenario - output'!A10),\"\")","v":5},{"$f":"IFERROR(IF('Historical scenario - output'!B10=\"\",\"\",'Historical scenario - output'!B10),\"\")","v":"TRANSFORMERS"},null,14040.541073941737,14070.370872041665,14340.021592485049,14756.189989916016,15271.250264068422,15859.7030722656,16507.778529585452,17208.273721336733,17957.51309814458,18753.247989968029,19593.069446400146,20473.208892668859,21387.725756415628,22328.130224745037,23283.493722136562,24241.069219637742,25187.38574683508,26109.709586819692,26997.694989279669,27844.99691294528,813.87302469997701,847.60231510436552,884.43370862486381,922.76282929684555,961.87341239838372,1001.5218783733794,1041.7288591272679,1082.6519007246018,1124.4928321680043,1167.424903537458,1211.5366934004642,1256.7936798920953,1303.0190234231216,1349.8943583905718,1396.9799678450795,1443.7519852019966,1489.6525171637727,1534.1471155267245,1576.7831145584232,1617.2421943766944]
[{"$f":"IFERROR(IF('Historical scenario - output'!A11=\"\",\"\",'Historical scenario - output'!A11),\"\")","v":6},{"$f":"IFERROR(IF('Historical scenario - output'!B11=\"\",\"\",'Historical scenario - output'!B11),\"\")","v":"UNDERGROUND CABLES"},null,159.73529491752862,179.33437414537727,201.72304818455279,226.97203141358429,255.14602869488448,286.31789672592453,320.58494961826602,358.08676076359114,399.02353666532019,443.67388299136115,492.41063712395521,545.71351366854412,604.17771246524774,668.51846850705317,739.57283637720911,818.30179481464211,905.79794964839334,1003.3065382823067,1112.2698371914382,1234.4070960350759,0.8208561520971549,0.9096615399594925,1.0148088206531372,1.1375769458785281,1.2794554354641881,1.4422296564211672,1.6280624745823922,1.8395669335916962,2.0798641581641406,2.3526205698880549,2.6620591331923196,3.0129411728118956,3.4105187779398207,3.8604633030408899,4.3687831850483247,4.9417541487577505,5.5858964469531331,6.3080462462633005,7.1155803293764608,8.0168631555674406]
[{"$f":"IFERROR(IF('Historical scenario - output'!A12=\"\",\"\",'Historical scenario - output'!A12),\"\")","v":""},{"$f":"IFERROR(IF('Historical scenario - output'!B12=\"\",\"\",'Historical scenario - output'!B12),\"\")","v":""},null,"","","","","","","","","","","","","","","","","","","","","","","","","","","","","","","","","","","","","","","",""]
[{"$f":"IFERROR(IF('Historical scenario - output'!A13=\"\",\"\",'Historical scenario - output'!A13),\"\")","v":""},{"$f":"IFERROR(IF('Historical scenario - output'!B13=\"\",\"\",'Historical scenario - output'!B13),\"\")","v":""},null,"","","","","","","","","","","","","","","","","","","","","","","","","","","","","","","","","","","","","","","",""]
[{"$f":"IFERROR(IF('Historical scenario - output'!A14=\"\",\"\",'Historical scenario - output'!A14),\"\")","v":""},{"$f":"IFERROR(IF('Historical scenario - output'!B14=\"\",\"\",'Historical scenario - output'!B14),\"\")","v":""},null,"","","","","","","","","","","","","","","","","","","","","","","","","","","","","","","","","","","","","","","",""]
[{"$f":"IFERROR(IF('Historical scenario - output'!A15=\"\",\"\",'Historical scenario - output'!A15),\"\")","v":""},{"$f":"IFERROR(IF('Historical scenario - output'!B15=\"\",\"\",'Historical scenario - output'!B15),\"\")","v":""},null,"","","","","","","","","","","","","","","","","","","","","","","","","","","","","","","","","","","","","","","",""]
[{"$f":"IFERROR(IF('Historical scenario - output'!A16=\"\",\"\",'Historical scenario - output'!A16),\"\")","v":""},{"$f":"IFERROR(IF('Historical scenario - output'!B16=\"\",\"\",'Historical scenario - output'!B16),\"\")","v":""},null,"","","","","","","","","","","","","","","","","","","","","","","","","","","","","","","","","","","","","","","",""]
[{"$f":"IFERROR(IF('Historical scenario - output'!A17=\"\",\"\",'Historical scenario - output'!A17),\"\")","v":""},{"$f":"IFERROR(IF('Historical scenario - output'!B17=\"\",\"\",'Historical scenario - output'!B17),\"\")","v":""},null,"","","","","","","","","","","","","","","","","","","","","","","","","","","","","","","","","","","","","","","",""]
[null,null,"Total",{"$f":"IFERROR(SUM(D$6:D$17),\"\")","v":71739.088151918942},{"$f":"IFERROR(SUM(E$6:E$17),\"\")","v":76232.568898731581},81210.336111568307,86552.807106875262,92192.115931574765,98087.356079340534,104212.29124174085,110548.0362343821,117078.022655826,123784.42293046929,130645.83892243289,137636.20528219119,144724.82582340791,151877.38384603476,159057.69927620969,166229.96714460134,173361.20457022885,180423.64813733849,187396.86675857875,194269.37752095523]
[]
["ID","Asset group","Asset category"]
[{"$f":"IFERROR('Combined scenario - input'!A6,\"\")","v":1},{"$f":"IFERROR('Combined scenario - input'!B6,\"\")","v":"OVERHEAD CONDUCTORS"},{"$f":"IFERROR('Combined scenario - input'!C6,\"\")","v":"˂ = 1 kv"},{"$f":"IFERROR(repcalc('Combined scenario - input'!$CV6:$GH6,'Combined scenario - input'!$G6,'Combined scenario - input'!$E6,'Combined scenario - input'!$F6,20,TRUE,TRUE),\"\")","v":7818.4831990904286},8529.4244776479482,9223.9780347638789,9893.5432891722339,10531.11928346754,11131.642678390275,11692.180640268603,12211.962800766471,12692.251675868227,13136.066099496473,13547.785596493697,13932.67369020445,14296.363872227323,14644.352903294237,14981.542433581935,15311.862361427155,15637.999053751908,15961.239933005136,16281.434430960913,16597.061194784786,{"$f":"IFERROR(IF(OR(D21=\"\",'Combined scenario - input'!$D6=\"\"),\"\",D21/'Combined scenario - input'!$D6),\"\")","v":132.46184209363102},{"$f":"IFERROR(IF(OR(E21=\"\",'Combined scenario - input'!$D6=\"\"),\"\",E21/'Combined scenario - input'!$D6),\"\")","v":144.50670923475195},{"$f":"IFERROR(IF(OR(F21=\"\",'Combined scenario - input'!$D6=\"\"),\"\",F21/'Combined scenario - input'!$D6),\"\")","v":156.27393329414025},{"$f":"IFERROR(IF(OR(G21=\"\",'Combined scenario - input'!$D6=\"\"),\"\",G21/'Combined scenario - input'!$D6),\"\")","v":167.61780201424435},{"$f":"IFERROR(IF(OR(H21=\"\",'Combined scenario - input'!$D6=\"\"),\"\",H21/'Combined scenario - input'!$D6),\"\")","v":178.41970418995788},{"$f":"IFERROR(IF(OR(I21=\"\",'Combined scenario - input'!$D6=\"\"),\"\",I21/'Combined scenario - input'!$D6),\"\")","v":188.5938560153453},{"$f":"IFERROR(IF(OR(J21=\"\",'Combined scenario - input'!$D6=\"\"),\"\",J21/'Combined scenario - input'!$D6),\"\")","v":198.09056900981085},{"$f":"IFERROR(IF(OR(K21=\"\",'Combined scenario - input'!$D6=\"\"),\"\",K21/'Combined scenario - input'!$D6),\"\")","v":206.89679148464649},{"$f":"IFERROR(IF(OR(L21=\"\",'Combined scenario - input'!$D6=\"\"),\"\",L21/'Combined scenario - input'!$D6),\"\")","v":215.03391316324237},{"$f":"IFERROR(IF(OR(M21=\"\",'Combined scenario - input'!$D6=\"\"),\"\",M21/'Combined scenario - input'!$D6),\"\")","v":222.55307955453932},{"$f":"IFERROR(IF(OR(N21=\"\",'Combined scenario - input'!$D6=\"\"),\"\",N21/'Combined scenario - input'!$D6),\"\")","v":229.52848918443533},{"$f":"IFERROR(IF(OR(O21=\"\",'Combined scenario - input'!$D6=\"\"),\"\",O21/'Combined scenario - input'!$D6),\"\")","v":236.04931740579207},{"$f":"IFERROR(IF(OR(P21=\"\",'Combined scenario - input'!$D6=\"\"),\"\",P21/'Combined scenario - input'!$D6),\"\")","v":242.21100762567031},{"$f":"IFERROR(IF(OR(Q21=\"\",'Combined scenario - input'!$D6=\"\"),\"\",Q21/'Combined scenario - input'!$D6),\"\")","v":248.10668673755529},{"$f":"IFERROR(IF(OR(R21=\"\",'Combined scenario - input'!$D6=\"\"),\"\",R21/'Combined scenario - input'!$D6),\"\")","v":253.81939918819927},{"$f":"IFERROR(IF(OR(S21=\"\",'Combined scenario - input'!$D6=\"\"),\"\",S21/'Combined scenario - input'!$D6),\"\")","v":259.41572586799612},{"$f":"IFERROR(IF(OR(T21=\"\",'Combined scenario - input'!$D6=\"\"),\"\",T21/'Combined scenario - input'!$D6),\"\")","v":264.94117958319833},{"$f":"IFERROR(IF(OR(U21=\"\",'Combined scenario - input'!$D6=\"\"),\"\",U21/'Combined scenario - input'!$D6),\"\")","v":270.41757202602264},{"$f":"IFERROR(IF(OR(V21=\"\",'Combined scenario - input'!$D6=\"\"),\"\",V21/'Combined scenario - input'!$D6),\"\")","v":275.84235224840671},{"$f":"IFERROR(IF(OR(W21=\"\",'Combined scenario - input'!$D6=\"\"),\"\",W21/'Combined scenario - input'!$D6),\"\")","v":281.18974527663823}]
[{"$f":"IFERROR('Combined scenario - input'!A7,\"\")","v":1},{"$f":"IFERROR('Combined scenario - input'!B7,\"\")","v":"OVERHEAD CONDUCTORS"},{"$f":"IFERROR('Combined scenario - input'!C7,\"\")","v":"˃ 11 kv & < = 22 kv ; multiple-phase"},{"$f":"IFERROR(repcalc('Combined scenario - input'!$CV7:$GH7,'Combined scenario - input'!$G7,'Combined scenario - input'!$E7,'Combined scenario - input'!$F7,20,TRUE,TRUE),\"\")","v":684.07684151473336},804.47487308734401,937.09743245031814,1081.5776714169594,1237.3153513448224,1403.5075643318473,1579.1926210397219,1763.3032988530806,1954.7242845738408,2152.3477879187094,2355.1211194191815,2562.0806174573386,2772.3676735681674,2985.2246320928625,3199.970813934473,3415.9615355604619,3632.5354183426921,3848.9571656795706,4064.3640336553258,4277.7242407459344,{"$f":"IFERROR(IF(OR(D22=\"\",'Combined scenario - input'!$D7=\"\"),\"\",D22/'Combined scenario - input'!$D7),\"\")","v":24.355405785538938},{"$f":"IFERROR(IF(OR(E22=\"\",'Combined scenario - input'!$D7=\"\"),\"\",E22/'Combined scenario - input'!$D7),\"\")","v":28.64197527126813},{"$f":"IFERROR(IF(OR(F22=\"\",'Combined scenario - input'!$D7=\"\"),\"\",F22/'Combined scenario - input'!$D7),\"\")","v":33.363778515549413},{"$f":"IFERROR(IF(OR(G22=\"\",'Combined scenario - input'!$D7=\"\"),\"\",G22/'Combined scenario - input'!$D7),\"\")","v":38.507754505487085},{"$f":"IFERROR(IF(OR(H22=\"\",'Combined scenario - input'!$D7=\"\"),\"\",H22/'Combined scenario - input'!$D7),\"\")","v":44.052532753414063},{"$f":"IFERROR(IF(OR(I22=\"\",'Combined scenario - input'!$D7=\"\"),\"\",I22/'Combined scenario - input'!$D7),\"\")","v":49.969527073427933},{"$f":"IFERROR(IF(OR(J22=\"\",'Combined scenario - input'!$D7=\"\"),\"\",J22/'Combined scenario - input'!$D7),\"\")","v":56.224498133551954},{"$f":"IFERROR(IF(OR(K22=\"\",'Combined scenario - input'!$D7=\"\"),\"\",K22/'Combined scenario - input'!$D7),\"\")","v":62.779449266915812},{"$f":"IFERROR(IF(OR(L22=\"\",'Combined scenario - input'!$D7=\"\"),\"\",L22/'Combined scenario - input'!$D7),\"\")","v":69.59467162230753},{"$f":"IFERROR(IF(OR(M22=\"\",'Combined scenario - input'!$D7=\"\"),\"\",M22/'Combined scenario - input'!$D7),\"\")","v":76.630724189247744},{"$f":"IFERROR(IF(OR(N22=\"\",'Combined scenario - input'!$D7=\"\"),\"\",N22/'Combined scenario - input'!$D7),\"\")","v":83.85012772912512},{"$f":"IFERROR(IF(OR(O22=\"\",'Combined scenario - input'!$D7=\"\"),\"\",O22/'Combined scenario - input'!$D7),\"\")","v":91.218572690263599},{"$f":"IFERROR(IF(OR(P22=\"\",'Combined scenario - input'!$D7=\"\"),\"\",P22/'Combined scenario - input'!$D7),\"\")","v":98.705489761867639},{"$f":"IFERROR(IF(OR(Q22=\"\",'Combined scenario - input'!$D7=\"\"),\"\",Q22/'Combined scenario - input'!$D7),\"\")","v":106.2839038880721},{"$f":"IFERROR(IF(OR(R22=\"\",'Combined scenario - input'!$D7=\"\"),\"\",R22/'Combined scenario - input'!$D7),\"\")","v":113.9295806340739},{"$f":"IFERROR(IF(OR(S22=\"\",'Combined scenario - input'!$D7=\"\"),\"\",S22/'Combined scenario - input'!$D7),\"\")","v":121.61956712662065},{"$f":"IFERROR(IF(OR(T22=\"\",'Combined scenario - input'!$D7=\"\"),\"\",T22/'Combined scenario - input'!$D7),\"\")","v":129.33031609165099},{"$f":"IFERROR(IF(OR(U22=\"\",'Combined scenario - input'!$D7=\"\"),\"\",U22/'Combined scenario - input'!$D7),\"\")","v":137.03564852993898},{"$f":"IFERROR(IF(OR(V22=\"\",'Combined scenario - input'!$D7=\"\"),\"\",V22/'Combined scenario - input'!$D7),\"\")","v":144.70484789491783},{"$f":"IFERROR(IF(OR(W22=\"\",'Combined scenario - input'!$D7=\"\"),\"\",W22/'Combined scenario - input'!$D7),\"\")","v":152.30117934018642}]
[{"$f":"IFERROR('Combined scenario - input'!A8,\"\")","v":1},{"$f":"IFERROR('Combined scenario - input'!B8,\"\")","v":"OVERHEAD CONDUCTORS"},{"$f":"IFERROR('Combined scenario - input'!C8,\"\")","v":"˃ 11 kv & < = 22 kv ; single-phase"},{"$f":"IFERROR(repcalc('Combined scenario - input'!$CV8:$GH8,'Combined scenario - input'!$G8,'Combined scenario - input'!$E8,'Combined scenario - input'!$F8,20,TRUE,TRUE),\"\")","v":99.534094395036703},117.95285125215794,138.5281091096673,161.29527000645675,186.26699189665533,213.43785675693195,242.79086042017914,274.30513382458093,307.96406817415175,343.76284544743135,381.71430278396048,421.85210779913285,464.23040183273969,508.91937313267414,555.99662815030058,605.5346965280761,657.58548184001074,712.16289738540047,769.22524733884052,828.65908057154297,{"$f":"IFERROR(IF(OR(D23=\"\",'Combined scenario - input'!$D8=\"\"),\"\",D23/'Combined scenario - input'!$D8),\"\")","v":3.5437440816143231},{"$f":"IFERROR(IF(OR(E23=\"\",'Combined scenario - input'!$D8=\"\"),\"\",E23/'Combined scenario - input'!$D8),\"\")","v":4.1995129515661995},{"$f":"IFERROR(IF(OR(F23=\"\",'Combined scenario - input'!$D8=\"\"),\"\",F23/'Combined scenario - input'!$D8),\"\")","v":4.9320604138543906},{"$f":"IFERROR(IF(OR(G23=\"\",'Combined scenario - input'!$D8=\"\"),\"\",G23/'Combined scenario - input'!$D8),\"\")","v":5.7426468985512544},{"$f":"IFERROR(IF(OR(H23=\"\",'Combined scenario - input'!$D8=\"\"),\"\",H23/'Combined scenario - input'!$D8),\"\")","v":6.6317230708314012},{"$f":"IFERROR(IF(OR(I23=\"\",'Combined scenario - input'!$D8=\"\"),\"\",I23/'Combined scenario - input'!$D8),\"\")","v":7.5990960310835947},{"$f":"IFERROR(IF(OR(J23=\"\",'Combined scenario - input'!$D8=\"\"),\"\",J23/'Combined scenario - input'!$D8),\"\")","v":8.6441603745275302},{"$f":"IFERROR(IF(OR(K23=\"\",'Combined scenario - input'!$D8=\"\"),\"\",K23/'Combined scenario - input'!$D8),\"\")","v":9.7661730933049604},{"$f":"IFERROR(IF(OR(L23=\"\",'Combined scenario - input'!$D8=\"\"),\"\",L23/'Combined scenario - input'!$D8),\"\")","v":10.96454285915963},{"$f":"IFERROR(IF(OR(M23=\"\",'Combined scenario - input'!$D8=\"\"),\"\",M23/'Combined scenario - input'!$D8),\"\")","v":12.239098134538112},{"$f":"IFERROR(IF(OR(N23=\"\",'Combined scenario - input'!$D8=\"\"),\"\",N23/'Combined scenario - input'!$D8),\"\")","v":13.590295964210334},{"$f":"IFERROR(IF(OR(O23=\"\",'Combined scenario - input'!$D8=\"\"),\"\",O23/'Combined scenario - input'!$D8),\"\")","v":15.019335027016128},{"$f":"IFERROR(IF(OR(P23=\"\",'Combined scenario - input'!$D8=\"\"),\"\",P23/'Combined scenario - input'!$D8),\"\")","v":16.528142934329487},{"$f":"IFERROR(IF(OR(Q23=\"\",'Combined scenario - input'!$D8=\"\"),\"\",Q23/'Combined scenario - input'!$D8),\"\")","v":18.119218620707283},{"$f":"IFERROR(IF(OR(R23=\"\",'Combined scenario - input'!$D8=\"\"),\"\",R23/'Combined scenario - input'!$D8),\"\")","v":19.795325133368546},{"$f":"IFERROR(IF(OR(S23=\"\",'Combined scenario - input'!$D8=\"\"),\"\",S23/'Combined scenario - input'!$D8),\"\")","v":21.559044768286945},{"$f":"IFERROR(IF(OR(T23=\"\",'Combined scenario - input'!$D8=\"\"),\"\",T23/'Combined scenario - input'!$D8),\"\")","v":23.41222546494825},{"$f":"IFERROR(IF(OR(U23=\"\",'Combined scenario - input'!$D8=\"\"),\"\",U23/'Combined scenario - input'!$D8),\"\")","v":25.35536258298109},{"$f":"IFERROR(IF(OR(V23=\"\",'Combined scenario - input'!$D8=\"\"),\"\",V23/'Combined scenario - input'!$D8),\"\")","v":27.386971612626233},{"$f":"IFERROR(IF(OR(W23=\"\",'Combined scenario - input'!$D8=\"\"),\"\",W23/'Combined scenario - input'!$D8),\"\")","v":29.503013317191584}]
[{"$f":"IFERROR('Combined scenario - input'!A9,\"\")","v":1},{"$f":"IFERROR('Combined scenario - input'!B9,\"\")","v":"OVERHEAD CONDUCTORS"},{"$f":"IFERROR('Combined scenario - input'!C9,\"\")","v":"˃ 11 kv & < = 22 kv ; swer"},{"$f":"IFERROR(repcalc('Combined scenario - input'!$CV9:$GH9,'Combined scenario - input'!$G9,'Combined scenario - input'!$E9,'Combined scenario - input'!$F9,20,TRUE,TRUE),\"\")","v":951.42139698582264},1136.2824913377353,1345.5363475241043,1580.4374944296487,1842.1386734410908,2131.7318135183723,2450.302739471399,2798.9937804581305,3179.066351607481,3591.9541760713496,4039.2973987720752,4522.9486186670174,5044.9438901505773,5607.4348980341238,6212.5824961624858,6862.4161623574473,7558.6681024206619,8302.5941437702095,9094.7956633556387,9935.0572093753181,{"$f":"IFERROR(IF(OR(D24=\"\",'Combined scenario - input'!$D9=\"\"),\"\",D24/'Combined scenario - input'!$D9),\"\")","v":57.010648936486099},{"$f":"IFERROR(IF(OR(E24=\"\",'Combined scenario - input'!$D9=\"\"),\"\",E24/'Combined scenario - input'!$D9),\"\")","v":68.087813046416841},{"$f":"IFERROR(IF(OR(F24=\"\",'Combined scenario - input'!$D9=\"\"),\"\",F24/'Combined scenario - input'!$D9),\"\")","v":80.626629360030606},{"$f":"IFERROR(IF(OR(G24=\"\",'Combined scenario - input'!$D9=\"\"),\"\",G24/'Combined scenario - input'!$D9),\"\")","v":94.702271198059918},{"$f":"IFERROR(IF(OR(H24=\"\",'Combined scenario - input'!$D9=\"\"),\"\",H24/'Combined scenario - input'!$D9),\"\")","v":110.38381261614529},{"$f":"IFERROR(IF(OR(I24=\"\",'Combined scenario - input'!$D9=\"\"),\"\",I24/'Combined scenario - input'!$D9),\"\")","v":127.73668369479159},{"$f":"IFERROR(IF(OR(J24=\"\",'Combined scenario - input'!$D9=\"\"),\"\",J24/'Combined scenario - input'!$D9),\"\")","v":146.8259487443456},{"$f":"IFERROR(IF(OR(K24=\"\",'Combined scenario - input'!$D9=\"\"),\"\",K24/'Combined scenario - input'!$D9),\"\")","v":167.72005790351628},{"$f":"IFERROR(IF(OR(L24=\"\",'Combined scenario - input'!$D9=\"\"),\"\",L24/'Combined scenario - input'!$D9),\"\")","v":190.49459712749186},{"$f":"IFERROR(IF(OR(M24=\"\",'Combined scenario - input'!$D9=\"\"),\"\",M24/'Combined scenario - input'!$D9),\"\")","v":215.23547733602248},{"$f":"IFERROR(IF(OR(N24=\"\",'Combined scenario - input'!$D9=\"\"),\"\",N24/'Combined scenario - input'!$D9),\"\")","v":242.04097856219201},{"$f":"IFERROR(IF(OR(O24=\"\",'Combined scenario - input'!$D9=\"\"),\"\",O24/'Combined scenario - input'!$D9),\"\")","v":271.02211141508775},{"$f":"IFERROR(IF(OR(P24=\"\",'Combined scenario - input'!$D9=\"\"),\"\",P24/'Combined scenario - input'!$D9),\"\")","v":302.3008794387361},{"$f":"IFERROR(IF(OR(Q24=\"\",'Combined scenario - input'!$D9=\"\"),\"\",Q24/'Combined scenario - input'!$D9),\"\")","v":336.00621493147668},{"$f":"IFERROR(IF(OR(R24=\"\",'Combined scenario - input'!$D9=\"\"),\"\",R24/'Combined scenario - input'!$D9),\"\")","v":372.26759961438592},{"$f":"IFERROR(IF(OR(S24=\"\",'Combined scenario - input'!$D9=\"\"),\"\",S24/'Combined scenario - input'!$D9),\"\")","v":411.20664295303675},{"$f":"IFERROR(IF(OR(T24=\"\",'Combined scenario - input'!$D9=\"\"),\"\",T24/'Combined scenario - input'!$D9),\"\")","v":452.92714141149509},{"$f":"IFERROR(IF(OR(U24=\"\",'Combined scenario - input'!$D9=\"\"),\"\",U24/'Combined scenario - input'!$D9),\"\")","v":497.50434612063083},{"$f":"IFERROR(IF(OR(V24=\"\",'Combined scenario - input'!$D9=\"\"),\"\",V24/'Combined scenario - input'!$D9),\"\")","v":544.97429252200311},{"$f":"IFERROR(IF(OR(W24=\"\",'Combined scenario - input'!$D9=\"\"),\"\",W24/'Combined scenario - input'!$D9),\"\")","v":595.32407040877354}]
[{"$f":"IFERROR('Combined scenario - input'!A10,\"\")","v":1},{"$f":"IFERROR('Combined scenario - input'!B10,\"\")","v":"OVERHEAD CONDUCTORS"},{"$f":"IFERROR('Combined scenario - input'!C10,\"\")","v":"> 1 kv & < = 11 kv"},{"$f":"IFERROR(repcalc('Combined scenario - input'!$CV10:$GH10,'Combined scenario - input'!$G10,'Combined scenario - input'!$E10,'Combined scenario - input'!$F10,20,TRUE,TRUE),\"\")","v":3156.9849601736069},3709.7628772287339,4314.6061058990517,4967.5537227442019,5662.976242036194,6393.6963200723249,7151.2081364752239,7925.98624911562,8707.8661334916051,9486.471220111478,10251.655986106714,10993.932288907272,11704.847074959587,12377.283873533604,13005.667681347326,13586.062152010227,14116.158327069485,14595.16424150356,15023.613396244707,15403.116308779398,{"$f":"IFERROR(IF(OR(D25=\"\",'Combined scenario - input'!$D10=\"\"),\"\",D25/'Combined scenario - input'!$D10),\"\")","v":109.07205974661045},{"$f":"IFERROR(IF(OR(E25=\"\",'Combined scenario - input'!$D10=\"\"),\"\",E25/'Combined scenario - input'!$D10),\"\")","v":128.17022674970195},{"$f":"IFERROR(IF(OR(F25=\"\",'Combined scenario - input'!$D10=\"\"),\"\",F25/'Combined scenario - input'!$D10),\"\")","v":149.06722106773438},{"$f":"IFERROR(IF(OR(G25=\"\",'Combined scenario - input'!$D10=\"\"),\"\",G25/'Combined scenario - input'!$D10),\"\")","v":171.62619501736788},{"$f":"IFERROR(IF(OR(H25=\"\",'Combined scenario - input'!$D10=\"\"),\"\",H25/'Combined scenario - input'!$D10),\"\")","v":195.65265302405516},{"$f":"IFERROR(IF(OR(I25=\"\",'Combined scenario - input'!$D10=\"\"),\"\",I25/'Combined scenario - input'!$D10),\"\")","v":220.89862188835468},{"$f":"IFERROR(IF(OR(J25=\"\",'Combined scenario - input'!$D10=\"\"),\"\",J25/'Combined scenario - input'!$D10),\"\")","v":247.07023028680484},{"$f":"IFERROR(IF(OR(K25=\"\",'Combined scenario - input'!$D10=\"\"),\"\",K25/'Combined scenario - input'!$D10),\"\")","v":273.8383795362812},{"$f":"IFERROR(IF(OR(L25=\"\",'Combined scenario - input'!$D10=\"\"),\"\",L25/'Combined scenario - input'!$D10),\"\")","v":300.8518910161207},{"$f":"IFERROR(IF(OR(M25=\"\",'Combined scenario - input'!$D10=\"\"),\"\",M25/'Combined scenario - input'!$D10),\"\")","v":327.7522600701904},{"$f":"IFERROR(IF(OR(N25=\"\",'Combined scenario - input'!$D10=\"\"),\"\",N25/'Combined scenario - input'!$D10),\"\")","v":354.18896457360336},{"$f":"IFERROR(IF(OR(O25=\"\",'Combined scenario - input'!$D10=\"\"),\"\",O25/'Combined scenario - input'!$D10),\"\")","v":379.83419452208665},{"$f":"IFERROR(IF(OR(P25=\"\",'Combined scenario - input'!$D10=\"\"),\"\",P25/'Combined scenario - input'!$D10),\"\")","v":404.39590165634644},{"$f":"IFERROR(IF(OR(Q25=\"\",'Combined scenario - input'!$D10=\"\"),\"\",Q25/'Combined scenario - input'!$D10),\"\")","v":427.62821590400489},{"$f":"IFERROR(IF(OR(R25=\"\",'Combined scenario - input'!$D10=\"\"),\"\",R25/'Combined scenario - input'!$D10),\"\")","v":449.33852402846668},{"$f":"IFERROR(IF(OR(S25=\"\",'Combined scenario - input'!$D10=\"\"),\"\",S25/'Combined scenario - input'!$D10),\"\")","v":469.39082746967949},{"$f":"IFERROR(IF(OR(T25=\"\",'Combined scenario - input'!$D10=\"\"),\"\",T25/'Combined scenario - input'!$D10),\"\")","v":487.70535300810127},{"$f":"IFERROR(IF(OR(U25=\"\",'Combined scenario - input'!$D10=\"\"),\"\",U25/'Combined scenario - input'!$D10),\"\")","v":504.25473869641962},{"$f":"IFERROR(IF(OR(V25=\"\",'Combined scenario - input'!$D10=\"\"),\"\",V25/'Combined scenario - input'!$D10),\"\")","v":519.05741669262432},{"$f":"IFERROR(IF(OR(W25=\"\",'Combined scenario - input'!$D10=\"\"),\"\",W25/'Combined scenario - input'!$D10),\"\")","v":532.1690294725978}]
[{"$f":"IFERROR('Combined scenario - input'!A11,\"\")","v":1},{"$f":"IFERROR('Combined scenario - input'!B11,\"\")","v":"OVERHEAD CONDUCTORS"},{"$f":"IFERROR('Combined scenario - input'!C11,\"\")","v":"> 22 kv & < = 66 kv"},{"$f":"IFERROR(repcalc('Combined scenario - input'!$CV11:$GH11,'Combined scenario - input'!$G11,'Combined scenario - input'!$E11,'Combined scenario - input'!$F11,20,TRUE,TRUE),\"\")","v":81.706367373272116},107.55644455260585,140.22863275417782,181.08527888908478,231.63528590500204,293.51686851554797,368.47055774624977,458.30194978067516,564.83432324395278,689.8519949282794,835.03609663991858,1001.8952669566194,1191.6944797855292,1405.3857899416525,1643.5450824905552,1906.3189013151566,2193.3850644223385,2503.9300464166436,2836.6450618384779,3189.7414987605353,{"$f":"IFERROR(IF(OR(D26=\"\",'Combined scenario - input'!$D11=\"\"),\"\",D26/'Combined scenario - input'!$D11),\"\")","v":1.5679108635175327},{"$f":"IFERROR(IF(OR(E26=\"\",'Combined scenario - input'!$D11=\"\"),\"\",E26/'Combined scenario - input'!$D11),\"\")","v":2.0639629844872682},{"$f":"IFERROR(IF(OR(F26=\"\",'Combined scenario - input'!$D11=\"\"),\"\",F26/'Combined scenario - input'!$D11),\"\")","v":2.6909285498771145},{"$f":"IFERROR(IF(OR(G26=\"\",'Combined scenario - input'!$D11=\"\"),\"\",G26/'Combined scenario - input'!$D11),\"\")","v":3.4749504245635601},{"$f":"IFERROR(IF(OR(H26=\"\",'Combined scenario - input'!$D11=\"\"),\"\",H26/'Combined scenario - input'!$D11),\"\")","v":4.4449838221940992},{"$f":"IFERROR(IF(OR(I26=\"\",'Combined scenario - input'!$D11=\"\"),\"\",I26/'Combined scenario - input'!$D11),\"\")","v":5.6324653948783778},{"$f":"IFERROR(IF(OR(J26=\"\",'Combined scenario - input'!$D11=\"\"),\"\",J26/'Combined scenario - input'!$D11),\"\")","v":7.0707952017665736},{"$f":"IFERROR(IF(OR(K26=\"\",'Combined scenario - input'!$D11=\"\"),\"\",K26/'Combined scenario - input'!$D11),\"\")","v":8.7946218750565688},{"$f":"IFERROR(IF(OR(L26=\"\",'Combined scenario - input'!$D11=\"\"),\"\",L26/'Combined scenario - input'!$D11),\"\")","v":10.838933365571078},{"$f":"IFERROR(IF(OR(M26=\"\",'Combined scenario - input'!$D11=\"\"),\"\",M26/'Combined scenario - input'!$D11),\"\")","v":13.237969962927444},{"$f":"IFERROR(IF(OR(N26=\"\",'Combined scenario - input'!$D11=\"\"),\"\",N26/'Combined scenario - input'!$D11),\"\")","v":16.0239918802129},{"$f":"IFERROR(IF(OR(O26=\"\",'Combined scenario - input'!$D11=\"\"),\"\",O26/'Combined scenario - input'!$D11),\"\")","v":19.225949257927123},{"$f":"IFERROR(IF(OR(P26=\"\",'Combined scenario - input'!$D11=\"\"),\"\",P26/'Combined scenario - input'!$D11),\"\")","v":22.868116413909039},{"$f":"IFERROR(IF(OR(Q26=\"\",'Combined scenario - input'!$D11=\"\"),\"\",Q26/'Combined scenario - input'!$D11),\"\")","v":26.968762880082519},{"$f":"IFERROR(IF(OR(R26=\"\",'Combined scenario - input'!$D11=\"\"),\"\",R26/'Combined scenario - input'!$D11),\"\")","v":31.538939648915662},{"$f":"IFERROR(IF(OR(S26=\"\",'Combined scenario - input'!$D11=\"\"),\"\",S26/'Combined scenario - input'!$D11),\"\")","v":36.581458835955871},{"$f":"IFERROR(IF(OR(T26=\"\",'Combined scenario - input'!$D11=\"\"),\"\",T26/'Combined scenario - input'!$D11),\"\")","v":42.090137904109888},{"$f":"IFERROR(IF(OR(U26=\"\",'Combined scenario - input'!$D11=\"\"),\"\",U26/'Combined scenario - input'!$D11),\"\")","v":48.049365642816149},{"$f":"IFERROR(IF(OR(V26=\"\",'Combined scenario - input'!$D11=\"\"),\"\",V26/'Combined scenario - input'!$D11),\"\")","v":54.434027008950338},{"$f":"IFERROR(IF(OR(W26=\"\",'Combined scenario - input'!$D11=\"\"),\"\",W26/'Combined scenario - input'!$D11),\"\")","v":61.209799291056825}]
[{"$f":"IFERROR('Combined scenario - input'!A12,\"\")","v":1},{"$f":"IFERROR('Combined scenario - input'!B12,\"\")","v":"OVERHEAD CONDUCTORS"},{"$f":"IFERROR('Combined scenario - input'!C12,\"\")","v":"> 66 kv & < = 132 kv"},{"$f":"IFERROR(repcalc('Combined scenario - input'!$CV12:$GH12,'Combined scenario - input'!$G12,'Combined scenario - input'!$E12,'Combined scenario - input'!$F12,20,TRUE,TRUE),\"\")","v":155.36934418117943},196.70734876737293,246.97152468759157,307.56019015099184,379.97706375151461,465.81783857106097,566.75220160690753,684.50092899077481,820.80767443312061,977.40508432086085,1155.9749546528078,1358.102335719133,1585.2238332312352,1838.5708834428144,2119.1095088151283,2427.4789735351023,2763.9327987615911,3128.2866655213047,3519.8786851666196,3937.5481753537042,{"$f":"IFERROR(IF(OR(D27=\"\",'Combined scenario - input'!$D12=\"\"),\"\",D27/'Combined scenario - input'!$D12),\"\")","v":0.47267815430421595},{"$f":"IFERROR(IF(OR(E27=\"\",'Combined scenario - input'!$D12=\"\"),\"\",E27/'Combined scenario - input'!$D12),\"\")","v":0.59844023313255712},{"$f":"IFERROR(IF(OR(F27=\"\",'Combined scenario - input'!$D12=\"\"),\"\",F27/'Combined scenario - input'!$D12),\"\")","v":0.75135828802172344},{"$f":"IFERROR(IF(OR(G27=\"\",'Combined scenario - input'!$D12=\"\"),\"\",G27/'Combined scenario - input'!$D12),\"\")","v":0.9356864044460238},{"$f":"IFERROR(IF(OR(H27=\"\",'Combined scenario - input'!$D12=\"\"),\"\",H27/'Combined scenario - input'!$D12),\"\")","v":1.1559993261126082},{"$f":"IFERROR(IF(OR(I27=\"\",'Combined scenario - input'!$D12=\"\"),\"\",I27/'Combined scenario - input'!$D12),\"\")","v":1.4171516095285155},{"$f":"IFERROR(IF(OR(J27=\"\",'Combined scenario - input'!$D12=\"\"),\"\",J27/'Combined scenario - input'!$D12),\"\")","v":1.7242229219363263},{"$f":"IFERROR(IF(OR(K27=\"\",'Combined scenario - input'!$D12=\"\"),\"\",K27/'Combined scenario - input'!$D12),\"\")","v":2.0824483583942004},{"$f":"IFERROR(IF(OR(L27=\"\",'Combined scenario - input'!$D12=\"\"),\"\",L27/'Combined scenario - input'!$D12),\"\")","v":2.4971326141233767},{"$f":"IFERROR(IF(OR(M27=\"\",'Combined scenario - input'!$D12=\"\"),\"\",M27/'Combined scenario - input'!$D12),\"\")","v":2.9735468969064809},{"$f":"IFERROR(IF(OR(N27=\"\",'Combined scenario - input'!$D12=\"\"),\"\",N27/'Combined scenario - input'!$D12),\"\")","v":3.5168077130454751},{"$f":"IFERROR(IF(OR(O27=\"\",'Combined scenario - input'!$D12=\"\"),\"\",O27/'Combined scenario - input'!$D12),\"\")","v":4.1317372406192217},{"$f":"IFERROR(IF(OR(P27=\"\",'Combined scenario - input'!$D12=\"\"),\"\",P27/'Combined scenario - input'!$D12),\"\")","v":4.8227060466768741},{"$f":"IFERROR(IF(OR(Q27=\"\",'Combined scenario - input'!$D12=\"\"),\"\",Q27/'Combined scenario - input'!$D12),\"\")","v":5.5934605138694629},{"$f":"IFERROR(IF(OR(R27=\"\",'Combined scenario - input'!$D12=\"\"),\"\",R27/'Combined scenario - input'!$D12),\"\")","v":6.4469395598863803},{"$f":"IFERROR(IF(OR(S27=\"\",'Combined scenario - input'!$D12=\"\"),\"\",S27/'Combined scenario - input'!$D12),\"\")","v":7.3850880099283858},{"$f":"IFERROR(IF(OR(T27=\"\",'Combined scenario - input'!$D12=\"\"),\"\",T27/'Combined scenario - input'!$D12),\"\")","v":8.4086771481511526},{"$f":"IFERROR(IF(OR(U27=\"\",'Combined scenario - input'!$D12=\"\"),\"\",U27/'Combined scenario - input'!$D12),\"\")","v":9.5171462233166757},{"$f":"IFERROR(IF(OR(V27=\"\",'Combined scenario - input'!$D12=\"\"),\"\",V27/'Combined scenario - input'!$D12),\"\")","v":10.708481580118866},{"$f":"IFERROR(IF(OR(W27=\"\",'Combined scenario - input'!$D12=\"\"),\"\",W27/'Combined scenario - input'!$D12),\"\")","v":11.979152089615223}]
[{"$f":"IFERROR('Combined scenario - input'!A13,\"\")","v":2},{"$f":"IFERROR('Combined scenario - input'!B13,\"\")","v":"POLES"},{"$f":"IFERROR('Combined scenario - input'!C13,\"\")","v":"˂ = 1 kv ; concrete"},{"$f":"IFERROR(repcalc('Combined scenario - input'!$CV13:$GH13,'Combined scenario - input'!$G13,'Combined scenario - input'!$E13,'Combined scenario - input'!$F13,20,TRUE,TRUE),\"\")","v":5.2141602282995176},6.6160438002966631,8.2992018991800922,10.29569223518998,12.63697662884165,15.35397165425268,18.477725295927517,22.040903823297789,26.080231388425531,30.639950623188469,35.776266080554983,41.562598517724993,48.095326369312353,55.499535487960415,63.934157147318203,73.595767249396971,84.720266405785239,97.581678294584322,112.48740464919132,129.76946438382856,{"$f":"IFERROR(IF(OR(D28=\"\",'Combined scenario - input'!$D13=\"\"),\"\",D28/'Combined scenario - input'!$D13),\"\")","v":0.48307372755620437},{"$f":"IFERROR(IF(OR(E28=\"\",'Combined scenario - input'!$D13=\"\"),\"\",E28/'Combined scenario - input'!$D13),\"\")","v":0.6129533425033894},{"$f":"IFERROR(IF(OR(F28=\"\",'Combined scenario - input'!$D13=\"\"),\"\",F28/'Combined scenario - input'!$D13),\"\")","v":0.76889205963007878},{"$f":"IFERROR(IF(OR(G28=\"\",'Combined scenario - input'!$D13=\"\"),\"\",G28/'Combined scenario - input'!$D13),\"\")","v":0.95385991378456647},{"$f":"IFERROR(IF(OR(H28=\"\",'Combined scenario - input'!$D13=\"\"),\"\",H28/'Combined scenario - input'!$D13),\"\")","v":1.1707717327140998},{"$f":"IFERROR(IF(OR(I28=\"\",'Combined scenario - input'!$D13=\"\"),\"\",I28/'Combined scenario - input'!$D13),\"\")","v":1.4224918289921953},{"$f":"IFERROR(IF(OR(J28=\"\",'Combined scenario - input'!$D13=\"\"),\"\",J28/'Combined scenario - input'!$D13),\"\")","v":1.7118966899055814},{"$f":"IFERROR(IF(OR(K28=\"\",'Combined scenario - input'!$D13=\"\"),\"\",K28/'Combined scenario - input'!$D13),\"\")","v":2.0420127311854137},{"$f":"IFERROR(IF(OR(L28=\"\",'Combined scenario - input'!$D13=\"\"),\"\",L28/'Combined scenario - input'!$D13),\"\")","v":2.4162423172108429},{"$f":"IFERROR(IF(OR(M28=\"\",'Combined scenario - input'!$D13=\"\"),\"\",M28/'Combined scenario - input'!$D13),\"\")","v":2.8386843732473546},{"$f":"IFERROR(IF(OR(N28=\"\",'Combined scenario - input'!$D13=\"\"),\"\",N28/'Combined scenario - input'!$D13),\"\")","v":3.3145460547560925},{"$f":"IFERROR(IF(OR(O28=\"\",'Combined scenario - input'!$D13=\"\"),\"\",O28/'Combined scenario - input'!$D13),\"\")","v":3.8506295383690796},{"$f":"IFERROR(IF(OR(P28=\"\",'Combined scenario - input'!$D13=\"\"),\"\",P28/'Combined scenario - input'!$D13),\"\")","v":4.4558639493196095},{"$f":"IFERROR(IF(OR(Q28=\"\",'Combined scenario - input'!$D13=\"\"),\"\",Q28/'Combined scenario - input'!$D13),\"\")","v":5.1418380548214353},{"$f":"IFERROR(IF(OR(R28=\"\",'Combined scenario - input'!$D13=\"\"),\"\",R28/'Combined scenario - input'!$D13),\"\")","v":5.9232762820929992},{"$f":"IFERROR(IF(OR(S28=\"\",'Combined scenario - input'!$D13=\"\"),\"\",S28/'Combined scenario - input'!$D13),\"\")","v":6.8183907016450807},{"$f":"IFERROR(IF(OR(T28=\"\",'Combined scenario - input'!$D13=\"\"),\"\",T28/'Combined scenario - input'!$D13),\"\")","v":7.849036680935388},{"$f":"IFERROR(IF(OR(U28=\"\",'Combined scenario - input'!$D13=\"\"),\"\",U28/'Combined scenario - input'!$D13),\"\")","v":9.0406015563370197},{"$f":"IFERROR(IF(OR(V28=\"\",'Combined scenario - input'!$D13=\"\"),\"\",V28/'Combined scenario - input'!$D13),\"\")","v":10.421565024427654},{"$f":"IFERROR(IF(OR(W28=\"\",'Combined scenario - input'!$D13=\"\"),\"\",W28/'Combined scenario - input'!$D13),\"\")","v":12.022687477579209}]
[{"$f":"IFERROR('Combined scenario - input'!A14,\"\")","v":2},{"$f":"IFERROR('Combined scenario - input'!B14,\"\")","v":"POLES"},{"$f":"IFERROR('Combined scenario - input'!C14,\"\")","v":"˂ = 1 kv ; steel"},{"$f":"IFERROR(repcalc('Combined scenario - input'!$CV14:$GH14,'Combined scenario - input'!$G14,'Combined scenario - input'!$E14,'Combined scenario - input'!$F14,20,TRUE,TRUE),\"\")","v":31.01670623804268},37.236968520975289,44.222742766924185,51.974929091406558,60.485163323320258,69.742558580271194,79.7443217170661,90.510805724455125,102.10541698913532,114.65958687208823,128.40272980074204,143.69673471430497,161.074066635989,181.27799282026507,205.30281161427303,234.43129278318611,270.26590393210438,314.74989506320929,370.17406021771524,439.16511708842421,{"$f":"IFERROR(IF(OR(D29=\"\",'Combined scenario - input'!$D14=\"\"),\"\",D29/'Combined scenario - input'!$D14),\"\")","v":6.1846599480760185},{"$f":"IFERROR(IF(OR(E29=\"\",'Combined scenario - input'!$D14=\"\"),\"\",E29/'Combined scenario - input'!$D14),\"\")","v":7.4249659532506307},{"$f":"IFERROR(IF(OR(F29=\"\",'Combined scenario - input'!$D14=\"\"),\"\",F29/'Combined scenario - input'!$D14),\"\")","v":8.8179132847190385},{"$f":"IFERROR(IF(OR(G29=\"\",'Combined scenario - input'!$D14=\"\"),\"\",G29/'Combined scenario - input'!$D14),\"\")","v":10.363681423446923},{"$f":"IFERROR(IF(OR(H29=\"\",'Combined scenario - input'!$D14=\"\"),\"\",H29/'Combined scenario - input'!$D14),\"\")","v":12.060602572937215},{"$f":"IFERROR(IF(OR(I29=\"\",'Combined scenario - input'!$D14=\"\"),\"\",I29/'Combined scenario - input'!$D14),\"\")","v":13.906505913858382},{"$f":"IFERROR(IF(OR(J29=\"\",'Combined scenario - input'!$D14=\"\"),\"\",J29/'Combined scenario - input'!$D14),\"\")","v":15.900834499477478},{"$f":"IFERROR(IF(OR(K29=\"\",'Combined scenario - input'!$D14=\"\"),\"\",K29/'Combined scenario - input'!$D14),\"\")","v":18.047646669379301},{"$f":"IFERROR(IF(OR(L29=\"\",'Combined scenario - input'!$D14=\"\"),\"\",L29/'Combined scenario - input'!$D14),\"\")","v":20.359585511364603},{"$f":"IFERROR(IF(OR(M29=\"\",'Combined scenario - input'!$D14=\"\"),\"\",M29/'Combined scenario - input'!$D14),\"\")","v":22.862858136786379},{"$f":"IFERROR(IF(OR(N29=\"\",'Combined scenario - input'!$D14=\"\"),\"\",N29/'Combined scenario - input'!$D14),\"\")","v":25.6032092552839},{"$f":"IFERROR(IF(OR(O29=\"\",'Combined scenario - input'!$D14=\"\"),\"\",O29/'Combined scenario - input'!$D14),\"\")","v":28.652798689721525},{"$f":"IFERROR(IF(OR(P29=\"\",'Combined scenario - input'!$D14=\"\"),\"\",P29/'Combined scenario - input'!$D14),\"\")","v":32.117798742133417},{"$f":"IFERROR(IF(OR(Q29=\"\",'Combined scenario - input'!$D14=\"\"),\"\",Q29/'Combined scenario - input'!$D14),\"\")","v":36.146415195047332},{"$f":"IFERROR(IF(OR(R29=\"\",'Combined scenario - input'!$D14=\"\"),\"\",R29/'Combined scenario - input'!$D14),\"\")","v":40.936908854004642},{"$f":"IFERROR(IF(OR(S29=\"\",'Combined scenario - input'!$D14=\"\"),\"\",S29/'Combined scenario - input'!$D14),\"\")","v":46.745061062400822},{"$f":"IFERROR(IF(OR(T29=\"\",'Combined scenario - input'!$D14=\"\"),\"\",T29/'Combined scenario - input'!$D14),\"\")","v":53.890400178253344},{"$f":"IFERROR(IF(OR(U29=\"\",'Combined scenario - input'!$D14=\"\"),\"\",U29/'Combined scenario - input'!$D14),\"\")","v":62.760405786446341},{"$f":"IFERROR(IF(OR(V29=\"\",'Combined scenario - input'!$D14=\"\"),\"\",V29/'Combined scenario - input'!$D14),\"\")","v":73.811856954597673},{"$f":"IFERROR(IF(OR(W29=\"\",'Combined scenario - input'!$D14=\"\"),\"\",W29/'Combined scenario - input'!$D14),\"\")","v":87.568515154505704}]
[{"$f":"IFERROR('Combined scenario - input'!A15,\"\")","v":2},{"$f":"IFERROR('Combined scenario - input'!B15,\"\")","v":"POLES"},{"$f":"IFERROR('Combined scenario - input'!C15,\"\")","v":"˂ = 1 kv ; wood"},{"$f":"IFERROR(repcalc('Combined scenario - input'!$CV15:$GH15,'Combined scenario - input'!$G15,'Combined scenario - input'!$E15,'Combined scenario - input'!$F15,20,TRUE,TRUE),\"\")","v":4307.3260480648305},4723.0058422767142,5139.8751662964678,5554.8439453529381,5965.5753286142435,6370.6054171776632,6769.3951481160766,7162.3100506911123,7550.5302185910878,7935.8991387841133,8320.7252951968512,8707.5541819621176,9098.9301851298642,9497.1676345320793,9904.1483382969291,10321.159442468523,10748.780998951679,11186.82773363798,11634.344728715898,12089.652535566782,{"$f":"IFERROR(IF(OR(D30=\"\",'Combined scenario - input'!$D15=\"\"),\"\",D30/'Combined scenario - input'!$D15),\"\")","v":1026.0230029629008},{"$f":"IFERROR(IF(OR(E30=\"\",'Combined scenario - input'!$D15=\"\"),\"\",E30/'Combined scenario - input'!$D15),\"\")","v":1125.0396610865391},{"$f":"IFERROR(IF(OR(F30=\"\",'Combined scenario - input'!$D15=\"\"),\"\",F30/'Combined scenario - input'!$D15),\"\")","v":1224.3396701643346},{"$f":"IFERROR(IF(OR(G30=\"\",'Combined scenario - input'!$D15=\"\"),\"\",G30/'Combined scenario - input'!$D15),\"\")","v":1323.1869615168559},{"$f":"IFERROR(IF(OR(H30=\"\",'Combined scenario - input'!$D15=\"\"),\"\",H30/'Combined scenario - input'!$D15),\"\")","v":1421.024887543887},{"$f":"IFERROR(IF(OR(I30=\"\",'Combined scenario - input'!$D15=\"\"),\"\",I30/'Combined scenario - input'!$D15),\"\")","v":1517.504741430238},{"$f":"IFERROR(IF(OR(J30=\"\",'Combined scenario - input'!$D15=\"\"),\"\",J30/'Combined scenario - input'!$D15),\"\")","v":1612.4981161416849},{"$f":"IFERROR(IF(OR(K30=\"\",'Combined scenario - input'!$D15=\"\"),\"\",K30/'Combined scenario - input'!$D15),\"\")","v":1706.0920822706328},{"$f":"IFERROR(IF(OR(L30=\"\",'Combined scenario - input'!$D15=\"\"),\"\",L30/'Combined scenario - input'!$D15),\"\")","v":1798.5677430482631},{"$f":"IFERROR(IF(OR(M30=\"\",'Combined scenario - input'!$D15=\"\"),\"\",M30/'Combined scenario - input'!$D15),\"\")","v":1890.364224747776},{"$f":"IFERROR(IF(OR(N30=\"\",'Combined scenario - input'!$D15=\"\"),\"\",N30/'Combined scenario - input'!$D15),\"\")","v":1982.0314178544272},{"$f":"IFERROR(IF(OR(O30=\"\",'Combined scenario - input'!$D15=\"\"),\"\",O30/'Combined scenario - input'!$D15),\"\")","v":2074.1756696716329},{"$f":"IFERROR(IF(OR(P30=\"\",'Combined scenario - input'!$D15=\"\"),\"\",P30/'Combined scenario - input'!$D15),\"\")","v":2167.4030635528552},{"$f":"IFERROR(IF(OR(Q30=\"\",'Combined scenario - input'!$D15=\"\"),\"\",Q30/'Combined scenario - input'!$D15),\"\")","v":2262.2648825023452},{"$f":"IFERROR(IF(OR(R30=\"\",'Combined scenario - input'!$D15=\"\"),\"\",R30/'Combined scenario - input'!$D15),\"\")","v":2359.2093810532197},{"$f":"IFERROR(IF(OR(S30=\"\",'Combined scenario - input'!$D15=\"\"),\"\",S30/'Combined scenario - input'!$D15),\"\")","v":2458.5431627536418},{"$f":"IFERROR(IF(OR(T30=\"\",'Combined scenario - input'!$D15=\"\"),\"\",T30/'Combined scenario - input'!$D15),\"\")","v":2560.4043983830265},{"$f":"IFERROR(IF(OR(U30=\"\",'Combined scenario - input'!$D15=\"\"),\"\",U30/'Combined scenario - input'!$D15),\"\")","v":2664.748954877155},{"$f":"IFERROR(IF(OR(V30=\"\",'Combined scenario - input'!$D15=\"\"),\"\",V30/'Combined scenario - input'!$D15),\"\")","v":2771.3493668364654},{"$f":"IFERROR(IF(OR(W30=\"\",'Combined scenario - input'!$D15=\"\"),\"\",W30/'Combined scenario - input'!$D15),\"\")","v":2879.8055826057539}]
[{"$f":"IFERROR('Combined scenario - input'!A16,\"\")","v":2},{"$f":"IFERROR('Combined scenario - input'!B16,\"\")","v":"POLES"},{"$f":"IFERROR('Combined scenario - input'!C16,\"\")","v":"˃ 11 kv & < = 22 kv ; concrete"},{"$f":"IFERROR(repcalc('Combined scenario - input'!$CV16:$GH16,'Combined scenario - input'!$G16,'Combined scenario - input'!$E16,'Combined scenario - input'!$F16,20,TRUE,TRUE),\"\")","v":11.080559381270991},15.285459502988777,21.039466995817044,28.832509990742668,39.261288091889398,53.033504629618562,70.965740980662346,93.973697436817829,123.05417826862219,159.25906348368724,203.6624362282314,257.32280488592437,321.24272590738445,396.32788617198838,483.34674666684202,582.89027763710772,695.3294592244755,820.76663264393449,958.97615011708774,1109.3307432977422,{"$f":"IFERROR(IF(OR(D31=\"\",'Combined scenario - input'!$D16=\"\"),\"\",D31/'Combined scenario - input'!$D16),\"\")","v":1.5264452295897222},{"$f":"IFERROR(IF(OR(E31=\"\",'Combined scenario - input'!$D16=\"\"),\"\",E31/'Combined scenario - input'!$D16),\"\")","v":2.1057074771750166},{"$f":"IFERROR(IF(OR(F31=\"\",'Combined scenario - input'!$D16=\"\"),\"\",F31/'Combined scenario - input'!$D16),\"\")","v":2.8983729903707736},{"$f":"IFERROR(IF(OR(G31=\"\",'Combined scenario - input'!$D16=\"\"),\"\",G31/'Combined scenario - input'!$D16),\"\")","v":3.9719337100306986},{"$f":"IFERROR(IF(OR(H31=\"\",'Combined scenario - input'!$D16=\"\"),\"\",H31/'Combined scenario - input'!$D16),\"\")","v":5.4085902934386034},{"$f":"IFERROR(IF(OR(I31=\"\",'Combined scenario - input'!$D16=\"\"),\"\",I31/'Combined scenario - input'!$D16),\"\")","v":7.3058351446711933},{"$f":"IFERROR(IF(OR(J31=\"\",'Combined scenario - input'!$D16=\"\"),\"\",J31/'Combined scenario - input'!$D16),\"\")","v":9.776159583362702},{"$f":"IFERROR(IF(OR(K31=\"\",'Combined scenario - input'!$D16=\"\"),\"\",K31/'Combined scenario - input'!$D16),\"\")","v":12.945709437900652},{"$f":"IFERROR(IF(OR(L31=\"\",'Combined scenario - input'!$D16=\"\"),\"\",L31/'Combined scenario - input'!$D16),\"\")","v":16.95180332833305},{"$f":"IFERROR(IF(OR(M31=\"\",'Combined scenario - input'!$D16=\"\"),\"\",M31/'Combined scenario - input'!$D16),\"\")","v":21.939347045466253},{"$f":"IFERROR(IF(OR(N31=\"\",'Combined scenario - input'!$D16=\"\"),\"\",N31/'Combined scenario - input'!$D16),\"\")","v":28.056305059171617},{"$f":"IFERROR(IF(OR(O31=\"\",'Combined scenario - input'!$D16=\"\"),\"\",O31/'Combined scenario - input'!$D16),\"\")","v":35.448496277785516},{"$f":"IFERROR(IF(OR(P31=\"\",'Combined scenario - input'!$D16=\"\"),\"\",P31/'Combined scenario - input'!$D16),\"\")","v":44.254031735127001},{"$f":"IFERROR(IF(OR(Q31=\"\",'Combined scenario - input'!$D16=\"\"),\"\",Q31/'Combined scenario - input'!$D16),\"\")","v":54.597677823302895},{"$f":"IFERROR(IF(OR(R31=\"\",'Combined scenario - input'!$D16=\"\"),\"\",R31/'Combined scenario - input'!$D16),\"\")","v":66.585296851925136},{"$f":"IFERROR(IF(OR(S31=\"\",'Combined scenario - input'!$D16=\"\"),\"\",S31/'Combined scenario - input'!$D16),\"\")","v":80.29830020831794},{"$f":"IFERROR(IF(OR(T31=\"\",'Combined scenario - input'!$D16=\"\"),\"\",T31/'Combined scenario - input'!$D16),\"\")","v":95.787793693918758},{"$f":"IFERROR(IF(OR(U31=\"\",'Combined scenario - input'!$D16=\"\"),\"\",U31/'Combined scenario - input'!$D16),\"\")","v":113.06787571784534},{"$f":"IFERROR(IF(OR(V31=\"\",'Combined scenario - input'!$D16=\"\"),\"\",V31/'Combined scenario - input'!$D16),\"\")","v":132.10746129936251},{"$f":"IFERROR(IF(OR(W31=\"\",'Combined scenario - input'!$D16=\"\"),\"\",W31/'Combined scenario - input'!$D16),\"\")","v":152.82013866612445}]
[{"$f":"IFERROR('Combined scenario - input'!A17,\"\")","v":2},{"$f":"IFERROR('Combined scenario - input'!B17,\"\")","v":"POLES"},{"$f":"IFERROR('Combined scenario - input'!C17,\"\")","v":"˃ 11 kv & < = 22 kv ; steel"},{"$f":"IFERROR(repcalc('Combined scenario - input'!$CV17:$GH17,'Combined scenario - input'!$G17,'Combined scenario - input'!$E17,'Combined scenario - input'!$F17,20,TRUE,TRUE),\"\")","v":16.188358069215166},14.527072400562364,13.084792223006785,11.870934669047001,10.888916544091494,10.137400540198952,9.6128315189284024,9.3132198003649567,9.2428555869069573,9.4174300299768419,9.8689035262015903,10.649387265698588,11.833269799682066,13.5168175396644,15.814521724679093,18.851595880838612,22.752303823943155,27.624267542440236,33.539577703312979,40.514352889712242,{"$f":"IFERROR(IF(OR(D32=\"\",'Combined scenario - input'!$D17=\"\"),\"\",D32/'Combined scenario - input'!$D17),\"\")","v":2.2300897544406597},{"$f":"IFERROR(IF(OR(E32=\"\",'Combined scenario - input'!$D17=\"\"),\"\",E32/'Combined scenario - input'!$D17),\"\")","v":2.00123293443326},{"$f":"IFERROR(IF(OR(F32=\"\",'Combined scenario - input'!$D17=\"\"),\"\",F32/'Combined scenario - input'!$D17),\"\")","v":1.8025460612341742},{"$f":"IFERROR(IF(OR(G32=\"\",'Combined scenario - input'!$D17=\"\"),\"\",G32/'Combined scenario - input'!$D17),\"\")","v":1.6353264282817783},{"$f":"IFERROR(IF(OR(H32=\"\",'Combined scenario - input'!$D17=\"\"),\"\",H32/'Combined scenario - input'!$D17),\"\")","v":1.5000447307943148},{"$f":"IFERROR(IF(OR(I32=\"\",'Combined scenario - input'!$D17=\"\"),\"\",I32/'Combined scenario - input'!$D17),\"\")","v":1.3965167427541914},{"$f":"IFERROR(IF(OR(J32=\"\",'Combined scenario - input'!$D17=\"\"),\"\",J32/'Combined scenario - input'!$D17),\"\")","v":1.324252712342296},{"$f":"IFERROR(IF(OR(K32=\"\",'Combined scenario - input'!$D17=\"\"),\"\",K32/'Combined scenario - input'!$D17),\"\")","v":1.2829785435215977},{"$f":"IFERROR(IF(OR(L32=\"\",'Combined scenario - input'!$D17=\"\"),\"\",L32/'Combined scenario - input'!$D17),\"\")","v":1.2732852496840734},{"$f":"IFERROR(IF(OR(M32=\"\",'Combined scenario - input'!$D17=\"\"),\"\",M32/'Combined scenario - input'!$D17),\"\")","v":1.2973344259632715},{"$f":"IFERROR(IF(OR(N32=\"\",'Combined scenario - input'!$D17=\"\"),\"\",N32/'Combined scenario - input'!$D17),\"\")","v":1.3595289001667401},{"$f":"IFERROR(IF(OR(O32=\"\",'Combined scenario - input'!$D17=\"\"),\"\",O32/'Combined scenario - input'!$D17),\"\")","v":1.4670474504432951},{"$f":"IFERROR(IF(OR(P32=\"\",'Combined scenario - input'!$D17=\"\"),\"\",P32/'Combined scenario - input'!$D17),\"\")","v":1.6301377588124009},{"$f":"IFERROR(IF(OR(Q32=\"\",'Combined scenario - input'!$D17=\"\"),\"\",Q32/'Combined scenario - input'!$D17),\"\")","v":1.8620613763895324},{"$f":"IFERROR(IF(OR(R32=\"\",'Combined scenario - input'!$D17=\"\"),\"\",R32/'Combined scenario - input'!$D17),\"\")","v":2.1785904857549219},{"$f":"IFERROR(IF(OR(S32=\"\",'Combined scenario - input'!$D17=\"\"),\"\",S32/'Combined scenario - input'!$D17),\"\")","v":2.5969743595344212},{"$f":"IFERROR(IF(OR(T32=\"\",'Combined scenario - input'!$D17=\"\"),\"\",T32/'Combined scenario - input'!$D17),\"\")","v":3.1343314393438426},{"$f":"IFERROR(IF(OR(U32=\"\",'Combined scenario - input'!$D17=\"\"),\"\",U32/'Combined scenario - input'!$D17),\"\")","v":3.805487607632978},{"$f":"IFERROR(IF(OR(V32=\"\",'Combined scenario - input'!$D17=\"\"),\"\",V32/'Combined scenario - input'!$D17),\"\")","v":4.6203739925089824},{"$f":"IFERROR(IF(OR(W32=\"\",'Combined scenario - input'!$D17=\"\"),\"\",W32/'Combined scenario - input'!$D17),\"\")","v":5.5812110716130796}]
[{"$f":"IFERROR('Combined scenario - input'!A18,\"\")","v":2},{"$f":"IFERROR('Combined scenario - input'!B18,\"\")","v":"POLES"},{"$f":"IFERROR('Combined scenario - input'!C18,\"\")","v":"˃ 11 kv & < = 22 kv ; wood"},{"$f":"IFERROR(repcalc('Combined scenario - input'!$CV18:$GH18,'Combined scenario - input'!$G18,'Combined scenario - input'!$E18,'Combined scenario - input'!$F18,20,TRUE,TRUE),\"\")","v":10109.059433432823},11034.202860767335,12008.667809711531,13035.940429990365,14119.132133739366,15260.605106232568,16461.655029595942,17722.284334184154,19041.085480485974,20415.236683924475,21840.594669005543,23311.853265631413,24822.725559200586,26366.102928151737,27934.147794449898,29518.288296201987,31109.10119196431,32696.091841533242,34267.403939979951,35809.513203627968,{"$f":"IFERROR(IF(OR(D33=\"\",'Combined scenario - input'!$D18=\"\"),\"\",D33/'Combined scenario - input'!$D18),\"\")","v":1587.0859363054526},{"$f":"IFERROR(IF(OR(E33=\"\",'Combined scenario - input'!$D18=\"\"),\"\",E33/'Combined scenario - input'!$D18),\"\")","v":1732.3301236857449},{"$f":"IFERROR(IF(OR(F33=\"\",'Combined scenario - input'!$D18=\"\"),\"\",F33/'Combined scenario - input'!$D18),\"\")","v":1885.31761239089},{"$f":"IFERROR(IF(OR(G33=\"\",'Combined scenario - input'!$D18=\"\"),\"\",G33/'Combined scenario - input'!$D18),\"\")","v":2046.5957153768322},{"$f":"IFERROR(IF(OR(H33=\"\",'Combined scenario - input'!$D18=\"\"),\"\",H33/'Combined scenario - input'!$D18),\"\")","v":2216.6529131471102},{"$f":"IFERROR(IF(OR(I33=\"\",'Combined scenario - input'!$D18=\"\"),\"\",I33/'Combined scenario - input'!$D18),\"\")","v":2395.860060285383},{"$f":"IFERROR(IF(OR(J33=\"\",'Combined scenario - input'!$D18=\"\"),\"\",J33/'Combined scenario - input'!$D18),\"\")","v":2584.4205742206996},{"$f":"IFERROR(IF(OR(K33=\"\",'Combined scenario - input'!$D18=\"\"),\"\",K33/'Combined scenario - input'!$D18),\"\")","v":2782.3348365099928},{"$f":"IFERROR(IF(OR(L33=\"\",'Combined scenario - input'!$D18=\"\"),\"\",L33/'Combined scenario - input'!$D18),\"\")","v":2989.3818685174374},{"$f":"IFERROR(IF(OR(M33=\"\",'Combined scenario - input'!$D18=\"\"),\"\",M33/'Combined scenario - input'!$D18),\"\")","v":3205.1186602234757},{"$f":"IFERROR(IF(OR(N33=\"\",'Combined scenario - input'!$D18=\"\"),\"\",N33/'Combined scenario - input'!$D18),\"\")","v":3428.8947322921958},{"$f":"IFERROR(IF(OR(O33=\"\",'Combined scenario - input'!$D18=\"\"),\"\",O33/'Combined scenario - input'!$D18),\"\")","v":3659.8770351215794},{"$f":"IFERROR(IF(OR(P33=\"\",'Combined scenario - input'!$D18=\"\"),\"\",P33/'Combined scenario - input'!$D18),\"\")","v":3897.0785457534071},{"$f":"IFERROR(IF(OR(Q33=\"\",'Combined scenario - input'!$D18=\"\"),\"\",Q33/'Combined scenario - input'!$D18),\"\")","v":4139.3832361950872},{"$f":"IFERROR(IF(OR(R33=\"\",'Combined scenario - input'!$D18=\"\"),\"\",R33/'Combined scenario - input'!$D18),\"\")","v":4385.5606349120608},{"$f":"IFERROR(IF(OR(S33=\"\",'Combined scenario - input'!$D18=\"\"),\"\",S33/'Combined scenario - input'!$D18),\"\")","v":4634.2649904476229},{"$f":"IFERROR(IF(OR(T33=\"\",'Combined scenario - input'!$D18=\"\"),\"\",T33/'Combined scenario - input'!$D18),\"\")","v":4884.0168878207669},{"$f":"IFERROR(IF(OR(U33=\"\",'Combined scenario - input'!$D18=\"\"),\"\",U33/'Combined scenario - input'!$D18),\"\")","v":5133.168706302441},{"$f":"IFERROR(IF(OR(V33=\"\",'Combined scenario - input'!$D18=\"\"),\"\",V33/'Combined scenario - input'!$D18),\"\")","v":5379.8590487040128},{"$f":"IFERROR(IF(OR(W33=\"\",'Combined scenario - input'!$D18=\"\"),\"\",W33/'Combined scenario - input'!$D18),\"\")","v":5621.9646511785468}]
[{"$f":"IFERROR('Combined scenario - input'!A19,\"\")","v":2},{"$f":"IFERROR('Combined scenario - input'!B19,\"\")","v":"POLES"},{"$f":"IFERROR('Combined scenario - input'!C19,\"\")","v":"> 1 kv & < = 11 kv ; concrete"},{"$f":"IFERROR(repcalc('Combined scenario - input'!$CV19:$GH19,'Combined scenario - input'!$G19,'Combined scenario - input'!$E19,'Combined scenario - input'!$F19,20,TRUE,TRUE),\"\")","v":0.82764347928352489},1.0137980224445242,1.2336508811729068,1.492680031836993,1.7977793205891697,2.1578470357113204,2.5845559142342212,3.0933173583744646,3.7044355727763314,4.4444229578337531,5.3474166547152322,6.4565991074338118,7.8254858586321561,9.5189061068985268,11.61347185795149,14.197316806074518,17.368893517191665,21.234653130282293,25.905499288398602,31.492007162066464,{"$f":"IFERROR(IF(OR(D34=\"\",'Combined scenario - input'!$D19=\"\"),\"\",D34/'Combined scenario - input'!$D19),\"\")","v":0.11767860998609266},{"$f":"IFERROR(IF(OR(E34=\"\",'Combined scenario - input'!$D19=\"\"),\"\",E34/'Combined scenario - input'!$D19),\"\")","v":0.14414702111976876},{"$f":"IFERROR(IF(OR(F34=\"\",'Combined scenario - input'!$D19=\"\"),\"\",F34/'Combined scenario - input'!$D19),\"\")","v":0.17540683221502651},{"$f":"IFERROR(IF(OR(G34=\"\",'Combined scenario - input'!$D19=\"\"),\"\",G34/'Combined scenario - input'!$D19),\"\")","v":0.21223693014851799},{"$f":"IFERROR(IF(OR(H34=\"\",'Combined scenario - input'!$D19=\"\"),\"\",H34/'Combined scenario - input'!$D19),\"\")","v":0.25561751745065292},{"$f":"IFERROR(IF(OR(I34=\"\",'Combined scenario - input'!$D19=\"\"),\"\",I34/'Combined scenario - input'!$D19),\"\")","v":0.30681379855121077},{"$f":"IFERROR(IF(OR(J34=\"\",'Combined scenario - input'!$D19=\"\"),\"\",J34/'Combined scenario - input'!$D19),\"\")","v":0.36748546328391568},{"$f":"IFERROR(IF(OR(K34=\"\",'Combined scenario - input'!$D19=\"\"),\"\",K34/'Combined scenario - input'!$D19),\"\")","v":0.43982378414251727},{"$f":"IFERROR(IF(OR(L34=\"\",'Combined scenario - input'!$D19=\"\"),\"\",L34/'Combined scenario - input'!$D19),\"\")","v":0.52671571745449175},{"$f":"IFERROR(IF(OR(M34=\"\",'Combined scenario - input'!$D19=\"\"),\"\",M34/'Combined scenario - input'!$D19),\"\")","v":0.63193093277423906},{"$f":"IFERROR(IF(OR(N34=\"\",'Combined scenario - input'!$D19=\"\"),\"\",N34/'Combined scenario - input'!$D19),\"\")","v":0.76032322454606027},{"$f":"IFERROR(IF(OR(O34=\"\",'Combined scenario - input'!$D19=\"\"),\"\",O34/'Combined scenario - input'!$D19),\"\")","v":0.91803249493127748},{"$f":"IFERROR(IF(OR(P34=\"\",'Combined scenario - input'!$D19=\"\"),\"\",P34/'Combined scenario - input'!$D19),\"\")","v":1.1126678592415851},{"$f":"IFERROR(IF(OR(Q34=\"\",'Combined scenario - input'!$D19=\"\"),\"\",Q34/'Combined scenario - input'!$D19),\"\")","v":1.3534470666254248},{"$f":"IFERROR(IF(OR(R34=\"\",'Combined scenario - input'!$D19=\"\"),\"\",R34/'Combined scenario - input'!$D19),\"\")","v":1.6512632063982733},{"$f":"IFERROR(IF(OR(S34=\"\",'Combined scenario - input'!$D19=\"\"),\"\",S34/'Combined scenario - input'!$D19),\"\")","v":2.0186475808609674},{"$f":"IFERROR(IF(OR(T34=\"\",'Combined scenario - input'!$D19=\"\"),\"\",T34/'Combined scenario - input'!$D19),\"\")","v":2.4695986825981846},{"$f":"IFERROR(IF(OR(U34=\"\",'Combined scenario - input'!$D19=\"\"),\"\",U34/'Combined scenario - input'!$D19),\"\")","v":3.0192522824823929},{"$f":"IFERROR(IF(OR(V34=\"\",'Combined scenario - input'!$D19=\"\"),\"\",V34/'Combined scenario - input'!$D19),\"\")","v":3.683377231333361},{"$f":"IFERROR(IF(OR(W34=\"\",'Combined scenario - input'!$D19=\"\"),\"\",W34/'Combined scenario - input'!$D19),\"\")","v":4.4776956760563298}]
[{"$f":"IFERROR('Combined scenario - input'!A20,\"\")","v":2},{"$f":"IFERROR('Combined scenario - input'!B20,\"\")","v":"POLES"},{"$f":"IFERROR('Combined scenario - input'!C20,\"\")","v":"> 1 kv & < = 11 kv ; steel"},{"$f":"IFERROR(repcalc('Combined scenario - input'!$CV20:$GH20,'Combined scenario - input'!$G20,'Combined scenario - input'!$E20,'Combined scenario - input'!$F20,20,TRUE,TRUE),\"\")","v":3.980570663096906},5.0352915773961229,6.2933162553649131,7.7725089503901819,9.4869432420537265,11.445588044680475,13.651111410345653,16.09892759268763,18.776614380120026,21.663815891546786,24.732719833205408,27.949158331665455,31.274330469051055,34.667086942996733,38.086658669677185,41.495658224016481,44.863142262602949,48.167499991322082,51.398930964185865,54.561296220701131,{"$f":"IFERROR(IF(OR(D35=\"\",'Combined scenario - input'!$D20=\"\"),\"\",D35/'Combined scenario - input'!$D20),\"\")","v":0.56597802593717306},{"$f":"IFERROR(IF(OR(E35=\"\",'Combined scenario - input'!$D20=\"\"),\"\",E35/'Combined scenario - input'!$D20),\"\")","v":0.71594367446187268},{"$f":"IFERROR(IF(OR(F35=\"\",'Combined scenario - input'!$D20=\"\"),\"\",F35/'Combined scenario - input'!$D20),\"\")","v":0.89481609856376576},{"$f":"IFERROR(IF(OR(G35=\"\",'Combined scenario - input'!$D20=\"\"),\"\",G35/'Combined scenario - input'!$D20),\"\")","v":1.1051353297414759},{"$f":"IFERROR(IF(OR(H35=\"\",'Combined scenario - input'!$D20=\"\"),\"\",H35/'Combined scenario - input'!$D20),\"\")","v":1.3489024219804073},{"$f":"IFERROR(IF(OR(I35=\"\",'Combined scenario - input'!$D20=\"\"),\"\",I35/'Combined scenario - input'!$D20),\"\")","v":1.6273926216846712},{"$f":"IFERROR(IF(OR(J35=\"\",'Combined scenario - input'!$D20=\"\"),\"\",J35/'Combined scenario - input'!$D20),\"\")","v":1.9409852862314978},{"$f":"IFERROR(IF(OR(K35=\"\",'Combined scenario - input'!$D20=\"\"),\"\",K35/'Combined scenario - input'!$D20),\"\")","v":2.2890283905991322},{"$f":"IFERROR(IF(OR(L35=\"\",'Combined scenario - input'!$D20=\"\"),\"\",L35/'Combined scenario - input'!$D20),\"\")","v":2.6697556808037888},{"$f":"IFERROR(IF(OR(M35=\"\",'Combined scenario - input'!$D20=\"\"),\"\",M35/'Combined scenario - input'!$D20),\"\")","v":3.0802728528940855},{"$f":"IFERROR(IF(OR(N35=\"\",'Combined scenario - input'!$D20=\"\"),\"\",N35/'Combined scenario - input'!$D20),\"\")","v":3.516625411785582},{"$f":"IFERROR(IF(OR(O35=\"\",'Combined scenario - input'!$D20=\"\"),\"\",O35/'Combined scenario - input'!$D20),\"\")","v":3.9739551933627881},{"$f":"IFERROR(IF(OR(P35=\"\",'Combined scenario - input'!$D20=\"\"),\"\",P35/'Combined scenario - input'!$D20),\"\")","v":4.4467452834034473},{"$f":"IFERROR(IF(OR(Q35=\"\",'Combined scenario - input'!$D20=\"\"),\"\",Q35/'Combined scenario - input'!$D20),\"\")","v":4.9291448622908103},{"$f":"IFERROR(IF(OR(R35=\"\",'Combined scenario - input'!$D20=\"\"),\"\",R35/'Combined scenario - input'!$D20),\"\")","v":5.4153571718372557},{"$f":"IFERROR(IF(OR(S35=\"\",'Combined scenario - input'!$D20=\"\"),\"\",S35/'Combined scenario - input'!$D20),\"\")","v":5.9000662755024473},{"$f":"IFERROR(IF(OR(T35=\"\",'Combined scenario - input'!$D20=\"\"),\"\",T35/'Combined scenario - input'!$D20),\"\")","v":6.3788724894464774},{"$f":"IFERROR(IF(OR(U35=\"\",'Combined scenario - input'!$D20=\"\"),\"\",U35/'Combined scenario - input'!$D20),\"\")","v":6.8487030797256301},{"$f":"IFERROR(IF(OR(V35=\"\",'Combined scenario - input'!$D20=\"\"),\"\",V35/'Combined scenario - input'!$D20),\"\")","v":7.3081645684838206},{"$f":"IFERROR(IF(OR(W35=\"\",'Combined scenario - input'!$D20=\"\"),\"\",W35/'Combined scenario - input'!$D20),\"\")","v":7.7578059381919307}]
[{"$f":"IFERROR('Combined scenario - input'!A21,\"\")","v":2},{"$f":"IFERROR('Combined scenario - input'!B21,\"\")","v":"POLES"},{"$f":"IFERROR('Combined scenario - input'!C21,\"\")","v":"> 1 kv & < = 11 kv ; wood"},{"$f":"IFERROR(repcalc('Combined scenario - input'!$CV21:$GH21,'Combined scenario - input'!$G21,'Combined scenario - input'!$E21,'Combined scenario - input'!$F21,20,TRUE,TRUE),\"\")","v":9345.7241705892702},10147.015499073132,10932.515123348036,11694.92605164777,12428.540304396483,13129.425599887682,13795.49343174014,14426.453043048292,15023.665511811558,15589.919209094011,16129.151582097285,16646.142423003617,17146.200946916608,17634.864012232942,18117.61684471061,18599.641895531535,19085.597024796873,19579.421748648092,20084.170043270908,20601.869891711656,{"$f":"IFERROR(IF(OR(D36=\"\",'Combined scenario - input'!$D21=\"\"),\"\",D36/'Combined scenario - input'!$D21),\"\")","v":1547.0781584974607},{"$f":"IFERROR(IF(OR(E36=\"\",'Combined scenario - input'!$D21=\"\"),\"\",E36/'Combined scenario - input'!$D21),\"\")","v":1679.7228086351111},{"$f":"IFERROR(IF(OR(F36=\"\",'Combined scenario - input'!$D21=\"\"),\"\",F36/'Combined scenario - input'!$D21),\"\")","v":1809.7533220594166},{"$f":"IFERROR(IF(OR(G36=\"\",'Combined scenario - input'!$D21=\"\"),\"\",G36/'Combined scenario - input'!$D21),\"\")","v":1935.9617649197542},{"$f":"IFERROR(IF(OR(H36=\"\",'Combined scenario - input'!$D21=\"\"),\"\",H36/'Combined scenario - input'!$D21),\"\")","v":2057.4032462296404},{"$f":"IFERROR(IF(OR(I36=\"\",'Combined scenario - input'!$D21=\"\"),\"\",I36/'Combined scenario - input'!$D21),\"\")","v":2173.4268215539382},{"$f":"IFERROR(IF(OR(J36=\"\",'Combined scenario - input'!$D21=\"\"),\"\",J36/'Combined scenario - input'!$D21),\"\")","v":2283.6867624560591},{"$f":"IFERROR(IF(OR(K36=\"\",'Combined scenario - input'!$D21=\"\"),\"\",K36/'Combined scenario - input'!$D21),\"\")","v":2388.1349374429465},{"$f":"IFERROR(IF(OR(L36=\"\",'Combined scenario - input'!$D21=\"\"),\"\",L36/'Combined scenario - input'!$D21),\"\")","v":2486.9966574703349},{"$f":"IFERROR(IF(OR(M36=\"\",'Combined scenario - input'!$D21=\"\"),\"\",M36/'Combined scenario - input'!$D21),\"\")","v":2580.7335055993422},{"$f":"IFERROR(IF(OR(N36=\"\",'Combined scenario - input'!$D21=\"\"),\"\",N36/'Combined scenario - input'!$D21),\"\")","v":2669.9972813539739},{"$f":"IFERROR(IF(OR(O36=\"\",'Combined scenario - input'!$D21=\"\"),\"\",O36/'Combined scenario - input'!$D21),\"\")","v":2755.5792248727489},{"$f":"IFERROR(IF(OR(P36=\"\",'Combined scenario - input'!$D21=\"\"),\"\",P36/'Combined scenario - input'!$D21),\"\")","v":2838.3582162269831},{"$f":"IFERROR(IF(OR(Q36=\"\",'Combined scenario - input'!$D21=\"\"),\"\",Q36/'Combined scenario - input'!$D21),\"\")","v":2919.2508192415712},{"$f":"IFERROR(IF(OR(R36=\"\",'Combined scenario - input'!$D21=\"\"),\"\",R36/'Combined scenario - input'!$D21),\"\")","v":2999.165050546334},{"$f":"IFERROR(IF(OR(S36=\"\",'Combined scenario - input'!$D21=\"\"),\"\",S36/'Combined scenario - input'!$D21),\"\")","v":3078.9588058896034},{"$f":"IFERROR(IF(OR(T36=\"\",'Combined scenario - input'!$D21=\"\"),\"\",T36/'Combined scenario - input'!$D21),\"\")","v":3159.4031409430754},{"$f":"IFERROR(IF(OR(U36=\"\",'Combined scenario - input'!$D21=\"\"),\"\",U36/'Combined scenario - input'!$D21),\"\")","v":3241.1501977201738},{"$f":"IFERROR(IF(OR(V36=\"\",'Combined scenario - input'!$D21=\"\"),\"\",V36/'Combined scenario - input'!$D21),\"\")","v":3324.705527183804},{"$f":"IFERROR(IF(OR(W36=\"\",'Combined scenario - input'!$D21=\"\"),\"\",W36/'Combined scenario - input'!$D21),\"\")","v":3410.404838822019}]
[{"$f":"IFERROR('Combined scenario - input'!A22,\"\")","v":2},{"$f":"IFERROR('Combined scenario - input'!B22,\"\")","v":"POLES"},{"$f":"IFERROR('Combined scenario - input'!C22,\"\")","v":"> 22 kv & < = 66 kv ; concrete"},{"$f":"IFERROR(repcalc('Combined scenario - input'!$CV22:$GH22,'Combined scenario - input'!$G22,'Combined scenario - input'!$E22,'Combined scenario - input'!$F22,20,TRUE,TRUE),\"\")","v":3.542234014237863},4.5866013807091432,5.9393329759640237,7.7041329659933666,10.025032223661769,13.101593669227798,17.20846848182352,22.71978910933607,30.138587894050559,40.130953371959933,53.563957221721729,71.545501629217156,95.463179182060173,127.01807631301796,168.24830567564373,221.53608998059053,289.59164709489727,375.40717159440209,482.17508913611931,613.16664357934576,{"$f":"IFERROR(IF(OR(D37=\"\",'Combined scenario - input'!$D22=\"\"),\"\",D37/'Combined scenario - input'!$D22),\"\")","v":0.2325115966423586},{"$f":"IFERROR(IF(OR(E37=\"\",'Combined scenario - input'!$D22=\"\"),\"\",E37/'Combined scenario - input'!$D22),\"\")","v":0.30106368068970762},{"$f":"IFERROR(IF(OR(F37=\"\",'Combined scenario - input'!$D22=\"\"),\"\",F37/'Combined scenario - input'!$D22),\"\")","v":0.38985673664734727},{"$f":"IFERROR(IF(OR(G37=\"\",'Combined scenario - input'!$D22=\"\"),\"\",G37/'Combined scenario - input'!$D22),\"\")","v":0.50569788711533181},{"$f":"IFERROR(IF(OR(H37=\"\",'Combined scenario - input'!$D22=\"\"),\"\",H37/'Combined scenario - input'!$D22),\"\")","v":0.65804129240066889},{"$f":"IFERROR(IF(OR(I37=\"\",'Combined scenario - input'!$D22=\"\"),\"\",I37/'Combined scenario - input'!$D22),\"\")","v":0.85998622630441879},{"$f":"IFERROR(IF(OR(J37=\"\",'Combined scenario - input'!$D22=\"\"),\"\",J37/'Combined scenario - input'!$D22),\"\")","v":1.1295607422874829},{"$f":"IFERROR(IF(OR(K37=\"\",'Combined scenario - input'!$D22=\"\"),\"\",K37/'Combined scenario - input'!$D22),\"\")","v":1.4913228262040705},{"$f":"IFERROR(IF(OR(L37=\"\",'Combined scenario - input'!$D22=\"\"),\"\",L37/'Combined scenario - input'!$D22),\"\")","v":1.9782914295399776},{"$f":"IFERROR(IF(OR(M37=\"\",'Combined scenario - input'!$D22=\"\"),\"\",M37/'Combined scenario - input'!$D22),\"\")","v":2.6341884826889568},{"$f":"IFERROR(IF(OR(N37=\"\",'Combined scenario - input'!$D22=\"\"),\"\",N37/'Combined scenario - input'!$D22),\"\")","v":3.5159284129863262},{"$f":"IFERROR(IF(OR(O37=\"\",'Combined scenario - input'!$D22=\"\"),\"\",O37/'Combined scenario - input'!$D22),\"\")","v":4.6962337184735441},{"$f":"IFERROR(IF(OR(P37=\"\",'Combined scenario - input'!$D22=\"\"),\"\",P37/'Combined scenario - input'!$D22),\"\")","v":6.2661857243082428},{"$f":"IFERROR(IF(OR(Q37=\"\",'Combined scenario - input'!$D22=\"\"),\"\",Q37/'Combined scenario - input'!$D22),\"\")","v":8.3374434346441753},{"$f":"IFERROR(IF(OR(R37=\"\",'Combined scenario - input'!$D22=\"\"),\"\",R37/'Combined scenario - input'!$D22),\"\")","v":11.043788193489076},{"$f":"IFERROR(IF(OR(S37=\"\",'Combined scenario - input'!$D22=\"\"),\"\",S37/'Combined scenario - input'!$D22),\"\")","v":14.541588666432308},{"$f":"IFERROR(IF(OR(T37=\"\",'Combined scenario - input'!$D22=\"\"),\"\",T37/'Combined scenario - input'!$D22),\"\")","v":19.008743061492023},{"$f":"IFERROR(IF(OR(U37=\"\",'Combined scenario - input'!$D22=\"\"),\"\",U37/'Combined scenario - input'!$D22),\"\")","v":24.641658486582692},{"$f":"IFERROR(IF(OR(V37=\"\",'Combined scenario - input'!$D22=\"\"),\"\",V37/'Combined scenario - input'!$D22),\"\")","v":31.649885181381002},{"$f":"IFERROR(IF(OR(W37=\"\",'Combined scenario - input'!$D22=\"\"),\"\",W37/'Combined scenario - input'!$D22),\"\")","v":40.248146998030649}]
[{"$f":"IFERROR('Combined scenario - input'!A23,\"\")","v":2},{"$f":"IFERROR('Combined scenario - input'!B23,\"\")","v":"POLES"},{"$f":"IFERROR('Combined scenario - input'!C23,\"\")","v":"> 22 kv & < = 66 kv ; steel"},{"$f":"IFERROR(repcalc('Combined scenario - input'!$CV23:$GH23,'Combined scenario - input'!$G23,'Combined scenario - input'!$E23,'Combined scenario - input'!$F23,20,TRUE,TRUE),\"\")","v":593.96187234363754},656.78364271307987,716.8680890146145,772.33663336638995,821.3511845449658,862.2205180332777,893.50363563284418,914.10108211191312,923.3258776663198,920.9474005494144,907.2040565880684,882.78360839523373,848.773229336746,806.5842903132982,757.85921041117729,704.36912623711498,647.91151272668674,590.21622469151316,532.86687114622237,477.24224435243167,{"$f":"IFERROR(IF(OR(D38=\"\",'Combined scenario - input'!$D23=\"\"),\"\",D38/'Combined scenario - input'!$D23),\"\")","v":38.987549305947759},{"$f":"IFERROR(IF(OR(E38=\"\",'Combined scenario - input'!$D23=\"\"),\"\",E38/'Combined scenario - input'!$D23),\"\")","v":43.111158890686447},{"$f":"IFERROR(IF(OR(F38=\"\",'Combined scenario - input'!$D23=\"\"),\"\",F38/'Combined scenario - input'!$D23),\"\")","v":47.055091021310432},{"$f":"IFERROR(IF(OR(G38=\"\",'Combined scenario - input'!$D23=\"\"),\"\",G38/'Combined scenario - input'!$D23),\"\")","v":50.696036187219711},{"$f":"IFERROR(IF(OR(H38=\"\",'Combined scenario - input'!$D23=\"\"),\"\",H38/'Combined scenario - input'!$D23),\"\")","v":53.913342414711096},{"$f":"IFERROR(IF(OR(I38=\"\",'Combined scenario - input'!$D23=\"\"),\"\",I38/'Combined scenario - input'!$D23),\"\")","v":56.595998033984451},{"$f":"IFERROR(IF(OR(J38=\"\",'Combined scenario - input'!$D23=\"\"),\"\",J38/'Combined scenario - input'!$D23),\"\")","v":58.64941618529506},{"$f":"IFERROR(IF(OR(K38=\"\",'Combined scenario - input'!$D23=\"\"),\"\",K38/'Combined scenario - input'!$D23),\"\")","v":60.001428827134667},{"$f":"IFERROR(IF(OR(L38=\"\",'Combined scenario - input'!$D23=\"\"),\"\",L38/'Combined scenario - input'!$D23),\"\")","v":60.606942730065192},{"$f":"IFERROR(IF(OR(M38=\"\",'Combined scenario - input'!$D23=\"\"),\"\",M38/'Combined scenario - input'!$D23),\"\")","v":60.450819924568393},{"$f":"IFERROR(IF(OR(N38=\"\",'Combined scenario - input'!$D23=\"\"),\"\",N38/'Combined scenario - input'!$D23),\"\")","v":59.548709325772961},{"$f":"IFERROR(IF(OR(O38=\"\",'Combined scenario - input'!$D23=\"\"),\"\",O38/'Combined scenario - input'!$D23),\"\")","v":57.945755546543424},{"$f":"IFERROR(IF(OR(P38=\"\",'Combined scenario - input'!$D23=\"\"),\"\",P38/'Combined scenario - input'!$D23),\"\")","v":55.71332044894239},{"$f":"IFERROR(IF(OR(Q38=\"\",'Combined scenario - input'!$D23=\"\"),\"\",Q38/'Combined scenario - input'!$D23),\"\")","v":52.944046162274596},{"$f":"IFERROR(IF(OR(R38=\"\",'Combined scenario - input'!$D23=\"\"),\"\",R38/'Combined scenario - input'!$D23),\"\")","v":49.745740776737783},{"$f":"IFERROR(IF(OR(S38=\"\",'Combined scenario - input'!$D23=\"\"),\"\",S38/'Combined scenario - input'!$D23),\"\")","v":46.234661377168159},{"$f":"IFERROR(IF(OR(T38=\"\",'Combined scenario - input'!$D23=\"\"),\"\",T38/'Combined scenario - input'!$D23),\"\")","v":42.528793891518355},{"$f":"IFERROR(IF(OR(U38=\"\",'Combined scenario - input'!$D23=\"\"),\"\",U38/'Combined scenario - input'!$D23),\"\")","v":38.741685675099383},{"$f":"IFERROR(IF(OR(V38=\"\",'Combined scenario - input'!$D23=\"\"),\"\",V38/'Combined scenario - input'!$D23),\"\")","v":34.977284535698189},{"$f":"IFERROR(IF(OR(W38=\"\",'Combined scenario - input'!$D23=\"\"),\"\",W38/'Combined scenario - input'!$D23),\"\")","v":31.326094146674073}]
[{"$f":"IFERROR('Combined scenario - input'!A24,\"\")","v":2},{"$f":"IFERROR('Combined scenario - input'!B24,\"\")","v":"POLES"},{"$f":"IFERROR('Combined scenario - input'!C24,\"\")","v":"> 22 kv & < = 66 kv ; wood"},{"$f":"IFERROR(repcalc('Combined scenario - input'!$CV24:$GH24,'Combined scenario - input'!$G24,'Combined scenario - input'!$E24,'Combined scenario - input'!$F24,20,TRUE,TRUE),\"\")","v":2657.0895923571361},2943.6418161502379,3241.7587054641085,3550.2326210954893,3867.7073043125456,4192.6111709019151,4523.0826018928074,4856.8995248233687,5191.4271181318272,5523.5971204868874,5849.9298320126527,6166.6056036087193,6469.5868761732663,6754.7853609196063,7018.2626139244321,7256.4469575342837,7466.3462423689525,7645.7349028637636,7793.2953901369083,7908.6982513792909,{"$f":"IFERROR(IF(OR(D39=\"\",'Combined scenario - input'!$D24=\"\"),\"\",D39/'Combined scenario - input'!$D24),\"\")","v":333.10716083110123},{"$f":"IFERROR(IF(OR(E39=\"\",'Combined scenario - input'!$D24=\"\"),\"\",E39/'Combined scenario - input'!$D24),\"\")","v":369.0309015932188},{"$f":"IFERROR(IF(OR(F39=\"\",'Combined scenario - input'!$D24=\"\"),\"\",F39/'Combined scenario - input'!$D24),\"\")","v":406.40445154079458},{"$f":"IFERROR(IF(OR(G39=\"\",'Combined scenario - input'!$D24=\"\"),\"\",G39/'Combined scenario - input'!$D24),\"\")","v":445.07641447421861},{"$f":"IFERROR(IF(OR(H39=\"\",'Combined scenario - input'!$D24=\"\"),\"\",H39/'Combined scenario - input'!$D24),\"\")","v":484.87676244380737},{"$f":"IFERROR(IF(OR(I39=\"\",'Combined scenario - input'!$D24=\"\"),\"\",I39/'Combined scenario - input'!$D24),\"\")","v":525.60847312979206},{"$f":"IFERROR(IF(OR(J39=\"\",'Combined scenario - input'!$D24=\"\"),\"\",J39/'Combined scenario - input'!$D24),\"\")","v":567.03816388233906},{"$f":"IFERROR(IF(OR(K39=\"\",'Combined scenario - input'!$D24=\"\"),\"\",K39/'Combined scenario - input'!$D24),\"\")","v":608.88726364721742},{"$f":"IFERROR(IF(OR(L39=\"\",'Combined scenario - input'!$D24=\"\"),\"\",L39/'Combined scenario - input'!$D24),\"\")","v":650.82545690467089},{"$f":"IFERROR(IF(OR(M39=\"\",'Combined scenario - input'!$D24=\"\"),\"\",M39/'Combined scenario - input'!$D24),\"\")","v":692.46808977486967},{"$f":"IFERROR(IF(OR(N39=\"\",'Combined scenario - input'!$D24=\"\"),\"\",N39/'Combined scenario - input'!$D24),\"\")","v":733.37892821078037},{"$f":"IFERROR(IF(OR(O39=\"\",'Combined scenario - input'!$D24=\"\"),\"\",O39/'Combined scenario - input'!$D24),\"\")","v":773.0791202870231},{"$f":"IFERROR(IF(OR(P39=\"\",'Combined scenario - input'!$D24=\"\"),\"\",P39/'Combined scenario - input'!$D24),\"\")","v":811.06249569870363},{"$f":"IFERROR(IF(OR(Q39=\"\",'Combined scenario - input'!$D24=\"\"),\"\",Q39/'Combined scenario - input'!$D24),\"\")","v":846.81652439252287},{"$f":"IFERROR(IF(OR(R39=\"\",'Combined scenario - input'!$D24=\"\"),\"\",R39/'Combined scenario - input'!$D24),\"\")","v":879.84746167987146},{"$f":"IFERROR(IF(OR(S39=\"\",'Combined scenario - input'!$D24=\"\"),\"\",S39/'Combined scenario - input'!$D24),\"\")","v":909.70754268072062},{"$f":"IFERROR(IF(OR(T39=\"\",'Combined scenario - input'!$D24=\"\"),\"\",T39/'Combined scenario - input'!$D24),\"\")","v":936.02165532218748},{"$f":"IFERROR(IF(OR(U39=\"\",'Combined scenario - input'!$D24=\"\"),\"\",U39/'Combined scenario - input'!$D24),\"\")","v":958.51079063572843},{"$f":"IFERROR(IF(OR(V39=\"\",'Combined scenario - input'!$D24=\"\"),\"\",V39/'Combined scenario - input'!$D24),\"\")","v":977.00977354838449},{"$f":"IFERROR(IF(OR(W39=\"\",'Combined scenario - input'!$D24=\"\"),\"\",W39/'Combined scenario - input'!$D24),\"\")","v":991.47730206936819}]
[{"$f":"IFERROR('Combined scenario - input'!A25,\"\")","v":2},{"$f":"IFERROR('Combined scenario - input'!B25,\"\")","v":"POLES"},{"$f":"IFERROR('Combined scenario - input'!C25,\"\")","v":"> 66 kv & < = 132 kv ; concrete"},{"$f":"IFERROR(repcalc('Combined scenario - input'!$CV25:$GH25,'Combined scenario - input'!$G25,'Combined scenario - input'!$E25,'Combined scenario - input'!$F25,20,TRUE,TRUE),\"\")","v":1.1598876819106506E-2},1.9675939300464962E-2,3.3021842122296891E-2,5.4823445365973909E-2,9.0029689262689852E-2,0.14622351284408391,0.23486641061903046,0.37304366238990466,0.58586687185078146,0.90971806173505154,1.3965418273453718,2.1194027216657614,3.1795159731219007,4.7149209449961438,6.9108874964458851,10.012014808647754,14.3357914804613,20.287130362492249,28.373074542509261,39.216505228921932,{"$f":"IFERROR(IF(OR(D40=\"\",'Combined scenario - input'!$D25=\"\"),\"\",D40/'Combined scenario - input'!$D25),\"\")","v":5.211197231636763E-4},{"$f":"IFERROR(IF(OR(E40=\"\",'Combined scenario - input'!$D25=\"\"),\"\",E40/'Combined scenario - input'!$D25),\"\")","v":8.8400973655942809E-4},{"$f":"IFERROR(IF(OR(F40=\"\",'Combined scenario - input'!$D25=\"\"),\"\",F40/'Combined scenario - input'!$D25),\"\")","v":1.4836206551292253E-3},{"$f":"IFERROR(IF(OR(G40=\"\",'Combined scenario - input'!$D25=\"\"),\"\",G40/'Combined scenario - input'!$D25),\"\")","v":2.4631332082890463E-3},{"$f":"IFERROR(IF(OR(H40=\"\",'Combined scenario - input'!$D25=\"\"),\"\",H40/'Combined scenario - input'!$D25),\"\")","v":4.0448956805714939E-3},{"$f":"IFERROR(IF(OR(I40=\"\",'Combined scenario - input'!$D25=\"\"),\"\",I40/'Combined scenario - input'!$D25),\"\")","v":6.5695978775985632E-3},{"$f":"IFERROR(IF(OR(J40=\"\",'Combined scenario - input'!$D25=\"\"),\"\",J40/'Combined scenario - input'!$D25),\"\")","v":1.0552187146312309E-2},{"$f":"IFERROR(IF(OR(K40=\"\",'Combined scenario - input'!$D25=\"\"),\"\",K40/'Combined scenario - input'!$D25),\"\")","v":1.6760278870481725E-2},{"$f":"IFERROR(IF(OR(L40=\"\",'Combined scenario - input'!$D25=\"\"),\"\",L40/'Combined scenario - input'!$D25),\"\")","v":2.6322098840357102E-2},{"$f":"IFERROR(IF(OR(M40=\"\",'Combined scenario - input'!$D25=\"\"),\"\",M40/'Combined scenario - input'!$D25),\"\")","v":4.0872235465716875E-2},{"$f":"IFERROR(IF(OR(N40=\"\",'Combined scenario - input'!$D25=\"\"),\"\",N40/'Combined scenario - input'!$D25),\"\")","v":6.2744479642536335E-2},{"$f":"IFERROR(IF(OR(O40=\"\",'Combined scenario - input'!$D25=\"\"),\"\",O40/'Combined scenario - input'!$D25),\"\")","v":9.5221509531634413E-2},{"$f":"IFERROR(IF(OR(P40=\"\",'Combined scenario - input'!$D25=\"\"),\"\",P40/'Combined scenario - input'!$D25),\"\")","v":0.14285076991061693},{"$f":"IFERROR(IF(OR(Q40=\"\",'Combined scenario - input'!$D25=\"\"),\"\",Q40/'Combined scenario - input'!$D25),\"\")","v":0.21183415738561848},{"$f":"IFERROR(IF(OR(R40=\"\",'Combined scenario - input'!$D25=\"\"),\"\",R40/'Combined scenario - input'!$D25),\"\")","v":0.31049556221087771},{"$f":"IFERROR(IF(OR(S40=\"\",'Combined scenario - input'!$D25=\"\"),\"\",S40/'Combined scenario - input'!$D25),\"\")","v":0.44982444996730819},{"$f":"IFERROR(IF(OR(T40=\"\",'Combined scenario - input'!$D25=\"\"),\"\",T40/'Combined scenario - input'!$D25),\"\")","v":0.64408509583651807},{"$f":"IFERROR(IF(OR(U40=\"\",'Combined scenario - input'!$D25=\"\"),\"\",U40/'Combined scenario - input'!$D25),\"\")","v":0.91146961237422341},{"$f":"IFERROR(IF(OR(V40=\"\",'Combined scenario - input'!$D25=\"\"),\"\",V40/'Combined scenario - input'!$D25),\"\")","v":1.2747586668511379},{"$f":"IFERROR(IF(OR(W40=\"\",'Combined scenario - input'!$D25=\"\"),\"\",W40/'Combined scenario - input'!$D25),\"\")","v":1.7619373554065334}]
[{"$f":"IFERROR('Combined scenario - input'!A26,\"\")","v":2},{"$f":"IFERROR('Combined scenario - input'!B26,\"\")","v":"POLES"},{"$f":"IFERROR('Combined scenario - input'!C26,\"\")","v":"> 66 kv & < = 132 kv ; steel"},{"$f":"IFERROR(repcalc('Combined scenario - input'!$CV26:$GH26,'Combined scenario - input'!$G26,'Combined scenario - input'!$E26,'Combined scenario - input'!$F26,20,TRUE,TRUE),\"\")","v":0.95321810593148815},1.2949013274534817,1.7379644981981599,2.3048351487765246,3.0204763235158119,3.9119912250422595,5.0080379637436421,6.338074556118789,7.9314839602843348,9.816662258004202,12.020186535992886,14.566207771446251,17.476232348600799,20.769457648469039,24.463806872064787,28.577761761248283,33.133017566941447,38.157884331015346,43.691238264349636,49.786697030770284,{"$f":"IFERROR(IF(OR(D41=\"\",'Combined scenario - input'!$D26=\"\"),\"\",D41/'Combined scenario - input'!$D26),\"\")","v":4.9299299686881577E-2},{"$f":"IFERROR(IF(OR(E41=\"\",'Combined scenario - input'!$D26=\"\"),\"\",E41/'Combined scenario - input'!$D26),\"\")","v":6.6970746998859729E-2},{"$f":"IFERROR(IF(OR(F41=\"\",'Combined scenario - input'!$D26=\"\"),\"\",F41/'Combined scenario - input'!$D26),\"\")","v":8.9885443959443687E-2},{"$f":"IFERROR(IF(OR(G41=\"\",'Combined scenario - input'!$D26=\"\"),\"\",G41/'Combined scenario - input'!$D26),\"\")","v":0.11920331561196658},{"$f":"IFERROR(IF(OR(H41=\"\",'Combined scenario - input'!$D26=\"\"),\"\",H41/'Combined scenario - input'!$D26),\"\")","v":0.15621542073482067},{"$f":"IFERROR(IF(OR(I41=\"\",'Combined scenario - input'!$D26=\"\"),\"\",I41/'Combined scenario - input'!$D26),\"\")","v":0.20232350453241485},{"$f":"IFERROR(IF(OR(J41=\"\",'Combined scenario - input'!$D26=\"\"),\"\",J41/'Combined scenario - input'!$D26),\"\")","v":0.25900973017776818},{"$f":"IFERROR(IF(OR(K41=\"\",'Combined scenario - input'!$D26=\"\"),\"\",K41/'Combined scenario - input'!$D26),\"\")","v":0.32779763103068577},{"$f":"IFERROR(IF(OR(L41=\"\",'Combined scenario - input'!$D26=\"\"),\"\",L41/'Combined scenario - input'!$D26),\"\")","v":0.41020685852127087},{"$f":"IFERROR(IF(OR(M41=\"\",'Combined scenario - input'!$D26=\"\"),\"\",M41/'Combined scenario - input'!$D26),\"\")","v":0.50770602401569642},{"$f":"IFERROR(IF(OR(N41=\"\",'Combined scenario - input'!$D26=\"\"),\"\",N41/'Combined scenario - input'!$D26),\"\")","v":0.62166966263303858},{"$f":"IFERROR(IF(OR(O41=\"\",'Combined scenario - input'!$D26=\"\"),\"\",O41/'Combined scenario - input'!$D26),\"\")","v":0.75334683401148628},{"$f":"IFERROR(IF(OR(P41=\"\",'Combined scenario - input'!$D26=\"\"),\"\",P41/'Combined scenario - input'!$D26),\"\")","v":0.90384982260625402},{"$f":"IFERROR(IF(OR(Q41=\"\",'Combined scenario - input'!$D26=\"\"),\"\",Q41/'Combined scenario - input'!$D26),\"\")","v":1.0741714939890823},{"$f":"IFERROR(IF(OR(R41=\"\",'Combined scenario - input'!$D26=\"\"),\"\",R41/'Combined scenario - input'!$D26),\"\")","v":1.2652388146670377},{"$f":"IFERROR(IF(OR(S41=\"\",'Combined scenario - input'!$D26=\"\"),\"\",S41/'Combined scenario - input'!$D26),\"\")","v":1.4780076382113378},{"$f":"IFERROR(IF(OR(T41=\"\",'Combined scenario - input'!$D26=\"\"),\"\",T41/'Combined scenario - input'!$D26),\"\")","v":1.7136000170361432},{"$f":"IFERROR(IF(OR(U41=\"\",'Combined scenario - input'!$D26=\"\"),\"\",U41/'Combined scenario - input'!$D26),\"\")","v":1.9734801126273351},{"$f":"IFERROR(IF(OR(V41=\"\",'Combined scenario - input'!$D26=\"\"),\"\",V41/'Combined scenario - input'!$D26),\"\")","v":2.2596585560869884},{"$f":"IFERROR(IF(OR(W41=\"\",'Combined scenario - input'!$D26=\"\"),\"\",W41/'Combined scenario - input'!$D26),\"\")","v":2.5749083888219104}]
[{"$f":"IFERROR('Combined scenario - input'!A27,\"\")","v":2},{"$f":"IFERROR('Combined scenario - input'!B27,\"\")","v":"POLES"},{"$f":"IFERROR('Combined scenario - input'!C27,\"\")","v":"> 66 kv & < = 132 kv ; wood"},{"$f":"IFERROR(repcalc('Combined scenario - input'!$CV27:$GH27,'Combined scenario - input'!$G27,'Combined scenario - input'!$E27,'Combined scenario - input'!$F27,20,TRUE,TRUE),\"\")","v":64.770375009155103},83.642903806422609,107.13050410357738,136.09214746307086,171.46912727099962,214.27003909016136,265.5474819995311,326.36543768088933,397.75672575958566,480.67058642895222,575.91129840812914,684.069765129742,805.45112334601276,940.00254028910717,1087.2463341965718,1246.2242291312305,1415.4587926101131,1592.9377835334592,1776.1261874329443,1962.0091345750873,{"$f":"IFERROR(IF(OR(D42=\"\",'Combined scenario - input'!$D27=\"\"),\"\",D42/'Combined scenario - input'!$D27),\"\")","v":2.8773911247759565},{"$f":"IFERROR(IF(OR(E42=\"\",'Combined scenario - input'!$D27=\"\"),\"\",E42/'Combined scenario - input'!$D27),\"\")","v":3.715793663832748},{"$f":"IFERROR(IF(OR(F42=\"\",'Combined scenario - input'!$D27=\"\"),\"\",F42/'Combined scenario - input'!$D27),\"\")","v":4.7592184182481052},{"$f":"IFERROR(IF(OR(G42=\"\",'Combined scenario - input'!$D27=\"\"),\"\",G42/'Combined scenario - input'!$D27),\"\")","v":6.0458247648958441},{"$f":"IFERROR(IF(OR(H42=\"\",'Combined scenario - input'!$D27=\"\"),\"\",H42/'Combined scenario - input'!$D27),\"\")","v":7.6174291859961425},{"$f":"IFERROR(IF(OR(I42=\"\",'Combined scenario - input'!$D27=\"\"),\"\",I42/'Combined scenario - input'!$D27),\"\")","v":9.5188380289025911},{"$f":"IFERROR(IF(OR(J42=\"\",'Combined scenario - input'!$D27=\"\"),\"\",J42/'Combined scenario - input'!$D27),\"\")","v":11.796812474901571},{"$f":"IFERROR(IF(OR(K42=\"\",'Combined scenario - input'!$D27=\"\"),\"\",K42/'Combined scenario - input'!$D27),\"\")","v":14.498619371647534},{"$f":"IFERROR(IF(OR(L42=\"\",'Combined scenario - input'!$D27=\"\"),\"\",L42/'Combined scenario - input'!$D27),\"\")","v":17.670141208211376},{"$f":"IFERROR(IF(OR(M42=\"\",'Combined scenario - input'!$D27=\"\"),\"\",M42/'Combined scenario - input'!$D27),\"\")","v":21.353547499702255},{"$f":"IFERROR(IF(OR(N42=\"\",'Combined scenario - input'!$D27=\"\"),\"\",N42/'Combined scenario - input'!$D27),\"\")","v":25.584567921113919},{"$f":"IFERROR(IF(OR(O42=\"\",'Combined scenario - input'!$D27=\"\"),\"\",O42/'Combined scenario - input'!$D27),\"\")","v":30.389453058341473},{"$f":"IFERROR(IF(OR(P42=\"\",'Combined scenario - input'!$D27=\"\"),\"\",P42/'Combined scenario - input'!$D27),\"\")","v":35.781758457150445},{"$f":"IFERROR(IF(OR(Q42=\"\",'Combined scenario - input'!$D27=\"\"),\"\",Q42/'Combined scenario - input'!$D27),\"\")","v":41.759137048572306},{"$f":"IFERROR(IF(OR(R42=\"\",'Combined scenario - input'!$D27=\"\"),\"\",R42/'Combined scenario - input'!$D27),\"\")","v":48.300368062099601},{"$f":"IFERROR(IF(OR(S42=\"\",'Combined scenario - input'!$D27=\"\"),\"\",S42/'Combined scenario - input'!$D27),\"\")","v":55.362880574276552},{"$f":"IFERROR(IF(OR(T42=\"\",'Combined scenario - input'!$D27=\"\"),\"\",T42/'Combined scenario - input'!$D27),\"\")","v":62.881040394883435},{"$f":"IFERROR(IF(OR(U42=\"\",'Combined scenario - input'!$D27=\"\"),\"\",U42/'Combined scenario - input'!$D27),\"\")","v":70.765454731605217},{"$f":"IFERROR(IF(OR(V42=\"\",'Combined scenario - input'!$D27=\"\"),\"\",V42/'Combined scenario - input'!$D27),\"\")","v":78.903506849842103},{"$f":"IFERROR(IF(OR(W42=\"\",'Combined scenario - input'!$D27=\"\"),\"\",W42/'Combined scenario - input'!$D27),\"\")","v":87.161262687729405}]
[{"$f":"IFERROR('Combined scenario - input'!A28,\"\")","v":2},{"$f":"IFERROR('Combined scenario - input'!B28,\"\")","v":"POLES"},{"$f":"IFERROR('Combined scenario - input'!C28,\"\")","v":"staking of a wooden pole"},{"$f":"IFERROR(repcalc('Combined scenario - input'!$CV28:$GH28,'Combined scenario - input'!$G28,'Combined scenario - input'!$E28,'Combined scenario - input'!$F28,20,TRUE,TRUE),\"\")","v":4332.2001860765013},4880.6932851303145,5437.9009294014759,6006.088792111168,6589.9380388430682,7195.0246009185166,7825.9123045092874,8484.1983781286581,9166.8628779610408,9865.2205465891038,10564.667925751808,11245.282590242625,11883.192555397354,12452.519751667838,12927.633610289653,13285.4389186606,13507.460091223049,13581.551489029167,13503.133348289153,13275.902771619945,{"$f":"IFERROR(IF(OR(D43=\"\",'Combined scenario - input'!$D28=\"\"),\"\",D43/'Combined scenario - input'!$D28),\"\")","v":774.73252486663807},{"$f":"IFERROR(IF(OR(E43=\"\",'Combined scenario - input'!$D28=\"\"),\"\",E43/'Combined scenario - input'!$D28),\"\")","v":872.82019977778634},{"$f":"IFERROR(IF(OR(F43=\"\",'Combined scenario - input'!$D28=\"\"),\"\",F43/'Combined scenario - input'!$D28),\"\")","v":972.46630720112535},{"$f":"IFERROR(IF(OR(G43=\"\",'Combined scenario - input'!$D28=\"\"),\"\",G43/'Combined scenario - input'!$D28),\"\")","v":1074.0760201803228},{"$f":"IFERROR(IF(OR(H43=\"\",'Combined scenario - input'!$D28=\"\"),\"\",H43/'Combined scenario - input'!$D28),\"\")","v":1178.4864771383941},{"$f":"IFERROR(IF(OR(I43=\"\",'Combined scenario - input'!$D28=\"\"),\"\",I43/'Combined scenario - input'!$D28),\"\")","v":1286.6948285221149},{"$f":"IFERROR(IF(OR(J43=\"\",'Combined scenario - input'!$D28=\"\"),\"\",J43/'Combined scenario - input'!$D28),\"\")","v":1399.5172288075578},{"$f":"IFERROR(IF(OR(K43=\"\",'Combined scenario - input'!$D28=\"\"),\"\",K43/'Combined scenario - input'!$D28),\"\")","v":1517.2393122742415},{"$f":"IFERROR(IF(OR(L43=\"\",'Combined scenario - input'!$D28=\"\"),\"\",L43/'Combined scenario - input'!$D28),\"\")","v":1639.3210187687305},{"$f":"IFERROR(IF(OR(M43=\"\",'Combined scenario - input'!$D28=\"\"),\"\",M43/'Combined scenario - input'!$D28),\"\")","v":1764.2091533510331},{"$f":"IFERROR(IF(OR(N43=\"\",'Combined scenario - input'!$D28=\"\"),\"\",N43/'Combined scenario - input'!$D28),\"\")","v":1889.292162167585},{"$f":"IFERROR(IF(OR(O43=\"\",'Combined scenario - input'!$D28=\"\"),\"\",O43/'Combined scenario - input'!$D28),\"\")","v":2011.0072941637773},{"$f":"IFERROR(IF(OR(P43=\"\",'Combined scenario - input'!$D28=\"\"),\"\",P43/'Combined scenario - input'!$D28),\"\")","v":2125.085493857845},{"$f":"IFERROR(IF(OR(Q43=\"\",'Combined scenario - input'!$D28=\"\"),\"\",Q43/'Combined scenario - input'!$D28),\"\")","v":2226.898955216227},{"$f":"IFERROR(IF(OR(R43=\"\",'Combined scenario - input'!$D28=\"\"),\"\",R43/'Combined scenario - input'!$D28),\"\")","v":2311.864133065631},{"$f":"IFERROR(IF(OR(S43=\"\",'Combined scenario - input'!$D28=\"\"),\"\",S43/'Combined scenario - input'!$D28),\"\")","v":2375.8508829983393},{"$f":"IFERROR(IF(OR(T43=\"\",'Combined scenario - input'!$D28=\"\"),\"\",T43/'Combined scenario - input'!$D28),\"\")","v":2415.5551940193259},{"$f":"IFERROR(IF(OR(U43=\"\",'Combined scenario - input'!$D28=\"\"),\"\",U43/'Combined scenario - input'!$D28),\"\")","v":2428.8050470334401},{"$f":"IFERROR(IF(OR(V43=\"\",'Combined scenario - input'!$D28=\"\"),\"\",V43/'Combined scenario - input'!$D28),\"\")","v":2414.781437421374},{"$f":"IFERROR(IF(OR(W43=\"\",'Combined scenario - input'!$D28=\"\"),\"\",W43/'Combined scenario - input'!$D28),\"\")","v":2374.145522452432}]
[{"$f":"IFERROR('Combined scenario - input'!A29,\"\")","v":3},{"$f":"IFERROR('Combined scenario - input'!B29,\"\")","v":"SERVICE LINES"},{"$f":"IFERROR('Combined scenario - input'!C29,\"\")","v":"˂ = 11 kv ; commercial and industrial ; simple type"},{"$f":"IFERROR(repcalc('Combined scenario - input'!$CV29:$GH29,'Combined scenario - input'!$G29,'Combined scenario - input'!$E29,'Combined scenario - input'!$F29,20,TRUE,TRUE),\"\")","v":1138.4233499706872},1068.1244931213882,1007.7524020446009,957.20501061600805,916.01952956908201,883.48533261551199,858.74421574665837,840.87254141955941,828.94323268071093,822.06837747036536,819.4251258347457,820.2685725407315,823.93551576113134,829.84256501575999,837.48127931429838,846.41208938782472,856.25789823830189,866.69760210148422,877.45939665656317,888.31362817582146,{"$f":"IFERROR(IF(OR(D44=\"\",'Combined scenario - input'!$D29=\"\"),\"\",D44/'Combined scenario - input'!$D29),\"\")","v":1213.5565468545235},{"$f":"IFERROR(IF(OR(E44=\"\",'Combined scenario - input'!$D29=\"\"),\"\",E44/'Combined scenario - input'!$D29),\"\")","v":1138.6181349113281},{"$f":"IFERROR(IF(OR(F44=\"\",'Combined scenario - input'!$D29=\"\"),\"\",F44/'Combined scenario - input'!$D29),\"\")","v":1074.2616313527712},{"$f":"IFERROR(IF(OR(G44=\"\",'Combined scenario - input'!$D29=\"\"),\"\",G44/'Combined scenario - input'!$D29),\"\")","v":1020.3782339363649},{"$f":"IFERROR(IF(OR(H44=\"\",'Combined scenario - input'!$D29=\"\"),\"\",H44/'Combined scenario - input'!$D29),\"\")","v":976.47461041956262},{"$f":"IFERROR(IF(OR(I44=\"\",'Combined scenario - input'!$D29=\"\"),\"\",I44/'Combined scenario - input'!$D29),\"\")","v":941.79323489201749},{"$f":"IFERROR(IF(OR(J44=\"\",'Combined scenario - input'!$D29=\"\"),\"\",J44/'Combined scenario - input'!$D29),\"\")","v":915.41926394925417},{"$f":"IFERROR(IF(OR(K44=\"\",'Combined scenario - input'!$D29=\"\"),\"\",K44/'Combined scenario - input'!$D29),\"\")","v":896.36810219694007},{"$f":"IFERROR(IF(OR(L44=\"\",'Combined scenario - input'!$D29=\"\"),\"\",L44/'Combined scenario - input'!$D29),\"\")","v":883.65148783739517},{"$f":"IFERROR(IF(OR(M44=\"\",'Combined scenario - input'!$D29=\"\"),\"\",M44/'Combined scenario - input'!$D29),\"\")","v":876.32290875527542},{"$f":"IFERROR(IF(OR(N44=\"\",'Combined scenario - input'!$D29=\"\"),\"\",N44/'Combined scenario - input'!$D29),\"\")","v":873.50520888336678},{"$f":"IFERROR(IF(OR(O44=\"\",'Combined scenario - input'!$D29=\"\"),\"\",O44/'Combined scenario - input'!$D29),\"\")","v":874.40432103878629},{"$f":"IFERROR(IF(OR(P44=\"\",'Combined scenario - input'!$D29=\"\"),\"\",P44/'Combined scenario - input'!$D29),\"\")","v":878.3132736724217},{"$f":"IFERROR(IF(OR(Q44=\"\",'Combined scenario - input'!$D29=\"\"),\"\",Q44/'Combined scenario - input'!$D29),\"\")","v":884.61017393868144},{"$f":"IFERROR(IF(OR(R44=\"\",'Combined scenario - input'!$D29=\"\"),\"\",R44/'Combined scenario - input'!$D29),\"\")","v":892.75302496750237},{"$f":"IFERROR(IF(OR(S44=\"\",'Combined scenario - input'!$D29=\"\"),\"\",S44/'Combined scenario - input'!$D29),\"\")","v":902.27324697781273},{"$f":"IFERROR(IF(OR(T44=\"\",'Combined scenario - input'!$D29=\"\"),\"\",T44/'Combined scenario - input'!$D29),\"\")","v":912.76885547871223},{"$f":"IFERROR(IF(OR(U44=\"\",'Combined scenario - input'!$D29=\"\"),\"\",U44/'Combined scenario - input'!$D29),\"\")","v":923.89755463154813},{"$f":"IFERROR(IF(OR(V44=\"\",'Combined scenario - input'!$D29=\"\"),\"\",V44/'Combined scenario - input'!$D29),\"\")","v":935.36960168553344},{"$f":"IFERROR(IF(OR(W44=\"\",'Combined scenario - input'!$D29=\"\"),\"\",W44/'Combined scenario - input'!$D29),\"\")","v":946.94018632051109}]
[{"$f":"IFERROR('Combined scenario - input'!A30,\"\")","v":3},{"$f":"IFERROR('Combined scenario - input'!B30,\"\")","v":"SERVICE LINES"},{"$f":"IFERROR('Combined scenario - input'!C30,\"\")","v":"˂ = 11 kv ; residential ; simple type"},{"$f":"IFERROR(repcalc('Combined scenario - input'!$CV30:$GH30,'Combined scenario - input'!$G30,'Combined scenario - input'!$E30,'Combined scenario - input'!$F30,20,TRUE,TRUE),\"\")","v":2707.6177031194184},2754.4272386540761,2798.5495800344979,2842.6010749833426,2888.8835696944989,2939.2313643488287,2994.9050696218869,3056.5375672820642,3124.13205952826,3197.1074837090246,3274.3828214523887,3354.4893345938399,3435.6986311409742,3516.1546527881142,3593.9989899710404,3667.4810771005032,3735.0474485007003,3795.4069849550638,3847.5716279947655,3890.8741333366279,{"$f":"IFERROR(IF(OR(D45=\"\",'Combined scenario - input'!$D30=\"\"),\"\",D45/'Combined scenario - input'!$D30),\"\")","v":4745.5212578790824},{"$f":"IFERROR(IF(OR(E45=\"\",'Combined scenario - input'!$D30=\"\"),\"\",E45/'Combined scenario - input'!$D30),\"\")","v":4827.5622512199243},{"$f":"IFERROR(IF(OR(F45=\"\",'Combined scenario - input'!$D30=\"\"),\"\",F45/'Combined scenario - input'!$D30),\"\")","v":4904.8935187496645},{"$f":"IFERROR(IF(OR(G45=\"\",'Combined scenario - input'!$D30=\"\"),\"\",G45/'Combined scenario - input'!$D30),\"\")","v":4982.1006168862496},{"$f":"IFERROR(IF(OR(H45=\"\",'Combined scenario - input'!$D30=\"\"),\"\",H45/'Combined scenario - input'!$D30),\"\")","v":5063.2178891903968},{"$f":"IFERROR(IF(OR(I45=\"\",'Combined scenario - input'!$D30=\"\"),\"\",I45/'Combined scenario - input'!$D30),\"\")","v":5151.4602320972954},{"$f":"IFERROR(IF(OR(J45=\"\",'Combined scenario - input'!$D30=\"\"),\"\",J45/'Combined scenario - input'!$D30),\"\")","v":5249.0370619332834},{"$f":"IFERROR(IF(OR(K45=\"\",'Combined scenario - input'!$D30=\"\"),\"\",K45/'Combined scenario - input'!$D30),\"\")","v":5357.0576024570046},{"$f":"IFERROR(IF(OR(L45=\"\",'Combined scenario - input'!$D30=\"\"),\"\",L45/'Combined scenario - input'!$D30),\"\")","v":5475.5274660202049},{"$f":"IFERROR(IF(OR(M45=\"\",'Combined scenario - input'!$D30=\"\"),\"\",M45/'Combined scenario - input'!$D30),\"\")","v":5603.4282499283563},{"$f":"IFERROR(IF(OR(N45=\"\",'Combined scenario - input'!$D30=\"\"),\"\",N45/'Combined scenario - input'!$D30),\"\")","v":5738.8653013069297},{"$f":"IFERROR(IF(OR(O45=\"\",'Combined scenario - input'!$D30=\"\"),\"\",O45/'Combined scenario - input'!$D30),\"\")","v":5879.2644280260984},{"$f":"IFERROR(IF(OR(P45=\"\",'Combined scenario - input'!$D30=\"\"),\"\",P45/'Combined scenario - input'!$D30),\"\")","v":6021.5963542274376},{"$f":"IFERROR(IF(OR(Q45=\"\",'Combined scenario - input'!$D30=\"\"),\"\",Q45/'Combined scenario - input'!$D30),\"\")","v":6162.6080489770347},{"$f":"IFERROR(IF(OR(R45=\"\",'Combined scenario - input'!$D30=\"\"),\"\",R45/'Combined scenario - input'!$D30),\"\")","v":6299.0423603945919},{"$f":"IFERROR(IF(OR(S45=\"\",'Combined scenario - input'!$D30=\"\"),\"\",S45/'Combined scenario - input'!$D30),\"\")","v":6427.8311499435895},{"$f":"IFERROR(IF(OR(T45=\"\",'Combined scenario - input'!$D30=\"\"),\"\",T45/'Combined scenario - input'!$D30),\"\")","v":6546.251727349324},{"$f":"IFERROR(IF(OR(U45=\"\",'Combined scenario - input'!$D30=\"\"),\"\",U45/'Combined scenario - input'!$D30),\"\")","v":6652.0412053210139},{"$f":"IFERROR(IF(OR(V45=\"\",'Combined scenario - input'!$D30=\"\"),\"\",V45/'Combined scenario - input'!$D30),\"\")","v":6743.46785767647},{"$f":"IFERROR(IF(OR(W45=\"\",'Combined scenario - input'!$D30=\"\"),\"\",W45/'Combined scenario - input'!$D30),\"\")","v":6819.362235003995}]
[{"$f":"IFERROR('Combined scenario - input'!A31,\"\")","v":4},{"$f":"IFERROR('Combined scenario - input'!B31,\"\")","v":"SWITCHGEAR"},{"$f":"IFERROR('Combined scenario - input'!C31,\"\")","v":"˂ = 11 kv ; circuit breaker"},{"$f":"IFERROR(repcalc('Combined scenario - input'!$CV31:$GH31,'Combined scenario - input'!$G31,'Combined scenario - input'!$E31,'Combined scenario - input'!$F31,20,TRUE,TRUE),\"\")","v":989.46185886349338},1051.2367700123191,1112.0536014188874,1171.4333669045493,1229.1240655089264,1285.1338318461926,1339.7286075692016,1393.3917640852908,1446.7487176514337,1500.4652063555468,1555.1326792626066,1611.1573896523983,1668.6707004698355,1727.476525108473,1787.0478345410702,1846.5782268306209,1905.0874503282485,1961.5724652225856,2015.1891337772263,2065.4448514703586,{"$f":"IFERROR(IF(OR(D46=\"\",'Combined scenario - input'!$D31=\"\"),\"\",D46/'Combined scenario - input'!$D31),\"\")","v":11.737459937492259},{"$f":"IFERROR(IF(OR(E46=\"\",'Combined scenario - input'!$D31=\"\"),\"\",E46/'Combined scenario - input'!$D31),\"\")","v":12.470262862896904},{"$f":"IFERROR(IF(OR(F46=\"\",'Combined scenario - input'!$D31=\"\"),\"\",F46/'Combined scenario - input'!$D31),\"\")","v":13.191700597727568},{"$f":"IFERROR(IF(OR(G46=\"\",'Combined scenario - input'!$D31=\"\"),\"\",G46/'Combined scenario - input'!$D31),\"\")","v":13.896091183622598},{"$f":"IFERROR(IF(OR(H46=\"\",'Combined scenario - input'!$D31=\"\"),\"\",H46/'Combined scenario - input'!$D31),\"\")","v":14.580445267177257},{"$f":"IFERROR(IF(OR(I46=\"\",'Combined scenario - input'!$D31=\"\"),\"\",I46/'Combined scenario - input'!$D31),\"\")","v":15.244859344994341},{"$f":"IFERROR(IF(OR(J46=\"\",'Combined scenario - input'!$D31=\"\"),\"\",J46/'Combined scenario - input'!$D31),\"\")","v":15.89248814150119},{"$f":"IFERROR(IF(OR(K46=\"\",'Combined scenario - input'!$D31=\"\"),\"\",K46/'Combined scenario - input'!$D31),\"\")","v":16.529065634695773},{"$f":"IFERROR(IF(OR(L46=\"\",'Combined scenario - input'!$D31=\"\"),\"\",L46/'Combined scenario - input'!$D31),\"\")","v":17.162010805102422},{"$f":"IFERROR(IF(OR(M46=\"\",'Combined scenario - input'!$D31=\"\"),\"\",M46/'Combined scenario - input'!$D31),\"\")","v":17.799220949686951},{"$f":"IFERROR(IF(OR(N46=\"\",'Combined scenario - input'!$D31=\"\"),\"\",N46/'Combined scenario - input'!$D31),\"\")","v":18.447712114235298},{"$f":"IFERROR(IF(OR(O46=\"\",'Combined scenario - input'!$D31=\"\"),\"\",O46/'Combined scenario - input'!$D31),\"\")","v":19.112303465401776},{"$f":"IFERROR(IF(OR(P46=\"\",'Combined scenario - input'!$D31=\"\"),\"\",P46/'Combined scenario - input'!$D31),\"\")","v":19.794553291956579},{"$f":"IFERROR(IF(OR(Q46=\"\",'Combined scenario - input'!$D31=\"\"),\"\",Q46/'Combined scenario - input'!$D31),\"\")","v":20.49213552274616},{"$f":"IFERROR(IF(OR(R46=\"\",'Combined scenario - input'!$D31=\"\"),\"\",R46/'Combined scenario - input'!$D31),\"\")","v":21.198798292640284},{"$f":"IFERROR(IF(OR(S46=\"\",'Combined scenario - input'!$D31=\"\"),\"\",S46/'Combined scenario - input'!$D31),\"\")","v":21.904975684221984},{"$f":"IFERROR(IF(OR(T46=\"\",'Combined scenario - input'!$D31=\"\"),\"\",T46/'Combined scenario - input'!$D31),\"\")","v":22.599039493377791},{"$f":"IFERROR(IF(OR(U46=\"\",'Combined scenario - input'!$D31=\"\"),\"\",U46/'Combined scenario - input'!$D31),\"\")","v":23.26909119213903},{"$f":"IFERROR(IF(OR(V46=\"\",'Combined scenario - input'!$D31=\"\"),\"\",V46/'Combined scenario - input'!$D31),\"\")","v":23.905117223364471},{"$f":"IFERROR(IF(OR(W46=\"\",'Combined scenario - input'!$D31=\"\"),\"\",W46/'Combined scenario - input'!$D31),\"\")","v":24.501274081528361}]
[{"$f":"IFERROR('Combined scenario - input'!A32,\"\")","v":4},{"$f":"IFERROR('Combined scenario - input'!B32,\"\")","v":"SWITCHGEAR"},{"$f":"IFERROR('Combined scenario - input'!C32,\"\")","v":"˂ = 11 kv ; fuse"},{"$f":"IFERROR(repcalc('Combined scenario - input'!$CV32:$GH32,'Combined scenario - input'!$G32,'Combined scenario - input'!$E32,'Combined scenario - input'!$F32,20,TRUE,TRUE),\"\")","v":1681.8287956032048},1537.8995480276026,1422.0310103105019,1329.9980606133356,1257.9126378520532,1202.3208117359477,1160.2336717458895,1129.1126162220517,1106.8287343695808,1091.6126546649909,1082.0067312683202,1076.8267846530996,1075.1365311441398,1076.2347377387268,1079.6531441985428,1085.1621938027195,1092.7813402929808,1102.7908086779482,1115.7418447534442,1132.4624354924122,{"$f":"IFERROR(IF(OR(D47=\"\",'Combined scenario - input'!$D32=\"\"),\"\",D47/'Combined scenario - input'!$D32),\"\")","v":1273.7122712414553},{"$f":"IFERROR(IF(OR(E47=\"\",'Combined scenario - input'!$D32=\"\"),\"\",E47/'Combined scenario - input'!$D32),\"\")","v":1164.7092328187227},{"$f":"IFERROR(IF(OR(F47=\"\",'Combined scenario - input'!$D32=\"\"),\"\",F47/'Combined scenario - input'!$D32),\"\")","v":1076.957626515572},{"$f":"IFERROR(IF(OR(G47=\"\",'Combined scenario - input'!$D32=\"\"),\"\",G47/'Combined scenario - input'!$D32),\"\")","v":1007.2576084790841},{"$f":"IFERROR(IF(OR(H47=\"\",'Combined scenario - input'!$D32=\"\"),\"\",H47/'Combined scenario - input'!$D32),\"\")","v":952.66460365676937},{"$f":"IFERROR(IF(OR(I47=\"\",'Combined scenario - input'!$D32=\"\"),\"\",I47/'Combined scenario - input'!$D32),\"\")","v":910.56282059185946},{"$f":"IFERROR(IF(OR(J47=\"\",'Combined scenario - input'!$D32=\"\"),\"\",J47/'Combined scenario - input'!$D32),\"\")","v":878.68864480955733},{"$f":"IFERROR(IF(OR(K47=\"\",'Combined scenario - input'!$D32=\"\"),\"\",K47/'Combined scenario - input'!$D32),\"\")","v":855.11949768927514},{"$f":"IFERROR(IF(OR(L47=\"\",'Combined scenario - input'!$D32=\"\"),\"\",L47/'Combined scenario - input'!$D32),\"\")","v":838.24307492817775},{"$f":"IFERROR(IF(OR(M47=\"\",'Combined scenario - input'!$D32=\"\"),\"\",M47/'Combined scenario - input'!$D32),\"\")","v":826.71936485103345},{"$f":"IFERROR(IF(OR(N47=\"\",'Combined scenario - input'!$D32=\"\"),\"\",N47/'Combined scenario - input'!$D32),\"\")","v":819.44443737985966},{"$f":"IFERROR(IF(OR(O47=\"\",'Combined scenario - input'!$D32=\"\"),\"\",O47/'Combined scenario - input'!$D32),\"\")","v":815.521468772454},{"$f":"IFERROR(IF(OR(P47=\"\",'Combined scenario - input'!$D32=\"\"),\"\",P47/'Combined scenario - input'!$D32),\"\")","v":814.24137614857977},{"$f":"IFERROR(IF(OR(Q47=\"\",'Combined scenario - input'!$D32=\"\"),\"\",Q47/'Combined scenario - input'!$D32),\"\")","v":815.07308935240917},{"$f":"IFERROR(IF(OR(R47=\"\",'Combined scenario - input'!$D32=\"\"),\"\",R47/'Combined scenario - input'!$D32),\"\")","v":817.66197727449821},{"$f":"IFERROR(IF(OR(S47=\"\",'Combined scenario - input'!$D32=\"\"),\"\",S47/'Combined scenario - input'!$D32),\"\")","v":821.83418796684816},{"$f":"IFERROR(IF(OR(T47=\"\",'Combined scenario - input'!$D32=\"\"),\"\",T47/'Combined scenario - input'!$D32),\"\")","v":827.60445448054008},{"$f":"IFERROR(IF(OR(U47=\"\",'Combined scenario - input'!$D32=\"\"),\"\",U47/'Combined scenario - input'!$D32),\"\")","v":835.18500176565419},{"$f":"IFERROR(IF(OR(V47=\"\",'Combined scenario - input'!$D32=\"\"),\"\",V47/'Combined scenario - input'!$D32),\"\")","v":844.99330901891028},{"$f":"IFERROR(IF(OR(W47=\"\",'Combined scenario - input'!$D32=\"\"),\"\",W47/'Combined scenario - input'!$D32),\"\")","v":857.65644195034008}]
[{"$f":"IFERROR('Combined scenario - input'!A33,\"\")","v":4},{"$f":"IFERROR('Combined scenario - input'!B33,\"\")","v":"SWITCHGEAR"},{"$f":"IFERROR('Combined scenario - input'!C33,\"\")","v":"˂ = 11 kv ; switch"},{"$f":"IFERROR(repcalc('Combined scenario - input'!$CV33:$GH33,'Combined scenario - input'!$G33,'Combined scenario - input'!$E33,'Combined scenario - input'!$F33,20,TRUE,TRUE),\"\")","v":1310.61882170388},1393.5794637800611,1473.9805190540246,1551.931444015537,1627.7295911498063,1701.814651771743,1774.7136574521617,1846.9824117133414,1919.1494235170428,1991.6679166356612,2064.8803767213089,2138.9985317409196,2214.0998573597731,2290.1398973561991,2366.9781226626519,2444.4139150008109,2522.2286833245671,2600.2301565618172,2678.2955156214812,2756.4111273591129,{"$f":"IFERROR(IF(OR(D48=\"\",'Combined scenario - input'!$D33=\"\"),\"\",D48/'Combined scenario - input'!$D33),\"\")","v":96.613947938416075},{"$f":"IFERROR(IF(OR(E48=\"\",'Combined scenario - input'!$D33=\"\"),\"\",E48/'Combined scenario - input'!$D33),\"\")","v":102.72949810582902},{"$f":"IFERROR(IF(OR(F48=\"\",'Combined scenario - input'!$D33=\"\"),\"\",F48/'Combined scenario - input'!$D33),\"\")","v":108.65636504822022},{"$f":"IFERROR(IF(OR(G48=\"\",'Combined scenario - input'!$D33=\"\"),\"\",G48/'Combined scenario - input'!$D33),\"\")","v":114.40261749116317},{"$f":"IFERROR(IF(OR(H48=\"\",'Combined scenario - input'!$D33=\"\"),\"\",H48/'Combined scenario - input'!$D33),\"\")","v":119.99017515460201},{"$f":"IFERROR(IF(OR(I48=\"\",'Combined scenario - input'!$D33=\"\"),\"\",I48/'Combined scenario - input'!$D33),\"\")","v":125.45145044793011},{"$f":"IFERROR(IF(OR(J48=\"\",'Combined scenario - input'!$D33=\"\"),\"\",J48/'Combined scenario - input'!$D33),\"\")","v":130.82529417956056},{"$f":"IFERROR(IF(OR(K48=\"\",'Combined scenario - input'!$D33=\"\"),\"\",K48/'Combined scenario - input'!$D33),\"\")","v":136.15267811922243},{"$f":"IFERROR(IF(OR(L48=\"\",'Combined scenario - input'!$D33=\"\"),\"\",L48/'Combined scenario - input'!$D33),\"\")","v":141.47256198309782},{"$f":"IFERROR(IF(OR(M48=\"\",'Combined scenario - input'!$D33=\"\"),\"\",M48/'Combined scenario - input'!$D33),\"\")","v":146.81835574304549},{"$f":"IFERROR(IF(OR(N48=\"\",'Combined scenario - input'!$D33=\"\"),\"\",N48/'Combined scenario - input'!$D33),\"\")","v":152.21530616831285},{"$f":"IFERROR(IF(OR(O48=\"\",'Combined scenario - input'!$D33=\"\"),\"\",O48/'Combined scenario - input'!$D33),\"\")","v":157.67902105762491},{"$f":"IFERROR(IF(OR(P48=\"\",'Combined scenario - input'!$D33=\"\"),\"\",P48/'Combined scenario - input'!$D33),\"\")","v":163.21521162904745},{"$f":"IFERROR(IF(OR(Q48=\"\",'Combined scenario - input'!$D33=\"\"),\"\",Q48/'Combined scenario - input'!$D33),\"\")","v":168.82060073516362},{"$f":"IFERROR(IF(OR(R48=\"\",'Combined scenario - input'!$D33=\"\"),\"\",R48/'Combined scenario - input'!$D33),\"\")","v":174.48482909546351},{"$f":"IFERROR(IF(OR(S48=\"\",'Combined scenario - input'!$D33=\"\"),\"\",S48/'Combined scenario - input'!$D33),\"\")","v":180.19310787617158},{"$f":"IFERROR(IF(OR(T48=\"\",'Combined scenario - input'!$D33=\"\"),\"\",T48/'Combined scenario - input'!$D33),\"\")","v":185.92932335787623},{"$f":"IFERROR(IF(OR(U48=\"\",'Combined scenario - input'!$D33=\"\"),\"\",U48/'Combined scenario - input'!$D33),\"\")","v":191.67930203181757},{"$f":"IFERROR(IF(OR(V48=\"\",'Combined scenario - input'!$D33=\"\"),\"\",V48/'Combined scenario - input'!$D33),\"\")","v":197.43399013112233},{"$f":"IFERROR(IF(OR(W48=\"\",'Combined scenario - input'!$D33=\"\"),\"\",W48/'Combined scenario - input'!$D33),\"\")","v":203.19238267105661}]
[{"$f":"IFERROR('Combined scenario - input'!A34,\"\")","v":4},{"$f":"IFERROR('Combined scenario - input'!B34,\"\")","v":"SWITCHGEAR"},{"$f":"IFERROR('Combined scenario - input'!C34,\"\")","v":"> 11 kv & < = 22 kv ; circuit breaker"},{"$f":"IFERROR(repcalc('Combined scenario - input'!$CV34:$GH34,'Combined scenario - input'!$G34,'Combined scenario - input'!$E34,'Combined scenario - input'!$F34,20,TRUE,TRUE),\"\")","v":307.39344077595803},299.85729055949713,295.74999461309619,295.00374005733153,297.5085248297579,303.09032044117038,311.49880590862688,322.40890637526485,335.43769025075977,350.17537589197644,366.22667525337403,383.25680390553305,401.03546831682422,419.47213429791788,438.63687668276015,458.76295925839628,480.22972158194011,503.52699618088849,529.20475427564099,557.81361702333459,{"$f":"IFERROR(IF(OR(D49=\"\",'Combined scenario - input'!$D34=\"\"),\"\",D49/'Combined scenario - input'!$D34),\"\")","v":13.863255815634734},{"$f":"IFERROR(IF(OR(E49=\"\",'Combined scenario - input'!$D34=\"\"),\"\",E49/'Combined scenario - input'!$D34),\"\")","v":13.523380058845261},{"$f":"IFERROR(IF(OR(F49=\"\",'Combined scenario - input'!$D34=\"\"),\"\",F49/'Combined scenario - input'!$D34),\"\")","v":13.338143528515467},{"$f":"IFERROR(IF(OR(G49=\"\",'Combined scenario - input'!$D34=\"\"),\"\",G49/'Combined scenario - input'!$D34),\"\")","v":13.304487905337453},{"$f":"IFERROR(IF(OR(H49=\"\",'Combined scenario - input'!$D34=\"\"),\"\",H49/'Combined scenario - input'!$D34),\"\")","v":13.417452163701581},{"$f":"IFERROR(IF(OR(I49=\"\",'Combined scenario - input'!$D34=\"\"),\"\",I49/'Combined scenario - input'!$D34),\"\")","v":13.669187725385207},{"$f":"IFERROR(IF(OR(J49=\"\",'Combined scenario - input'!$D34=\"\"),\"\",J49/'Combined scenario - input'!$D34),\"\")","v":14.048405267448368},{"$f":"IFERROR(IF(OR(K49=\"\",'Combined scenario - input'!$D34=\"\"),\"\",K49/'Combined scenario - input'!$D34),\"\")","v":14.540444113044671},{"$f":"IFERROR(IF(OR(L49=\"\",'Combined scenario - input'!$D34=\"\"),\"\",L49/'Combined scenario - input'!$D34),\"\")","v":15.128034282101817},{"$f":"IFERROR(IF(OR(M49=\"\",'Combined scenario - input'!$D34=\"\"),\"\",M49/'Combined scenario - input'!$D34),\"\")","v":15.792694873618816},{"$f":"IFERROR(IF(OR(N49=\"\",'Combined scenario - input'!$D34=\"\"),\"\",N49/'Combined scenario - input'!$D34),\"\")","v":16.516598638964851},{"$f":"IFERROR(IF(OR(O49=\"\",'Combined scenario - input'!$D34=\"\"),\"\",O49/'Combined scenario - input'!$D34),\"\")","v":17.284647005521006},{"$f":"IFERROR(IF(OR(P49=\"\",'Combined scenario - input'!$D34=\"\"),\"\",P49/'Combined scenario - input'!$D34),\"\")","v":18.08645387612918},{"$f":"IFERROR(IF(OR(Q49=\"\",'Combined scenario - input'!$D34=\"\"),\"\",Q49/'Combined scenario - input'!$D34),\"\")","v":18.917936214327799},{"$f":"IFERROR(IF(OR(R49=\"\",'Combined scenario - input'!$D34=\"\"),\"\",R49/'Combined scenario - input'!$D34),\"\")","v":19.782254352187643},{"$f":"IFERROR(IF(OR(S49=\"\",'Combined scenario - input'!$D34=\"\"),\"\",S49/'Combined scenario - input'!$D34),\"\")","v":20.689928343565974},{"$f":"IFERROR(IF(OR(T49=\"\",'Combined scenario - input'!$D34=\"\"),\"\",T49/'Combined scenario - input'!$D34),\"\")","v":21.658066170038403},{"$f":"IFERROR(IF(OR(U49=\"\",'Combined scenario - input'!$D34=\"\"),\"\",U49/'Combined scenario - input'!$D34),\"\")","v":22.708758978437363},{"$f":"IFERROR(IF(OR(V49=\"\",'Combined scenario - input'!$D34=\"\"),\"\",V49/'Combined scenario - input'!$D34),\"\")","v":23.866810133793638},{"$f":"IFERROR(IF(OR(W49=\"\",'Combined scenario - input'!$D34=\"\"),\"\",W49/'Combined scenario - input'!$D34),\"\")","v":25.157052312886613}]
[{"$f":"IFERROR('Combined scenario - input'!A35,\"\")","v":4},{"$f":"IFERROR('Combined scenario - input'!B35,\"\")","v":"SWITCHGEAR"},{"$f":"IFERROR('Combined scenario - input'!C35,\"\")","v":"> 11 kv & < = 22 kv ; switch"},{"$f":"IFERROR(repcalc('Combined scenario - input'!$CV35:$GH35,'Combined scenario - input'!$G35,'Combined scenario - input'!$E35,'Combined scenario - input'!$F35,20,TRUE,TRUE),\"\")","v":2503.734266681724},2255.5595699659198,2056.7347898415696,1898.3400735673786,1773.0278468173678,1674.8134227807941,1598.8252832845149,1541.0658539881324,1498.2153118364354,1467.4941791319864,1446.5867823588326,1433.617830514936,1427.1684708508787,1426.3158048122436,1430.6802789585224,1440.4677193250329,1456.4961147460224,1480.2006895520262,1513.6136056863791,1559.3163095117229,{"$f":"IFERROR(IF(OR(D50=\"\",'Combined scenario - input'!$D35=\"\"),\"\",D50/'Combined scenario - input'!$D35),\"\")","v":440.22281044209717},{"$f":"IFERROR(IF(OR(E50=\"\",'Combined scenario - input'!$D35=\"\"),\"\",E50/'Combined scenario - input'!$D35),\"\")","v":396.58712437001185},{"$f":"IFERROR(IF(OR(F50=\"\",'Combined scenario - input'!$D35=\"\"),\"\",F50/'Combined scenario - input'!$D35),\"\")","v":361.62846096206323},{"$f":"IFERROR(IF(OR(G50=\"\",'Combined scenario - input'!$D35=\"\"),\"\",G50/'Combined scenario - input'!$D35),\"\")","v":333.77847381074429},{"$f":"IFERROR(IF(OR(H50=\"\",'Combined scenario - input'!$D35=\"\"),\"\",H50/'Combined scenario - input'!$D35),\"\")","v":311.74526470514724},{"$f":"IFERROR(IF(OR(I50=\"\",'Combined scenario - input'!$D35=\"\"),\"\",I50/'Combined scenario - input'!$D35),\"\")","v":294.47656716376054},{"$f":"IFERROR(IF(OR(J50=\"\",'Combined scenario - input'!$D35=\"\"),\"\",J50/'Combined scenario - input'!$D35),\"\")","v":281.11583924048426},{"$f":"IFERROR(IF(OR(K50=\"\",'Combined scenario - input'!$D35=\"\"),\"\",K50/'Combined scenario - input'!$D35),\"\")","v":270.96020146663841},{"$f":"IFERROR(IF(OR(L50=\"\",'Combined scenario - input'!$D35=\"\"),\"\",L50/'Combined scenario - input'!$D35),\"\")","v":263.42594100377056},{"$f":"IFERROR(IF(OR(M50=\"\",'Combined scenario - input'!$D35=\"\"),\"\",M50/'Combined scenario - input'!$D35),\"\")","v":258.02435204159963},{"$f":"IFERROR(IF(OR(N50=\"\",'Combined scenario - input'!$D35=\"\"),\"\",N50/'Combined scenario - input'!$D35),\"\")","v":254.34827783157411},{"$f":"IFERROR(IF(OR(O50=\"\",'Combined scenario - input'!$D35=\"\"),\"\",O50/'Combined scenario - input'!$D35),\"\")","v":252.06799253725055},{"$f":"IFERROR(IF(OR(P50=\"\",'Combined scenario - input'!$D35=\"\"),\"\",P50/'Combined scenario - input'!$D35),\"\")","v":250.93402425848987},{"$f":"IFERROR(IF(OR(Q50=\"\",'Combined scenario - input'!$D35=\"\"),\"\",Q50/'Combined scenario - input'!$D35),\"\")","v":250.78410298094391},{"$f":"IFERROR(IF(OR(R50=\"\",'Combined scenario - input'!$D35=\"\"),\"\",R50/'Combined scenario - input'!$D35),\"\")","v":251.55149315503101},{"$f":"IFERROR(IF(OR(S50=\"\",'Combined scenario - input'!$D35=\"\"),\"\",S50/'Combined scenario - input'!$D35),\"\")","v":253.27238445029218},{"$f":"IFERROR(IF(OR(T50=\"\",'Combined scenario - input'!$D35=\"\"),\"\",T50/'Combined scenario - input'!$D35),\"\")","v":256.09060097310908},{"$f":"IFERROR(IF(OR(U50=\"\",'Combined scenario - input'!$D35=\"\"),\"\",U50/'Combined scenario - input'!$D35),\"\")","v":260.25849318128024},{"$f":"IFERROR(IF(OR(V50=\"\",'Combined scenario - input'!$D35=\"\"),\"\",V50/'Combined scenario - input'!$D35),\"\")","v":266.13336897839321},{"$f":"IFERROR(IF(OR(W50=\"\",'Combined scenario - input'!$D35=\"\"),\"\",W50/'Combined scenario - input'!$D35),\"\")","v":274.16911502002904}]
[{"$f":"IFERROR('Combined scenario - input'!A36,\"\")","v":4},{"$f":"IFERROR('Combined scenario - input'!B36,\"\")","v":"SWITCHGEAR"},{"$f":"IFERROR('Combined scenario - input'!C36,\"\")","v":"> 132 kv ; circuit breaker"},{"$f":"IFERROR(repcalc('Combined scenario - input'!$CV36:$GH36,'Combined scenario - input'!$G36,'Combined scenario - input'!$E36,'Combined scenario - input'!$F36,20,TRUE,TRUE),\"\")","v":2.8008623608442454E-3},5.0639910554799101E-3,9.0049410136339055E-3,1.5749128317824119E-2,2.7090737365848647E-2,4.5832627662214964E-2,7.626395216021252E-2,0.12481175655787036,0.20090204669114661,0.31805847414363914,0.49524992424342207,0.75846897676245451,1.1424792853510073,1.6926109316854856,2.4664111056248306,3.5348792460850338,4.9829417914526752,6.9087671799533732,9.4215053438018721,12.637077243534399,{"$f":"IFERROR(IF(OR(D51=\"\",'Combined scenario - input'!$D36=\"\"),\"\",D51/'Combined scenario - input'!$D36),\"\")","v":1.5240177458217153E-5},{"$f":"IFERROR(IF(OR(E51=\"\",'Combined scenario - input'!$D36=\"\"),\"\",E51/'Combined scenario - input'!$D36),\"\")","v":2.7554414458651058E-5},{"$f":"IFERROR(IF(OR(F51=\"\",'Combined scenario - input'!$D36=\"\"),\"\",F51/'Combined scenario - input'!$D36),\"\")","v":4.8998087505875207E-5},{"$f":"IFERROR(IF(OR(G51=\"\",'Combined scenario - input'!$D36=\"\"),\"\",G51/'Combined scenario - input'!$D36),\"\")","v":8.5694860886889509E-5},{"$f":"IFERROR(IF(OR(H51=\"\",'Combined scenario - input'!$D36=\"\"),\"\",H51/'Combined scenario - input'!$D36),\"\")","v":1.4740733093540509E-4},{"$f":"IFERROR(IF(OR(I51=\"\",'Combined scenario - input'!$D36=\"\"),\"\",I51/'Combined scenario - input'!$D36),\"\")","v":2.4938654205699883E-4},{"$f":"IFERROR(IF(OR(J51=\"\",'Combined scenario - input'!$D36=\"\"),\"\",J51/'Combined scenario - input'!$D36),\"\")","v":4.1497082499844257E-4},{"$f":"IFERROR(IF(OR(K51=\"\",'Combined scenario - input'!$D36=\"\"),\"\",K51/'Combined scenario - input'!$D36),\"\")","v":6.7913130805913259E-4},{"$f":"IFERROR(IF(OR(L51=\"\",'Combined scenario - input'!$D36=\"\"),\"\",L51/'Combined scenario - input'!$D36),\"\")","v":1.0931571954750428E-3},{"$f":"IFERROR(IF(OR(M51=\"\",'Combined scenario - input'!$D36=\"\"),\"\",M51/'Combined scenario - input'!$D36),\"\")","v":1.7306339846624068E-3},{"$f":"IFERROR(IF(OR(N51=\"\",'Combined scenario - input'!$D36=\"\"),\"\",N51/'Combined scenario - input'!$D36),\"\")","v":2.6947760222545535E-3},{"$f":"IFERROR(IF(OR(O51=\"\",'Combined scenario - input'!$D36=\"\"),\"\",O51/'Combined scenario - input'!$D36),\"\")","v":4.1270152950064901E-3},{"$f":"IFERROR(IF(OR(P51=\"\",'Combined scenario - input'!$D36=\"\"),\"\",P51/'Combined scenario - input'!$D36),\"\")","v":6.2165093488700399E-3},{"$f":"IFERROR(IF(OR(Q51=\"\",'Combined scenario - input'!$D36=\"\"),\"\",Q51/'Combined scenario - input'!$D36),\"\")","v":9.2099102502236647E-3},{"$f":"IFERROR(IF(OR(R51=\"\",'Combined scenario - input'!$D36=\"\"),\"\",R51/'Combined scenario - input'!$D36),\"\")","v":1.3420346340514184E-2},{"$f":"IFERROR(IF(OR(S51=\"\",'Combined scenario - input'!$D36=\"\"),\"\",S51/'Combined scenario - input'!$D36),\"\")","v":1.9234142939985967E-2},{"$f":"IFERROR(IF(OR(T51=\"\",'Combined scenario - input'!$D36=\"\"),\"\",T51/'Combined scenario - input'!$D36),\"\")","v":2.7113405580849351E-2},{"$f":"IFERROR(IF(OR(U51=\"\",'Combined scenario - input'!$D36=\"\"),\"\",U51/'Combined scenario - input'!$D36),\"\")","v":3.7592292756670399E-2},{"$f":"IFERROR(IF(OR(V51=\"\",'Combined scenario - input'!$D36=\"\"),\"\",V51/'Combined scenario - input'!$D36),\"\")","v":5.1264715956910401E-2},{"$f":"IFERROR(IF(OR(W51=\"\",'Combined scenario - input'!$D36=\"\"),\"\",W51/'Combined scenario - input'!$D36),\"\")","v":6.8761429492954579E-2}]
[{"$f":"IFERROR('Combined scenario - input'!A37,\"\")","v":4},{"$f":"IFERROR('Combined scenario - input'!B37,\"\")","v":"SWITCHGEAR"},{"$f":"IFERROR('Combined scenario - input'!C37,\"\")","v":"> 132 kv ; switch"},{"$f":"IFERROR(repcalc('Combined scenario - input'!$CV37:$GH37,'Combined scenario - input'!$G37,'Combined scenario - input'!$E37,'Combined scenario - input'!$F37,20,TRUE,TRUE),\"\")","v":23.882819883906965},21.816013912052714,19.78168866594903,17.935780590177934,16.437564010460239,15.447008930386001,15.123410704543305,15.624759608760975,17.107058637926251,19.722676616425431,23.616868512590315,28.921809558218627,35.747854213979252,44.172203376328909,54.225684586772637,65.878850674668698,79.0290093592711,93.490042278343878,108.98690309427612,125.15646909294122,{"$f":"IFERROR(IF(OR(D52=\"\",'Combined scenario - input'!$D37=\"\"),\"\",D52/'Combined scenario - input'!$D37),\"\")","v":0.24774017629290634},{"$f":"IFERROR(IF(OR(E52=\"\",'Combined scenario - input'!$D37=\"\"),\"\",E52/'Combined scenario - input'!$D37),\"\")","v":0.22630087899387061},{"$f":"IFERROR(IF(OR(F52=\"\",'Combined scenario - input'!$D37=\"\"),\"\",F52/'Combined scenario - input'!$D37),\"\")","v":0.20519850927552599},{"$f":"IFERROR(IF(OR(G52=\"\",'Combined scenario - input'!$D37=\"\"),\"\",G52/'Combined scenario - input'!$D37),\"\")","v":0.18605061994189759},{"$f":"IFERROR(IF(OR(H52=\"\",'Combined scenario - input'!$D37=\"\"),\"\",H52/'Combined scenario - input'!$D37),\"\")","v":0.17050938815317054},{"$f":"IFERROR(IF(OR(I52=\"\",'Combined scenario - input'!$D37=\"\"),\"\",I52/'Combined scenario - input'!$D37),\"\")","v":0.16023420744342595},{"$f":"IFERROR(IF(OR(J52=\"\",'Combined scenario - input'!$D37=\"\"),\"\",J52/'Combined scenario - input'!$D37),\"\")","v":0.15687747310853439},{"$f":"IFERROR(IF(OR(K52=\"\",'Combined scenario - input'!$D37=\"\"),\"\",K52/'Combined scenario - input'!$D37),\"\")","v":0.16207804266099474},{"$f":"IFERROR(IF(OR(L52=\"\",'Combined scenario - input'!$D37=\"\"),\"\",L52/'Combined scenario - input'!$D37),\"\")","v":0.17745415924141822},{"$f":"IFERROR(IF(OR(M52=\"\",'Combined scenario - input'!$D37=\"\"),\"\",M52/'Combined scenario - input'!$D37),\"\")","v":0.20458636817897846},{"$f":"IFERROR(IF(OR(N52=\"\",'Combined scenario - input'!$D37=\"\"),\"\",N52/'Combined scenario - input'!$D37),\"\")","v":0.24498142167617351},{"$f":"IFERROR(IF(OR(O52=\"\",'Combined scenario - input'!$D37=\"\"),\"\",O52/'Combined scenario - input'!$D37),\"\")","v":0.30001039380994637},{"$f":"IFERROR(IF(OR(P52=\"\",'Combined scenario - input'!$D37=\"\"),\"\",P52/'Combined scenario - input'!$D37),\"\")","v":0.37081800843090235},{"$f":"IFERROR(IF(OR(Q52=\"\",'Combined scenario - input'!$D37=\"\"),\"\",Q52/'Combined scenario - input'!$D37),\"\")","v":0.45820508235175977},{"$f":"IFERROR(IF(OR(R52=\"\",'Combined scenario - input'!$D37=\"\"),\"\",R52/'Combined scenario - input'!$D37),\"\")","v":0.56249139441790885},{"$f":"IFERROR(IF(OR(S52=\"\",'Combined scenario - input'!$D37=\"\"),\"\",S52/'Combined scenario - input'!$D37),\"\")","v":0.68337148458394548},{"$f":"IFERROR(IF(OR(T52=\"\",'Combined scenario - input'!$D37=\"\"),\"\",T52/'Combined scenario - input'!$D37),\"\")","v":0.81978010997404538},{"$f":"IFERROR(IF(OR(U52=\"\",'Combined scenario - input'!$D37=\"\"),\"\",U52/'Combined scenario - input'!$D37),\"\")","v":0.96978663609463434},{"$f":"IFERROR(IF(OR(V52=\"\",'Combined scenario - input'!$D37=\"\"),\"\",V52/'Combined scenario - input'!$D37),\"\")","v":1.1305379648400586},{"$f":"IFERROR(IF(OR(W52=\"\",'Combined scenario - input'!$D37=\"\"),\"\",W52/'Combined scenario - input'!$D37),\"\")","v":1.298267368258972}]
[{"$f":"IFERROR('Combined scenario - input'!A38,\"\")","v":4},{"$f":"IFERROR('Combined scenario - input'!B38,\"\")","v":"SWITCHGEAR"},{"$f":"IFERROR('Combined scenario - input'!C38,\"\")","v":"> 22 kv & < = 33 kv ; circuit breaker"},{"$f":"IFERROR(repcalc('Combined scenario - input'!$CV38:$GH38,'Combined scenario - input'!$G38,'Combined scenario - input'!$E38,'Combined scenario - input'!$F38,20,TRUE,TRUE),\"\")","v":555.27683993979667},528.95211830173241,502.51234982429082,476.56475587058833,451.48650513658595,427.44908834105388,404.46249297761534,382.43103452186455,361.21216723811466,340.67033490346245,320.71968658721647,301.35189985888456,282.64798978445771,264.77541998970804,247.97373548549962,232.53309239382719,218.77039399704756,207.0073154598299,197.55347679227393,190.6966369885655,{"$f":"IFERROR(IF(OR(D53=\"\",'Combined scenario - input'!$D38=\"\"),\"\",D53/'Combined scenario - input'!$D38),\"\")","v":4.7896624950395896},{"$f":"IFERROR(IF(OR(E53=\"\",'Combined scenario - input'!$D38=\"\"),\"\",E53/'Combined scenario - input'!$D38),\"\")","v":4.5625928194236138},{"$f":"IFERROR(IF(OR(F53=\"\",'Combined scenario - input'!$D38=\"\"),\"\",F53/'Combined scenario - input'!$D38),\"\")","v":4.3345307819943883},{"$f":"IFERROR(IF(OR(G53=\"\",'Combined scenario - input'!$D38=\"\"),\"\",G53/'Combined scenario - input'!$D38),\"\")","v":4.1107141041548454},{"$f":"IFERROR(IF(OR(H53=\"\",'Combined scenario - input'!$D38=\"\"),\"\",H53/'Combined scenario - input'!$D38),\"\")","v":3.8943961374359866},{"$f":"IFERROR(IF(OR(I53=\"\",'Combined scenario - input'!$D38=\"\"),\"\",I53/'Combined scenario - input'!$D38),\"\")","v":3.6870561127454606},{"$f":"IFERROR(IF(OR(J53=\"\",'Combined scenario - input'!$D38=\"\"),\"\",J53/'Combined scenario - input'!$D38),\"\")","v":3.4887801794058864},{"$f":"IFERROR(IF(OR(K53=\"\",'Combined scenario - input'!$D38=\"\"),\"\",K53/'Combined scenario - input'!$D38),\"\")","v":3.2987429895098099},{"$f":"IFERROR(IF(OR(L53=\"\",'Combined scenario - input'!$D38=\"\"),\"\",L53/'Combined scenario - input'!$D38),\"\")","v":3.1157149834665212},{"$f":"IFERROR(IF(OR(M53=\"\",'Combined scenario - input'!$D38=\"\"),\"\",M53/'Combined scenario - input'!$D38),\"\")","v":2.9385268912649041},{"$f":"IFERROR(IF(OR(N53=\"\",'Combined scenario - input'!$D38=\"\"),\"\",N53/'Combined scenario - input'!$D38),\"\")","v":2.7664381868226147},{"$f":"IFERROR(IF(OR(O53=\"\",'Combined scenario - input'!$D38=\"\"),\"\",O53/'Combined scenario - input'!$D38),\"\")","v":2.5993770831852392},{"$f":"IFERROR(IF(OR(P53=\"\",'Combined scenario - input'!$D38=\"\"),\"\",P53/'Combined scenario - input'!$D38),\"\")","v":2.4380423936206821},{"$f":"IFERROR(IF(OR(Q53=\"\",'Combined scenario - input'!$D38=\"\"),\"\",Q53/'Combined scenario - input'!$D38),\"\")","v":2.2838786124603314},{"$f":"IFERROR(IF(OR(R53=\"\",'Combined scenario - input'!$D38=\"\"),\"\",R53/'Combined scenario - input'!$D38),\"\")","v":2.1389519878742598},{"$f":"IFERROR(IF(OR(S53=\"\",'Combined scenario - input'!$D38=\"\"),\"\",S53/'Combined scenario - input'!$D38),\"\")","v":2.0057653253015983},{"$f":"IFERROR(IF(OR(T53=\"\",'Combined scenario - input'!$D38=\"\"),\"\",T53/'Combined scenario - input'!$D38),\"\")","v":1.8870521436952057},{"$f":"IFERROR(IF(OR(U53=\"\",'Combined scenario - input'!$D38=\"\"),\"\",U53/'Combined scenario - input'!$D38),\"\")","v":1.7855871229282219},{"$f":"IFERROR(IF(OR(V53=\"\",'Combined scenario - input'!$D38=\"\"),\"\",V53/'Combined scenario - input'!$D38),\"\")","v":1.7040409584869727},{"$f":"IFERROR(IF(OR(W53=\"\",'Combined scenario - input'!$D38=\"\"),\"\",W53/'Combined scenario - input'!$D38),\"\")","v":1.6448957788575149}]
[{"$f":"IFERROR('Combined scenario - input'!A39,\"\")","v":4},{"$f":"IFERROR('Combined scenario - input'!B39,\"\")","v":"SWITCHGEAR"},{"$f":"IFERROR('Combined scenario - input'!C39,\"\")","v":"> 22 kv & < = 33 kv ; switch"},{"$f":"IFERROR(repcalc('Combined scenario - input'!$CV39:$GH39,'Combined scenario - input'!$G39,'Combined scenario - input'!$E39,'Combined scenario - input'!$F39,20,TRUE,TRUE),\"\")","v":297.42897693009041},288.53610817854604,279.93258281447271,271.40591526328706,262.91098900725564,254.52940336305872,246.42648067547162,238.80843039171521,231.88254790396476,225.82339047149867,220.74753233340519,216.69876490072707,213.64456973077077,211.4835064230447,210.06200661157683,209.19812313697076,208.70918567549251,208.44013468669792,208.28954675244125,208.23095901635457,{"$f":"IFERROR(IF(OR(D54=\"\",'Combined scenario - input'!$D39=\"\"),\"\",D54/'Combined scenario - input'!$D39),\"\")","v":30.046010746808946},{"$f":"IFERROR(IF(OR(E54=\"\",'Combined scenario - input'!$D39=\"\"),\"\",E54/'Combined scenario - input'!$D39),\"\")","v":29.147661053928594},{"$f":"IFERROR(IF(OR(F54=\"\",'Combined scenario - input'!$D39=\"\"),\"\",F54/'Combined scenario - input'!$D39),\"\")","v":28.27854057273839},{"$f":"IFERROR(IF(OR(G54=\"\",'Combined scenario - input'!$D39=\"\"),\"\",G54/'Combined scenario - input'!$D39),\"\")","v":27.417184199456681},{"$f":"IFERROR(IF(OR(H54=\"\",'Combined scenario - input'!$D39=\"\"),\"\",H54/'Combined scenario - input'!$D39),\"\")","v":26.559034303584021},{"$f":"IFERROR(IF(OR(I54=\"\",'Combined scenario - input'!$D39=\"\"),\"\",I54/'Combined scenario - input'!$D39),\"\")","v":25.712333975525425},{"$f":"IFERROR(IF(OR(J54=\"\",'Combined scenario - input'!$D39=\"\"),\"\",J54/'Combined scenario - input'!$D39),\"\")","v":24.893783931529448},{"$f":"IFERROR(IF(OR(K54=\"\",'Combined scenario - input'!$D39=\"\"),\"\",K54/'Combined scenario - input'!$D39),\"\")","v":24.124215266572918},{"$f":"IFERROR(IF(OR(L54=\"\",'Combined scenario - input'!$D39=\"\"),\"\",L54/'Combined scenario - input'!$D39),\"\")","v":23.424568776826231},{"$f":"IFERROR(IF(OR(M54=\"\",'Combined scenario - input'!$D39=\"\"),\"\",M54/'Combined scenario - input'!$D39),\"\")","v":22.812478081388459},{"$f":"IFERROR(IF(OR(N54=\"\",'Combined scenario - input'!$D39=\"\"),\"\",N54/'Combined scenario - input'!$D39),\"\")","v":22.299719406223193},{"$f":"IFERROR(IF(OR(O54=\"\",'Combined scenario - input'!$D39=\"\"),\"\",O54/'Combined scenario - input'!$D39),\"\")","v":21.890716520730397},{"$f":"IFERROR(IF(OR(P54=\"\",'Combined scenario - input'!$D39=\"\"),\"\",P54/'Combined scenario - input'!$D39),\"\")","v":21.582184440747724},{"$f":"IFERROR(IF(OR(Q54=\"\",'Combined scenario - input'!$D39=\"\"),\"\",Q54/'Combined scenario - input'!$D39),\"\")","v":21.36387574722815},{"$f":"IFERROR(IF(OR(R54=\"\",'Combined scenario - input'!$D39=\"\"),\"\",R54/'Combined scenario - input'!$D39),\"\")","v":21.220277100409049},{"$f":"IFERROR(IF(OR(S54=\"\",'Combined scenario - input'!$D39=\"\"),\"\",S54/'Combined scenario - input'!$D39),\"\")","v":21.133008360053246},{"$f":"IFERROR(IF(OR(T54=\"\",'Combined scenario - input'!$D39=\"\"),\"\",T54/'Combined scenario - input'!$D39),\"\")","v":21.083616332505283},{"$f":"IFERROR(IF(OR(U54=\"\",'Combined scenario - input'!$D39=\"\"),\"\",U54/'Combined scenario - input'!$D39),\"\")","v":21.056437040883466},{"$f":"IFERROR(IF(OR(V54=\"\",'Combined scenario - input'!$D39=\"\"),\"\",V54/'Combined scenario - input'!$D39),\"\")","v":21.041224781682242},{"$f":"IFERROR(IF(OR(W54=\"\",'Combined scenario - input'!$D39=\"\"),\"\",W54/'Combined scenario - input'!$D39),\"\")","v":21.035306300684656}]
[{"$f":"IFERROR('Combined scenario - input'!A40,\"\")","v":4},{"$f":"IFERROR('Combined scenario - input'!B40,\"\")","v":"SWITCHGEAR"},{"$f":"IFERROR('Combined scenario - input'!C40,\"\")","v":"> 33 kv & < = 66 kv ; circuit breaker"},{"$f":"IFERROR(repcalc('Combined scenario - input'!$CV40:$GH40,'Combined scenario - input'!$G40,'Combined scenario - input'!$E40,'Combined scenario - input'!$F40,20,TRUE,TRUE),\"\")","v":924.56391631984297},904.25904560110712,890.53372551632231,882.69742687124585,880.04084137867324,881.86092228333496,887.47173526612869,896.21000863620668,907.44313769646806,920.5848614484471,935.12060417939131,950.64127201138979,966.88169896779755,983.75831919609777,1001.4001263950565,1020.1674670125267,1040.6544373512293,1063.6722821653391,1090.2129126510576,1121.3932611588871,{"$f":"IFERROR(IF(OR(D55=\"\",'Combined scenario - input'!$D40=\"\"),\"\",D55/'Combined scenario - input'!$D40),\"\")","v":6.4147840178726554},{"$f":"IFERROR(IF(OR(E55=\"\",'Combined scenario - input'!$D40=\"\"),\"\",E55/'Combined scenario - input'!$D40),\"\")","v":6.2739053204971693},{"$f":"IFERROR(IF(OR(F55=\"\",'Combined scenario - input'!$D40=\"\"),\"\",F55/'Combined scenario - input'!$D40),\"\")","v":6.1786766809559239},{"$f":"IFERROR(IF(OR(G55=\"\",'Combined scenario - input'!$D40=\"\"),\"\",G55/'Combined scenario - input'!$D40),\"\")","v":6.1243070885238486},{"$f":"IFERROR(IF(OR(H55=\"\",'Combined scenario - input'!$D40=\"\"),\"\",H55/'Combined scenario - input'!$D40),\"\")","v":6.1058752398878999},{"$f":"IFERROR(IF(OR(I55=\"\",'Combined scenario - input'!$D40=\"\"),\"\",I55/'Combined scenario - input'!$D40),\"\")","v":6.1185032753242519},{"$f":"IFERROR(IF(OR(J55=\"\",'Combined scenario - input'!$D40=\"\"),\"\",J55/'Combined scenario - input'!$D40),\"\")","v":6.1574320641445652},{"$f":"IFERROR(IF(OR(K55=\"\",'Combined scenario - input'!$D40=\"\"),\"\",K55/'Combined scenario - input'!$D40),\"\")","v":6.2180597128865776},{"$f":"IFERROR(IF(OR(L55=\"\",'Combined scenario - input'!$D40=\"\"),\"\",L55/'Combined scenario - input'!$D40),\"\")","v":6.295997100983322},{"$f":"IFERROR(IF(OR(M55=\"\",'Combined scenario - input'!$D40=\"\"),\"\",M55/'Combined scenario - input'!$D40),\"\")","v":6.3871766484472206},{"$f":"IFERROR(IF(OR(N55=\"\",'Combined scenario - input'!$D40=\"\"),\"\",N55/'Combined scenario - input'!$D40),\"\")","v":6.4880281401748219},{"$f":"IFERROR(IF(OR(O55=\"\",'Combined scenario - input'!$D40=\"\"),\"\",O55/'Combined scenario - input'!$D40),\"\")","v":6.5957132122374569},{"$f":"IFERROR(IF(OR(P55=\"\",'Combined scenario - input'!$D40=\"\"),\"\",P55/'Combined scenario - input'!$D40),\"\")","v":6.7083920973253246},{"$f":"IFERROR(IF(OR(Q55=\"\",'Combined scenario - input'!$D40=\"\"),\"\",Q55/'Combined scenario - input'!$D40),\"\")","v":6.8254850011313986},{"$f":"IFERROR(IF(OR(R55=\"\",'Combined scenario - input'!$D40=\"\"),\"\",R55/'Combined scenario - input'!$D40),\"\")","v":6.9478869042001765},{"$f":"IFERROR(IF(OR(S55=\"\",'Combined scenario - input'!$D40=\"\"),\"\",S55/'Combined scenario - input'!$D40),\"\")","v":7.0780979523774805},{"$f":"IFERROR(IF(OR(T55=\"\",'Combined scenario - input'!$D40=\"\"),\"\",T55/'Combined scenario - input'!$D40),\"\")","v":7.2202400883440738},{"$f":"IFERROR(IF(OR(U55=\"\",'Combined scenario - input'!$D40=\"\"),\"\",U55/'Combined scenario - input'!$D40),\"\")","v":7.3799418682136064},{"$f":"IFERROR(IF(OR(V55=\"\",'Combined scenario - input'!$D40=\"\"),\"\",V55/'Combined scenario - input'!$D40),\"\")","v":7.5640853430549431},{"$f":"IFERROR(IF(OR(W55=\"\",'Combined scenario - input'!$D40=\"\"),\"\",W55/'Combined scenario - input'!$D40),\"\")","v":7.7804199822823419}]
[{"$f":"IFERROR('Combined scenario - input'!A41,\"\")","v":4},{"$f":"IFERROR('Combined scenario - input'!B41,\"\")","v":"SWITCHGEAR"},{"$f":"IFERROR('Combined scenario - input'!C41,\"\")","v":"> 33 kv & < = 66 kv ; switch"},{"$f":"IFERROR(repcalc('Combined scenario - input'!$CV41:$GH41,'Combined scenario - input'!$G41,'Combined scenario - input'!$E41,'Combined scenario - input'!$F41,20,TRUE,TRUE),\"\")","v":358.10663611195997},395.45803213483845,434.46249766480128,474.8273908518749,516.29492675510448,558.66694053067954,601.82212059296103,645.72281007452136,690.40949519418496,735.98245169577649,782.57156447367788,830.29689288810459,879.22393103135755,929.31852299888453,980.40688666071435,1032.1460800993443,1084.009488852259,1135.290573566677,1185.1263254741398,1232.5398212455793,{"$f":"IFERROR(IF(OR(D56=\"\",'Combined scenario - input'!$D41=\"\"),\"\",D56/'Combined scenario - input'!$D41),\"\")","v":9.8692839187978567},{"$f":"IFERROR(IF(OR(E56=\"\",'Combined scenario - input'!$D41=\"\"),\"\",E56/'Combined scenario - input'!$D41),\"\")","v":10.898674315232716},{"$f":"IFERROR(IF(OR(F56=\"\",'Combined scenario - input'!$D41=\"\"),\"\",F56/'Combined scenario - input'!$D41),\"\")","v":11.973622684231431},{"$f":"IFERROR(IF(OR(G56=\"\",'Combined scenario - input'!$D41=\"\"),\"\",G56/'Combined scenario - input'!$D41),\"\")","v":13.086063926707123},{"$f":"IFERROR(IF(OR(H56=\"\",'Combined scenario - input'!$D41=\"\"),\"\",H56/'Combined scenario - input'!$D41),\"\")","v":14.228893586847699},{"$f":"IFERROR(IF(OR(I56=\"\",'Combined scenario - input'!$D41=\"\"),\"\",I56/'Combined scenario - input'!$D41),\"\")","v":15.396650316247213},{"$f":"IFERROR(IF(OR(J56=\"\",'Combined scenario - input'!$D41=\"\"),\"\",J56/'Combined scenario - input'!$D41),\"\")","v":16.585990813328486},{"$f":"IFERROR(IF(OR(K56=\"\",'Combined scenario - input'!$D41=\"\"),\"\",K56/'Combined scenario - input'!$D41),\"\")","v":17.795877269018298},{"$f":"IFERROR(IF(OR(L56=\"\",'Combined scenario - input'!$D41=\"\"),\"\",L56/'Combined scenario - input'!$D41),\"\")","v":19.027425468247969},{"$f":"IFERROR(IF(OR(M56=\"\",'Combined scenario - input'!$D41=\"\"),\"\",M56/'Combined scenario - input'!$D41),\"\")","v":20.283398972722804},{"$f":"IFERROR(IF(OR(N56=\"\",'Combined scenario - input'!$D41=\"\"),\"\",N56/'Combined scenario - input'!$D41),\"\")","v":21.567377361177595},{"$f":"IFERROR(IF(OR(O56=\"\",'Combined scenario - input'!$D41=\"\"),\"\",O56/'Combined scenario - input'!$D41),\"\")","v":22.882669424328832},{"$f":"IFERROR(IF(OR(P56=\"\",'Combined scenario - input'!$D41=\"\"),\"\",P56/'Combined scenario - input'!$D41),\"\")","v":24.231080154675219},{"$f":"IFERROR(IF(OR(Q56=\"\",'Combined scenario - input'!$D41=\"\"),\"\",Q56/'Combined scenario - input'!$D41),\"\")","v":25.611668228360855},{"$f":"IFERROR(IF(OR(R56=\"\",'Combined scenario - input'!$D41=\"\"),\"\",R56/'Combined scenario - input'!$D41),\"\")","v":27.019644275383218},{"$f":"IFERROR(IF(OR(S56=\"\",'Combined scenario - input'!$D41=\"\"),\"\",S56/'Combined scenario - input'!$D41),\"\")","v":28.445556945752717},{"$f":"IFERROR(IF(OR(T56=\"\",'Combined scenario - input'!$D41=\"\"),\"\",T56/'Combined scenario - input'!$D41),\"\")","v":29.874892943366433},{"$f":"IFERROR(IF(OR(U56=\"\",'Combined scenario - input'!$D41=\"\"),\"\",U56/'Combined scenario - input'!$D41),\"\")","v":31.28818030996046},{"$f":"IFERROR(IF(OR(V56=\"\",'Combined scenario - input'!$D41=\"\"),\"\",V56/'Combined scenario - input'!$D41),\"\")","v":32.661634849149031},{"$f":"IFERROR(IF(OR(W56=\"\",'Combined scenario - input'!$D41=\"\"),\"\",W56/'Combined scenario - input'!$D41),\"\")","v":33.968332922191053}]
[{"$f":"IFERROR('Combined scenario - input'!A42,\"\")","v":4},{"$f":"IFERROR('Combined scenario - input'!B42,\"\")","v":"SWITCHGEAR"},{"$f":"IFERROR('Combined scenario - input'!C42,\"\")","v":"> 66 kv & < = 132 kv ; circuit breaker"},{"$f":"IFERROR(repcalc('Combined scenario - input'!$CV42:$GH42,'Combined scenario - input'!$G42,'Combined scenario - input'!$E42,'Combined scenario - input'!$F42,20,TRUE,TRUE),\"\")","v":60.612326221906038},66.156163378363786,71.349587451479806,76.111200981322867,80.403810094052076,84.243934649911566,87.7075396058287,90.930987054168071,94.10661230357691,97.472828064554719,101.2992037658849,105.86749174044702,111.45002077705354,118.28720340528751,126.56607568141311,136.40179518087095,147.82386967158095,160.76859395674822,175.07876148457078,190.51121831777874,{"$f":"IFERROR(IF(OR(D57=\"\",'Combined scenario - input'!$D42=\"\"),\"\",D57/'Combined scenario - input'!$D42),\"\")","v":0.32980649841670878},{"$f":"IFERROR(IF(OR(E57=\"\",'Combined scenario - input'!$D42=\"\"),\"\",E57/'Combined scenario - input'!$D42),\"\")","v":0.35997187292601063},{"$f":"IFERROR(IF(OR(F57=\"\",'Combined scenario - input'!$D42=\"\"),\"\",F57/'Combined scenario - input'!$D42),\"\")","v":0.38823056410504014},{"$f":"IFERROR(IF(OR(G57=\"\",'Combined scenario - input'!$D42=\"\"),\"\",G57/'Combined scenario - input'!$D42),\"\")","v":0.41413966845688072},{"$f":"IFERROR(IF(OR(H57=\"\",'Combined scenario - input'!$D42=\"\"),\"\",H57/'Combined scenario - input'!$D42),\"\")","v":0.43749680501286414},{"$f":"IFERROR(IF(OR(I57=\"\",'Combined scenario - input'!$D42=\"\"),\"\",I57/'Combined scenario - input'!$D42),\"\")","v":0.45839186237488155},{"$f":"IFERROR(IF(OR(J57=\"\",'Combined scenario - input'!$D42=\"\"),\"\",J57/'Combined scenario - input'!$D42),\"\")","v":0.47723818446170718},{"$f":"IFERROR(IF(OR(K57=\"\",'Combined scenario - input'!$D42=\"\"),\"\",K57/'Combined scenario - input'!$D42),\"\")","v":0.49477775078481689},{"$f":"IFERROR(IF(OR(L57=\"\",'Combined scenario - input'!$D42=\"\"),\"\",L57/'Combined scenario - input'!$D42),\"\")","v":0.51205710482176348},{"$f":"IFERROR(IF(OR(M57=\"\",'Combined scenario - input'!$D42=\"\"),\"\",M57/'Combined scenario - input'!$D42),\"\")","v":0.53037350846841957},{"$f":"IFERROR(IF(OR(N57=\"\",'Combined scenario - input'!$D42=\"\"),\"\",N57/'Combined scenario - input'!$D42),\"\")","v":0.55119375494868739},{"$f":"IFERROR(IF(OR(O57=\"\",'Combined scenario - input'!$D42=\"\"),\"\",O57/'Combined scenario - input'!$D42),\"\")","v":0.57605092764873422},{"$f":"IFERROR(IF(OR(P57=\"\",'Combined scenario - input'!$D42=\"\"),\"\",P57/'Combined scenario - input'!$D42),\"\")","v":0.60642683414557774},{"$f":"IFERROR(IF(OR(Q57=\"\",'Combined scenario - input'!$D42=\"\"),\"\",Q57/'Combined scenario - input'!$D42),\"\")","v":0.64362961784006711},{"$f":"IFERROR(IF(OR(R57=\"\",'Combined scenario - input'!$D42=\"\"),\"\",R57/'Combined scenario - input'!$D42),\"\")","v":0.68867698768084618},{"$f":"IFERROR(IF(OR(S57=\"\",'Combined scenario - input'!$D42=\"\"),\"\",S57/'Combined scenario - input'!$D42),\"\")","v":0.74219554421419953},{"$f":"IFERROR(IF(OR(T57=\"\",'Combined scenario - input'!$D42=\"\"),\"\",T57/'Combined scenario - input'!$D42),\"\")","v":0.80434584642573903},{"$f":"IFERROR(IF(OR(U57=\"\",'Combined scenario - input'!$D42=\"\"),\"\",U57/'Combined scenario - input'!$D42),\"\")","v":0.87478125875145485},{"$f":"IFERROR(IF(OR(V57=\"\",'Combined scenario - input'!$D42=\"\"),\"\",V57/'Combined scenario - input'!$D42),\"\")","v":0.95264638187556838},{"$f":"IFERROR(IF(OR(W57=\"\",'Combined scenario - input'!$D42=\"\"),\"\",W57/'Combined scenario - input'!$D42),\"\")","v":1.0366181557272018}]
[{"$f":"IFERROR('Combined scenario - input'!A43,\"\")","v":4},{"$f":"IFERROR('Combined scenario - input'!B43,\"\")","v":"SWITCHGEAR"},{"$f":"IFERROR('Combined scenario - input'!C43,\"\")","v":"> 66 kv & < = 132 kv ; switch"},{"$f":"IFERROR(repcalc('Combined scenario - input'!$CV43:$GH43,'Combined scenario - input'!$G43,'Combined scenario - input'!$E43,'Combined scenario - input'!$F43,20,TRUE,TRUE),\"\")","v":249.33629942781403},260.23370666271836,269.61213183684532,277.75751086584461,285.07722731875549,292.05817279273572,299.21335722524123,307.02347763072453,315.88093744900743,326.04376427447954,337.60566534340393,350.48626968829569,364.44280189327714,379.10149778939609,394.00450635399221,408.66623806875003,422.63236347550327,435.53496951834944,447.13856933420533,457.37339845598348,{"$f":"IFERROR(IF(OR(D58=\"\",'Combined scenario - input'!$D43=\"\"),\"\",D58/'Combined scenario - input'!$D43),\"\")","v":2.5864039119639561},{"$f":"IFERROR(IF(OR(E58=\"\",'Combined scenario - input'!$D43=\"\"),\"\",E58/'Combined scenario - input'!$D43),\"\")","v":2.699444398917926},{"$f":"IFERROR(IF(OR(F58=\"\",'Combined scenario - input'!$D43=\"\"),\"\",F58/'Combined scenario - input'!$D43),\"\")","v":2.7967282505435724},{"$f":"IFERROR(IF(OR(G58=\"\",'Combined scenario - input'!$D43=\"\"),\"\",G58/'Combined scenario - input'!$D43),\"\")","v":2.8812215242200439},{"$f":"IFERROR(IF(OR(H58=\"\",'Combined scenario - input'!$D43=\"\"),\"\",H58/'Combined scenario - input'!$D43),\"\")","v":2.9571500725771056},{"$f":"IFERROR(IF(OR(I58=\"\",'Combined scenario - input'!$D43=\"\"),\"\",I58/'Combined scenario - input'!$D43),\"\")","v":3.0295644972900098},{"$f":"IFERROR(IF(OR(J58=\"\",'Combined scenario - input'!$D43=\"\"),\"\",J58/'Combined scenario - input'!$D43),\"\")","v":3.1037863296085471},{"$f":"IFERROR(IF(OR(K58=\"\",'Combined scenario - input'!$D43=\"\"),\"\",K58/'Combined scenario - input'!$D43),\"\")","v":3.1848019138456096},{"$f":"IFERROR(IF(OR(L58=\"\",'Combined scenario - input'!$D43=\"\"),\"\",L58/'Combined scenario - input'!$D43),\"\")","v":3.2766817114388314},{"$f":"IFERROR(IF(OR(M58=\"\",'Combined scenario - input'!$D43=\"\"),\"\",M58/'Combined scenario - input'!$D43),\"\")","v":3.3821022824440701},{"$f":"IFERROR(IF(OR(N58=\"\",'Combined scenario - input'!$D43=\"\"),\"\",N58/'Combined scenario - input'!$D43),\"\")","v":3.5020356664841414},{"$f":"IFERROR(IF(OR(O58=\"\",'Combined scenario - input'!$D43=\"\"),\"\",O58/'Combined scenario - input'!$D43),\"\")","v":3.6356481631103414},{"$f":"IFERROR(IF(OR(P58=\"\",'Combined scenario - input'!$D43=\"\"),\"\",P58/'Combined scenario - input'!$D43),\"\")","v":3.780421425468258},{"$f":"IFERROR(IF(OR(Q58=\"\",'Combined scenario - input'!$D43=\"\"),\"\",Q58/'Combined scenario - input'!$D43),\"\")","v":3.9324783401534318},{"$f":"IFERROR(IF(OR(R58=\"\",'Combined scenario - input'!$D43=\"\"),\"\",R58/'Combined scenario - input'!$D43),\"\")","v":4.0870695478514634},{"$f":"IFERROR(IF(OR(S58=\"\",'Combined scenario - input'!$D43=\"\"),\"\",S58/'Combined scenario - input'!$D43),\"\")","v":4.2391579535518709},{"$f":"IFERROR(IF(OR(T58=\"\",'Combined scenario - input'!$D43=\"\"),\"\",T58/'Combined scenario - input'!$D43),\"\")","v":4.3840307276722053},{"$f":"IFERROR(IF(OR(U58=\"\",'Combined scenario - input'!$D43=\"\"),\"\",U58/'Combined scenario - input'!$D43),\"\")","v":4.5178714513066254},{"$f":"IFERROR(IF(OR(V58=\"\",'Combined scenario - input'!$D43=\"\"),\"\",V58/'Combined scenario - input'!$D43),\"\")","v":4.6382373828836378},{"$f":"IFERROR(IF(OR(W58=\"\",'Combined scenario - input'!$D43=\"\"),\"\",W58/'Combined scenario - input'!$D43),\"\")","v":4.7444048448199752}]
[{"$f":"IFERROR('Combined scenario - input'!A44,\"\")","v":5},{"$f":"IFERROR('Combined scenario - input'!B44,\"\")","v":"TRANSFORMERS"},{"$f":"IFERROR('Combined scenario - input'!C44,\"\")","v":"ground outdoor / indoor chamber mounted ; ˂ 22 kv ; < = 60 kva ; single phase"},{"$f":"IFERROR(repcalc('Combined scenario - input'!$CV44:$GH44,'Combined scenario - input'!$G44,'Combined scenario - input'!$E44,'Combined scenario - input'!$F44,20,TRUE,TRUE),\"\")","v":1.9076953079038794E-2},2.9883830866419249E-2,4.6027470348546283E-2,6.9703009626727264E-2,0.10378618480055399,0.15194316377466668,0.21871390252019932,0.30954602251094687,0.4307523799260834,0.5893642227814041,0.79285447589879565,1.0487134352620231,1.3638726556888308,1.7439918783520334,2.1926471240630616,2.7104829699674258,3.2944147949814484,3.9369829797528384,4.6259662389122873,5.3443519096332954,{"$f":"IFERROR(IF(OR(D59=\"\",'Combined scenario - input'!$D44=\"\"),\"\",D59/'Combined scenario - input'!$D44),\"\")","v":2.1463146302199391E-4},{"$f":"IFERROR(IF(OR(E59=\"\",'Combined scenario - input'!$D44=\"\"),\"\",E59/'Combined scenario - input'!$D44),\"\")","v":3.3621775516179847E-4},{"$f":"IFERROR(IF(OR(F59=\"\",'Combined scenario - input'!$D44=\"\"),\"\",F59/'Combined scenario - input'!$D44),\"\")","v":5.1784701986632396E-4},{"$f":"IFERROR(IF(OR(G59=\"\",'Combined scenario - input'!$D44=\"\"),\"\",G59/'Combined scenario - input'!$D44),\"\")","v":7.8421637203997317E-4},{"$f":"IFERROR(IF(OR(H59=\"\",'Combined scenario - input'!$D44=\"\"),\"\",H59/'Combined scenario - input'!$D44),\"\")","v":1.1676802156466964E-3},{"$f":"IFERROR(IF(OR(I59=\"\",'Combined scenario - input'!$D44=\"\"),\"\",I59/'Combined scenario - input'!$D44),\"\")","v":1.7094859646627754E-3},{"$f":"IFERROR(IF(OR(J59=\"\",'Combined scenario - input'!$D44=\"\"),\"\",J59/'Combined scenario - input'!$D44),\"\")","v":2.4607118697974693E-3},{"$f":"IFERROR(IF(OR(K59=\"\",'Combined scenario - input'!$D44=\"\"),\"\",K59/'Combined scenario - input'!$D44),\"\")","v":3.4826481676030379E-3},{"$f":"IFERROR(IF(OR(L59=\"\",'Combined scenario - input'!$D44=\"\"),\"\",L59/'Combined scenario - input'!$D44),\"\")","v":4.8463196989945809E-3},{"$f":"IFERROR(IF(OR(M59=\"\",'Combined scenario - input'!$D44=\"\"),\"\",M59/'Combined scenario - input'!$D44),\"\")","v":6.6308338058127005E-3},{"$f":"IFERROR(IF(OR(N59=\"\",'Combined scenario - input'!$D44=\"\"),\"\",N59/'Combined scenario - input'!$D44),\"\")","v":8.9202670584053734E-3},{"$f":"IFERROR(IF(OR(O59=\"\",'Combined scenario - input'!$D44=\"\"),\"\",O59/'Combined scenario - input'!$D44),\"\")","v":1.1798891467025103E-2},{"$f":"IFERROR(IF(OR(P59=\"\",'Combined scenario - input'!$D44=\"\"),\"\",P59/'Combined scenario - input'!$D44),\"\")","v":1.5344692742775006E-2},{"$f":"IFERROR(IF(OR(Q59=\"\",'Combined scenario - input'!$D44=\"\"),\"\",Q59/'Combined scenario - input'!$D44),\"\")","v":1.9621347643846713E-2},{"$f":"IFERROR(IF(OR(R59=\"\",'Combined scenario - input'!$D44=\"\"),\"\",R59/'Combined scenario - input'!$D44),\"\")","v":2.4669089355035222E-2},{"$f":"IFERROR(IF(OR(S59=\"\",'Combined scenario - input'!$D44=\"\"),\"\",S59/'Combined scenario - input'!$D44),\"\")","v":3.049516990108464E-2},{"$f":"IFERROR(IF(OR(T59=\"\",'Combined scenario - input'!$D44=\"\"),\"\",T59/'Combined scenario - input'!$D44),\"\")","v":3.7064884749603705E-2},{"$f":"IFERROR(IF(OR(U59=\"\",'Combined scenario - input'!$D44=\"\"),\"\",U59/'Combined scenario - input'!$D44),\"\")","v":4.4294307027756066E-2},{"$f":"IFERROR(IF(OR(V59=\"\",'Combined scenario - input'!$D44=\"\"),\"\",V59/'Combined scenario - input'!$D44),\"\")","v":5.2045937191041287E-2},{"$f":"IFERROR(IF(OR(W59=\"\",'Combined scenario - input'!$D44=\"\"),\"\",W59/'Combined scenario - input'!$D44),\"\")","v":6.0128368745077238E-2}]
[{"$f":"IFERROR('Combined scenario - input'!A45,\"\")","v":5},{"$f":"IFERROR('Combined scenario - input'!B45,\"\")","v":"TRANSFORMERS"},{"$f":"IFERROR('Combined scenario - input'!C45,\"\")","v":"ground outdoor / indoor chamber mounted ; ˂ 22 kv ; > 60 kva and < = 600 kva ; multiple phase"},{"$f":"IFERROR(repcalc('Combined scenario - input'!$CV45:$GH45,'Combined scenario - input'!$G45,'Combined scenario - input'!$E45,'Combined scenario - input'!$F45,20,TRUE,TRUE),\"\")","v":3.0237775849984187E-3},4.750392123017028E-3,7.3592773922121638E-3,1.1242939630741515E-2,1.6938605550236668E-2,2.5167718721889477E-2,3.6880363220231811E-2,5.3302780029253816E-2,7.5984959010441722E-2,0.1068439580256331,0.14819724522751476,0.20277916086520895,0.27373277961392328,0.36456927988168797,0.47908764469687315,0.62124933404950289,0.7950055894701461,1.0040792247272519,1.2517079119676724,1.5403616908946884,{"$f":"IFERROR(IF(OR(D60=\"\",'Combined scenario - input'!$D45=\"\"),\"\",D60/'Combined scenario - input'!$D45),\"\")","v":3.4019992827597933E-5},{"$f":"IFERROR(IF(OR(E60=\"\",'Combined scenario - input'!$D45=\"\"),\"\",E60/'Combined scenario - input'!$D45),\"\")","v":5.3445831054204851E-5},{"$f":"IFERROR(IF(OR(F60=\"\",'Combined scenario - input'!$D45=\"\"),\"\",F60/'Combined scenario - input'!$D45),\"\")","v":8.2797942990735004E-5},{"$f":"IFERROR(IF(OR(G60=\"\",'Combined scenario - input'!$D45=\"\"),\"\",G60/'Combined scenario - input'!$D45),\"\")","v":1.2649234768341699E-4},{"$f":"IFERROR(IF(OR(H60=\"\",'Combined scenario - input'!$D45=\"\"),\"\",H60/'Combined scenario - input'!$D45),\"\")","v":1.9057328891763161E-4},{"$f":"IFERROR(IF(OR(I60=\"\",'Combined scenario - input'!$D45=\"\"),\"\",I60/'Combined scenario - input'!$D45),\"\")","v":2.8315760215086392E-4},{"$f":"IFERROR(IF(OR(J60=\"\",'Combined scenario - input'!$D45=\"\"),\"\",J60/'Combined scenario - input'!$D45),\"\")","v":4.1493451716031197E-4},{"$f":"IFERROR(IF(OR(K60=\"\",'Combined scenario - input'!$D45=\"\"),\"\",K60/'Combined scenario - input'!$D45),\"\")","v":5.9970025681872156E-4},{"$f":"IFERROR(IF(OR(L60=\"\",'Combined scenario - input'!$D45=\"\"),\"\",L60/'Combined scenario - input'!$D45),\"\")","v":8.5489348600416401E-4},{"$f":"IFERROR(IF(OR(M60=\"\",'Combined scenario - input'!$D45=\"\"),\"\",M60/'Combined scenario - input'!$D45),\"\")","v":1.2020826874758759E-3},{"$f":"IFERROR(IF(OR(N60=\"\",'Combined scenario - input'!$D45=\"\"),\"\",N60/'Combined scenario - input'!$D45),\"\")","v":1.6673412901539388E-3},{"$f":"IFERROR(IF(OR(O60=\"\",'Combined scenario - input'!$D45=\"\"),\"\",O60/'Combined scenario - input'!$D45),\"\")","v":2.2814328780151813E-3},{"$f":"IFERROR(IF(OR(P60=\"\",'Combined scenario - input'!$D45=\"\"),\"\",P60/'Combined scenario - input'!$D45),\"\")","v":3.0797196345871405E-3},{"$f":"IFERROR(IF(OR(Q60=\"\",'Combined scenario - input'!$D45=\"\"),\"\",Q60/'Combined scenario - input'!$D45),\"\")","v":4.1017052141234306E-3},{"$f":"IFERROR(IF(OR(R60=\"\",'Combined scenario - input'!$D45=\"\"),\"\",R60/'Combined scenario - input'!$D45),\"\")","v":5.3901313103314561E-3},{"$f":"IFERROR(IF(OR(S60=\"\",'Combined scenario - input'!$D45=\"\"),\"\",S60/'Combined scenario - input'!$D45),\"\")","v":6.9895676168011331E-3},{"$f":"IFERROR(IF(OR(T60=\"\",'Combined scenario - input'!$D45=\"\"),\"\",T60/'Combined scenario - input'!$D45),\"\")","v":8.9444688610219938E-3},{"$f":"IFERROR(IF(OR(U60=\"\",'Combined scenario - input'!$D45=\"\"),\"\",U60/'Combined scenario - input'!$D45),\"\")","v":1.1296719769678122E-2},{"$f":"IFERROR(IF(OR(V60=\"\",'Combined scenario - input'!$D45=\"\"),\"\",V60/'Combined scenario - input'!$D45),\"\")","v":1.4082746825907856E-2},{"$f":"IFERROR(IF(OR(W60=\"\",'Combined scenario - input'!$D45=\"\"),\"\",W60/'Combined scenario - input'!$D45),\"\")","v":1.7330340014466154E-2}]
[{"$f":"IFERROR('Combined scenario - input'!A46,\"\")","v":5},{"$f":"IFERROR('Combined scenario - input'!B46,\"\")","v":"TRANSFORMERS"},{"$f":"IFERROR('Combined scenario - input'!C46,\"\")","v":"ground outdoor / indoor chamber mounted ; ˂ 22 kv ; > 600 kva ; multiple phase"},{"$f":"IFERROR(repcalc('Combined scenario - input'!$CV46:$GH46,'Combined scenario - input'!$G46,'Combined scenario - input'!$E46,'Combined scenario - input'!$F46,20,TRUE,TRUE),\"\")","v":67.982158471452237},61.801532299671777,57.214245770819851,54.0106994961006,51.974098031456663,50.896011188649972,50.586517314493143,50.879230519100638,51.632051103614664,52.724809449114083,54.055097933490075,55.533527179599702,57.079442798795149,58.617845924254013,60.077925636545395,61.393279852343383,62.503611004898808,63.357460993841336,63.915412372128024,64.153134934293448,{"$f":"IFERROR(IF(OR(D61=\"\",'Combined scenario - input'!$D46=\"\"),\"\",D61/'Combined scenario - input'!$D46),\"\")","v":0.92125114253753992},{"$f":"IFERROR(IF(OR(E61=\"\",'Combined scenario - input'!$D46=\"\"),\"\",E61/'Combined scenario - input'!$D46),\"\")","v":0.83749521229973767},{"$f":"IFERROR(IF(OR(F61=\"\",'Combined scenario - input'!$D46=\"\"),\"\",F61/'Combined scenario - input'!$D46),\"\")","v":0.7753312114666876},{"$f":"IFERROR(IF(OR(G61=\"\",'Combined scenario - input'!$D46=\"\"),\"\",G61/'Combined scenario - input'!$D46),\"\")","v":0.73191878190994852},{"$f":"IFERROR(IF(OR(H61=\"\",'Combined scenario - input'!$D46=\"\"),\"\",H61/'Combined scenario - input'!$D46),\"\")","v":0.7043200491191276},{"$f":"IFERROR(IF(OR(I61=\"\",'Combined scenario - input'!$D46=\"\"),\"\",I61/'Combined scenario - input'!$D46),\"\")","v":0.68971049923101357},{"$f":"IFERROR(IF(OR(J61=\"\",'Combined scenario - input'!$D46=\"\"),\"\",J61/'Combined scenario - input'!$D46),\"\")","v":0.68551643432359999},{"$f":"IFERROR(IF(OR(K61=\"\",'Combined scenario - input'!$D46=\"\"),\"\",K61/'Combined scenario - input'!$D46),\"\")","v":0.68948309822842024},{"$f":"IFERROR(IF(OR(L61=\"\",'Combined scenario - input'!$D46=\"\"),\"\",L61/'Combined scenario - input'!$D46),\"\")","v":0.69968484585166701},{"$f":"IFERROR(IF(OR(M61=\"\",'Combined scenario - input'!$D46=\"\"),\"\",M61/'Combined scenario - input'!$D46),\"\")","v":0.71449321464936444},{"$f":"IFERROR(IF(OR(N61=\"\",'Combined scenario - input'!$D46=\"\"),\"\",N61/'Combined scenario - input'!$D46),\"\")","v":0.73252044140549266},{"$f":"IFERROR(IF(OR(O61=\"\",'Combined scenario - input'!$D46=\"\"),\"\",O61/'Combined scenario - input'!$D46),\"\")","v":0.75255517791229765},{"$f":"IFERROR(IF(OR(P61=\"\",'Combined scenario - input'!$D46=\"\"),\"\",P61/'Combined scenario - input'!$D46),\"\")","v":0.77350444699219145},{"$f":"IFERROR(IF(OR(Q61=\"\",'Combined scenario - input'!$D46=\"\"),\"\",Q61/'Combined scenario - input'!$D46),\"\")","v":0.79435191151639384},{"$f":"IFERROR(IF(OR(R61=\"\",'Combined scenario - input'!$D46=\"\"),\"\",R61/'Combined scenario - input'!$D46),\"\")","v":0.81413798676596338},{"$f":"IFERROR(IF(OR(S61=\"\",'Combined scenario - input'!$D46=\"\"),\"\",S61/'Combined scenario - input'!$D46),\"\")","v":0.83196283377570235},{"$f":"IFERROR(IF(OR(T61=\"\",'Combined scenario - input'!$D46=\"\"),\"\",T61/'Combined scenario - input'!$D46),\"\")","v":0.84700933812163681},{"$f":"IFERROR(IF(OR(U61=\"\",'Combined scenario - input'!$D46=\"\"),\"\",U61/'Combined scenario - input'!$D46),\"\")","v":0.85858017222804861},{"$f":"IFERROR(IF(OR(V61=\"\",'Combined scenario - input'!$D46=\"\"),\"\",V61/'Combined scenario - input'!$D46),\"\")","v":0.86614117582493877},{"$f":"IFERROR(IF(OR(W61=\"\",'Combined scenario - input'!$D46=\"\"),\"\",W61/'Combined scenario - input'!$D46),\"\")","v":0.86936264138187325}]
[{"$f":"IFERROR('Combined scenario - input'!A47,\"\")","v":5},{"$f":"IFERROR('Combined scenario - input'!B47,\"\")","v":"TRANSFORMERS"},{"$f":"IFERROR('Combined scenario - input'!C47,\"\")","v":"ground outdoor / indoor chamber mounted ; > = 22 kv & < = 33 kv ; < = 15 mva"},{"$f":"IFERROR(repcalc('Combined scenario - input'!$CV47:$GH47,'Combined scenario - input'!$G47,'Combined scenario - input'!$E47,'Combined scenario - input'!$F47,20,TRUE,TRUE),\"\")","v":298.71742140534701},290.88271982330292,283.88404203675384,277.96650680322307,273.37473007071651,270.35365316402869,269.14526494250993,269.9810424021378,273.07054264736058,278.58712574867502,286.65221345556978,297.31975127582064,310.56261924321285,326.26262798827952,344.20545795722234,364.08148243222377,385.49290238417342,407.96706324671692,430.97527326281397,453.95595124284614,{"$f":"IFERROR(IF(OR(D62=\"\",'Combined scenario - input'!$D47=\"\"),\"\",D62/'Combined scenario - input'!$D47),\"\")","v":1.149139034420249},{"$f":"IFERROR(IF(OR(E62=\"\",'Combined scenario - input'!$D47=\"\"),\"\",E62/'Combined scenario - input'!$D47),\"\")","v":1.1189996425876447},{"$f":"IFERROR(IF(OR(F62=\"\",'Combined scenario - input'!$D47=\"\"),\"\",F62/'Combined scenario - input'!$D47),\"\")","v":1.0920763590509266},{"$f":"IFERROR(IF(OR(G62=\"\",'Combined scenario - input'!$D47=\"\"),\"\",G62/'Combined scenario - input'!$D47),\"\")","v":1.0693121336086484},{"$f":"IFERROR(IF(OR(H62=\"\",'Combined scenario - input'!$D47=\"\"),\"\",H62/'Combined scenario - input'!$D47),\"\")","v":1.0516479817964048},{"$f":"IFERROR(IF(OR(I62=\"\",'Combined scenario - input'!$D47=\"\"),\"\",I62/'Combined scenario - input'!$D47),\"\")","v":1.0400261708450118},{"$f":"IFERROR(IF(OR(J62=\"\",'Combined scenario - input'!$D47=\"\"),\"\",J62/'Combined scenario - input'!$D47),\"\")","v":1.0353776101164542},{"$f":"IFERROR(IF(OR(K62=\"\",'Combined scenario - input'!$D47=\"\"),\"\",K62/'Combined scenario - input'!$D47),\"\")","v":1.038592770780431},{"$f":"IFERROR(IF(OR(L62=\"\",'Combined scenario - input'!$D47=\"\"),\"\",L62/'Combined scenario - input'!$D47),\"\")","v":1.0504778001568023},{"$f":"IFERROR(IF(OR(M62=\"\",'Combined scenario - input'!$D47=\"\"),\"\",M62/'Combined scenario - input'!$D47),\"\")","v":1.0716995988336906},{"$f":"IFERROR(IF(OR(N62=\"\",'Combined scenario - input'!$D47=\"\"),\"\",N62/'Combined scenario - input'!$D47),\"\")","v":1.1027252653529511},{"$f":"IFERROR(IF(OR(O62=\"\",'Combined scenario - input'!$D47=\"\"),\"\",O62/'Combined scenario - input'!$D47),\"\")","v":1.1437623232276919},{"$f":"IFERROR(IF(OR(P62=\"\",'Combined scenario - input'!$D47=\"\"),\"\",P62/'Combined scenario - input'!$D47),\"\")","v":1.1947064443887871},{"$f":"IFERROR(IF(OR(Q62=\"\",'Combined scenario - input'!$D47=\"\"),\"\",Q62/'Combined scenario - input'!$D47),\"\")","v":1.255102964969399},{"$f":"IFERROR(IF(OR(R62=\"\",'Combined scenario - input'!$D47=\"\"),\"\",R62/'Combined scenario - input'!$D47),\"\")","v":1.3241274169356565},{"$f":"IFERROR(IF(OR(S62=\"\",'Combined scenario - input'!$D47=\"\"),\"\",S62/'Combined scenario - input'!$D47),\"\")","v":1.4005886941717205},{"$f":"IFERROR(IF(OR(T62=\"\",'Combined scenario - input'!$D47=\"\"),\"\",T62/'Combined scenario - input'!$D47),\"\")","v":1.4829564996160582},{"$f":"IFERROR(IF(OR(U62=\"\",'Combined scenario - input'!$D47=\"\"),\"\",U62/'Combined scenario - input'!$D47),\"\")","v":1.5694125736926481},{"$f":"IFERROR(IF(OR(V62=\"\",'Combined scenario - input'!$D47=\"\"),\"\",V62/'Combined scenario - input'!$D47),\"\")","v":1.6579230867964641},{"$f":"IFERROR(IF(OR(W62=\"\",'Combined scenario - input'!$D47=\"\"),\"\",W62/'Combined scenario - input'!$D47),\"\")","v":1.7463276866355282}]
[{"$f":"IFERROR('Combined scenario - input'!A48,\"\")","v":5},{"$f":"IFERROR('Combined scenario - input'!B48,\"\")","v":"TRANSFORMERS"},{"$f":"IFERROR('Combined scenario - input'!C48,\"\")","v":"ground outdoor / indoor chamber mounted ; > = 22 kv & < = 33 kv ; > 15 mva and < = 40 mva"},{"$f":"IFERROR(repcalc('Combined scenario - input'!$CV48:$GH48,'Combined scenario - input'!$G48,'Combined scenario - input'!$E48,'Combined scenario - input'!$F48,20,TRUE,TRUE),\"\")","v":794.45964655379009},738.02903170320747,680.32426538443883,623.27803897981426,568.58846818405721,517.66801501947646,471.61307512605305,431.19178258489774,396.84724329492093,368.71362150277764,346.64299170823568,330.24136045450274,318.91256261067855,311.90875197526105,308.38594796364646,307.46265955877197,308.27911587166608,310.05422186307294,312.13713129972967,314.05034597775153,{"$f":"IFERROR(IF(OR(D63=\"\",'Combined scenario - input'!$D48=\"\"),\"\",D63/'Combined scenario - input'!$D48),\"\")","v":0.53461487483949377},{"$f":"IFERROR(IF(OR(E63=\"\",'Combined scenario - input'!$D48=\"\"),\"\",E63/'Combined scenario - input'!$D48),\"\")","v":0.49664108192713435},{"$f":"IFERROR(IF(OR(F63=\"\",'Combined scenario - input'!$D48=\"\"),\"\",F63/'Combined scenario - input'!$D48),\"\")","v":0.45780987563872033},{"$f":"IFERROR(IF(OR(G63=\"\",'Combined scenario - input'!$D48=\"\"),\"\",G63/'Combined scenario - input'!$D48),\"\")","v":0.41942181990591237},{"$f":"IFERROR(IF(OR(H63=\"\",'Combined scenario - input'!$D48=\"\"),\"\",H63/'Combined scenario - input'!$D48),\"\")","v":0.38261962589539544},{"$f":"IFERROR(IF(OR(I63=\"\",'Combined scenario - input'!$D48=\"\"),\"\",I63/'Combined scenario - input'!$D48),\"\")","v":0.34835378015553947},{"$f":"IFERROR(IF(OR(J63=\"\",'Combined scenario - input'!$D48=\"\"),\"\",J63/'Combined scenario - input'!$D48),\"\")","v":0.31736207902425251},{"$f":"IFERROR(IF(OR(K63=\"\",'Combined scenario - input'!$D48=\"\"),\"\",K63/'Combined scenario - input'!$D48),\"\")","v":0.29016142214195584},{"$f":"IFERROR(IF(OR(L63=\"\",'Combined scenario - input'!$D48=\"\"),\"\",L63/'Combined scenario - input'!$D48),\"\")","v":0.26704998828426668},{"$f":"IFERROR(IF(OR(M63=\"\",'Combined scenario - input'!$D48=\"\"),\"\",M63/'Combined scenario - input'!$D48),\"\")","v":0.248118060453279},{"$f":"IFERROR(IF(OR(N63=\"\",'Combined scenario - input'!$D48=\"\"),\"\",N63/'Combined scenario - input'!$D48),\"\")","v":0.23326609530134101},{"$f":"IFERROR(IF(OR(O63=\"\",'Combined scenario - input'!$D48=\"\"),\"\",O63/'Combined scenario - input'!$D48),\"\")","v":0.22222896323564803},{"$f":"IFERROR(IF(OR(P63=\"\",'Combined scenario - input'!$D48=\"\"),\"\",P63/'Combined scenario - input'!$D48),\"\")","v":0.21460548749634509},{"$f":"IFERROR(IF(OR(Q63=\"\",'Combined scenario - input'!$D48=\"\"),\"\",Q63/'Combined scenario - input'!$D48),\"\")","v":0.20989242074399908},{"$f":"IFERROR(IF(OR(R63=\"\",'Combined scenario - input'!$D48=\"\"),\"\",R63/'Combined scenario - input'!$D48),\"\")","v":0.2075218240322303},{"$f":"IFERROR(IF(OR(S63=\"\",'Combined scenario - input'!$D48=\"\"),\"\",S63/'Combined scenario - input'!$D48),\"\")","v":0.20690051655971878},{"$f":"IFERROR(IF(OR(T63=\"\",'Combined scenario - input'!$D48=\"\"),\"\",T63/'Combined scenario - input'!$D48),\"\")","v":0.20744993362756256},{"$f":"IFERROR(IF(OR(U63=\"\",'Combined scenario - input'!$D48=\"\"),\"\",U63/'Combined scenario - input'!$D48),\"\")","v":0.20864445379172619},{"$f":"IFERROR(IF(OR(V63=\"\",'Combined scenario - input'!$D48=\"\"),\"\",V63/'Combined scenario - input'!$D48),\"\")","v":0.21004610379699787},{"$f":"IFERROR(IF(OR(W63=\"\",'Combined scenario - input'!$D48=\"\"),\"\",W63/'Combined scenario - input'!$D48),\"\")","v":0.21133356129099215}]
[{"$f":"IFERROR('Combined scenario - input'!A49,\"\")","v":5},{"$f":"IFERROR('Combined scenario - input'!B49,\"\")","v":"TRANSFORMERS"},{"$f":"IFERROR('Combined scenario - input'!C49,\"\")","v":"ground outdoor / indoor chamber mounted ; > = 22 kv & < = 33 kv ; > 40 mva"},{"$f":"IFERROR(repcalc('Combined scenario - input'!$CV49:$GH49,'Combined scenario - input'!$G49,'Combined scenario - input'!$E49,'Combined scenario - input'!$F49,20,TRUE,TRUE),\"\")","v":12.492262796531891},16.615222114999234,21.731075971438422,27.949005074406287,35.347729510037162,43.960917256346228,53.762817931787403,64.655780890626147,76.461490778069773,88.917701226419879,101.68192499168846,114.34294210965157,126.44016038205501,137.48989722861688,147.01668031097071,154.5868377292278,159.84111189403853,162.52289468678714,162.49899701814448,159.77061251896487,{"$f":"IFERROR(IF(OR(D64=\"\",'Combined scenario - input'!$D49=\"\"),\"\",D64/'Combined scenario - input'!$D49),\"\")","v":8.0084605088848963E-3},{"$f":"IFERROR(IF(OR(E64=\"\",'Combined scenario - input'!$D49=\"\"),\"\",E64/'Combined scenario - input'!$D49),\"\")","v":1.0651581088356801E-2},{"$f":"IFERROR(IF(OR(F64=\"\",'Combined scenario - input'!$D49=\"\"),\"\",F64/'Combined scenario - input'!$D49),\"\")","v":1.3931220193443021E-2},{"$f":"IFERROR(IF(OR(G64=\"\",'Combined scenario - input'!$D49=\"\"),\"\",G64/'Combined scenario - input'!$D49),\"\")","v":1.791737069949775E-2},{"$f":"IFERROR(IF(OR(H64=\"\",'Combined scenario - input'!$D49=\"\"),\"\",H64/'Combined scenario - input'!$D49),\"\")","v":2.2660497979474697E-2},{"$f":"IFERROR(IF(OR(I64=\"\",'Combined scenario - input'!$D49=\"\"),\"\",I64/'Combined scenario - input'!$D49),\"\")","v":2.8182185686931292E-2},{"$f":"IFERROR(IF(OR(J64=\"\",'Combined scenario - input'!$D49=\"\"),\"\",J64/'Combined scenario - input'!$D49),\"\")","v":3.4465925930778511E-2},{"$f":"IFERROR(IF(OR(K64=\"\",'Combined scenario - input'!$D49=\"\"),\"\",K64/'Combined scenario - input'!$D49),\"\")","v":4.1449117455121441E-2},{"$f":"IFERROR(IF(OR(L64=\"\",'Combined scenario - input'!$D49=\"\"),\"\",L64/'Combined scenario - input'!$D49),\"\")","v":4.901744698459564E-2},{"$f":"IFERROR(IF(OR(M64=\"\",'Combined scenario - input'!$D49=\"\"),\"\",M64/'Combined scenario - input'!$D49),\"\")","v":5.7002795283037241E-2},{"$f":"IFERROR(IF(OR(N64=\"\",'Combined scenario - input'!$D49=\"\"),\"\",N64/'Combined scenario - input'!$D49),\"\")","v":6.5185602802832809E-2},{"$f":"IFERROR(IF(OR(O64=\"\",'Combined scenario - input'!$D49=\"\"),\"\",O64/'Combined scenario - input'!$D49),\"\")","v":7.3302247260526462E-2},{"$f":"IFERROR(IF(OR(P64=\"\",'Combined scenario - input'!$D49=\"\"),\"\",P64/'Combined scenario - input'!$D49),\"\")","v":8.1057455134379355E-2},{"$f":"IFERROR(IF(OR(Q64=\"\",'Combined scenario - input'!$D49=\"\"),\"\",Q64/'Combined scenario - input'!$D49),\"\")","v":8.8141150267164112E-2},{"$f":"IFERROR(IF(OR(R64=\"\",'Combined scenario - input'!$D49=\"\"),\"\",R64/'Combined scenario - input'!$D49),\"\")","v":9.4248519871406228E-2},{"$f":"IFERROR(IF(OR(S64=\"\",'Combined scenario - input'!$D49=\"\"),\"\",S64/'Combined scenario - input'!$D49),\"\")","v":9.9101548319301569E-2},{"$f":"IFERROR(IF(OR(T64=\"\",'Combined scenario - input'!$D49=\"\"),\"\",T64/'Combined scenario - input'!$D49),\"\")","v":0.10246992503672243},{"$f":"IFERROR(IF(OR(U64=\"\",'Combined scenario - input'!$D49=\"\"),\"\",U64/'Combined scenario - input'!$D49),\"\")","v":0.10418914532042449},{"$f":"IFERROR(IF(OR(V64=\"\",'Combined scenario - input'!$D49=\"\"),\"\",V64/'Combined scenario - input'!$D49),\"\")","v":0.10417382515475905},{"$f":"IFERROR(IF(OR(W64=\"\",'Combined scenario - input'!$D49=\"\"),\"\",W64/'Combined scenario - input'!$D49),\"\")","v":0.10242472974501474}]
[{"$f":"IFERROR('Combined scenario - input'!A50,\"\")","v":5},{"$f":"IFERROR('Combined scenario - input'!B50,\"\")","v":"TRANSFORMERS"},{"$f":"IFERROR('Combined scenario - input'!C50,\"\")","v":"ground outdoor / indoor chamber mounted ; > 132 kv ; < = 100 mva"},{"$f":"IFERROR(repcalc('Combined scenario - input'!$CV50:$GH50,'Combined scenario - input'!$G50,'Combined scenario - input'!$E50,'Combined scenario - input'!$F50,20,TRUE,TRUE),\"\")","v":1.8754711602124655E-7},3.8862786054921206E-7,7.9589579831901217E-7,1.6109332366789344E-6,3.2225393226263429E-6,6.3711606949639667E-6,1.244912511673079E-5,2.4041376206726642E-5,4.588601158525931E-5,8.6556971849131352E-5,1.6137074832384162E-4,2.9733691675072144E-4,5.4146994496700562E-4,9.745443508114033E-4,1.7335278082007636E-3,3.0476295785337544E-3,5.295365133119569E-3,9.0935236239419008E-3,1.5433741622674503E-2,2.5888873980965087E-2,{"$f":"IFERROR(IF(OR(D65=\"\",'Combined scenario - input'!$D50=\"\"),\"\",D65/'Combined scenario - input'!$D50),\"\")","v":3.1743662341973415E-11},{"$f":"IFERROR(IF(OR(E65=\"\",'Combined scenario - input'!$D50=\"\"),\"\",E65/'Combined scenario - input'!$D50),\"\")","v":6.5777986053169495E-11},{"$f":"IFERROR(IF(OR(F65=\"\",'Combined scenario - input'!$D50=\"\"),\"\",F65/'Combined scenario - input'!$D50),\"\")","v":1.3471093566894385E-10},{"$f":"IFERROR(IF(OR(G65=\"\",'Combined scenario - input'!$D50=\"\"),\"\",G65/'Combined scenario - input'!$D50),\"\")","v":2.7266172791910761E-10},{"$f":"IFERROR(IF(OR(H65=\"\",'Combined scenario - input'!$D50=\"\"),\"\",H65/'Combined scenario - input'!$D50),\"\")","v":5.4543734028729975E-10},{"$f":"IFERROR(IF(OR(I65=\"\",'Combined scenario - input'!$D50=\"\"),\"\",I65/'Combined scenario - input'!$D50),\"\")","v":1.0783635500130927E-9},{"$f":"IFERROR(IF(OR(J65=\"\",'Combined scenario - input'!$D50=\"\"),\"\",J65/'Combined scenario - input'!$D50),\"\")","v":2.1071015782173578E-9},{"$f":"IFERROR(IF(OR(K65=\"\",'Combined scenario - input'!$D50=\"\"),\"\",K65/'Combined scenario - input'!$D50),\"\")","v":4.0691712287179522E-9},{"$f":"IFERROR(IF(OR(L65=\"\",'Combined scenario - input'!$D50=\"\"),\"\",L65/'Combined scenario - input'!$D50),\"\")","v":7.7665286936075297E-9},{"$f":"IFERROR(IF(OR(M65=\"\",'Combined scenario - input'!$D50=\"\"),\"\",M65/'Combined scenario - input'!$D50),\"\")","v":1.4650373442219468E-8},{"$f":"IFERROR(IF(OR(N65=\"\",'Combined scenario - input'!$D50=\"\"),\"\",N65/'Combined scenario - input'!$D50),\"\")","v":2.7313128857088319E-8},{"$f":"IFERROR(IF(OR(O65=\"\",'Combined scenario - input'!$D50=\"\"),\"\",O65/'Combined scenario - input'!$D50),\"\")","v":5.0326354717547871E-8},{"$f":"IFERROR(IF(OR(P65=\"\",'Combined scenario - input'!$D50=\"\"),\"\",P65/'Combined scenario - input'!$D50),\"\")","v":9.1647578837801789E-8},{"$f":"IFERROR(IF(OR(Q65=\"\",'Combined scenario - input'!$D50=\"\"),\"\",Q65/'Combined scenario - input'!$D50),\"\")","v":1.6494845383775606E-7},{"$f":"IFERROR(IF(OR(R65=\"\",'Combined scenario - input'!$D50=\"\"),\"\",R65/'Combined scenario - input'!$D50),\"\")","v":2.9341171739325655E-7},{"$f":"IFERROR(IF(OR(S65=\"\",'Combined scenario - input'!$D50=\"\"),\"\",S65/'Combined scenario - input'!$D50),\"\")","v":5.1583264161431618E-7},{"$f":"IFERROR(IF(OR(T65=\"\",'Combined scenario - input'!$D50=\"\"),\"\",T65/'Combined scenario - input'!$D50),\"\")","v":8.9627761988173612E-7},{"$f":"IFERROR(IF(OR(U65=\"\",'Combined scenario - input'!$D50=\"\"),\"\",U65/'Combined scenario - input'!$D50),\"\")","v":1.5391425341057691E-6},{"$f":"IFERROR(IF(OR(V65=\"\",'Combined scenario - input'!$D50=\"\"),\"\",V65/'Combined scenario - input'!$D50),\"\")","v":2.6122688161621131E-6},{"$f":"IFERROR(IF(OR(W65=\"\",'Combined scenario - input'!$D50=\"\"),\"\",W65/'Combined scenario - input'!$D50),\"\")","v":4.3818731607291526E-6}]
[{"$f":"IFERROR('Combined scenario - input'!A51,\"\")","v":5},{"$f":"IFERROR('Combined scenario - input'!B51,\"\")","v":"TRANSFORMERS"},{"$f":"IFERROR('Combined scenario - input'!C51,\"\")","v":"ground outdoor / indoor chamber mounted ; > 33 kv & < = 66 kv ; < = 15 mva"},{"$f":"IFERROR(repcalc('Combined scenario - input'!$CV51:$GH51,'Combined scenario - input'!$G51,'Combined scenario - input'!$E51,'Combined scenario - input'!$F51,20,TRUE,TRUE),\"\")","v":203.82353897675921},215.99750419846183,230.12157655741703,246.43085100760305,265.11381621542478,286.30790278438582,310.09909278887585,336.52552910813131,365.58471865020175,397.2436199177431,431.45067067665263,468.14866713805674,507.2873646774695,548.834734315584,592.78597119463268,639.16959339808716,688.05026543486088,739.52829804412795,793.73607903906986,850.83194370323724,{"$f":"IFERROR(IF(OR(D66=\"\",'Combined scenario - input'!$D51=\"\"),\"\",D66/'Combined scenario - input'!$D51),\"\")","v":0.29261854105344615},{"$f":"IFERROR(IF(OR(E66=\"\",'Combined scenario - input'!$D51=\"\"),\"\",E66/'Combined scenario - input'!$D51),\"\")","v":0.31009605105986499},{"$f":"IFERROR(IF(OR(F66=\"\",'Combined scenario - input'!$D51=\"\"),\"\",F66/'Combined scenario - input'!$D51),\"\")","v":0.33037322546356346},{"$f":"IFERROR(IF(OR(G66=\"\",'Combined scenario - input'!$D51=\"\"),\"\",G66/'Combined scenario - input'!$D51),\"\")","v":0.35378757750166562},{"$f":"IFERROR(IF(OR(H66=\"\",'Combined scenario - input'!$D51=\"\"),\"\",H66/'Combined scenario - input'!$D51),\"\")","v":0.38060971025978857},{"$f":"IFERROR(IF(OR(I66=\"\",'Combined scenario - input'!$D51=\"\"),\"\",I66/'Combined scenario - input'!$D51),\"\")","v":0.41103692549657717},{"$f":"IFERROR(IF(OR(J66=\"\",'Combined scenario - input'!$D51=\"\"),\"\",J66/'Combined scenario - input'!$D51),\"\")","v":0.44519266307227007},{"$f":"IFERROR(IF(OR(K66=\"\",'Combined scenario - input'!$D51=\"\"),\"\",K66/'Combined scenario - input'!$D51),\"\")","v":0.48313168267620338},{"$f":"IFERROR(IF(OR(L66=\"\",'Combined scenario - input'!$D51=\"\"),\"\",L66/'Combined scenario - input'!$D51),\"\")","v":0.524850405109758},{"$f":"IFERROR(IF(OR(M66=\"\",'Combined scenario - input'!$D51=\"\"),\"\",M66/'Combined scenario - input'!$D51),\"\")","v":0.57030139446442407},{"$f":"IFERROR(IF(OR(N66=\"\",'Combined scenario - input'!$D51=\"\"),\"\",N66/'Combined scenario - input'!$D51),\"\")","v":0.61941062560163151},{"$f":"IFERROR(IF(OR(O66=\"\",'Combined scenario - input'!$D51=\"\"),\"\",O66/'Combined scenario - input'!$D51),\"\")","v":0.67209597410470623},{"$f":"IFERROR(IF(OR(P66=\"\",'Combined scenario - input'!$D51=\"\"),\"\",P66/'Combined scenario - input'!$D51),\"\")","v":0.7282853064566529},{"$f":"IFERROR(IF(OR(Q66=\"\",'Combined scenario - input'!$D51=\"\"),\"\",Q66/'Combined scenario - input'!$D51),\"\")","v":0.78793264036689159},{"$f":"IFERROR(IF(OR(R66=\"\",'Combined scenario - input'!$D51=\"\"),\"\",R66/'Combined scenario - input'!$D51),\"\")","v":0.85103107775840448},{"$f":"IFERROR(IF(OR(S66=\"\",'Combined scenario - input'!$D51=\"\"),\"\",S66/'Combined scenario - input'!$D51),\"\")","v":0.91762156051661381},{"$f":"IFERROR(IF(OR(T66=\"\",'Combined scenario - input'!$D51=\"\"),\"\",T66/'Combined scenario - input'!$D51),\"\")","v":0.98779692401446595},{"$f":"IFERROR(IF(OR(U66=\"\",'Combined scenario - input'!$D51=\"\"),\"\",U66/'Combined scenario - input'!$D51),\"\")","v":1.0617011790089936},{"$f":"IFERROR(IF(OR(V66=\"\",'Combined scenario - input'!$D51=\"\"),\"\",V66/'Combined scenario - input'!$D51),\"\")","v":1.1395243875947954},{"$f":"IFERROR(IF(OR(W66=\"\",'Combined scenario - input'!$D51=\"\"),\"\",W66/'Combined scenario - input'!$D51),\"\")","v":1.2214938632603056}]
[{"$f":"IFERROR('Combined scenario - input'!A52,\"\")","v":5},{"$f":"IFERROR('Combined scenario - input'!B52,\"\")","v":"TRANSFORMERS"},{"$f":"IFERROR('Combined scenario - input'!C52,\"\")","v":"ground outdoor / indoor chamber mounted ; > 33 kv & < = 66 kv ; > 15 mva and < = 40 mva"},{"$f":"IFERROR(repcalc('Combined scenario - input'!$CV52:$GH52,'Combined scenario - input'!$G52,'Combined scenario - input'!$E52,'Combined scenario - input'!$F52,20,TRUE,TRUE),\"\")","v":161.55924420899834},182.21887788587989,205.00182525908858,230.02264920342927,257.32816980724465,286.8726025433474,318.49533476826031,351.90423498469681,386.66733529960192,422.21532613689141,457.85653644948684,492.80497509242275,526.22066879118734,557.26009177431149,585.13312294253842,609.1618832989509,628.83617556303727,643.86019405022853,654.18574191780112,660.02833744267878,{"$f":"IFERROR(IF(OR(D67=\"\",'Combined scenario - input'!$D52=\"\"),\"\",D67/'Combined scenario - input'!$D52),\"\")","v":0.50491489038792514},{"$f":"IFERROR(IF(OR(E67=\"\",'Combined scenario - input'!$D52=\"\"),\"\",E67/'Combined scenario - input'!$D52),\"\")","v":0.56948164869686468},{"$f":"IFERROR(IF(OR(F67=\"\",'Combined scenario - input'!$D52=\"\"),\"\",F67/'Combined scenario - input'!$D52),\"\")","v":0.64068431761240063},{"$f":"IFERROR(IF(OR(G67=\"\",'Combined scenario - input'!$D52=\"\"),\"\",G67/'Combined scenario - input'!$D52),\"\")","v":0.71888093607967574},{"$f":"IFERROR(IF(OR(H67=\"\",'Combined scenario - input'!$D52=\"\"),\"\",H67/'Combined scenario - input'!$D52),\"\")","v":0.80421782911951567},{"$f":"IFERROR(IF(OR(I67=\"\",'Combined scenario - input'!$D52=\"\"),\"\",I67/'Combined scenario - input'!$D52),\"\")","v":0.8965519081105332},{"$f":"IFERROR(IF(OR(J67=\"\",'Combined scenario - input'!$D52=\"\"),\"\",J67/'Combined scenario - input'!$D52),\"\")","v":0.99538121653718969},{"$f":"IFERROR(IF(OR(K67=\"\",'Combined scenario - input'!$D52=\"\"),\"\",K67/'Combined scenario - input'!$D52),\"\")","v":1.0997927670699548},{"$f":"IFERROR(IF(OR(L67=\"\",'Combined scenario - input'!$D52=\"\"),\"\",L67/'Combined scenario - input'!$D52),\"\")","v":1.208436547071416},{"$f":"IFERROR(IF(OR(M67=\"\",'Combined scenario - input'!$D52=\"\"),\"\",M67/'Combined scenario - input'!$D52),\"\")","v":1.3195333152260253},{"$f":"IFERROR(IF(OR(N67=\"\",'Combined scenario - input'!$D52=\"\"),\"\",N67/'Combined scenario - input'!$D52),\"\")","v":1.4309214186204506},{"$f":"IFERROR(IF(OR(O67=\"\",'Combined scenario - input'!$D52=\"\"),\"\",O67/'Combined scenario - input'!$D52),\"\")","v":1.5401444293681346},{"$f":"IFERROR(IF(OR(P67=\"\",'Combined scenario - input'!$D52=\"\"),\"\",P67/'Combined scenario - input'!$D52),\"\")","v":1.6445772113098593},{"$f":"IFERROR(IF(OR(Q67=\"\",'Combined scenario - input'!$D52=\"\"),\"\",Q67/'Combined scenario - input'!$D52),\"\")","v":1.7415835258043393},{"$f":"IFERROR(IF(OR(R67=\"\",'Combined scenario - input'!$D52=\"\"),\"\",R67/'Combined scenario - input'!$D52),\"\")","v":1.8286940377777585},{"$f":"IFERROR(IF(OR(S67=\"\",'Combined scenario - input'!$D52=\"\"),\"\",S67/'Combined scenario - input'!$D52),\"\")","v":1.9037901980805436},{"$f":"IFERROR(IF(OR(T67=\"\",'Combined scenario - input'!$D52=\"\"),\"\",T67/'Combined scenario - input'!$D52),\"\")","v":1.9652775067803196},{"$f":"IFERROR(IF(OR(U67=\"\",'Combined scenario - input'!$D52=\"\"),\"\",U67/'Combined scenario - input'!$D52),\"\")","v":2.0122314937513965},{"$f":"IFERROR(IF(OR(V67=\"\",'Combined scenario - input'!$D52=\"\"),\"\",V67/'Combined scenario - input'!$D52),\"\")","v":2.0445015312554484},{"$f":"IFERROR(IF(OR(W67=\"\",'Combined scenario - input'!$D52=\"\"),\"\",W67/'Combined scenario - input'!$D52),\"\")","v":2.0627611702718847}]
[{"$f":"IFERROR('Combined scenario - input'!A53,\"\")","v":5},{"$f":"IFERROR('Combined scenario - input'!B53,\"\")","v":"TRANSFORMERS"},{"$f":"IFERROR('Combined scenario - input'!C53,\"\")","v":"ground outdoor / indoor chamber mounted ; > 33 kv & < = 66 kv ; > 40 mva"},{"$f":"IFERROR(repcalc('Combined scenario - input'!$CV53:$GH53,'Combined scenario - input'!$G53,'Combined scenario - input'!$E53,'Combined scenario - input'!$F53,20,TRUE,TRUE),\"\")","v":6.8782372862310058E-6},1.4546719735834124E-5,3.0202421187248232E-5,6.1561955951467686E-5,1.2319207224213585E-4,2.4202440164929328E-4,4.6681908421008535E-4,8.8401339448277133E-4,1.643608716738666E-3,3.0003838089528341E-3,5.3777968554154631E-3,9.4643906925483395E-3,1.6355140138323117E-2,2.7752566844049181E-2,4.6243921092385412E-2,7.5670324504796438E-2,0.12160025329857664,0.19191174916473117,0.29747400658066475,0.45289870514252195,{"$f":"IFERROR(IF(OR(D68=\"\",'Combined scenario - input'!$D53=\"\"),\"\",D68/'Combined scenario - input'!$D53),\"\")","v":2.1496290369783975E-8},{"$f":"IFERROR(IF(OR(E68=\"\",'Combined scenario - input'!$D53=\"\"),\"\",E68/'Combined scenario - input'!$D53),\"\")","v":4.5462303546190205E-8},{"$f":"IFERROR(IF(OR(F68=\"\",'Combined scenario - input'!$D53=\"\"),\"\",F68/'Combined scenario - input'!$D53),\"\")","v":9.4390464983123708E-8},{"$f":"IFERROR(IF(OR(G68=\"\",'Combined scenario - input'!$D53=\"\"),\"\",G68/'Combined scenario - input'!$D53),\"\")","v":1.9239721251165848E-7},{"$f":"IFERROR(IF(OR(H68=\"\",'Combined scenario - input'!$D53=\"\"),\"\",H68/'Combined scenario - input'!$D53),\"\")","v":3.8500744390914251E-7},{"$f":"IFERROR(IF(OR(I68=\"\",'Combined scenario - input'!$D53=\"\"),\"\",I68/'Combined scenario - input'!$D53),\"\")","v":7.5638955126499561E-7},{"$f":"IFERROR(IF(OR(J68=\"\",'Combined scenario - input'!$D53=\"\"),\"\",J68/'Combined scenario - input'!$D53),\"\")","v":1.4589317243277799E-6},{"$f":"IFERROR(IF(OR(K68=\"\",'Combined scenario - input'!$D53=\"\"),\"\",K68/'Combined scenario - input'!$D53),\"\")","v":2.7627730518428963E-6},{"$f":"IFERROR(IF(OR(L68=\"\",'Combined scenario - input'!$D53=\"\"),\"\",L68/'Combined scenario - input'!$D53),\"\")","v":5.1367070891912483E-6},{"$f":"IFERROR(IF(OR(M68=\"\",'Combined scenario - input'!$D53=\"\"),\"\",M68/'Combined scenario - input'!$D53),\"\")","v":9.3769840867747034E-6},{"$f":"IFERROR(IF(OR(N68=\"\",'Combined scenario - input'!$D53=\"\"),\"\",N68/'Combined scenario - input'!$D53),\"\")","v":1.6807021616590306E-5},{"$f":"IFERROR(IF(OR(O68=\"\",'Combined scenario - input'!$D53=\"\"),\"\",O68/'Combined scenario - input'!$D53),\"\")","v":2.9578696115554028E-5},{"$f":"IFERROR(IF(OR(P68=\"\",'Combined scenario - input'!$D53=\"\"),\"\",P68/'Combined scenario - input'!$D53),\"\")","v":5.1114090256189938E-5},{"$f":"IFERROR(IF(OR(Q68=\"\",'Combined scenario - input'!$D53=\"\"),\"\",Q68/'Combined scenario - input'!$D53),\"\")","v":8.6734029455593333E-5},{"$f":"IFERROR(IF(OR(R68=\"\",'Combined scenario - input'!$D53=\"\"),\"\",R68/'Combined scenario - input'!$D53),\"\")","v":1.445243474849653E-4},{"$f":"IFERROR(IF(OR(S68=\"\",'Combined scenario - input'!$D53=\"\"),\"\",S68/'Combined scenario - input'!$D53),\"\")","v":2.3648955397149603E-4},{"$f":"IFERROR(IF(OR(T68=\"\",'Combined scenario - input'!$D53=\"\"),\"\",T68/'Combined scenario - input'!$D53),\"\")","v":3.8003259340560285E-4},{"$f":"IFERROR(IF(OR(U68=\"\",'Combined scenario - input'!$D53=\"\"),\"\",U68/'Combined scenario - input'!$D53),\"\")","v":5.9977440639864203E-4},{"$f":"IFERROR(IF(OR(V68=\"\",'Combined scenario - input'!$D53=\"\"),\"\",V68/'Combined scenario - input'!$D53),\"\")","v":9.2968406828909677E-4},{"$f":"IFERROR(IF(OR(W68=\"\",'Combined scenario - input'!$D53=\"\"),\"\",W68/'Combined scenario - input'!$D53),\"\")","v":1.415426899175437E-3}]
[{"$f":"IFERROR('Combined scenario - input'!A54,\"\")","v":5},{"$f":"IFERROR('Combined scenario - input'!B54,\"\")","v":"TRANSFORMERS"},{"$f":"IFERROR('Combined scenario - input'!C54,\"\")","v":"ground outdoor / indoor chamber mounted ; > 66 kv & < = 132 kv ; < = 100 mva"},{"$f":"IFERROR(repcalc('Combined scenario - input'!$CV54:$GH54,'Combined scenario - input'!$G54,'Combined scenario - input'!$E54,'Combined scenario - input'!$F54,20,TRUE,TRUE),\"\")","v":16.250416175702398},20.204253544321666,24.863203267492636,30.28846377175234,36.53255194324219,43.636417846861555,51.62681953498457,60.514142284453236,70.290819556969694,80.930465926739885,92.387769246030814,104.59911755941337,117.4838652494898,130.9460833007507,144.8766006695281,159.15513557296217,173.65234114844034,188.23164827920277,202.75087259487216,217.06365057271847,{"$f":"IFERROR(IF(OR(D69=\"\",'Combined scenario - input'!$D54=\"\"),\"\",D69/'Combined scenario - input'!$D54),\"\")","v":3.0621188225991837E-2},{"$f":"IFERROR(IF(OR(E69=\"\",'Combined scenario - input'!$D54=\"\"),\"\",E69/'Combined scenario - input'!$D54),\"\")","v":3.8071532695352343E-2},{"$f":"IFERROR(IF(OR(F69=\"\",'Combined scenario - input'!$D54=\"\"),\"\",F69/'Combined scenario - input'!$D54),\"\")","v":4.6850543329059052E-2},{"$f":"IFERROR(IF(OR(G69=\"\",'Combined scenario - input'!$D54=\"\"),\"\",G69/'Combined scenario - input'!$D54),\"\")","v":5.7073538314527182E-2},{"$f":"IFERROR(IF(OR(H69=\"\",'Combined scenario - input'!$D54=\"\"),\"\",H69/'Combined scenario - input'!$D54),\"\")","v":6.8839476929980242E-2},{"$f":"IFERROR(IF(OR(I69=\"\",'Combined scenario - input'!$D54=\"\"),\"\",I69/'Combined scenario - input'!$D54),\"\")","v":8.2225522715821897E-2},{"$f":"IFERROR(IF(OR(J69=\"\",'Combined scenario - input'!$D54=\"\"),\"\",J69/'Combined scenario - input'!$D54),\"\")","v":9.7282096741238944E-2},{"$f":"IFERROR(IF(OR(K69=\"\",'Combined scenario - input'!$D54=\"\"),\"\",K69/'Combined scenario - input'!$D54),\"\")","v":0.1140287683214735},{"$f":"IFERROR(IF(OR(L69=\"\",'Combined scenario - input'!$D54=\"\"),\"\",L69/'Combined scenario - input'!$D54),\"\")","v":0.13245127958208514},{"$f":"IFERROR(IF(OR(M69=\"\",'Combined scenario - input'!$D54=\"\"),\"\",M69/'Combined scenario - input'!$D54),\"\")","v":0.15249991160628262},{"$f":"IFERROR(IF(OR(N69=\"\",'Combined scenario - input'!$D54=\"\"),\"\",N69/'Combined scenario - input'!$D54),\"\")","v":0.17408928123897291},{"$f":"IFERROR(IF(OR(O69=\"\",'Combined scenario - input'!$D54=\"\"),\"\",O69/'Combined scenario - input'!$D54),\"\")","v":0.19709952240167797},{"$f":"IFERROR(IF(OR(P69=\"\",'Combined scenario - input'!$D54=\"\"),\"\",P69/'Combined scenario - input'!$D54),\"\")","v":0.22137867193214775},{"$f":"IFERROR(IF(OR(Q69=\"\",'Combined scenario - input'!$D54=\"\"),\"\",Q69/'Combined scenario - input'!$D54),\"\")","v":0.24674596766352538},{"$f":"IFERROR(IF(OR(R69=\"\",'Combined scenario - input'!$D54=\"\"),\"\",R69/'Combined scenario - input'!$D54),\"\")","v":0.27299569504420546},{"$f":"IFERROR(IF(OR(S69=\"\",'Combined scenario - input'!$D54=\"\"),\"\",S69/'Combined scenario - input'!$D54),\"\")","v":0.29990120319501745},{"$f":"IFERROR(IF(OR(T69=\"\",'Combined scenario - input'!$D54=\"\"),\"\",T69/'Combined scenario - input'!$D54),\"\")","v":0.32721875961190278},{"$f":"IFERROR(IF(OR(U69=\"\",'Combined scenario - input'!$D54=\"\"),\"\",U69/'Combined scenario - input'!$D54),\"\")","v":0.35469102266219504},{"$f":"IFERROR(IF(OR(V69=\"\",'Combined scenario - input'!$D54=\"\"),\"\",V69/'Combined scenario - input'!$D54),\"\")","v":0.38205006970803435},{"$f":"IFERROR(IF(OR(W69=\"\",'Combined scenario - input'!$D54=\"\"),\"\",W69/'Combined scenario - input'!$D54),\"\")","v":0.40902010319873167}]
[{"$f":"IFERROR('Combined scenario - input'!A55,\"\")","v":5},{"$f":"IFERROR('Combined scenario - input'!B55,\"\")","v":"TRANSFORMERS"},{"$f":"IFERROR('Combined scenario - input'!C55,\"\")","v":"ground outdoor / indoor chamber mounted ; > 66 kv & < = 132 kv ; > 100 mva"},{"$f":"IFERROR(repcalc('Combined scenario - input'!$CV55:$GH55,'Combined scenario - input'!$G55,'Combined scenario - input'!$E55,'Combined scenario - input'!$F55,20,TRUE,TRUE),\"\")","v":2.3092261040539288E-7},4.6358059920255843E-7,9.1969207955481709E-7,1.8030954905217722E-6,3.4934526329461339E-6,6.6888536043120193E-6,1.2656399232458528E-5,2.3666352659075956E-5,4.3733713300265211E-5,7.9866844310892425E-5,1.4413959035435408E-4,2.5707996128334541E-4,4.531303231247115E-4,7.8931426774411144E-4,1.3587854746250037E-3,2.3116835451060993E-3,3.8867365757021054E-3,6.4583869869897876E-3,1.0605925518399444E-2,1.7213227751062404E-2,{"$f":"IFERROR(IF(OR(D70=\"\",'Combined scenario - input'!$D55=\"\"),\"\",D70/'Combined scenario - input'!$D55),\"\")","v":3.9085268423991333E-11},{"$f":"IFERROR(IF(OR(E70=\"\",'Combined scenario - input'!$D55=\"\"),\"\",E70/'Combined scenario - input'!$D55),\"\")","v":7.8464261789600793E-11},{"$f":"IFERROR(IF(OR(F70=\"\",'Combined scenario - input'!$D55=\"\"),\"\",F70/'Combined scenario - input'!$D55),\"\")","v":1.5566432292495572E-10},{"$f":"IFERROR(IF(OR(G70=\"\",'Combined scenario - input'!$D55=\"\"),\"\",G70/'Combined scenario - input'!$D55),\"\")","v":3.0518653464643998E-10},{"$f":"IFERROR(IF(OR(H70=\"\",'Combined scenario - input'!$D55=\"\"),\"\",H70/'Combined scenario - input'!$D55),\"\")","v":5.9129131463347668E-10},{"$f":"IFERROR(IF(OR(I70=\"\",'Combined scenario - input'!$D55=\"\"),\"\",I70/'Combined scenario - input'!$D55),\"\")","v":1.1321352989833158E-9},{"$f":"IFERROR(IF(OR(J70=\"\",'Combined scenario - input'!$D55=\"\"),\"\",J70/'Combined scenario - input'!$D55),\"\")","v":2.1421841733618604E-9},{"$f":"IFERROR(IF(OR(K70=\"\",'Combined scenario - input'!$D55=\"\"),\"\",K70/'Combined scenario - input'!$D55),\"\")","v":4.0056958678621566E-9},{"$f":"IFERROR(IF(OR(L70=\"\",'Combined scenario - input'!$D55=\"\"),\"\",L70/'Combined scenario - input'!$D55),\"\")","v":7.4022371413432904E-9},{"$f":"IFERROR(IF(OR(M70=\"\",'Combined scenario - input'!$D55=\"\"),\"\",M70/'Combined scenario - input'!$D55),\"\")","v":1.3518022521000631E-8},{"$f":"IFERROR(IF(OR(N70=\"\",'Combined scenario - input'!$D55=\"\"),\"\",N70/'Combined scenario - input'!$D55),\"\")","v":2.4396634741110279E-8},{"$f":"IFERROR(IF(OR(O70=\"\",'Combined scenario - input'!$D55=\"\"),\"\",O70/'Combined scenario - input'!$D55),\"\")","v":4.3512583179053643E-8},{"$f":"IFERROR(IF(OR(P70=\"\",'Combined scenario - input'!$D55=\"\"),\"\",P70/'Combined scenario - input'!$D55),\"\")","v":7.6695479404496061E-8},{"$f":"IFERROR(IF(OR(Q70=\"\",'Combined scenario - input'!$D55=\"\"),\"\",Q70/'Combined scenario - input'!$D55),\"\")","v":1.3359696554402145E-7},{"$f":"IFERROR(IF(OR(R70=\"\",'Combined scenario - input'!$D55=\"\"),\"\",R70/'Combined scenario - input'!$D55),\"\")","v":2.2998395398832918E-7},{"$f":"IFERROR(IF(OR(S70=\"\",'Combined scenario - input'!$D55=\"\"),\"\",S70/'Combined scenario - input'!$D55),\"\")","v":3.9126862334172588E-7},{"$f":"IFERROR(IF(OR(T70=\"\",'Combined scenario - input'!$D55=\"\"),\"\",T70/'Combined scenario - input'!$D55),\"\")","v":6.5785737519583301E-7},{"$f":"IFERROR(IF(OR(U70=\"\",'Combined scenario - input'!$D55=\"\"),\"\",U70/'Combined scenario - input'!$D55),\"\")","v":1.0931272105809064E-6},{"$f":"IFERROR(IF(OR(V70=\"\",'Combined scenario - input'!$D55=\"\"),\"\",V70/'Combined scenario - input'!$D55),\"\")","v":1.7951271425685427E-6},{"$f":"IFERROR(IF(OR(W70=\"\",'Combined scenario - input'!$D55=\"\"),\"\",W70/'Combined scenario - input'!$D55),\"\")","v":2.9134593009860538E-6}]
[{"$f":"IFERROR('Combined scenario - input'!A56,\"\")","v":5},{"$f":"IFERROR('Combined scenario - input'!B56,\"\")","v":"TRANSFORMERS"},{"$f":"IFERROR('Combined scenario - input'!C56,\"\")","v":"kiosk mounted ; < = 22 kv ; < = 60 kva ; multiple phase"},{"$f":"IFERROR(repcalc('Combined scenario - input'!$CV56:$GH56,'Combined scenario - input'!$G56,'Combined scenario - input'!$E56,'Combined scenario - input'!$F56,20,TRUE,TRUE),\"\")","v":231.93225682252253},218.10740455786956,205.52402639538212,194.23318228804743,184.27126195245293,175.66787780945737,168.44924368293513,162.63744999697957,158.24645256531005,155.27584905544248,153.70364846561338,153.47926946647644,154.5179502410121,156.69762154896554,159.85908423858754,163.81003948461193,168.33314901539688,173.19787149739435,178.17536424832906,183.05530472255384,{"$f":"IFERROR(IF(OR(D71=\"\",'Combined scenario - input'!$D56=\"\"),\"\",D71/'Combined scenario - input'!$D56),\"\")","v":6.2024389797049864},{"$f":"IFERROR(IF(OR(E71=\"\",'Combined scenario - input'!$D56=\"\"),\"\",E71/'Combined scenario - input'!$D56),\"\")","v":5.8327284282289078},{"$f":"IFERROR(IF(OR(F71=\"\",'Combined scenario - input'!$D56=\"\"),\"\",F71/'Combined scenario - input'!$D56),\"\")","v":5.4962179476229105},{"$f":"IFERROR(IF(OR(G71=\"\",'Combined scenario - input'!$D56=\"\"),\"\",G71/'Combined scenario - input'!$D56),\"\")","v":5.1942730066107021},{"$f":"IFERROR(IF(OR(H71=\"\",'Combined scenario - input'!$D56=\"\"),\"\",H71/'Combined scenario - input'!$D56),\"\")","v":4.9278667557135352},{"$f":"IFERROR(IF(OR(I71=\"\",'Combined scenario - input'!$D56=\"\"),\"\",I71/'Combined scenario - input'!$D56),\"\")","v":4.697791103896269},{"$f":"IFERROR(IF(OR(J71=\"\",'Combined scenario - input'!$D56=\"\"),\"\",J71/'Combined scenario - input'!$D56),\"\")","v":4.5047470732816262},{"$f":"IFERROR(IF(OR(K71=\"\",'Combined scenario - input'!$D56=\"\"),\"\",K71/'Combined scenario - input'!$D56),\"\")","v":4.3493254161407746},{"$f":"IFERROR(IF(OR(L71=\"\",'Combined scenario - input'!$D56=\"\"),\"\",L71/'Combined scenario - input'!$D56),\"\")","v":4.2318993452565854},{"$f":"IFERROR(IF(OR(M71=\"\",'Combined scenario - input'!$D56=\"\"),\"\",M71/'Combined scenario - input'!$D56),\"\")","v":4.1524581012689055},{"$f":"IFERROR(IF(OR(N71=\"\",'Combined scenario - input'!$D56=\"\"),\"\",N71/'Combined scenario - input'!$D56),\"\")","v":4.1104135907041979},{"$f":"IFERROR(IF(OR(O71=\"\",'Combined scenario - input'!$D56=\"\"),\"\",O71/'Combined scenario - input'!$D56),\"\")","v":4.1044131444120762},{"$f":"IFERROR(IF(OR(P71=\"\",'Combined scenario - input'!$D56=\"\"),\"\",P71/'Combined scenario - input'!$D56),\"\")","v":4.1321900229356174},{"$f":"IFERROR(IF(OR(Q71=\"\",'Combined scenario - input'!$D56=\"\"),\"\",Q71/'Combined scenario - input'!$D56),\"\")","v":4.1904797945638057},{"$f":"IFERROR(IF(OR(R71=\"\",'Combined scenario - input'!$D56=\"\"),\"\",R71/'Combined scenario - input'!$D56),\"\")","v":4.2750250824320615},{"$f":"IFERROR(IF(OR(S71=\"\",'Combined scenario - input'!$D56=\"\"),\"\",S71/'Combined scenario - input'!$D56),\"\")","v":4.380683342998049},{"$f":"IFERROR(IF(OR(T71=\"\",'Combined scenario - input'!$D56=\"\"),\"\",T71/'Combined scenario - input'!$D56),\"\")","v":4.5016424163393784},{"$f":"IFERROR(IF(OR(U71=\"\",'Combined scenario - input'!$D56=\"\"),\"\",U71/'Combined scenario - input'!$D56),\"\")","v":4.6317370601856513},{"$f":"IFERROR(IF(OR(V71=\"\",'Combined scenario - input'!$D56=\"\"),\"\",V71/'Combined scenario - input'!$D56),\"\")","v":4.764847458379295},{"$f":"IFERROR(IF(OR(W71=\"\",'Combined scenario - input'!$D56=\"\"),\"\",W71/'Combined scenario - input'!$D56),\"\")","v":4.8953490687660421}]
[{"$f":"IFERROR('Combined scenario - input'!A57,\"\")","v":5},{"$f":"IFERROR('Combined scenario - input'!B57,\"\")","v":"TRANSFORMERS"},{"$f":"IFERROR('Combined scenario - input'!C57,\"\")","v":"kiosk mounted ; < = 22 kv ; < = 60 kva ; single phase"},{"$f":"IFERROR(repcalc('Combined scenario - input'!$CV57:$GH57,'Combined scenario - input'!$G57,'Combined scenario - input'!$E57,'Combined scenario - input'!$F57,20,TRUE,TRUE),\"\")","v":5.9799624068083306},6.620580199113876,7.2828968067912259,7.9669649896584565,8.6739646694471642,9.4061344276049876,10.166626377075985,10.959304051638885,11.78850235918482,12.658764110746223,13.574561108166204,14.540001729845553,15.558523759032997,16.63257244749569,17.763269846723244,18.950091195023131,20.190575314062599,21.480105514553198,22.81180240467377,24.176567932959976,{"$f":"IFERROR(IF(OR(D72=\"\",'Combined scenario - input'!$D57=\"\"),\"\",D72/'Combined scenario - input'!$D57),\"\")","v":0.34560452160247684},{"$f":"IFERROR(IF(OR(E72=\"\",'Combined scenario - input'!$D57=\"\"),\"\",E72/'Combined scenario - input'!$D57),\"\")","v":0.38262823355553582},{"$f":"IFERROR(IF(OR(F72=\"\",'Combined scenario - input'!$D57=\"\"),\"\",F72/'Combined scenario - input'!$D57),\"\")","v":0.42090600167078324},{"$f":"IFERROR(IF(OR(G72=\"\",'Combined scenario - input'!$D57=\"\"),\"\",G72/'Combined scenario - input'!$D57),\"\")","v":0.46044087513656595},{"$f":"IFERROR(IF(OR(H72=\"\",'Combined scenario - input'!$D57=\"\"),\"\",H72/'Combined scenario - input'!$D57),\"\")","v":0.5013010460681242},{"$f":"IFERROR(IF(OR(I72=\"\",'Combined scenario - input'!$D57=\"\"),\"\",I72/'Combined scenario - input'!$D57),\"\")","v":0.54361589050792236},{"$f":"IFERROR(IF(OR(J72=\"\",'Combined scenario - input'!$D57=\"\"),\"\",J72/'Combined scenario - input'!$D57),\"\")","v":0.58756758091992589},{"$f":"IFERROR(IF(OR(K72=\"\",'Combined scenario - input'!$D57=\"\"),\"\",K72/'Combined scenario - input'!$D57),\"\")","v":0.63337940545420268},{"$f":"IFERROR(IF(OR(L72=\"\",'Combined scenario - input'!$D57=\"\"),\"\",L72/'Combined scenario - input'!$D57),\"\")","v":0.68130189474388858},{"$f":"IFERROR(IF(OR(M72=\"\",'Combined scenario - input'!$D57=\"\"),\"\",M72/'Combined scenario - input'!$D57),\"\")","v":0.73159759492669951},{"$f":"IFERROR(IF(OR(N72=\"\",'Combined scenario - input'!$D57=\"\"),\"\",N72/'Combined scenario - input'!$D57),\"\")","v":0.78452494825219365},{"$f":"IFERROR(IF(OR(O72=\"\",'Combined scenario - input'!$D57=\"\"),\"\",O72/'Combined scenario - input'!$D57),\"\")","v":0.84032139336215106},{"$f":"IFERROR(IF(OR(P72=\"\",'Combined scenario - input'!$D57=\"\"),\"\",P72/'Combined scenario - input'!$D57),\"\")","v":0.89918561268201558},{"$f":"IFERROR(IF(OR(Q72=\"\",'Combined scenario - input'!$D57=\"\"),\"\",Q72/'Combined scenario - input'!$D57),\"\")","v":0.96125892650942379},{"$f":"IFERROR(IF(OR(R72=\"\",'Combined scenario - input'!$D57=\"\"),\"\",R72/'Combined scenario - input'!$D57),\"\")","v":1.0266061824206478},{"$f":"IFERROR(IF(OR(S72=\"\",'Combined scenario - input'!$D57=\"\"),\"\",S72/'Combined scenario - input'!$D57),\"\")","v":1.095197052463543},{"$f":"IFERROR(IF(OR(T72=\"\",'Combined scenario - input'!$D57=\"\"),\"\",T72/'Combined scenario - input'!$D57),\"\")","v":1.166889295884338},{"$f":"IFERROR(IF(OR(U72=\"\",'Combined scenario - input'!$D57=\"\"),\"\",U72/'Combined scenario - input'!$D57),\"\")","v":1.2414160968430024},{"$f":"IFERROR(IF(OR(V72=\"\",'Combined scenario - input'!$D57=\"\"),\"\",V72/'Combined scenario - input'!$D57),\"\")","v":1.3183798694088016},{"$f":"IFERROR(IF(OR(W72=\"\",'Combined scenario - input'!$D57=\"\"),\"\",W72/'Combined scenario - input'!$D57),\"\")","v":1.3972548029645542}]
[{"$f":"IFERROR('Combined scenario - input'!A58,\"\")","v":5},{"$f":"IFERROR('Combined scenario - input'!B58,\"\")","v":"TRANSFORMERS"},{"$f":"IFERROR('Combined scenario - input'!C58,\"\")","v":"kiosk mounted ; < = 22 kv ; > 60 kva and < = 600 kva ; multiple phase"},{"$f":"IFERROR(repcalc('Combined scenario - input'!$CV58:$GH58,'Combined scenario - input'!$G58,'Combined scenario - input'!$E58,'Combined scenario - input'!$F58,20,TRUE,TRUE),\"\")","v":637.95838913570401},571.77918628365478,541.63798734198167,536.01880805895269,547.34911728722489,570.85247288742266,603.69278426573237,644.35103941751129,692.18089957499922,747.09839031056606,809.37035638512543,879.47487572951582,958.01378566477433,1045.6627829005613,1143.1484652318534,1251.2445524376049,1370.7816864358949,1502.6668643255366,1647.9097317780115,1807.6535395962803,{"$f":"IFERROR(IF(OR(D73=\"\",'Combined scenario - input'!$D58=\"\"),\"\",D73/'Combined scenario - input'!$D58),\"\")","v":11.71443666023162},{"$f":"IFERROR(IF(OR(E73=\"\",'Combined scenario - input'!$D58=\"\"),\"\",E73/'Combined scenario - input'!$D58),\"\")","v":10.49922875131886},{"$f":"IFERROR(IF(OR(F73=\"\",'Combined scenario - input'!$D58=\"\"),\"\",F73/'Combined scenario - input'!$D58),\"\")","v":9.9457644942784817},{"$f":"IFERROR(IF(OR(G73=\"\",'Combined scenario - input'!$D58=\"\"),\"\",G73/'Combined scenario - input'!$D58),\"\")","v":9.8425829687832085},{"$f":"IFERROR(IF(OR(H73=\"\",'Combined scenario - input'!$D58=\"\"),\"\",H73/'Combined scenario - input'!$D58),\"\")","v":10.05063445310533},{"$f":"IFERROR(IF(OR(I73=\"\",'Combined scenario - input'!$D58=\"\"),\"\",I73/'Combined scenario - input'!$D58),\"\")","v":10.482212084452772},{"$f":"IFERROR(IF(OR(J73=\"\",'Combined scenario - input'!$D58=\"\"),\"\",J73/'Combined scenario - input'!$D58),\"\")","v":11.085238479426096},{"$f":"IFERROR(IF(OR(K73=\"\",'Combined scenario - input'!$D58=\"\"),\"\",K73/'Combined scenario - input'!$D58),\"\")","v":11.83182095690761},{"$f":"IFERROR(IF(OR(L73=\"\",'Combined scenario - input'!$D58=\"\"),\"\",L73/'Combined scenario - input'!$D58),\"\")","v":12.710091196510092},{"$f":"IFERROR(IF(OR(M73=\"\",'Combined scenario - input'!$D58=\"\"),\"\",M73/'Combined scenario - input'!$D58),\"\")","v":13.71850722758106},{"$f":"IFERROR(IF(OR(N73=\"\",'Combined scenario - input'!$D58=\"\"),\"\",N73/'Combined scenario - input'!$D58),\"\")","v":14.861968955981258},{"$f":"IFERROR(IF(OR(O73=\"\",'Combined scenario - input'!$D58=\"\"),\"\",O73/'Combined scenario - input'!$D58),\"\")","v":16.149255032066002},{"$f":"IFERROR(IF(OR(P73=\"\",'Combined scenario - input'!$D58=\"\"),\"\",P73/'Combined scenario - input'!$D58),\"\")","v":17.591416623587158},{"$f":"IFERROR(IF(OR(Q73=\"\",'Combined scenario - input'!$D58=\"\"),\"\",Q73/'Combined scenario - input'!$D58),\"\")","v":19.200861132722746},{"$f":"IFERROR(IF(OR(R73=\"\",'Combined scenario - input'!$D58=\"\"),\"\",R73/'Combined scenario - input'!$D58),\"\")","v":20.990930626904852},{"$f":"IFERROR(IF(OR(S73=\"\",'Combined scenario - input'!$D58=\"\"),\"\",S73/'Combined scenario - input'!$D58),\"\")","v":22.975832445511223},{"$f":"IFERROR(IF(OR(T73=\"\",'Combined scenario - input'!$D58=\"\"),\"\",T73/'Combined scenario - input'!$D58),\"\")","v":25.170819154073371},{"$f":"IFERROR(IF(OR(U73=\"\",'Combined scenario - input'!$D58=\"\"),\"\",U73/'Combined scenario - input'!$D58),\"\")","v":27.592545381241063},{"$f":"IFERROR(IF(OR(V73=\"\",'Combined scenario - input'!$D58=\"\"),\"\",V73/'Combined scenario - input'!$D58),\"\")","v":30.259550628131091},{"$f":"IFERROR(IF(OR(W73=\"\",'Combined scenario - input'!$D58=\"\"),\"\",W73/'Combined scenario - input'!$D58),\"\")","v":33.192827704534999}]
[{"$f":"IFERROR('Combined scenario - input'!A59,\"\")","v":5},{"$f":"IFERROR('Combined scenario - input'!B59,\"\")","v":"TRANSFORMERS"},{"$f":"IFERROR('Combined scenario - input'!C59,\"\")","v":"kiosk mounted ; < = 22 kv ; > 600 kva ; multiple phase"},{"$f":"IFERROR(repcalc('Combined scenario - input'!$CV59:$GH59,'Combined scenario - input'!$G59,'Combined scenario - input'!$E59,'Combined scenario - input'!$F59,20,TRUE,TRUE),\"\")","v":311.92941277655729},301.96449863807936,297.85125891153592,298.63387084555472,303.58012896807554,312.15246091144576,323.97413274552054,338.79463173821881,356.457647938337,376.87442825288826,400.00454654508815,425.84533669934984,454.43040541339599,485.83682101553597,520.1998093294718,557.73311790949231,598.75266685263421,643.700708079641,693.16747533433158,747.90722477653935,{"$f":"IFERROR(IF(OR(D74=\"\",'Combined scenario - input'!$D59=\"\"),\"\",D74/'Combined scenario - input'!$D59),\"\")","v":5.9119459671791468},{"$f":"IFERROR(IF(OR(E74=\"\",'Combined scenario - input'!$D59=\"\"),\"\",E74/'Combined scenario - input'!$D59),\"\")","v":5.7230826168786058},{"$f":"IFERROR(IF(OR(F74=\"\",'Combined scenario - input'!$D59=\"\"),\"\",F74/'Combined scenario - input'!$D59),\"\")","v":5.6451250725838058},{"$f":"IFERROR(IF(OR(G74=\"\",'Combined scenario - input'!$D59=\"\"),\"\",G74/'Combined scenario - input'!$D59),\"\")","v":5.6599577856197607},{"$f":"IFERROR(IF(OR(H74=\"\",'Combined scenario - input'!$D59=\"\"),\"\",H74/'Combined scenario - input'!$D59),\"\")","v":5.7537033881898232},{"$f":"IFERROR(IF(OR(I74=\"\",'Combined scenario - input'!$D59=\"\"),\"\",I74/'Combined scenario - input'!$D59),\"\")","v":5.9161733611584548},{"$f":"IFERROR(IF(OR(J74=\"\",'Combined scenario - input'!$D59=\"\"),\"\",J74/'Combined scenario - input'!$D59),\"\")","v":6.1402275293841262},{"$f":"IFERROR(IF(OR(K74=\"\",'Combined scenario - input'!$D59=\"\"),\"\",K74/'Combined scenario - input'!$D59),\"\")","v":6.4211179669724157},{"$f":"IFERROR(IF(OR(L74=\"\",'Combined scenario - input'!$D59=\"\"),\"\",L74/'Combined scenario - input'!$D59),\"\")","v":6.7558821575725156},{"$f":"IFERROR(IF(OR(M74=\"\",'Combined scenario - input'!$D59=\"\"),\"\",M74/'Combined scenario - input'!$D59),\"\")","v":7.1428379786635405},{"$f":"IFERROR(IF(OR(N74=\"\",'Combined scenario - input'!$D59=\"\"),\"\",N74/'Combined scenario - input'!$D59),\"\")","v":7.581219240439264},{"$f":"IFERROR(IF(OR(O74=\"\",'Combined scenario - input'!$D59=\"\"),\"\",O74/'Combined scenario - input'!$D59),\"\")","v":8.0709754124570736},{"$f":"IFERROR(IF(OR(P74=\"\",'Combined scenario - input'!$D59=\"\"),\"\",P74/'Combined scenario - input'!$D59),\"\")","v":8.6127434368357108},{"$f":"IFERROR(IF(OR(Q74=\"\",'Combined scenario - input'!$D59=\"\"),\"\",Q74/'Combined scenario - input'!$D59),\"\")","v":9.2079839767062683},{"$f":"IFERROR(IF(OR(R74=\"\",'Combined scenario - input'!$D59=\"\"),\"\",R74/'Combined scenario - input'!$D59),\"\")","v":9.8592599444788878},{"$f":"IFERROR(IF(OR(S74=\"\",'Combined scenario - input'!$D59=\"\"),\"\",S74/'Combined scenario - input'!$D59),\"\")","v":10.570622461784978},{"$f":"IFERROR(IF(OR(T74=\"\",'Combined scenario - input'!$D59=\"\"),\"\",T74/'Combined scenario - input'!$D59),\"\")","v":11.348059109362769},{"$f":"IFERROR(IF(OR(U74=\"\",'Combined scenario - input'!$D59=\"\"),\"\",U74/'Combined scenario - input'!$D59),\"\")","v":12.199951813866894},{"$f":"IFERROR(IF(OR(V74=\"\",'Combined scenario - input'!$D59=\"\"),\"\",V74/'Combined scenario - input'!$D59),\"\")","v":13.137487176683875},{"$f":"IFERROR(IF(OR(W74=\"\",'Combined scenario - input'!$D59=\"\"),\"\",W74/'Combined scenario - input'!$D59),\"\")","v":14.174960488606123}]
[{"$f":"IFERROR('Combined scenario - input'!A60,\"\")","v":5},{"$f":"IFERROR('Combined scenario - input'!B60,\"\")","v":"TRANSFORMERS"},{"$f":"IFERROR('Combined scenario - input'!C60,\"\")","v":"kiosk mounted ; < = 22 kv ; > 600 kva ; single phase"},{"$f":"IFERROR(repcalc('Combined scenario - input'!$CV60:$GH60,'Combined scenario - input'!$G60,'Combined scenario - input'!$E60,'Combined scenario - input'!$F60,20,TRUE,TRUE),\"\")","v":2.5458213232899074},3.1623718616996901,3.8582854364146089,4.6235145350980567,5.4418510904528414,6.2909726053222359,7.1430867079890934,7.9662054810734002,8.7260026520089653,9.3881236279951175,9.9207437397059053,10.297117471616437,10.49784193277932,10.512577387679448,10.341025707706825,9.9930565257432136,9.4879772357237933,8.853049893031459,8.1214484052799349,7.3299090335089065,{"$f":"IFERROR(IF(OR(D75=\"\",'Combined scenario - input'!$D60=\"\"),\"\",D75/'Combined scenario - input'!$D60),\"\")","v":1.3469629432481988E-2},{"$f":"IFERROR(IF(OR(E75=\"\",'Combined scenario - input'!$D60=\"\"),\"\",E75/'Combined scenario - input'!$D60),\"\")","v":1.673172296701372E-2},{"$f":"IFERROR(IF(OR(F75=\"\",'Combined scenario - input'!$D60=\"\"),\"\",F75/'Combined scenario - input'!$D60),\"\")","v":2.0413716625677245E-2},{"$f":"IFERROR(IF(OR(G75=\"\",'Combined scenario - input'!$D60=\"\"),\"\",G75/'Combined scenario - input'!$D60),\"\")","v":2.4462450248859516E-2},{"$f":"IFERROR(IF(OR(H75=\"\",'Combined scenario - input'!$D60=\"\"),\"\",H75/'Combined scenario - input'!$D60),\"\")","v":2.8792168933687863E-2},{"$f":"IFERROR(IF(OR(I75=\"\",'Combined scenario - input'!$D60=\"\"),\"\",I75/'Combined scenario - input'!$D60),\"\")","v":3.328476707630152E-2},{"$f":"IFERROR(IF(OR(J75=\"\",'Combined scenario - input'!$D60=\"\"),\"\",J75/'Combined scenario - input'!$D60),\"\")","v":3.7793198635151917E-2},{"$f":"IFERROR(IF(OR(K75=\"\",'Combined scenario - input'!$D60=\"\"),\"\",K75/'Combined scenario - input'!$D60),\"\")","v":4.2148219449431694E-2},{"$f":"IFERROR(IF(OR(L75=\"\",'Combined scenario - input'!$D60=\"\"),\"\",L75/'Combined scenario - input'!$D60),\"\")","v":4.6168213406872834E-2},{"$f":"IFERROR(IF(OR(M75=\"\",'Combined scenario - input'!$D60=\"\"),\"\",M75/'Combined scenario - input'!$D60),\"\")","v":4.9671414556308399E-2},{"$f":"IFERROR(IF(OR(N75=\"\",'Combined scenario - input'!$D60=\"\"),\"\",N75/'Combined scenario - input'!$D60),\"\")","v":5.2489442462430431E-2},{"$f":"IFERROR(IF(OR(O75=\"\",'Combined scenario - input'!$D60=\"\"),\"\",O75/'Combined scenario - input'!$D60),\"\")","v":5.4480789871840858E-2},{"$f":"IFERROR(IF(OR(P75=\"\",'Combined scenario - input'!$D60=\"\"),\"\",P75/'Combined scenario - input'!$D60),\"\")","v":5.5542798460253791E-2},{"$f":"IFERROR(IF(OR(Q75=\"\",'Combined scenario - input'!$D60=\"\"),\"\",Q75/'Combined scenario - input'!$D60),\"\")","v":5.5620761950938707E-2},{"$f":"IFERROR(IF(OR(R75=\"\",'Combined scenario - input'!$D60=\"\"),\"\",R75/'Combined scenario - input'!$D60),\"\")","v":5.4713102981861939E-2},{"$f":"IFERROR(IF(OR(S75=\"\",'Combined scenario - input'!$D60=\"\"),\"\",S75/'Combined scenario - input'!$D60),\"\")","v":5.2872040574184084E-2},{"$f":"IFERROR(IF(OR(T75=\"\",'Combined scenario - input'!$D60=\"\"),\"\",T75/'Combined scenario - input'!$D60),\"\")","v":5.0199727789172512E-2},{"$f":"IFERROR(IF(OR(U75=\"\",'Combined scenario - input'!$D60=\"\"),\"\",U75/'Combined scenario - input'!$D60),\"\")","v":4.6840404829474623E-2},{"$f":"IFERROR(IF(OR(V75=\"\",'Combined scenario - input'!$D60=\"\"),\"\",V75/'Combined scenario - input'!$D60),\"\")","v":4.2969590785254537E-2},{"$f":"IFERROR(IF(OR(W75=\"\",'Combined scenario - input'!$D60=\"\"),\"\",W75/'Combined scenario - input'!$D60),\"\")","v":3.8781652723208056E-2}]
[{"$f":"IFERROR('Combined scenario - input'!A61,\"\")","v":5},{"$f":"IFERROR('Combined scenario - input'!B61,\"\")","v":"TRANSFORMERS"},{"$f":"IFERROR('Combined scenario - input'!C61,\"\")","v":"pole mounted ; < = 22 kv ; < = 60 kva ; multiple phase"},{"$f":"IFERROR(repcalc('Combined scenario - input'!$CV61:$GH61,'Combined scenario - input'!$G61,'Combined scenario - input'!$E61,'Combined scenario - input'!$F61,20,TRUE,TRUE),\"\")","v":2950.2677489705957},3168.9804224556287,3385.1692888813509,3597.1300200738315,3803.9963523398537,4005.7150366057408,4202.9496937277172,4396.9209527744515,4589.198816587269,4781.4694944455996,4975.3019458028884,5171.9386462716375,5372.1308192763281,5576.0313805126134,5783.1503772975257,5992.3692517267127,6202.0032450853569,6409.896808625077,6613.5355946991504,6810.160453233003,{"$f":"IFERROR(IF(OR(D76=\"\",'Combined scenario - input'!$D61=\"\"),\"\",D76/'Combined scenario - input'!$D61),\"\")","v":228.95771893644306},{"$f":"IFERROR(IF(OR(E76=\"\",'Combined scenario - input'!$D61=\"\"),\"\",E76/'Combined scenario - input'!$D61),\"\")","v":245.93107833444913},{"$f":"IFERROR(IF(OR(F76=\"\",'Combined scenario - input'!$D61=\"\"),\"\",F76/'Combined scenario - input'!$D61),\"\")","v":262.708575811944},{"$f":"IFERROR(IF(OR(G76=\"\",'Combined scenario - input'!$D61=\"\"),\"\",G76/'Combined scenario - input'!$D61),\"\")","v":279.15794571569734},{"$f":"IFERROR(IF(OR(H76=\"\",'Combined scenario - input'!$D61=\"\"),\"\",H76/'Combined scenario - input'!$D61),\"\")","v":295.21196100868315},{"$f":"IFERROR(IF(OR(I76=\"\",'Combined scenario - input'!$D61=\"\"),\"\",I76/'Combined scenario - input'!$D61),\"\")","v":310.86648925700666},{"$f":"IFERROR(IF(OR(J76=\"\",'Combined scenario - input'!$D61=\"\"),\"\",J76/'Combined scenario - input'!$D61),\"\")","v":326.17303124988706},{"$f":"IFERROR(IF(OR(K76=\"\",'Combined scenario - input'!$D61=\"\"),\"\",K76/'Combined scenario - input'!$D61),\"\")","v":341.2263148123929},{"$f":"IFERROR(IF(OR(L76=\"\",'Combined scenario - input'!$D61=\"\"),\"\",L76/'Combined scenario - input'!$D61),\"\")","v":356.14818118059475},{"$f":"IFERROR(IF(OR(M76=\"\",'Combined scenario - input'!$D61=\"\"),\"\",M76/'Combined scenario - input'!$D61),\"\")","v":371.0694898774637},{"$f":"IFERROR(IF(OR(N76=\"\",'Combined scenario - input'!$D61=\"\"),\"\",N76/'Combined scenario - input'!$D61),\"\")","v":386.11200116617937},{"$f":"IFERROR(IF(OR(O76=\"\",'Combined scenario - input'!$D61=\"\"),\"\",O76/'Combined scenario - input'!$D61),\"\")","v":401.37213828906329},{"$f":"IFERROR(IF(OR(P76=\"\",'Combined scenario - input'!$D61=\"\"),\"\",P76/'Combined scenario - input'!$D61),\"\")","v":416.90820049768035},{"$f":"IFERROR(IF(OR(Q76=\"\",'Combined scenario - input'!$D61=\"\"),\"\",Q76/'Combined scenario - input'!$D61),\"\")","v":432.73205492811621},{"$f":"IFERROR(IF(OR(R76=\"\",'Combined scenario - input'!$D61=\"\"),\"\",R76/'Combined scenario - input'!$D61),\"\")","v":448.80567843866851},{"$f":"IFERROR(IF(OR(S76=\"\",'Combined scenario - input'!$D61=\"\"),\"\",S76/'Combined scenario - input'!$D61),\"\")","v":465.04226451275309},{"$f":"IFERROR(IF(OR(T76=\"\",'Combined scenario - input'!$D61=\"\"),\"\",T76/'Combined scenario - input'!$D61),\"\")","v":481.31106619954227},{"$f":"IFERROR(IF(OR(U76=\"\",'Combined scenario - input'!$D61=\"\"),\"\",U76/'Combined scenario - input'!$D61),\"\")","v":497.44480053813948},{"$f":"IFERROR(IF(OR(V76=\"\",'Combined scenario - input'!$D61=\"\"),\"\",V76/'Combined scenario - input'!$D61),\"\")","v":513.24833971277008},{"$f":"IFERROR(IF(OR(W76=\"\",'Combined scenario - input'!$D61=\"\"),\"\",W76/'Combined scenario - input'!$D61),\"\")","v":528.50755783350496}]
[{"$f":"IFERROR('Combined scenario - input'!A62,\"\")","v":5},{"$f":"IFERROR('Combined scenario - input'!B62,\"\")","v":"TRANSFORMERS"},{"$f":"IFERROR('Combined scenario - input'!C62,\"\")","v":"pole mounted ; < = 22 kv ; < = 60 kva ; single phase"},{"$f":"IFERROR(repcalc('Combined scenario - input'!$CV62:$GH62,'Combined scenario - input'!$G62,'Combined scenario - input'!$E62,'Combined scenario - input'!$F62,20,TRUE,TRUE),\"\")","v":3676.9459358748659},3864.3961600893226,4040.0514811593303,4205.5334581878542,4363.2085057819759,4515.8833730717333,4666.4584184553842,4817.5777357541028,4971.3149362332751,5128.928434980784,5290.7112725974102,5455.9491317521879,5622.9878412697517,5789.3998781307073,5952.2295684234714,6108.2898751777639,6254.4803877899931,6388.0964152998004,6507.1024662504615,6610.3490224745201,{"$f":"IFERROR(IF(OR(D77=\"\",'Combined scenario - input'!$D62=\"\"),\"\",D77/'Combined scenario - input'!$D62),\"\")","v":381.07514726330055},{"$f":"IFERROR(IF(OR(E77=\"\",'Combined scenario - input'!$D62=\"\"),\"\",E77/'Combined scenario - input'!$D62),\"\")","v":400.50230856586853},{"$f":"IFERROR(IF(OR(F77=\"\",'Combined scenario - input'!$D62=\"\"),\"\",F77/'Combined scenario - input'!$D62),\"\")","v":418.70705742857075},{"$f":"IFERROR(IF(OR(G77=\"\",'Combined scenario - input'!$D62=\"\"),\"\",G77/'Combined scenario - input'!$D62),\"\")","v":435.85745068029053},{"$f":"IFERROR(IF(OR(H77=\"\",'Combined scenario - input'!$D62=\"\"),\"\",H77/'Combined scenario - input'!$D62),\"\")","v":452.19874125936497},{"$f":"IFERROR(IF(OR(I77=\"\",'Combined scenario - input'!$D62=\"\"),\"\",I77/'Combined scenario - input'!$D62),\"\")","v":468.02181795140939},{"$f":"IFERROR(IF(OR(J77=\"\",'Combined scenario - input'!$D62=\"\"),\"\",J77/'Combined scenario - input'!$D62),\"\")","v":483.62727111674138},{"$f":"IFERROR(IF(OR(K77=\"\",'Combined scenario - input'!$D62=\"\"),\"\",K77/'Combined scenario - input'!$D62),\"\")","v":499.28913210089985},{"$f":"IFERROR(IF(OR(L77=\"\",'Combined scenario - input'!$D62=\"\"),\"\",L77/'Combined scenario - input'!$D62),\"\")","v":515.22230798495286},{"$f":"IFERROR(IF(OR(M77=\"\",'Combined scenario - input'!$D62=\"\"),\"\",M77/'Combined scenario - input'!$D62),\"\")","v":531.55721970064553},{"$f":"IFERROR(IF(OR(N77=\"\",'Combined scenario - input'!$D62=\"\"),\"\",N77/'Combined scenario - input'!$D62),\"\")","v":548.32423769455079},{"$f":"IFERROR(IF(OR(O77=\"\",'Combined scenario - input'!$D62=\"\"),\"\",O77/'Combined scenario - input'!$D62),\"\")","v":565.44933080416627},{"$f":"IFERROR(IF(OR(P77=\"\",'Combined scenario - input'!$D62=\"\"),\"\",P77/'Combined scenario - input'!$D62),\"\")","v":582.76106231672975},{"$f":"IFERROR(IF(OR(Q77=\"\",'Combined scenario - input'!$D62=\"\"),\"\",Q77/'Combined scenario - input'!$D62),\"\")","v":600.00784607671073},{"$f":"IFERROR(IF(OR(R77=\"\",'Combined scenario - input'!$D62=\"\"),\"\",R77/'Combined scenario - input'!$D62),\"\")","v":616.88335887708831},{"$f":"IFERROR(IF(OR(S77=\"\",'Combined scenario - input'!$D62=\"\"),\"\",S77/'Combined scenario - input'!$D62),\"\")","v":633.0572992655259},{"$f":"IFERROR(IF(OR(T77=\"\",'Combined scenario - input'!$D62=\"\"),\"\",T77/'Combined scenario - input'!$D62),\"\")","v":648.20834366317695},{"$f":"IFERROR(IF(OR(U77=\"\",'Combined scenario - input'!$D62=\"\"),\"\",U77/'Combined scenario - input'!$D62),\"\")","v":662.05618049516499},{"$f":"IFERROR(IF(OR(V77=\"\",'Combined scenario - input'!$D62=\"\"),\"\",V77/'Combined scenario - input'!$D62),\"\")","v":674.38985338080045},{"$f":"IFERROR(IF(OR(W77=\"\",'Combined scenario - input'!$D62=\"\"),\"\",W77/'Combined scenario - input'!$D62),\"\")","v":685.0902273606398}]
[{"$f":"IFERROR('Combined scenario - input'!A63,\"\")","v":5},{"$f":"IFERROR('Combined scenario - input'!B63,\"\")","v":"TRANSFORMERS"},{"$f":"IFERROR('Combined scenario - input'!C63,\"\")","v":"pole mounted ; < = 22 kv ; > 60 kva and < = 600 kva ; multiple phase"},{"$f":"IFERROR(repcalc('Combined scenario - input'!$CV63:$GH63,'Combined scenario - input'!$G63,'Combined scenario - input'!$E63,'Combined scenario - input'!$F63,20,TRUE,TRUE),\"\")","v":3040.2961829023584},3138.579260580259,3247.2297644813807,3364.6137252313156,3489.4201792746849,3620.6185740136257,3757.4109326734801,3899.1768966244986,4045.4145888391531,4195.6841658365265,4349.5630025279506,4506.621209978055,4666.4236810229577,4828.5606490596047,4992.7037482195874,5158.6798572380076,5326.5516093415708,5496.69209750143,5669.8423099508082,5847.1430034174191,{"$f":"IFERROR(IF(OR(D78=\"\",'Combined scenario - input'!$D63=\"\"),\"\",D78/'Combined scenario - input'!$D63),\"\")","v":147.43963438024656},{"$f":"IFERROR(IF(OR(E78=\"\",'Combined scenario - input'!$D63=\"\"),\"\",E78/'Combined scenario - input'!$D63),\"\")","v":152.20588745785352},{"$f":"IFERROR(IF(OR(F78=\"\",'Combined scenario - input'!$D63=\"\"),\"\",F78/'Combined scenario - input'!$D63),\"\")","v":157.47491047623535},{"$f":"IFERROR(IF(OR(G78=\"\",'Combined scenario - input'!$D63=\"\"),\"\",G78/'Combined scenario - input'!$D63),\"\")","v":163.1674638374522},{"$f":"IFERROR(IF(OR(H78=\"\",'Combined scenario - input'!$D63=\"\"),\"\",H78/'Combined scenario - input'!$D63),\"\")","v":169.21997216079683},{"$f":"IFERROR(IF(OR(I78=\"\",'Combined scenario - input'!$D63=\"\"),\"\",I78/'Combined scenario - input'!$D63),\"\")","v":175.58245863838681},{"$f":"IFERROR(IF(OR(J78=\"\",'Combined scenario - input'!$D63=\"\"),\"\",J78/'Combined scenario - input'!$D63),\"\")","v":182.21622526291577},{"$f":"IFERROR(IF(OR(K78=\"\",'Combined scenario - input'!$D63=\"\"),\"\",K78/'Combined scenario - input'!$D63),\"\")","v":189.09118764653059},{"$f":"IFERROR(IF(OR(L78=\"\",'Combined scenario - input'!$D63=\"\"),\"\",L78/'Combined scenario - input'!$D63),\"\")","v":196.18300718503247},{"$f":"IFERROR(IF(OR(M78=\"\",'Combined scenario - input'!$D63=\"\"),\"\",M78/'Combined scenario - input'!$D63),\"\")","v":203.47035360067562},{"$f":"IFERROR(IF(OR(N78=\"\",'Combined scenario - input'!$D63=\"\"),\"\",N78/'Combined scenario - input'!$D63),\"\")","v":210.93273162431367},{"$f":"IFERROR(IF(OR(O78=\"\",'Combined scenario - input'!$D63=\"\"),\"\",O78/'Combined scenario - input'!$D63),\"\")","v":218.54929372542921},{"$f":"IFERROR(IF(OR(P78=\"\",'Combined scenario - input'!$D63=\"\"),\"\",P78/'Combined scenario - input'!$D63),\"\")","v":226.29893931470471},{"$f":"IFERROR(IF(OR(Q78=\"\",'Combined scenario - input'!$D63=\"\"),\"\",Q78/'Combined scenario - input'!$D63),\"\")","v":234.16179669724568},{"$f":"IFERROR(IF(OR(R78=\"\",'Combined scenario - input'!$D63=\"\"),\"\",R78/'Combined scenario - input'!$D63),\"\")","v":242.12194171939456},{"$f":"IFERROR(IF(OR(S78=\"\",'Combined scenario - input'!$D63=\"\"),\"\",S78/'Combined scenario - input'!$D63),\"\")","v":250.17097883859083},{"$f":"IFERROR(IF(OR(T78=\"\",'Combined scenario - input'!$D63=\"\"),\"\",T78/'Combined scenario - input'!$D63),\"\")","v":258.31194546286645},{"$f":"IFERROR(IF(OR(U78=\"\",'Combined scenario - input'!$D63=\"\"),\"\",U78/'Combined scenario - input'!$D63),\"\")","v":266.56293479365559},{"$f":"IFERROR(IF(OR(V78=\"\",'Combined scenario - input'!$D63=\"\"),\"\",V78/'Combined scenario - input'!$D63),\"\")","v":274.95988117011927},{"$f":"IFERROR(IF(OR(W78=\"\",'Combined scenario - input'!$D63=\"\"),\"\",W78/'Combined scenario - input'!$D63),\"\")","v":283.5581057664894}]
[{"$f":"IFERROR('Combined scenario - input'!A64,\"\")","v":5},{"$f":"IFERROR('Combined scenario - input'!B64,\"\")","v":"TRANSFORMERS"},{"$f":"IFERROR('Combined scenario - input'!C64,\"\")","v":"pole mounted ; < = 22 kv ; > 60 kva and < = 600 kva ; single phase"},{"$f":"IFERROR(repcalc('Combined scenario - input'!$CV64:$GH64,'Combined scenario - input'!$G64,'Combined scenario - input'!$E64,'Combined scenario - input'!$F64,20,TRUE,TRUE),\"\")","v":33.350615856715983},36.042636105488974,38.880852707341553,41.888729682771505,45.094622043929832,48.530579576587144,52.230296901984005,56.226205733892193,60.545818391850716,65.20755959572287,70.216451500237937,75.560125933769314,81.205707260967159,87.098120258133179,93.160316554875195,99.295776446747169,105.39343763610955,111.33494793027825,117.00386405172581,122.29615792841031,{"$f":"IFERROR(IF(OR(D79=\"\",'Combined scenario - input'!$D64=\"\"),\"\",D79/'Combined scenario - input'!$D64),\"\")","v":2.3809847143367091},{"$f":"IFERROR(IF(OR(E79=\"\",'Combined scenario - input'!$D64=\"\"),\"\",E79/'Combined scenario - input'!$D64),\"\")","v":2.5731748403167263},{"$f":"IFERROR(IF(OR(F79=\"\",'Combined scenario - input'!$D64=\"\"),\"\",F79/'Combined scenario - input'!$D64),\"\")","v":2.7758022932555551},{"$f":"IFERROR(IF(OR(G79=\"\",'Combined scenario - input'!$D64=\"\"),\"\",G79/'Combined scenario - input'!$D64),\"\")","v":2.9905422288499333},{"$f":"IFERROR(IF(OR(H79=\"\",'Combined scenario - input'!$D64=\"\"),\"\",H79/'Combined scenario - input'!$D64),\"\")","v":3.2194189830460531},{"$f":"IFERROR(IF(OR(I79=\"\",'Combined scenario - input'!$D64=\"\"),\"\",I79/'Combined scenario - input'!$D64),\"\")","v":3.4647206710123246},{"$f":"IFERROR(IF(OR(J79=\"\",'Combined scenario - input'!$D64=\"\"),\"\",J79/'Combined scenario - input'!$D64),\"\")","v":3.7288528368764435},{"$f":"IFERROR(IF(OR(K79=\"\",'Combined scenario - input'!$D64=\"\"),\"\",K79/'Combined scenario - input'!$D64),\"\")","v":4.0141308626116272},{"$f":"IFERROR(IF(OR(L79=\"\",'Combined scenario - input'!$D64=\"\"),\"\",L79/'Combined scenario - input'!$D64),\"\")","v":4.3225189222097375},{"$f":"IFERROR(IF(OR(M79=\"\",'Combined scenario - input'!$D64=\"\"),\"\",M79/'Combined scenario - input'!$D64),\"\")","v":4.6553324029652376},{"$f":"IFERROR(IF(OR(N79=\"\",'Combined scenario - input'!$D64=\"\"),\"\",N79/'Combined scenario - input'!$D64),\"\")","v":5.0129298491909164},{"$f":"IFERROR(IF(OR(O79=\"\",'Combined scenario - input'!$D64=\"\"),\"\",O79/'Combined scenario - input'!$D64),\"\")","v":5.3944282658706175},{"$f":"IFERROR(IF(OR(P79=\"\",'Combined scenario - input'!$D64=\"\"),\"\",P79/'Combined scenario - input'!$D64),\"\")","v":5.7974805783482575},{"$f":"IFERROR(IF(OR(Q79=\"\",'Combined scenario - input'!$D64=\"\"),\"\",Q79/'Combined scenario - input'!$D64),\"\")","v":6.2181548272762877},{"$f":"IFERROR(IF(OR(R79=\"\",'Combined scenario - input'!$D64=\"\"),\"\",R79/'Combined scenario - input'!$D64),\"\")","v":6.6509503348574377},{"$f":"IFERROR(IF(OR(S79=\"\",'Combined scenario - input'!$D64=\"\"),\"\",S79/'Combined scenario - input'!$D64),\"\")","v":7.088976315569016},{"$f":"IFERROR(IF(OR(T79=\"\",'Combined scenario - input'!$D64=\"\"),\"\",T79/'Combined scenario - input'!$D64),\"\")","v":7.5243037514236191},{"$f":"IFERROR(IF(OR(U79=\"\",'Combined scenario - input'!$D64=\"\"),\"\",U79/'Combined scenario - input'!$D64),\"\")","v":7.9484831804113174},{"$f":"IFERROR(IF(OR(V79=\"\",'Combined scenario - input'!$D64=\"\"),\"\",V79/'Combined scenario - input'!$D64),\"\")","v":8.3532014227974027},{"$f":"IFERROR(IF(OR(W79=\"\",'Combined scenario - input'!$D64=\"\"),\"\",W79/'Combined scenario - input'!$D64),\"\")","v":8.7310316517293227}]
[{"$f":"IFERROR('Combined scenario - input'!A65,\"\")","v":5},{"$f":"IFERROR('Combined scenario - input'!B65,\"\")","v":"TRANSFORMERS"},{"$f":"IFERROR('Combined scenario - input'!C65,\"\")","v":"pole mounted ; < = 22 kv ; > 600 kva ; multiple phase"},{"$f":"IFERROR(repcalc('Combined scenario - input'!$CV65:$GH65,'Combined scenario - input'!$G65,'Combined scenario - input'!$E65,'Combined scenario - input'!$F65,20,TRUE,TRUE),\"\")","v":24.026739515671881},26.403779365936096,28.912126868260327,31.577892754927273,34.430450666261976,37.502401700303842,40.831514590097861,44.465317537539782,48.468698638558237,52.93442860876533,57.996018523937607,63.841849405220955,70.72914192146807,78.996136537255978,89.07085673344632,101.47501942617548,116.82198892594346,135.80807121338447,159.19683815697141,187.79650005872929,{"$f":"IFERROR(IF(OR(D80=\"\",'Combined scenario - input'!$D65=\"\"),\"\",D80/'Combined scenario - input'!$D65),\"\")","v":0.72625338527367378},{"$f":"IFERROR(IF(OR(E80=\"\",'Combined scenario - input'!$D65=\"\"),\"\",E80/'Combined scenario - input'!$D65),\"\")","v":0.79810388488302686},{"$f":"IFERROR(IF(OR(F80=\"\",'Combined scenario - input'!$D65=\"\"),\"\",F80/'Combined scenario - input'!$D65),\"\")","v":0.8739234052061029},{"$f":"IFERROR(IF(OR(G80=\"\",'Combined scenario - input'!$D65=\"\"),\"\",G80/'Combined scenario - input'!$D65),\"\")","v":0.95450119222860508},{"$f":"IFERROR(IF(OR(H80=\"\",'Combined scenario - input'!$D65=\"\"),\"\",H80/'Combined scenario - input'!$D65),\"\")","v":1.0407251194678686},{"$f":"IFERROR(IF(OR(I80=\"\",'Combined scenario - input'!$D65=\"\"),\"\",I80/'Combined scenario - input'!$D65),\"\")","v":1.1335806164200308},{"$f":"IFERROR(IF(OR(J80=\"\",'Combined scenario - input'!$D65=\"\"),\"\",J80/'Combined scenario - input'!$D65),\"\")","v":1.2342093140672536},{"$f":"IFERROR(IF(OR(K80=\"\",'Combined scenario - input'!$D65=\"\"),\"\",K80/'Combined scenario - input'!$D65),\"\")","v":1.344047841690853},{"$f":"IFERROR(IF(OR(L80=\"\",'Combined scenario - input'!$D65=\"\"),\"\",L80/'Combined scenario - input'!$D65),\"\")","v":1.4650575640153845},{"$f":"IFERROR(IF(OR(M80=\"\",'Combined scenario - input'!$D65=\"\"),\"\",M80/'Combined scenario - input'!$D65),\"\")","v":1.600042650379913},{"$f":"IFERROR(IF(OR(N80=\"\",'Combined scenario - input'!$D65=\"\"),\"\",N80/'Combined scenario - input'!$D65),\"\")","v":1.7530387241236358},{"$f":"IFERROR(IF(OR(O80=\"\",'Combined scenario - input'!$D65=\"\"),\"\",O80/'Combined scenario - input'!$D65),\"\")","v":1.9297399558700479},{"$f":"IFERROR(IF(OR(P80=\"\",'Combined scenario - input'!$D65=\"\"),\"\",P80/'Combined scenario - input'!$D65),\"\")","v":2.1379213240507746},{"$f":"IFERROR(IF(OR(Q80=\"\",'Combined scenario - input'!$D65=\"\"),\"\",Q80/'Combined scenario - input'!$D65),\"\")","v":2.3878067827847418},{"$f":"IFERROR(IF(OR(R80=\"\",'Combined scenario - input'!$D65=\"\"),\"\",R80/'Combined scenario - input'!$D65),\"\")","v":2.6923341466992574},{"$f":"IFERROR(IF(OR(S80=\"\",'Combined scenario - input'!$D65=\"\"),\"\",S80/'Combined scenario - input'!$D65),\"\")","v":3.0672732906977163},{"$f":"IFERROR(IF(OR(T80=\"\",'Combined scenario - input'!$D65=\"\"),\"\",T80/'Combined scenario - input'!$D65),\"\")","v":3.531164304525384},{"$f":"IFERROR(IF(OR(U80=\"\",'Combined scenario - input'!$D65=\"\"),\"\",U80/'Combined scenario - input'!$D65),\"\")","v":4.1050543458830404},{"$f":"IFERROR(IF(OR(V80=\"\",'Combined scenario - input'!$D65=\"\"),\"\",V80/'Combined scenario - input'!$D65),\"\")","v":4.8120238104280517},{"$f":"IFERROR(IF(OR(W80=\"\",'Combined scenario - input'!$D65=\"\"),\"\",W80/'Combined scenario - input'!$D65),\"\")","v":5.6765023744165681}]
[{"$f":"IFERROR('Combined scenario - input'!A66,\"\")","v":5},{"$f":"IFERROR('Combined scenario - input'!B66,\"\")","v":"TRANSFORMERS"},{"$f":"IFERROR('Combined scenario - input'!C66,\"\")","v":"pole mounted ; < = 22 kv ; > 600 kva ; single phase"},{"$f":"IFERROR(repcalc('Combined scenario - input'!$CV66:$GH66,'Combined scenario - input'!$G66,'Combined scenario - input'!$E66,'Combined scenario - input'!$F66,20,TRUE,TRUE),\"\")","v":1570.0012117406948},1208.5507807128504,1040.429970582082,983.94259800643613,997.40341153346981,1057.2103028863498,1148.8867908602247,1263.1824589291191,1394.108062466519,1537.6963062462014,1691.032959714549,1851.4094760180183,2015.5884197245641,2179.2435748557327,2336.664422875087,2480.8049482856472,2603.7132971618189,2697.3123399113338,2754.4273986707685,2769.8945389714645,{"$f":"IFERROR(IF(OR(D81=\"\",'Combined scenario - input'!$D66=\"\"),\"\",D81/'Combined scenario - input'!$D66),\"\")","v":25.66397345722919},{"$f":"IFERROR(IF(OR(E81=\"\",'Combined scenario - input'!$D66=\"\"),\"\",E81/'Combined scenario - input'!$D66),\"\")","v":19.755535808497783},{"$f":"IFERROR(IF(OR(F81=\"\",'Combined scenario - input'!$D66=\"\"),\"\",F81/'Combined scenario - input'!$D66),\"\")","v":17.007354484471822},{"$f":"IFERROR(IF(OR(G81=\"\",'Combined scenario - input'!$D66=\"\"),\"\",G81/'Combined scenario - input'!$D66),\"\")","v":16.083985496213089},{"$f":"IFERROR(IF(OR(H81=\"\",'Combined scenario - input'!$D66=\"\"),\"\",H81/'Combined scenario - input'!$D66),\"\")","v":16.304022244265969},{"$f":"IFERROR(IF(OR(I81=\"\",'Combined scenario - input'!$D66=\"\"),\"\",I81/'Combined scenario - input'!$D66),\"\")","v":17.281653637644286},{"$f":"IFERROR(IF(OR(J81=\"\",'Combined scenario - input'!$D66=\"\"),\"\",J81/'Combined scenario - input'!$D66),\"\")","v":18.780240349819451},{"$f":"IFERROR(IF(OR(K81=\"\",'Combined scenario - input'!$D66=\"\"),\"\",K81/'Combined scenario - input'!$D66),\"\")","v":20.6485707496057},{"$f":"IFERROR(IF(OR(L81=\"\",'Combined scenario - input'!$D66=\"\"),\"\",L81/'Combined scenario - input'!$D66),\"\")","v":22.788741845607692},{"$f":"IFERROR(IF(OR(M81=\"\",'Combined scenario - input'!$D66=\"\"),\"\",M81/'Combined scenario - input'!$D66),\"\")","v":25.135902376169472},{"$f":"IFERROR(IF(OR(N81=\"\",'Combined scenario - input'!$D66=\"\"),\"\",N81/'Combined scenario - input'!$D66),\"\")","v":27.642414966862919},{"$f":"IFERROR(IF(OR(O81=\"\",'Combined scenario - input'!$D66=\"\"),\"\",O81/'Combined scenario - input'!$D66),\"\")","v":30.264004445135829},{"$f":"IFERROR(IF(OR(P81=\"\",'Combined scenario - input'!$D66=\"\"),\"\",P81/'Combined scenario - input'!$D66),\"\")","v":32.94775017858602},{"$f":"IFERROR(IF(OR(Q81=\"\",'Combined scenario - input'!$D66=\"\"),\"\",Q81/'Combined scenario - input'!$D66),\"\")","v":35.622933819220506},{"$f":"IFERROR(IF(OR(R81=\"\",'Combined scenario - input'!$D66=\"\"),\"\",R81/'Combined scenario - input'!$D66),\"\")","v":38.196208562559036},{"$f":"IFERROR(IF(OR(S81=\"\",'Combined scenario - input'!$D66=\"\"),\"\",S81/'Combined scenario - input'!$D66),\"\")","v":40.552396946736323},{"$f":"IFERROR(IF(OR(T81=\"\",'Combined scenario - input'!$D66=\"\"),\"\",T81/'Combined scenario - input'!$D66),\"\")","v":42.561514251641249},{"$f":"IFERROR(IF(OR(U81=\"\",'Combined scenario - input'!$D66=\"\"),\"\",U81/'Combined scenario - input'!$D66),\"\")","v":44.091527942574857},{"$f":"IFERROR(IF(OR(V81=\"\",'Combined scenario - input'!$D66=\"\"),\"\",V81/'Combined scenario - input'!$D66),\"\")","v":45.025157382506976},{"$f":"IFERROR(IF(OR(W81=\"\",'Combined scenario - input'!$D66=\"\"),\"\",W81/'Combined scenario - input'!$D66),\"\")","v":45.277990485544009}]
[{"$f":"IFERROR('Combined scenario - input'!A67,\"\")","v":6},{"$f":"IFERROR('Combined scenario - input'!B67,\"\")","v":"UNDERGROUND CABLES"},{"$f":"IFERROR('Combined scenario - input'!C67,\"\")","v":"˂ = 1 kv"},{"$f":"IFERROR(repcalc('Combined scenario - input'!$CV67:$GH67,'Combined scenario - input'!$G67,'Combined scenario - input'!$E67,'Combined scenario - input'!$F67,20,TRUE,TRUE),\"\")","v":1.8612611104019443},2.2948516418139158,2.795438853598073,3.3676400427530022,4.0172314859077209,4.7526309209995938,5.5870604484426503,6.5415264508342057,7.6487743960460941,8.9584234673431453,10.543578317363416,12.509378719029964,15.00421460421698,18.234740807685025,22.486410506630659,28.152040080239544,35.771933568533086,46.090308821053391,60.134098230225909,79.321479452753451,{"$f":"IFERROR(IF(OR(D82=\"\",'Combined scenario - input'!$D67=\"\"),\"\",D82/'Combined scenario - input'!$D67),\"\")","v":1.0447730834934839E-2},{"$f":"IFERROR(IF(OR(E82=\"\",'Combined scenario - input'!$D67=\"\"),\"\",E82/'Combined scenario - input'!$D67),\"\")","v":1.2881584494398213E-2},{"$f":"IFERROR(IF(OR(F82=\"\",'Combined scenario - input'!$D67=\"\"),\"\",F82/'Combined scenario - input'!$D67),\"\")","v":1.5691507518579364E-2},{"$f":"IFERROR(IF(OR(G82=\"\",'Combined scenario - input'!$D67=\"\"),\"\",G82/'Combined scenario - input'!$D67),\"\")","v":1.8903417966989973E-2},{"$f":"IFERROR(IF(OR(H82=\"\",'Combined scenario - input'!$D67=\"\"),\"\",H82/'Combined scenario - input'!$D67),\"\")","v":2.2549739545853112E-2},{"$f":"IFERROR(IF(OR(I82=\"\",'Combined scenario - input'!$D67=\"\"),\"\",I82/'Combined scenario - input'!$D67),\"\")","v":2.6677723153883153E-2},{"$f":"IFERROR(IF(OR(J82=\"\",'Combined scenario - input'!$D67=\"\"),\"\",J82/'Combined scenario - input'!$D67),\"\")","v":3.1361587795295166E-2},{"$f":"IFERROR(IF(OR(K82=\"\",'Combined scenario - input'!$D67=\"\"),\"\",K82/'Combined scenario - input'!$D67),\"\")","v":3.6719247625156305E-2},{"$f":"IFERROR(IF(OR(L82=\"\",'Combined scenario - input'!$D67=\"\"),\"\",L82/'Combined scenario - input'!$D67),\"\")","v":4.2934511262513617E-2},{"$f":"IFERROR(IF(OR(M82=\"\",'Combined scenario - input'!$D67=\"\"),\"\",M82/'Combined scenario - input'!$D67),\"\")","v":5.0285903771960676E-2},{"$f":"IFERROR(IF(OR(N82=\"\",'Combined scenario - input'!$D67=\"\"),\"\",N82/'Combined scenario - input'!$D67),\"\")","v":5.9183780116202803E-2},{"$f":"IFERROR(IF(OR(O82=\"\",'Combined scenario - input'!$D67=\"\"),\"\",O82/'Combined scenario - input'!$D67),\"\")","v":7.0218316515764503E-2},{"$f":"IFERROR(IF(OR(P82=\"\",'Combined scenario - input'!$D67=\"\"),\"\",P82/'Combined scenario - input'!$D67),\"\")","v":8.4222463306400153E-2},{"$f":"IFERROR(IF(OR(Q82=\"\",'Combined scenario - input'!$D67=\"\"),\"\",Q82/'Combined scenario - input'!$D67),\"\")","v":0.10235622650620682},{"$f":"IFERROR(IF(OR(R82=\"\",'Combined scenario - input'!$D67=\"\"),\"\",R82/'Combined scenario - input'!$D67),\"\")","v":0.12622192722137393},{"$f":"IFERROR(IF(OR(S82=\"\",'Combined scenario - input'!$D67=\"\"),\"\",S82/'Combined scenario - input'!$D67),\"\")","v":0.15802454345007136},{"$f":"IFERROR(IF(OR(T82=\"\",'Combined scenario - input'!$D67=\"\"),\"\",T82/'Combined scenario - input'!$D67),\"\")","v":0.20079693884996855},{"$f":"IFERROR(IF(OR(U82=\"\",'Combined scenario - input'!$D67=\"\"),\"\",U82/'Combined scenario - input'!$D67),\"\")","v":0.25871659702673261},{"$f":"IFERROR(IF(OR(V82=\"\",'Combined scenario - input'!$D67=\"\"),\"\",V82/'Combined scenario - input'!$D67),\"\")","v":0.33754795004299865},{"$f":"IFERROR(IF(OR(W82=\"\",'Combined scenario - input'!$D67=\"\"),\"\",W82/'Combined scenario - input'!$D67),\"\")","v":0.44525158889298239}]
[{"$f":"IFERROR('Combined scenario - input'!A68,\"\")","v":6},{"$f":"IFERROR('Combined scenario - input'!B68,\"\")","v":"UNDERGROUND CABLES"},{"$f":"IFERROR('Combined scenario - input'!C68,\"\")","v":"> 1 kv & < = 11 kv"},{"$f":"IFERROR(repcalc('Combined scenario - input'!$CV68:$GH68,'Combined scenario - input'!$G68,'Combined scenario - input'!$E68,'Combined scenario - input'!$F68,20,TRUE,TRUE),\"\")","v":35.311934976266059},37.79403867859611,41.517608170491471,46.606733220421233,53.197637702129306,61.440946853943295,71.502286259679494,83.561035011804734,97.807212807931975,114.4366394670681,133.64465715700484,155.61884259822966,180.53125101931579,208.53081845074891,239.73659776666614,274.23251221368702,312.06427619152964,353.23905828576227,397.72835090380192,445.47437196058587,{"$f":"IFERROR(IF(OR(D83=\"\",'Combined scenario - input'!$D68=\"\"),\"\",D83/'Combined scenario - input'!$D68),\"\")","v":0.29567910800272645},{"$f":"IFERROR(IF(OR(E83=\"\",'Combined scenario - input'!$D68=\"\"),\"\",E83/'Combined scenario - input'!$D68),\"\")","v":0.31646262522341934},{"$f":"IFERROR(IF(OR(F83=\"\",'Combined scenario - input'!$D68=\"\"),\"\",F83/'Combined scenario - input'!$D68),\"\")","v":0.34764136710459298},{"$f":"IFERROR(IF(OR(G83=\"\",'Combined scenario - input'!$D68=\"\"),\"\",G83/'Combined scenario - input'!$D68),\"\")","v":0.39025438041833344},{"$f":"IFERROR(IF(OR(H83=\"\",'Combined scenario - input'!$D68=\"\"),\"\",H83/'Combined scenario - input'!$D68),\"\")","v":0.4454423150187013},{"$f":"IFERROR(IF(OR(I83=\"\",'Combined scenario - input'!$D68=\"\"),\"\",I83/'Combined scenario - input'!$D68),\"\")","v":0.51446640839215385},{"$f":"IFERROR(IF(OR(J83=\"\",'Combined scenario - input'!$D68=\"\"),\"\",J83/'Combined scenario - input'!$D68),\"\")","v":0.59871350113290212},{"$f":"IFERROR(IF(OR(K83=\"\",'Combined scenario - input'!$D68=\"\"),\"\",K83/'Combined scenario - input'!$D68),\"\")","v":0.69968559674459396},{"$f":"IFERROR(IF(OR(L83=\"\",'Combined scenario - input'!$D68=\"\"),\"\",L83/'Combined scenario - input'!$D68),\"\")","v":0.81897379621704791},{"$f":"IFERROR(IF(OR(M83=\"\",'Combined scenario - input'!$D68=\"\"),\"\",M83/'Combined scenario - input'!$D68),\"\")","v":0.95821776697296768},{"$f":"IFERROR(IF(OR(N83=\"\",'Combined scenario - input'!$D68=\"\"),\"\",N83/'Combined scenario - input'!$D68),\"\")","v":1.1190531768953733},{"$f":"IFERROR(IF(OR(O83=\"\",'Combined scenario - input'!$D68=\"\"),\"\",O83/'Combined scenario - input'!$D68),\"\")","v":1.3030506710772933},{"$f":"IFERROR(IF(OR(P83=\"\",'Combined scenario - input'!$D68=\"\"),\"\",P83/'Combined scenario - input'!$D68),\"\")","v":1.5116509277638006},{"$f":"IFERROR(IF(OR(Q83=\"\",'Combined scenario - input'!$D68=\"\"),\"\",Q83/'Combined scenario - input'!$D68),\"\")","v":1.7461010401168269},{"$f":"IFERROR(IF(OR(R83=\"\",'Combined scenario - input'!$D68=\"\"),\"\",R83/'Combined scenario - input'!$D68),\"\")","v":2.0073978792411045},{"$f":"IFERROR(IF(OR(S83=\"\",'Combined scenario - input'!$D68=\"\"),\"\",S83/'Combined scenario - input'!$D68),\"\")","v":2.2962441636570947},{"$f":"IFERROR(IF(OR(T83=\"\",'Combined scenario - input'!$D68=\"\"),\"\",T83/'Combined scenario - input'!$D68),\"\")","v":2.6130226759265747},{"$f":"IFERROR(IF(OR(U83=\"\",'Combined scenario - input'!$D68=\"\"),\"\",U83/'Combined scenario - input'!$D68),\"\")","v":2.9577934411087181},{"$f":"IFERROR(IF(OR(V83=\"\",'Combined scenario - input'!$D68=\"\"),\"\",V83/'Combined scenario - input'!$D68),\"\")","v":3.330317755219959},{"$f":"IFERROR(IF(OR(W83=\"\",'Combined scenario - input'!$D68=\"\"),\"\",W83/'Combined scenario - input'!$D68),\"\")","v":3.7301117887737121}]
[{"$f":"IFERROR('Combined scenario - input'!A69,\"\")","v":6},{"$f":"IFERROR('Combined scenario - input'!B69,\"\")","v":"UNDERGROUND CABLES"},{"$f":"IFERROR('Combined scenario - input'!C69,\"\")","v":"> 11 kv & < = 22 kv"},{"$f":"IFERROR(repcalc('Combined scenario - input'!$CV69:$GH69,'Combined scenario - input'!$G69,'Combined scenario - input'!$E69,'Combined scenario - input'!$F69,20,TRUE,TRUE),\"\")","v":47.928536508698087},53.460396318423356,59.427476403855501,65.908485612824208,73.015252255834753,80.899952932221041,89.762096979697134,99.854569399794372,111.48786105374418,125.03148701323288,140.91154801405554,159.60346079788656,181.61909855006724,207.48795692865676,237.73248890314142,272.83840305148198,313.22143939202863,359.19284497610289,410.92637270920864,468.43002111239053,{"$f":"IFERROR(IF(OR(D84=\"\",'Combined scenario - input'!$D69=\"\"),\"\",D84/'Combined scenario - input'!$D69),\"\")","v":0.33299811402834967},{"$f":"IFERROR(IF(OR(E84=\"\",'Combined scenario - input'!$D69=\"\"),\"\",E84/'Combined scenario - input'!$D69),\"\")","v":0.37143239593832278},{"$f":"IFERROR(IF(OR(F84=\"\",'Combined scenario - input'!$D69=\"\"),\"\",F84/'Combined scenario - input'!$D69),\"\")","v":0.41289050335089572},{"$f":"IFERROR(IF(OR(G84=\"\",'Combined scenario - input'!$D69=\"\"),\"\",G84/'Combined scenario - input'!$D69),\"\")","v":0.45791928997356424},{"$f":"IFERROR(IF(OR(H84=\"\",'Combined scenario - input'!$D69=\"\"),\"\",H84/'Combined scenario - input'!$D69),\"\")","v":0.50729571707420429},{"$f":"IFERROR(IF(OR(I84=\"\",'Combined scenario - input'!$D69=\"\"),\"\",I84/'Combined scenario - input'!$D69),\"\")","v":0.56207707795381712},{"$f":"IFERROR(IF(OR(J84=\"\",'Combined scenario - input'!$D69=\"\"),\"\",J84/'Combined scenario - input'!$D69),\"\")","v":0.62364952453835953},{"$f":"IFERROR(IF(OR(K84=\"\",'Combined scenario - input'!$D69=\"\"),\"\",K84/'Combined scenario - input'!$D69),\"\")","v":0.69377005244485213},{"$f":"IFERROR(IF(OR(L84=\"\",'Combined scenario - input'!$D69=\"\"),\"\",L84/'Combined scenario - input'!$D69),\"\")","v":0.77459589155646358},{"$f":"IFERROR(IF(OR(M84=\"\",'Combined scenario - input'!$D69=\"\"),\"\",M84/'Combined scenario - input'!$D69),\"\")","v":0.86869436044663428},{"$f":"IFERROR(IF(OR(N84=\"\",'Combined scenario - input'!$D69=\"\"),\"\",N84/'Combined scenario - input'!$D69),\"\")","v":0.9790259238351684},{"$f":"IFERROR(IF(OR(O84=\"\",'Combined scenario - input'!$D69=\"\"),\"\",O84/'Combined scenario - input'!$D69),\"\")","v":1.1088936844221942},{"$f":"IFERROR(IF(OR(P84=\"\",'Combined scenario - input'!$D69=\"\"),\"\",P84/'Combined scenario - input'!$D69),\"\")","v":1.2618540371606308},{"$f":"IFERROR(IF(OR(Q84=\"\",'Combined scenario - input'!$D69=\"\"),\"\",Q84/'Combined scenario - input'!$D69),\"\")","v":1.4415858145032054},{"$f":"IFERROR(IF(OR(R84=\"\",'Combined scenario - input'!$D69=\"\"),\"\",R84/'Combined scenario - input'!$D69),\"\")","v":1.6517189176774647},{"$f":"IFERROR(IF(OR(S84=\"\",'Combined scenario - input'!$D69=\"\"),\"\",S84/'Combined scenario - input'!$D69),\"\")","v":1.8956279550526625},{"$f":"IFERROR(IF(OR(T84=\"\",'Combined scenario - input'!$D69=\"\"),\"\",T84/'Combined scenario - input'!$D69),\"\")","v":2.1762014071066362},{"$f":"IFERROR(IF(OR(U84=\"\",'Combined scenario - input'!$D69=\"\"),\"\",U84/'Combined scenario - input'!$D69),\"\")","v":2.4956017575836618},{"$f":"IFERROR(IF(OR(V84=\"\",'Combined scenario - input'!$D69=\"\"),\"\",V84/'Combined scenario - input'!$D69),\"\")","v":2.8550362077474203},{"$f":"IFERROR(IF(OR(W84=\"\",'Combined scenario - input'!$D69=\"\"),\"\",W84/'Combined scenario - input'!$D69),\"\")","v":3.2545603297604888}]
[{"$f":"IFERROR('Combined scenario - input'!A70,\"\")","v":6},{"$f":"IFERROR('Combined scenario - input'!B70,\"\")","v":"UNDERGROUND CABLES"},{"$f":"IFERROR('Combined scenario - input'!C70,\"\")","v":"> 22 kv & < = 33 kv"},{"$f":"IFERROR(repcalc('Combined scenario - input'!$CV70:$GH70,'Combined scenario - input'!$G70,'Combined scenario - input'!$E70,'Combined scenario - input'!$F70,20,TRUE,TRUE),\"\")","v":64.885123823249344},74.547559874983605,85.239019450037816,96.866744599545129,109.28567221569344,122.2975315404972,135.65320555389073,149.05892346047034,162.18656727161516,174.68796423600409,186.21254509362265,196.42724963237205,205.03714468133046,211.80497177072544,216.5678267386343,219.2494180912357,219.86683438251129,218.53140632765241,215.44397419620785,210.88554565931247,{"$f":"IFERROR(IF(OR(D85=\"\",'Combined scenario - input'!$D70=\"\"),\"\",D85/'Combined scenario - input'!$D70),\"\")","v":0.15799395136820185},{"$f":"IFERROR(IF(OR(E85=\"\",'Combined scenario - input'!$D70=\"\"),\"\",E85/'Combined scenario - input'!$D70),\"\")","v":0.18152178581935621},{"$f":"IFERROR(IF(OR(F85=\"\",'Combined scenario - input'!$D70=\"\"),\"\",F85/'Combined scenario - input'!$D70),\"\")","v":0.20755527153416578},{"$f":"IFERROR(IF(OR(G85=\"\",'Combined scenario - input'!$D70=\"\"),\"\",G85/'Combined scenario - input'!$D70),\"\")","v":0.23586854480152464},{"$f":"IFERROR(IF(OR(H85=\"\",'Combined scenario - input'!$D70=\"\"),\"\",H85/'Combined scenario - input'!$D70),\"\")","v":0.26610837991651748},{"$f":"IFERROR(IF(OR(I85=\"\",'Combined scenario - input'!$D70=\"\"),\"\",I85/'Combined scenario - input'!$D70),\"\")","v":0.29779199163271042},{"$f":"IFERROR(IF(OR(J85=\"\",'Combined scenario - input'!$D70=\"\"),\"\",J85/'Combined scenario - input'!$D70),\"\")","v":0.33031278509393158},{"$f":"IFERROR(IF(OR(K85=\"\",'Combined scenario - input'!$D70=\"\"),\"\",K85/'Combined scenario - input'!$D70),\"\")","v":0.36295543441302019},{"$f":"IFERROR(IF(OR(L85=\"\",'Combined scenario - input'!$D70=\"\"),\"\",L85/'Combined scenario - input'!$D70),\"\")","v":0.39492097898880035},{"$f":"IFERROR(IF(OR(M85=\"\",'Combined scenario - input'!$D70=\"\"),\"\",M85/'Combined scenario - input'!$D70),\"\")","v":0.4253616252824971},{"$f":"IFERROR(IF(OR(N85=\"\",'Combined scenario - input'!$D70=\"\"),\"\",N85/'Combined scenario - input'!$D70),\"\")","v":0.45342374430561089},{"$f":"IFERROR(IF(OR(O85=\"\",'Combined scenario - input'!$D70=\"\"),\"\",O85/'Combined scenario - input'!$D70),\"\")","v":0.47829634124373138},{"$f":"IFERROR(IF(OR(P85=\"\",'Combined scenario - input'!$D70=\"\"),\"\",P85/'Combined scenario - input'!$D70),\"\")","v":0.49926125984905023},{"$f":"IFERROR(IF(OR(Q85=\"\",'Combined scenario - input'!$D70=\"\"),\"\",Q85/'Combined scenario - input'!$D70),\"\")","v":0.51574078059317385},{"$f":"IFERROR(IF(OR(R85=\"\",'Combined scenario - input'!$D70=\"\"),\"\",R85/'Combined scenario - input'!$D70),\"\")","v":0.52733823516879352},{"$f":"IFERROR(IF(OR(S85=\"\",'Combined scenario - input'!$D70=\"\"),\"\",S85/'Combined scenario - input'!$D70),\"\")","v":0.53386785534654657},{"$f":"IFERROR(IF(OR(T85=\"\",'Combined scenario - input'!$D70=\"\"),\"\",T85/'Combined scenario - input'!$D70),\"\")","v":0.53537125140638087},{"$f":"IFERROR(IF(OR(U85=\"\",'Combined scenario - input'!$D70=\"\"),\"\",U85/'Combined scenario - input'!$D70),\"\")","v":0.53211951136609281},{"$f":"IFERROR(IF(OR(V85=\"\",'Combined scenario - input'!$D70=\"\"),\"\",V85/'Combined scenario - input'!$D70),\"\")","v":0.52460167718029616},{"$f":"IFERROR(IF(OR(W85=\"\",'Combined scenario - input'!$D70=\"\"),\"\",W85/'Combined scenario - input'!$D70),\"\")","v":0.51350199678921693}]
[{"$f":"IFERROR('Combined scenario - input'!A71,\"\")","v":6},{"$f":"IFERROR('Combined scenario - input'!B71,\"\")","v":"UNDERGROUND CABLES"},{"$f":"IFERROR('Combined scenario - input'!C71,\"\")","v":"> 33 kv & < = 66 kv"},{"$f":"IFERROR(repcalc('Combined scenario - input'!$CV71:$GH71,'Combined scenario - input'!$G71,'Combined scenario - input'!$E71,'Combined scenario - input'!$F71,20,TRUE,TRUE),\"\")","v":9.7484381277277539},11.237526788364413,12.743503420560799,14.222423784310159,15.630226027625442,16.926815244184628,18.080259936334297,19.070622718206327,19.892950465138689,20.559026223191282,21.097631415113693,21.553264061601322,21.983477988976929,22.455214363093148,23.040655572243157,23.813214356391697,24.844262168786585,26.201099415922922,27.946491279569099,30.139863527920738,{"$f":"IFERROR(IF(OR(D86=\"\",'Combined scenario - input'!$D71=\"\"),\"\",D86/'Combined scenario - input'!$D71),\"\")","v":2.3737247749788033E-2},{"$f":"IFERROR(IF(OR(E86=\"\",'Combined scenario - input'!$D71=\"\"),\"\",E86/'Combined scenario - input'!$D71),\"\")","v":2.7363148226952096E-2},{"$f":"IFERROR(IF(OR(F86=\"\",'Combined scenario - input'!$D71=\"\"),\"\",F86/'Combined scenario - input'!$D71),\"\")","v":3.1030170569962996E-2},{"$f":"IFERROR(IF(OR(G86=\"\",'Combined scenario - input'!$D71=\"\"),\"\",G86/'Combined scenario - input'!$D71),\"\")","v":3.4631311451872447E-2},{"$f":"IFERROR(IF(OR(H86=\"\",'Combined scenario - input'!$D71=\"\"),\"\",H86/'Combined scenario - input'!$D71),\"\")","v":3.8059281162962096E-2},{"$f":"IFERROR(IF(OR(I86=\"\",'Combined scenario - input'!$D71=\"\"),\"\",I86/'Combined scenario - input'!$D71),\"\")","v":4.1216449425191481E-2},{"$f":"IFERROR(IF(OR(J86=\"\",'Combined scenario - input'!$D71=\"\"),\"\",J86/'Combined scenario - input'!$D71),\"\")","v":4.4025063693907837E-2},{"$f":"IFERROR(IF(OR(K86=\"\",'Combined scenario - input'!$D71=\"\"),\"\",K86/'Combined scenario - input'!$D71),\"\")","v":4.6436576841701202E-2},{"$f":"IFERROR(IF(OR(L86=\"\",'Combined scenario - input'!$D71=\"\"),\"\",L86/'Combined scenario - input'!$D71),\"\")","v":4.843892811117665E-2},{"$f":"IFERROR(IF(OR(M86=\"\",'Combined scenario - input'!$D71=\"\"),\"\",M86/'Combined scenario - input'!$D71),\"\")","v":5.0060808978846225E-2},{"$f":"IFERROR(IF(OR(N86=\"\",'Combined scenario - input'!$D71=\"\"),\"\",N86/'Combined scenario - input'!$D71),\"\")","v":5.1372301621305495E-2},{"$f":"IFERROR(IF(OR(O86=\"\",'Combined scenario - input'!$D71=\"\"),\"\",O86/'Combined scenario - input'!$D71),\"\")","v":5.2481757810169817E-2},{"$f":"IFERROR(IF(OR(P86=\"\",'Combined scenario - input'!$D71=\"\"),\"\",P86/'Combined scenario - input'!$D71),\"\")","v":5.3529319937119936E-2},{"$f":"IFERROR(IF(OR(Q86=\"\",'Combined scenario - input'!$D71=\"\"),\"\",Q86/'Combined scenario - input'!$D71),\"\")","v":5.4677988373875296E-2},{"$f":"IFERROR(IF(OR(R86=\"\",'Combined scenario - input'!$D71=\"\"),\"\",R86/'Combined scenario - input'!$D71),\"\")","v":5.6103525761757179E-2},{"$f":"IFERROR(IF(OR(S86=\"\",'Combined scenario - input'!$D71=\"\"),\"\",S86/'Combined scenario - input'!$D71),\"\")","v":5.7984690623279815E-2},{"$f":"IFERROR(IF(OR(T86=\"\",'Combined scenario - input'!$D71=\"\"),\"\",T86/'Combined scenario - input'!$D71),\"\")","v":6.0495270989490653E-2},{"$f":"IFERROR(IF(OR(U86=\"\",'Combined scenario - input'!$D71=\"\"),\"\",U86/'Combined scenario - input'!$D71),\"\")","v":6.3799141975736814E-2},{"$f":"IFERROR(IF(OR(V86=\"\",'Combined scenario - input'!$D71=\"\"),\"\",V86/'Combined scenario - input'!$D71),\"\")","v":6.8049135517778261E-2},{"$f":"IFERROR(IF(OR(W86=\"\",'Combined scenario - input'!$D71=\"\"),\"\",W86/'Combined scenario - input'!$D71),\"\")","v":7.3389952147525708E-2}]
[{"$f":"IFERROR('Combined scenario - input'!A72,\"\")","v":6},{"$f":"IFERROR('Combined scenario - input'!B72,\"\")","v":"UNDERGROUND CABLES"},{"$f":"IFERROR('Combined scenario - input'!C72,\"\")","v":"> 66 kv & < = 132 kv"},{"$f":"IFERROR(repcalc('Combined scenario - input'!$CV72:$GH72,'Combined scenario - input'!$G72,'Combined scenario - input'!$E72,'Combined scenario - input'!$F72,20,TRUE,TRUE),\"\")","v":3.7118541802816165E-7},8.43195861213255E-7,1.886009148881656E-6,4.1537305681609461E-6,9.0076938073337524E-6,1.9234078738065468E-5,4.0440221684212605E-5,8.3722481196274459E-5,1.7067084405421329E-4,3.4258452166382314E-4,6.7712679506111884E-4,1.3178594244852941E-3,2.5256213403667392E-3,4.7661861439546194E-3,8.8568898934458969E-3,1.6207021606171022E-2,2.9203945004130771E-2,5.1820455812968326E-2,9.0549872424783018E-2,0.15581432211313176,{"$f":"IFERROR(IF(OR(D87=\"\",'Combined scenario - input'!$D72=\"\"),\"\",D87/'Combined scenario - input'!$D72),\"\")","v":1.1315398657512934E-10},{"$f":"IFERROR(IF(OR(E87=\"\",'Combined scenario - input'!$D72=\"\"),\"\",E87/'Combined scenario - input'!$D72),\"\")","v":2.570439692021805E-10},{"$f":"IFERROR(IF(OR(F87=\"\",'Combined scenario - input'!$D72=\"\"),\"\",F87/'Combined scenario - input'!$D72),\"\")","v":5.7494029546423274E-10},{"$f":"IFERROR(IF(OR(G87=\"\",'Combined scenario - input'!$D72=\"\"),\"\",G87/'Combined scenario - input'!$D72),\"\")","v":1.2662436349014349E-9},{"$f":"IFERROR(IF(OR(H87=\"\",'Combined scenario - input'!$D72=\"\"),\"\",H87/'Combined scenario - input'!$D72),\"\")","v":2.745949637683743E-9},{"$f":"IFERROR(IF(OR(I87=\"\",'Combined scenario - input'!$D72=\"\"),\"\",I87/'Combined scenario - input'!$D72),\"\")","v":5.8634110652130125E-9},{"$f":"IFERROR(IF(OR(J87=\"\",'Combined scenario - input'!$D72=\"\"),\"\",J87/'Combined scenario - input'!$D72),\"\")","v":1.2327995872950674E-8},{"$f":"IFERROR(IF(OR(K87=\"\",'Combined scenario - input'!$D72=\"\"),\"\",K87/'Combined scenario - input'!$D72),\"\")","v":2.5522372521112902E-8},{"$f":"IFERROR(IF(OR(L87=\"\",'Combined scenario - input'!$D72=\"\"),\"\",L87/'Combined scenario - input'!$D72),\"\")","v":5.2028138657675515E-8},{"$f":"IFERROR(IF(OR(M87=\"\",'Combined scenario - input'!$D72=\"\"),\"\",M87/'Combined scenario - input'!$D72),\"\")","v":1.0443514880278589E-7},{"$f":"IFERROR(IF(OR(N87=\"\",'Combined scenario - input'!$D72=\"\"),\"\",N87/'Combined scenario - input'!$D72),\"\")","v":2.0641865913006612E-7},{"$f":"IFERROR(IF(OR(O87=\"\",'Combined scenario - input'!$D72=\"\"),\"\",O87/'Combined scenario - input'!$D72),\"\")","v":4.0174274199209765E-7},{"$f":"IFERROR(IF(OR(P87=\"\",'Combined scenario - input'!$D72=\"\"),\"\",P87/'Combined scenario - input'!$D72),\"\")","v":7.6992281851986944E-7},{"$f":"IFERROR(IF(OR(Q87=\"\",'Combined scenario - input'!$D72=\"\"),\"\",Q87/'Combined scenario - input'!$D72),\"\")","v":1.4529476018012407E-6},{"$f":"IFERROR(IF(OR(R87=\"\",'Combined scenario - input'!$D72=\"\"),\"\",R87/'Combined scenario - input'!$D72),\"\")","v":2.6999778316300669E-6},{"$f":"IFERROR(IF(OR(S87=\"\",'Combined scenario - input'!$D72=\"\"),\"\",S87/'Combined scenario - input'!$D72),\"\")","v":4.9406280963019156E-6},{"$f":"IFERROR(IF(OR(T87=\"\",'Combined scenario - input'!$D72=\"\"),\"\",T87/'Combined scenario - input'!$D72),\"\")","v":8.9026740826535233E-6},{"$f":"IFERROR(IF(OR(U87=\"\",'Combined scenario - input'!$D72=\"\"),\"\",U87/'Combined scenario - input'!$D72),\"\")","v":1.5797202359206972E-5},{"$f":"IFERROR(IF(OR(V87=\"\",'Combined scenario - input'!$D72=\"\"),\"\",V87/'Combined scenario - input'!$D72),\"\")","v":2.7603668008198012E-5},{"$f":"IFERROR(IF(OR(W87=\"\",'Combined scenario - input'!$D72=\"\"),\"\",W87/'Combined scenario - input'!$D72),\"\")","v":4.7499203514682612E-5}]
[{"$f":"IFERROR('Combined scenario - input'!A73,\"\")","v":""},{"$f":"IFERROR('Combined scenario - input'!B73,\"\")","v":""},{"$f":"IFERROR('Combined scenario - input'!C73,\"\")","v":""},{"$f":"IFERROR(repcalc('Combined scenario - input'!$CV73:$GH73,'Combined scenario - input'!$G73,'Combined scenario - input'!$E73,'Combined scenario - input'!$F73,20,TRUE,TRUE),\"\")","v":""},"","","","","","","","","","","","","","","","","","","",{"$f":"IFERROR(IF(OR(D88=\"\",'Combined scenario - input'!$D73=\"\"),\"\",D88/'Combined scenario - input'!$D73),\"\")","v":""},{"$f":"IFERROR(IF(OR(E88=\"\",'Combined scenario - input'!$D73=\"\"),\"\",E88/'Combined scenario - input'!$D73),\"\")","v":""},{"$f":"IFERROR(IF(OR(F88=\"\",'Combined scenario - input'!$D73=\"\"),\"\",F88/'Combined scenario - input'!$D73),\"\")","v":""},{"$f":"IFERROR(IF(OR(G88=\"\",'Combined scenario - input'!$D73=\"\"),\"\",G88/'Combined scenario - input'!$D73),\"\")","v":""},{"$f":"IFERROR(IF(OR(H88=\"\",'Combined scenario - input'!$D73=\"\"),\"\",H88/'Combined scenario - input'!$D73),\"\")","v":""},{"$f":"IFERROR(IF(OR(I88=\"\",'Combined scenario - input'!$D73=\"\"),\"\",I88/'Combined scenario - input'!$D73),\"\")","v":""},{"$f":"IFERROR(IF(OR(J88=\"\",'Combined scenario - input'!$D73=\"\"),\"\",J88/'Combined scenario - input'!$D73),\"\")","v":""},{"$f":"IFERROR(IF(OR(K88=\"\",'Combined scenario - input'!$D73=\"\"),\"\",K88/'Combined scenario - input'!$D73),\"\")","v":""},{"$f":"IFERROR(IF(OR(L88=\"\",'Combined scenario - input'!$D73=\"\"),\"\",L88/'Combined scenario - input'!$D73),\"\")","v":""},{"$f":"IFERROR(IF(OR(M88=\"\",'Combined scenario - input'!$D73=\"\"),\"\",M88/'Combined scenario - input'!$D73),\"\")","v":""},{"$f":"IFERROR(IF(OR(N88=\"\",'Combined scenario - input'!$D73=\"\"),\"\",N88/'Combined scenario - input'!$D73),\"\")","v":""},{"$f":"IFERROR(IF(OR(O88=\"\",'Combined scenario - input'!$D73=\"\"),\"\",O88/'Combined scenario - input'!$D73),\"\")","v":""},{"$f":"IFERROR(IF(OR(P88=\"\",'Combined scenario - input'!$D73=\"\"),\"\",P88/'Combined scenario - input'!$D73),\"\")","v":""},{"$f":"IFERROR(IF(OR(Q88=\"\",'Combined scenario - input'!$D73=\"\"),\"\",Q88/'Combined scenario - input'!$D73),\"\")","v":""},{"$f":"IFERROR(IF(OR(R88=\"\",'Combined scenario - input'!$D73=\"\"),\"\",R88/'Combined scenario - input'!$D73),\"\")","v":""},{"$f":"IFERROR(IF(OR(S88=\"\",'Combined scenario - input'!$D73=\"\"),\"\",S88/'Combined scenario - input'!$D73),\"\")","v":""},{"$f":"IFERROR(IF(OR(T88=\"\",'Combined scenario - input'!$D73=\"\"),\"\",T88/'Combined scenario - input'!$D73),\"\")","v":""},{"$f":"IFERROR(IF(OR(U88=\"\",'Combined scenario - input'!$D73=\"\"),\"\",U88/'Combined scenario - input'!$D73),\"\")","v":""},{"$f":"IFERROR(IF(OR(V88=\"\",'Combined scenario - input'!$D73=\"\"),\"\",V88/'Combined scenario - input'!$D73),\"\")","v":""},{"$f":"IFERROR(IF(OR(W88=\"\",'Combined scenario - input'!$D73=\"\"),\"\",W88/'Combined scenario - input'!$D73),\"\")","v":""}]
[{"$f":"IFERROR('Combined scenario - input'!A74,\"\")","v":""},{"$f":"IFERROR('Combined scenario - input'!B74,\"\")","v":""},{"$f":"IFERROR('Combined scenario - input'!C74,\"\")","v":""},{"$f":"IFERROR(repcalc('Combined scenario - input'!$CV74:$GH74,'Combined scenario - input'!$G74,'Combined scenario - input'!$E74,'Combined scenario - input'!$F74,20,TRUE,TRUE),\"\")","v":""},"","","","","","","","","","","","","","","","","","","",{"$f":"IFERROR(IF(OR(D89=\"\",'Combined scenario - input'!$D74=\"\"),\"\",D89/'Combined scenario - input'!$D74),\"\")","v":""},{"$f":"IFERROR(IF(OR(E89=\"\",'Combined scenario - input'!$D74=\"\"),\"\",E89/'Combined scenario - input'!$D74),\"\")","v":""},{"$f":"IFERROR(IF(OR(F89=\"\",'Combined scenario - input'!$D74=\"\"),\"\",F89/'Combined scenario - input'!$D74),\"\")","v":""},{"$f":"IFERROR(IF(OR(G89=\"\",'Combined scenario - input'!$D74=\"\"),\"\",G89/'Combined scenario - input'!$D74),\"\")","v":""},{"$f":"IFERROR(IF(OR(H89=\"\",'Combined scenario - input'!$D74=\"\"),\"\",H89/'Combined scenario - input'!$D74),\"\")","v":""},{"$f":"IFERROR(IF(OR(I89=\"\",'Combined scenario - input'!$D74=\"\"),\"\",I89/'Combined scenario - input'!$D74),\"\")","v":""},{"$f":"IFERROR(IF(OR(J89=\"\",'Combined scenario - input'!$D74=\"\"),\"\",J89/'Combined scenario - input'!$D74),\"\")","v":""},{"$f":"IFERROR(IF(OR(K89=\"\",'Combined scenario - input'!$D74=\"\"),\"\",K89/'Combined scenario - input'!$D74),\"\")","v":""},{"$f":"IFERROR(IF(OR(L89=\"\",'Combined scenario - input'!$D74=\"\"),\"\",L89/'Combined scenario - input'!$D74),\"\")","v":""},{"$f":"IFERROR(IF(OR(M89=\"\",'Combined scenario - input'!$D74=\"\"),\"\",M89/'Combined scenario - input'!$D74),\"\")","v":""},{"$f":"IFERROR(IF(OR(N89=\"\",'Combined scenario - input'!$D74=\"\"),\"\",N89/'Combined scenario - input'!$D74),\"\")","v":""},{"$f":"IFERROR(IF(OR(O89=\"\",'Combined scenario - input'!$D74=\"\"),\"\",O89/'Combined scenario - input'!$D74),\"\")","v":""},{"$f":"IFERROR(IF(OR(P89=\"\",'Combined scenario - input'!$D74=\"\"),\"\",P89/'Combined scenario - input'!$D74),\"\")","v":""},{"$f":"IFERROR(IF(OR(Q89=\"\",'Combined scenario - input'!$D74=\"\"),\"\",Q89/'Combined scenario - input'!$D74),\"\")","v":""},{"$f":"IFERROR(IF(OR(R89=\"\",'Combined scenario - input'!$D74=\"\"),\"\",R89/'Combined scenario - input'!$D74),\"\")","v":""},{"$f":"IFERROR(IF(OR(S89=\"\",'Combined scenario - input'!$D74=\"\"),\"\",S89/'Combined scenario - input'!$D74),\"\")","v":""},{"$f":"IFERROR(IF(OR(T89=\"\",'Combined scenario - input'!$D74=\"\"),\"\",T89/'Combined scenario - input'!$D74),\"\")","v":""},{"$f":"IFERROR(IF(OR(U89=\"\",'Combined scenario - input'!$D74=\"\"),\"\",U89/'Combined scenario - input'!$D74),\"\")","v":""},{"$f":"IFERROR(IF(OR(V89=\"\",'Combined scenario - input'!$D74=\"\"),\"\",V89/'Combined scenario - input'!$D74),\"\")","v":""},{"$f":"IFERROR(IF(OR(W89=\"\",'Combined scenario - input'!$D74=\"\"),\"\",W89/'Combined scenario - input'!$D74),\"\")","v":""}]
[{"$f":"IFERROR('Combined scenario - input'!A75,\"\")","v":""},{"$f":"IFERROR('Combined scenario - input'!B75,\"\")","v":""},{"$f":"IFERROR('Combined scenario - input'!C75,\"\")","v":""},{"$f":"IFERROR(repcalc('Combined scenario - input'!$CV75:$GH75,'Combined scenario - input'!$G75,'Combined scenario - input'!$E75,'Combined scenario - input'!$F75,20,TRUE,TRUE),\"\")","v":""},"","","","","","","","","","","","","","","","","","","",{"$f":"IFERROR(IF(OR(D90=\"\",'Combined scenario - input'!$D75=\"\"),\"\",D90/'Combined scenario - input'!$D75),\"\")","v":""},{"$f":"IFERROR(IF(OR(E90=\"\",'Combined scenario - input'!$D75=\"\"),\"\",E90/'Combined scenario - input'!$D75),\"\")","v":""},{"$f":"IFERROR(IF(OR(F90=\"\",'Combined scenario - input'!$D75=\"\"),\"\",F90/'Combined scenario - input'!$D75),\"\")","v":""},{"$f":"IFERROR(IF(OR(G90=\"\",'Combined scenario - input'!$D75=\"\"),\"\",G90/'Combined scenario - input'!$D75),\"\")","v":""},{"$f":"IFERROR(IF(OR(H90=\"\",'Combined scenario - input'!$D75=\"\"),\"\",H90/'Combined scenario - input'!$D75),\"\")","v":""},{"$f":"IFERROR(IF(OR(I90=\"\",'Combined scenario - input'!$D75=\"\"),\"\",I90/'Combined scenario - input'!$D75),\"\")","v":""},{"$f":"IFERROR(IF(OR(J90=\"\",'Combined scenario - input'!$D75=\"\"),\"\",J90/'Combined scenario - input'!$D75),\"\")","v":""},{"$f":"IFERROR(IF(OR(K90=\"\",'Combined scenario - input'!$D75=\"\"),\"\",K90/'Combined scenario - input'!$D75),\"\")","v":""},{"$f":"IFERROR(IF(OR(L90=\"\",'Combined scenario - input'!$D75=\"\"),\"\",L90/'Combined scenario - input'!$D75),\"\")","v":""},{"$f":"IFERROR(IF(OR(M90=\"\",'Combined scenario - input'!$D75=\"\"),\"\",M90/'Combined scenario - input'!$D75),\"\")","v":""},{"$f":"IFERROR(IF(OR(N90=\"\",'Combined scenario - input'!$D75=\"\"),\"\",N90/'Combined scenario - input'!$D75),\"\")","v":""},{"$f":"IFERROR(IF(OR(O90=\"\",'Combined scenario - input'!$D75=\"\"),\"\",O90/'Combined scenario - input'!$D75),\"\")","v":""},{"$f":"IFERROR(IF(OR(P90=\"\",'Combined scenario - input'!$D75=\"\"),\"\",P90/'Combined scenario - input'!$D75),\"\")","v":""},{"$f":"IFERROR(IF(OR(Q90=\"\",'Combined scenario - input'!$D75=\"\"),\"\",Q90/'Combined scenario - input'!$D75),\"\")","v":""},{"$f":"IFERROR(IF(OR(R90=\"\",'Combined scenario - input'!$D75=\"\"),\"\",R90/'Combined scenario - input'!$D75),\"\")","v":""},{"$f":"IFERROR(IF(OR(S90=\"\",'Combined scenario - input'!$D75=\"\"),\"\",S90/'Combined scenario - input'!$D75),\"\")","v":""},{"$f":"IFERROR(IF(OR(T90=\"\",'Combined scenario - input'!$D75=\"\"),\"\",T90/'Combined scenario - input'!$D75),\"\")","v":""},{"$f":"IFERROR(IF(OR(U90=\"\",'Combined scenario - input'!$D75=\"\"),\"\",U90/'Combined scenario - input'!$D75),\"\")","v":""},{"$f":"IFERROR(IF(OR(V90=\"\",'Combined scenario - input'!$D75=\"\"),\"\",V90/'Combined scenario - input'!$D75),\"\")","v":""},{"$f":"IFERROR(IF(OR(W90=\"\",'Combined scenario - input'!$D75=\"\"),\"\",W90/'Combined scenario - input'!$D75),\"\")","v":""}]
[{"$f":"IFERROR('Combined scenario - input'!A76,\"\")","v":""},{"$f":"IFERROR('Combined scenario - input'!B76,\"\")","v":""},{"$f":"IFERROR('Combined scenario - input'!C76,\"\")","v":""},{"$f":"IFERROR(repcalc('Combined scenario - input'!$CV76:$GH76,'Combined scenario - input'!$G76,'Combined scenario - input'!$E76,'Combined scenario - input'!$F76,20,TRUE,TRUE),\"\")","v":""},"","","","","","","","","","","","","","","","","","","",{"$f":"IFERROR(IF(OR(D91=\"\",'Combined scenario - input'!$D76=\"\"),\"\",D91/'Combined scenario - input'!$D76),\"\")","v":""},{"$f":"IFERROR(IF(OR(E91=\"\",'Combined scenario - input'!$D76=\"\"),\"\",E91/'Combined scenario - input'!$D76),\"\")","v":""},{"$f":"IFERROR(IF(OR(F91=\"\",'Combined scenario - input'!$D76=\"\"),\"\",F91/'Combined scenario - input'!$D76),\"\")","v":""},{"$f":"IFERROR(IF(OR(G91=\"\",'Combined scenario - input'!$D76=\"\"),\"\",G91/'Combined scenario - input'!$D76),\"\")","v":""},{"$f":"IFERROR(IF(OR(H91=\"\",'Combined scenario - input'!$D76=\"\"),\"\",H91/'Combined scenario - input'!$D76),\"\")","v":""},{"$f":"IFERROR(IF(OR(I91=\"\",'Combined scenario - input'!$D76=\"\"),\"\",I91/'Combined scenario - input'!$D76),\"\")","v":""},{"$f":"IFERROR(IF(OR(J91=\"\",'Combined scenario - input'!$D76=\"\"),\"\",J91/'Combined scenario - input'!$D76),\"\")","v":""},{"$f":"IFERROR(IF(OR(K91=\"\",'Combined scenario - input'!$D76=\"\"),\"\",K91/'Combined scenario - input'!$D76),\"\")","v":""},{"$f":"IFERROR(IF(OR(L91=\"\",'Combined scenario - input'!$D76=\"\"),\"\",L91/'Combined scenario - input'!$D76),\"\")","v":""},{"$f":"IFERROR(IF(OR(M91=\"\",'Combined scenario - input'!$D76=\"\"),\"\",M91/'Combined scenario - input'!$D76),\"\")","v":""},{"$f":"IFERROR(IF(OR(N91=\"\",'Combined scenario - input'!$D76=\"\"),\"\",N91/'Combined scenario - input'!$D76),\"\")","v":""},{"$f":"IFERROR(IF(OR(O91=\"\",'Combined scenario - input'!$D76=\"\"),\"\",O91/'Combined scenario - input'!$D76),\"\")","v":""},{"$f":"IFERROR(IF(OR(P91=\"\",'Combined scenario - input'!$D76=\"\"),\"\",P91/'Combined scenario - input'!$D76),\"\")","v":""},{"$f":"IFERROR(IF(OR(Q91=\"\",'Combined scenario - input'!$D76=\"\"),\"\",Q91/'Combined scenario - input'!$D76),\"\")","v":""},{"$f":"IFERROR(IF(OR(R91=\"\",'Combined scenario - input'!$D76=\"\"),\"\",R91/'Combined scenario - input'!$D76),\"\")","v":""},{"$f":"IFERROR(IF(OR(S91=\"\",'Combined scenario - input'!$D76=\"\"),\"\",S91/'Combined scenario - input'!$D76),\"\")","v":""},{"$f":"IFERROR(IF(OR(T91=\"\",'Combined scenario - input'!$D76=\"\"),\"\",T91/'Combined scenario - input'!$D76),\"\")","v":""},{"$f":"IFERROR(IF(OR(U91=\"\",'Combined scenario - input'!$D76=\"\"),\"\",U91/'Combined scenario - input'!$D76),\"\")","v":""},{"$f":"IFERROR(IF(OR(V91=\"\",'Combined scenario - input'!$D76=\"\"),\"\",V91/'Combined scenario - input'!$D76),\"\")","v":""},{"$f":"IFERROR(IF(OR(W91=\"\",'Combined scenario - input'!$D76=\"\"),\"\",W91/'Combined scenario - input'!$D76),\"\")","v":""}]
[{"$f":"IFERROR('Combined scenario - input'!A77,\"\")","v":""},{"$f":"IFERROR('Combined scenario - input'!B77,\"\")","v":""},{"$f":"IFERROR('Combined scenario - input'!C77,\"\")","v":""},{"$f":"IFERROR(repcalc('Combined scenario - input'!$CV77:$GH77,'Combined scenario - input'!$G77,'Combined scenario - input'!$E77,'Combined scenario - input'!$F77,20,TRUE,TRUE),\"\")","v":""},"","","","","","","","","","","","","","","","","","","",{"$f":"IFERROR(IF(OR(D92=\"\",'Combined scenario - input'!$D77=\"\"),\"\",D92/'Combined scenario - input'!$D77),\"\")","v":""},{"$f":"IFERROR(IF(OR(E92=\"\",'Combined scenario - input'!$D77=\"\"),\"\",E92/'Combined scenario - input'!$D77),\"\")","v":""},{"$f":"IFERROR(IF(OR(F92=\"\",'Combined scenario - input'!$D77=\"\"),\"\",F92/'Combined scenario - input'!$D77),\"\")","v":""},{"$f":"IFERROR(IF(OR(G92=\"\",'Combined scenario - input'!$D77=\"\"),\"\",G92/'Combined scenario - input'!$D77),\"\")","v":""},{"$f":"IFERROR(IF(OR(H92=\"\",'Combined scenario - input'!$D77=\"\"),\"\",H92/'Combined scenario - input'!$D77),\"\")","v":""},{"$f":"IFERROR(IF(OR(I92=\"\",'Combined scenario - input'!$D77=\"\"),\"\",I92/'Combined scenario - input'!$D77),\"\")","v":""},{"$f":"IFERROR(IF(OR(J92=\"\",'Combined scenario - input'!$D77=\"\"),\"\",J92/'Combined scenario - input'!$D77),\"\")","v":""},{"$f":"IFERROR(IF(OR(K92=\"\",'Combined scenario - input'!$D77=\"\"),\"\",K92/'Combined scenario - input'!$D77),\"\")","v":""},{"$f":"IFERROR(IF(OR(L92=\"\",'Combined scenario - input'!$D77=\"\"),\"\",L92/'Combined scenario - input'!$D77),\"\")","v":""},{"$f":"IFERROR(IF(OR(M92=\"\",'Combined scenario - input'!$D77=\"\"),\"\",M92/'Combined scenario - input'!$D77),\"\")","v":""},{"$f":"IFERROR(IF(OR(N92=\"\",'Combined scenario - input'!$D77=\"\"),\"\",N92/'Combined scenario - input'!$D77),\"\")","v":""},{"$f":"IFERROR(IF(OR(O92=\"\",'Combined scenario - input'!$D77=\"\"),\"\",O92/'Combined scenario - input'!$D77),\"\")","v":""},{"$f":"IFERROR(IF(OR(P92=\"\",'Combined scenario - input'!$D77=\"\"),\"\",P92/'Combined scenario - input'!$D77),\"\")","v":""},{"$f":"IFERROR(IF(OR(Q92=\"\",'Combined scenario - input'!$D77=\"\"),\"\",Q92/'Combined scenario - input'!$D77),\"\")","v":""},{"$f":"IFERROR(IF(OR(R92=\"\",'Combined scenario - input'!$D77=\"\"),\"\",R92/'Combined scenario - input'!$D77),\"\")","v":""},{"$f":"IFERROR(IF(OR(S92=\"\",'Combined scenario - input'!$D77=\"\"),\"\",S92/'Combined scenario - input'!$D77),\"\")","v":""},{"$f":"IFERROR(IF(OR(T92=\"\",'Combined scenario - input'!$D77=\"\"),\"\",T92/'Combined scenario - input'!$D77),\"\")","v":""},{"$f":"IFERROR(IF(OR(U92=\"\",'Combined scenario - input'!$D77=\"\"),\"\",U92/'Combined scenario - input'!$D77),\"\")","v":""},{"$f":"IFERROR(IF(OR(V92=\"\",'Combined scenario - input'!$D77=\"\"),\"\",V92/'Combined scenario - input'!$D77),\"\")","v":""},{"$f":"IFERROR(IF(OR(W92=\"\",'Combined scenario - input'!$D77=\"\"),\"\",W92/'Combined scenario - input'!$D77),\"\")","v":""}]
[{"$f":"IFERROR('Combined scenario - input'!A78,\"\")","v":""},{"$f":"IFERROR('Combined scenario - input'!B78,\"\")","v":""},{"$f":"IFERROR('Combined scenario - input'!C78,\"\")","v":""},{"$f":"IFERROR(repcalc('Combined scenario - input'!$CV78:$GH78,'Combined scenario - input'!$G78,'Combined scenario - input'!$E78,'Combined scenario - input'!$F78,20,TRUE,TRUE),\"\")","v":""},"","","","","","","","","","","","","","","","","","","",{"$f":"IFERROR(IF(OR(D93=\"\",'Combined scenario - input'!$D78=\"\"),\"\",D93/'Combined scenario - input'!$D78),\"\")","v":""},{"$f":"IFERROR(IF(OR(E93=\"\",'Combined scenario - input'!$D78=\"\"),\"\",E93/'Combined scenario - input'!$D78),\"\")","v":""},{"$f":"IFERROR(IF(OR(F93=\"\",'Combined scenario - input'!$D78=\"\"),\"\",F93/'Combined scenario - input'!$D78),\"\")","v":""},{"$f":"IFERROR(IF(OR(G93=\"\",'Combined scenario - input'!$D78=\"\"),\"\",G93/'Combined scenario - input'!$D78),\"\")","v":""},{"$f":"IFERROR(IF(OR(H93=\"\",'Combined scenario - input'!$D78=\"\"),\"\",H93/'Combined scenario - input'!$D78),\"\")","v":""},{"$f":"IFERROR(IF(OR(I93=\"\",'Combined scenario - input'!$D78=\"\"),\"\",I93/'Combined scenario - input'!$D78),\"\")","v":""},{"$f":"IFERROR(IF(OR(J93=\"\",'Combined scenario - input'!$D78=\"\"),\"\",J93/'Combined scenario - input'!$D78),\"\")","v":""},{"$f":"IFERROR(IF(OR(K93=\"\",'Combined scenario - input'!$D78=\"\"),\"\",K93/'Combined scenario - input'!$D78),\"\")","v":""},{"$f":"IFERROR(IF(OR(L93=\"\",'Combined scenario - input'!$D78=\"\"),\"\",L93/'Combined scenario - input'!$D78),\"\")","v":""},{"$f":"IFERROR(IF(OR(M93=\"\",'Combined scenario - input'!$D78=\"\"),\"\",M93/'Combined scenario - input'!$D78),\"\")","v":""},{"$f":"IFERROR(IF(OR(N93=\"\",'Combined scenario - input'!$D78=\"\"),\"\",N93/'Combined scenario - input'!$D78),\"\")","v":""},{"$f":"IFERROR(IF(OR(O93=\"\",'Combined scenario - input'!$D78=\"\"),\"\",O93/'Combined scenario - input'!$D78),\"\")","v":""},{"$f":"IFERROR(IF(OR(P93=\"\",'Combined scenario - input'!$D78=\"\"),\"\",P93/'Combined scenario - input'!$D78),\"\")","v":""},{"$f":"IFERROR(IF(OR(Q93=\"\",'Combined scenario - input'!$D78=\"\"),\"\",Q93/'Combined scenario - input'!$D78),\"\")","v":""},{"$f":"IFERROR(IF(OR(R93=\"\",'Combined scenario - input'!$D78=\"\"),\"\",R93/'Combined scenario - input'!$D78),\"\")","v":""},{"$f":"IFERROR(IF(OR(S93=\"\",'Combined scenario - input'!$D78=\"\"),\"\",S93/'Combined scenario - input'!$D78),\"\")","v":""},{"$f":"IFERROR(IF(OR(T93=\"\",'Combined scenario - input'!$D78=\"\"),\"\",T93/'Combined scenario - input'!$D78),\"\")","v":""},{"$f":"IFERROR(IF(OR(U93=\"\",'Combined scenario - input'!$D78=\"\"),\"\",U93/'Combined scenario - input'!$D78),\"\")","v":""},{"$f":"IFERROR(IF(OR(V93=\"\",'Combined scenario - input'!$D78=\"\"),\"\",V93/'Combined scenario - input'!$D78),\"\")","v":""},{"$f":"IFERROR(IF(OR(W93=\"\",'Combined scenario - input'!$D78=\"\"),\"\",W93/'Combined scenario - input'!$D78),\"\")","v":""}]
[{"$f":"IFERROR('Combined scenario - input'!A79,\"\")","v":""},{"$f":"IFERROR('Combined scenario - input'!B79,\"\")","v":""},{"$f":"IFERROR('Combined scenario - input'!C79,\"\")","v":""},{"$f":"IFERROR(repcalc('Combined scenario - input'!$CV79:$GH79,'Combined scenario - input'!$G79,'Combined scenario - input'!$E79,'Combined scenario - input'!$F79,20,TRUE,TRUE),\"\")","v":""},"","","","","","","","","","","","","","","","","","","",{"$f":"IFERROR(IF(OR(D94=\"\",'Combined scenario - input'!$D79=\"\"),\"\",D94/'Combined scenario - input'!$D79),\"\")","v":""},{"$f":"IFERROR(IF(OR(E94=\"\",'Combined scenario - input'!$D79=\"\"),\"\",E94/'Combined scenario - input'!$D79),\"\")","v":""},{"$f":"IFERROR(IF(OR(F94=\"\",'Combined scenario - input'!$D79=\"\"),\"\",F94/'Combined scenario - input'!$D79),\"\")","v":""},{"$f":"IFERROR(IF(OR(G94=\"\",'Combined scenario - input'!$D79=\"\"),\"\",G94/'Combined scenario - input'!$D79),\"\")","v":""},{"$f":"IFERROR(IF(OR(H94=\"\",'Combined scenario - input'!$D79=\"\"),\"\",H94/'Combined scenario - input'!$D79),\"\")","v":""},{"$f":"IFERROR(IF(OR(I94=\"\",'Combined scenario - input'!$D79=\"\"),\"\",I94/'Combined scenario - input'!$D79),\"\")","v":""},{"$f":"IFERROR(IF(OR(J94=\"\",'Combined scenario - input'!$D79=\"\"),\"\",J94/'Combined scenario - input'!$D79),\"\")","v":""},{"$f":"IFERROR(IF(OR(K94=\"\",'Combined scenario - input'!$D79=\"\"),\"\",K94/'Combined scenario - input'!$D79),\"\")","v":""},{"$f":"IFERROR(IF(OR(L94=\"\",'Combined scenario - input'!$D79=\"\"),\"\",L94/'Combined scenario - input'!$D79),\"\")","v":""},{"$f":"IFERROR(IF(OR(M94=\"\",'Combined scenario - input'!$D79=\"\"),\"\",M94/'Combined scenario - input'!$D79),\"\")","v":""},{"$f":"IFERROR(IF(OR(N94=\"\",'Combined scenario - input'!$D79=\"\"),\"\",N94/'Combined scenario - input'!$D79),\"\")","v":""},{"$f":"IFERROR(IF(OR(O94=\"\",'Combined scenario - input'!$D79=\"\"),\"\",O94/'Combined scenario - input'!$D79),\"\")","v":""},{"$f":"IFERROR(IF(OR(P94=\"\",'Combined scenario - input'!$D79=\"\"),\"\",P94/'Combined scenario - input'!$D79),\"\")","v":""},{"$f":"IFERROR(IF(OR(Q94=\"\",'Combined scenario - input'!$D79=\"\"),\"\",Q94/'Combined scenario - input'!$D79),\"\")","v":""},{"$f":"IFERROR(IF(OR(R94=\"\",'Combined scenario - input'!$D79=\"\"),\"\",R94/'Combined scenario - input'!$D79),\"\")","v":""},{"$f":"IFERROR(IF(OR(S94=\"\",'Combined scenario - input'!$D79=\"\"),\"\",S94/'Combined scenario - input'!$D79),\"\")","v":""},{"$f":"IFERROR(IF(OR(T94=\"\",'Combined scenario - input'!$D79=\"\"),\"\",T94/'Combined scenario - input'!$D79),\"\")","v":""},{"$f":"IFERROR(IF(OR(U94=\"\",'Combined scenario - input'!$D79=\"\"),\"\",U94/'Combined scenario - input'!$D79),\"\")","v":""},{"$f":"IFERROR(IF(OR(V94=\"\",'Combined scenario - input'!$D79=\"\"),\"\",V94/'Combined scenario - input'!$D79),\"\")","v":""},{"$f":"IFERROR(IF(OR(W94=\"\",'Combined scenario - input'!$D79=\"\"),\"\",W94/'Combined scenario - input'!$D79),\"\")","v":""}]
[{"$f":"IFERROR('Combined scenario - input'!A80,\"\")","v":""},{"$f":"IFERROR('Combined scenario - input'!B80,\"\")","v":""},{"$f":"IFERROR('Combined scenario - input'!C80,\"\")","v":""},{"$f":"IFERROR(repcalc('Combined scenario - input'!$CV80:$GH80,'Combined scenario - input'!$G80,'Combined scenario - input'!$E80,'Combined scenario - input'!$F80,20,TRUE,TRUE),\"\")","v":""},"","","","","","","","","","","","","","","","","","","",{"$f":"IFERROR(IF(OR(D95=\"\",'Combined scenario - input'!$D80=\"\"),\"\",D95/'Combined scenario - input'!$D80),\"\")","v":""},{"$f":"IFERROR(IF(OR(E95=\"\",'Combined scenario - input'!$D80=\"\"),\"\",E95/'Combined scenario - input'!$D80),\"\")","v":""},{"$f":"IFERROR(IF(OR(F95=\"\",'Combined scenario - input'!$D80=\"\"),\"\",F95/'Combined scenario - input'!$D80),\"\")","v":""},{"$f":"IFERROR(IF(OR(G95=\"\",'Combined scenario - input'!$D80=\"\"),\"\",G95/'Combined scenario - input'!$D80),\"\")","v":""},{"$f":"IFERROR(IF(OR(H95=\"\",'Combined scenario - input'!$D80=\"\"),\"\",H95/'Combined scenario - input'!$D80),\"\")","v":""},{"$f":"IFERROR(IF(OR(I95=\"\",'Combined scenario - input'!$D80=\"\"),\"\",I95/'Combined scenario - input'!$D80),\"\")","v":""},{"$f":"IFERROR(IF(OR(J95=\"\",'Combined scenario - input'!$D80=\"\"),\"\",J95/'Combined scenario - input'!$D80),\"\")","v":""},{"$f":"IFERROR(IF(OR(K95=\"\",'Combined scenario - input'!$D80=\"\"),\"\",K95/'Combined scenario - input'!$D80),\"\")","v":""},{"$f":"IFERROR(IF(OR(L95=\"\",'Combined scenario - input'!$D80=\"\"),\"\",L95/'Combined scenario - input'!$D80),\"\")","v":""},{"$f":"IFERROR(IF(OR(M95=\"\",'Combined scenario - input'!$D80=\"\"),\"\",M95/'Combined scenario - input'!$D80),\"\")","v":""},{"$f":"IFERROR(IF(OR(N95=\"\",'Combined scenario - input'!$D80=\"\"),\"\",N95/'Combined scenario - input'!$D80),\"\")","v":""},{"$f":"IFERROR(IF(OR(O95=\"\",'Combined scenario - input'!$D80=\"\"),\"\",O95/'Combined scenario - input'!$D80),\"\")","v":""},{"$f":"IFERROR(IF(OR(P95=\"\",'Combined scenario - input'!$D80=\"\"),\"\",P95/'Combined scenario - input'!$D80),\"\")","v":""},{"$f":"IFERROR(IF(OR(Q95=\"\",'Combined scenario - input'!$D80=\"\"),\"\",Q95/'Combined scenario - input'!$D80),\"\")","v":""},{"$f":"IFERROR(IF(OR(R95=\"\",'Combined scenario - input'!$D80=\"\"),\"\",R95/'Combined scenario - input'!$D80),\"\")","v":""},{"$f":"IFERROR(IF(OR(S95=\"\",'Combined scenario - input'!$D80=\"\"),\"\",S95/'Combined scenario - input'!$D80),\"\")","v":""},{"$f":"IFERROR(IF(OR(T95=\"\",'Combined scenario - input'!$D80=\"\"),\"\",T95/'Combined scenario - input'!$D80),\"\")","v":""},{"$f":"IFERROR(IF(OR(U95=\"\",'Combined scenario - input'!$D80=\"\"),\"\",U95/'Combined scenario - input'!$D80),\"\")","v":""},{"$f":"IFERROR(IF(OR(V95=\"\",'Combined scenario - input'!$D80=\"\"),\"\",V95/'Combined scenario - input'!$D80),\"\")","v":""},{"$f":"IFERROR(IF(OR(W95=\"\",'Combined scenario - input'!$D80=\"\"),\"\",W95/'Combined scenario - input'!$D80),\"\")","v":""}]
[{"$f":"IFERROR('Combined scenario - input'!A81,\"\")","v":""},{"$f":"IFERROR('Combined scenario - input'!B81,\"\")","v":""},{"$f":"IFERROR('Combined scenario - input'!C81,\"\")","v":""},{"$f":"IFERROR(repcalc('Combined scenario - input'!$CV81:$GH81,'Combined scenario - input'!$G81,'Combined scenario - input'!$E81,'Combined scenario - input'!$F81,20,TRUE,TRUE),\"\")","v":""},"","","","","","","","","","","","","","","","","","","",{"$f":"IFERROR(IF(OR(D96=\"\",'Combined scenario - input'!$D81=\"\"),\"\",D96/'Combined scenario - input'!$D81),\"\")","v":""},{"$f":"IFERROR(IF(OR(E96=\"\",'Combined scenario - input'!$D81=\"\"),\"\",E96/'Combined scenario - input'!$D81),\"\")","v":""},{"$f":"IFERROR(IF(OR(F96=\"\",'Combined scenario - input'!$D81=\"\"),\"\",F96/'Combined scenario - input'!$D81),\"\")","v":""},{"$f":"IFERROR(IF(OR(G96=\"\",'Combined scenario - input'!$D81=\"\"),\"\",G96/'Combined scenario - input'!$D81),\"\")","v":""},{"$f":"IFERROR(IF(OR(H96=\"\",'Combined scenario - input'!$D81=\"\"),\"\",H96/'Combined scenario - input'!$D81),\"\")","v":""},{"$f":"IFERROR(IF(OR(I96=\"\",'Combined scenario - input'!$D81=\"\"),\"\",I96/'Combined scenario - input'!$D81),\"\")","v":""},{"$f":"IFERROR(IF(OR(J96=\"\",'Combined scenario - input'!$D81=\"\"),\"\",J96/'Combined scenario - input'!$D81),\"\")","v":""},{"$f":"IFERROR(IF(OR(K96=\"\",'Combined scenario - input'!$D81=\"\"),\"\",K96/'Combined scenario - input'!$D81),\"\")","v":""},{"$f":"IFERROR(IF(OR(L96=\"\",'Combined scenario - input'!$D81=\"\"),\"\",L96/'Combined scenario - input'!$D81),\"\")","v":""},{"$f":"IFERROR(IF(OR(M96=\"\",'Combined scenario - input'!$D81=\"\"),\"\",M96/'Combined scenario - input'!$D81),\"\")","v":""},{"$f":"IFERROR(IF(OR(N96=\"\",'Combined scenario - input'!$D81=\"\"),\"\",N96/'Combined scenario - input'!$D81),\"\")","v":""},{"$f":"IFERROR(IF(OR(O96=\"\",'Combined scenario - input'!$D81=\"\"),\"\",O96/'Combined scenario - input'!$D81),\"\")","v":""},{"$f":"IFERROR(IF(OR(P96=\"\",'Combined scenario - input'!$D81=\"\"),\"\",P96/'Combined scenario - input'!$D81),\"\")","v":""},{"$f":"IFERROR(IF(OR(Q96=\"\",'Combined scenario - input'!$D81=\"\"),\"\",Q96/'Combined scenario - input'!$D81),\"\")","v":""},{"$f":"IFERROR(IF(OR(R96=\"\",'Combined scenario - input'!$D81=\"\"),\"\",R96/'Combined scenario - input'!$D81),\"\")","v":""},{"$f":"IFERROR(IF(OR(S96=\"\",'Combined scenario - input'!$D81=\"\"),\"\",S96/'Combined scenario - input'!$D81),\"\")","v":""},{"$f":"IFERROR(IF(OR(T96=\"\",'Combined scenario - input'!$D81=\"\"),\"\",T96/'Combined scenario - input'!$D81),\"\")","v":""},{"$f":"IFERROR(IF(OR(U96=\"\",'Combined scenario - input'!$D81=\"\"),\"\",U96/'Combined scenario - input'!$D81),\"\")","v":""},{"$f":"IFERROR(IF(OR(V96=\"\",'Combined scenario - input'!$D81=\"\"),\"\",V96/'Combined scenario - input'!$D81),\"\")","v":""},{"$f":"IFERROR(IF(OR(W96=\"\",'Combined scenario - input'!$D81=\"\"),\"\",W96/'Combined scenario - input'!$D81),\"\")","v":""}]
[{"$f":"IFERROR('Combined scenario - input'!A82,\"\")","v":""},{"$f":"IFERROR('Combined scenario - input'!B82,\"\")","v":""},{"$f":"IFERROR('Combined scenario - input'!C82,\"\")","v":""},{"$f":"IFERROR(repcalc('Combined scenario - input'!$CV82:$GH82,'Combined scenario - input'!$G82,'Combined scenario - input'!$E82,'Combined scenario - input'!$F82,20,TRUE,TRUE),\"\")","v":""},"","","","","","","","","","","","","","","","","","","",{"$f":"IFERROR(IF(OR(D97=\"\",'Combined scenario - input'!$D82=\"\"),\"\",D97/'Combined scenario - input'!$D82),\"\")","v":""},{"$f":"IFERROR(IF(OR(E97=\"\",'Combined scenario - input'!$D82=\"\"),\"\",E97/'Combined scenario - input'!$D82),\"\")","v":""},{"$f":"IFERROR(IF(OR(F97=\"\",'Combined scenario - input'!$D82=\"\"),\"\",F97/'Combined scenario - input'!$D82),\"\")","v":""},{"$f":"IFERROR(IF(OR(G97=\"\",'Combined scenario - input'!$D82=\"\"),\"\",G97/'Combined scenario - input'!$D82),\"\")","v":""},{"$f":"IFERROR(IF(OR(H97=\"\",'Combined scenario - input'!$D82=\"\"),\"\",H97/'Combined scenario - input'!$D82),\"\")","v":""},{"$f":"IFERROR(IF(OR(I97=\"\",'Combined scenario - input'!$D82=\"\"),\"\",I97/'Combined scenario - input'!$D82),\"\")","v":""},{"$f":"IFERROR(IF(OR(J97=\"\",'Combined scenario - input'!$D82=\"\"),\"\",J97/'Combined scenario - input'!$D82),\"\")","v":""},{"$f":"IFERROR(IF(OR(K97=\"\",'Combined scenario - input'!$D82=\"\"),\"\",K97/'Combined scenario - input'!$D82),\"\")","v":""},{"$f":"IFERROR(IF(OR(L97=\"\",'Combined scenario - input'!$D82=\"\"),\"\",L97/'Combined scenario - input'!$D82),\"\")","v":""},{"$f":"IFERROR(IF(OR(M97=\"\",'Combined scenario - input'!$D82=\"\"),\"\",M97/'Combined scenario - input'!$D82),\"\")","v":""},{"$f":"IFERROR(IF(OR(N97=\"\",'Combined scenario - input'!$D82=\"\"),\"\",N97/'Combined scenario - input'!$D82),\"\")","v":""},{"$f":"IFERROR(IF(OR(O97=\"\",'Combined scenario - input'!$D82=\"\"),\"\",O97/'Combined scenario - input'!$D82),\"\")","v":""},{"$f":"IFERROR(IF(OR(P97=\"\",'Combined scenario - input'!$D82=\"\"),\"\",P97/'Combined scenario - input'!$D82),\"\")","v":""},{"$f":"IFERROR(IF(OR(Q97=\"\",'Combined scenario - input'!$D82=\"\"),\"\",Q97/'Combined scenario - input'!$D82),\"\")","v":""},{"$f":"IFERROR(IF(OR(R97=\"\",'Combined scenario - input'!$D82=\"\"),\"\",R97/'Combined scenario - input'!$D82),\"\")","v":""},{"$f":"IFERROR(IF(OR(S97=\"\",'Combined scenario - input'!$D82=\"\"),\"\",S97/'Combined scenario - input'!$D82),\"\")","v":""},{"$f":"IFERROR(IF(OR(T97=\"\",'Combined scenario - input'!$D82=\"\"),\"\",T97/'Combined scenario - input'!$D82),\"\")","v":""},{"$f":"IFERROR(IF(OR(U97=\"\",'Combined scenario - input'!$D82=\"\"),\"\",U97/'Combined scenario - input'!$D82),\"\")","v":""},{"$f":"IFERROR(IF(OR(V97=\"\",'Combined scenario - input'!$D82=\"\"),\"\",V97/'Combined scenario - input'!$D82),\"\")","v":""},{"$f":"IFERROR(IF(OR(W97=\"\",'Combined scenario - input'!$D82=\"\"),\"\",W97/'Combined scenario - input'!$D82),\"\")","v":""}]
[{"$f":"IFERROR('Combined scenario - input'!A83,\"\")","v":""},{"$f":"IFERROR('Combined scenario - input'!B83,\"\")","v":""},{"$f":"IFERROR('Combined scenario - input'!C83,\"\")","v":""},{"$f":"IFERROR(repcalc('Combined scenario - input'!$CV83:$GH83,'Combined scenario - input'!$G83,'Combined scenario - input'!$E83,'Combined scenario - input'!$F83,20,TRUE,TRUE),\"\")","v":""},"","","","","","","","","","","","","","","","","","","",{"$f":"IFERROR(IF(OR(D98=\"\",'Combined scenario - input'!$D83=\"\"),\"\",D98/'Combined scenario - input'!$D83),\"\")","v":""},{"$f":"IFERROR(IF(OR(E98=\"\",'Combined scenario - input'!$D83=\"\"),\"\",E98/'Combined scenario - input'!$D83),\"\")","v":""},{"$f":"IFERROR(IF(OR(F98=\"\",'Combined scenario - input'!$D83=\"\"),\"\",F98/'Combined scenario - input'!$D83),\"\")","v":""},{"$f":"IFERROR(IF(OR(G98=\"\",'Combined scenario - input'!$D83=\"\"),\"\",G98/'Combined scenario - input'!$D83),\"\")","v":""},{"$f":"IFERROR(IF(OR(H98=\"\",'Combined scenario - input'!$D83=\"\"),\"\",H98/'Combined scenario - input'!$D83),\"\")","v":""},{"$f":"IFERROR(IF(OR(I98=\"\",'Combined scenario - input'!$D83=\"\"),\"\",I98/'Combined scenario - input'!$D83),\"\")","v":""},{"$f":"IFERROR(IF(OR(J98=\"\",'Combined scenario - input'!$D83=\"\"),\"\",J98/'Combined scenario - input'!$D83),\"\")","v":""},{"$f":"IFERROR(IF(OR(K98=\"\",'Combined scenario - input'!$D83=\"\"),\"\",K98/'Combined scenario - input'!$D83),\"\")","v":""},{"$f":"IFERROR(IF(OR(L98=\"\",'Combined scenario - input'!$D83=\"\"),\"\",L98/'Combined scenario - input'!$D83),\"\")","v":""},{"$f":"IFERROR(IF(OR(M98=\"\",'Combined scenario - input'!$D83=\"\"),\"\",M98/'Combined scenario - input'!$D83),\"\")","v":""},{"$f":"IFERROR(IF(OR(N98=\"\",'Combined scenario - input'!$D83=\"\"),\"\",N98/'Combined scenario - input'!$D83),\"\")","v":""},{"$f":"IFERROR(IF(OR(O98=\"\",'Combined scenario - input'!$D83=\"\"),\"\",O98/'Combined scenario - input'!$D83),\"\")","v":""},{"$f":"IFERROR(IF(OR(P98=\"\",'Combined scenario - input'!$D83=\"\"),\"\",P98/'Combined scenario - input'!$D83),\"\")","v":""},{"$f":"IFERROR(IF(OR(Q98=\"\",'Combined scenario - input'!$D83=\"\"),\"\",Q98/'Combined scenario - input'!$D83),\"\")","v":""},{"$f":"IFERROR(IF(OR(R98=\"\",'Combined scenario - input'!$D83=\"\"),\"\",R98/'Combined scenario - input'!$D83),\"\")","v":""},{"$f":"IFERROR(IF(OR(S98=\"\",'Combined scenario - input'!$D83=\"\"),\"\",S98/'Combined scenario - input'!$D83),\"\")","v":""},{"$f":"IFERROR(IF(OR(T98=\"\",'Combined scenario - input'!$D83=\"\"),\"\",T98/'Combined scenario - input'!$D83),\"\")","v":""},{"$f":"IFERROR(IF(OR(U98=\"\",'Combined scenario - input'!$D83=\"\"),\"\",U98/'Combined scenario - input'!$D83),\"\")","v":""},{"$f":"IFERROR(IF(OR(V98=\"\",'Combined scenario - input'!$D83=\"\"),\"\",V98/'Combined scenario - input'!$D83),\"\")","v":""},{"$f":"IFERROR(IF(OR(W98=\"\",'Combined scenario - input'!$D83=\"\"),\"\",W98/'Combined scenario - input'!$D83),\"\")","v":""}]
[{"$f":"IFERROR('Combined scenario - input'!A84,\"\")","v":""},{"$f":"IFERROR('Combined scenario - input'!B84,\"\")","v":""},{"$f":"IFERROR('Combined scenario - input'!C84,\"\")","v":""},{"$f":"IFERROR(repcalc('Combined scenario - input'!$CV84:$GH84,'Combined scenario - input'!$G84,'Combined scenario - input'!$E84,'Combined scenario - input'!$F84,20,TRUE,TRUE),\"\")","v":""},"","","","","","","","","","","","","","","","","","","",{"$f":"IFERROR(IF(OR(D99=\"\",'Combined scenario - input'!$D84=\"\"),\"\",D99/'Combined scenario - input'!$D84),\"\")","v":""},{"$f":"IFERROR(IF(OR(E99=\"\",'Combined scenario - input'!$D84=\"\"),\"\",E99/'Combined scenario - input'!$D84),\"\")","v":""},{"$f":"IFERROR(IF(OR(F99=\"\",'Combined scenario - input'!$D84=\"\"),\"\",F99/'Combined scenario - input'!$D84),\"\")","v":""},{"$f":"IFERROR(IF(OR(G99=\"\",'Combined scenario - input'!$D84=\"\"),\"\",G99/'Combined scenario - input'!$D84),\"\")","v":""},{"$f":"IFERROR(IF(OR(H99=\"\",'Combined scenario - input'!$D84=\"\"),\"\",H99/'Combined scenario - input'!$D84),\"\")","v":""},{"$f":"IFERROR(IF(OR(I99=\"\",'Combined scenario - input'!$D84=\"\"),\"\",I99/'Combined scenario - input'!$D84),\"\")","v":""},{"$f":"IFERROR(IF(OR(J99=\"\",'Combined scenario - input'!$D84=\"\"),\"\",J99/'Combined scenario - input'!$D84),\"\")","v":""},{"$f":"IFERROR(IF(OR(K99=\"\",'Combined scenario - input'!$D84=\"\"),\"\",K99/'Combined scenario - input'!$D84),\"\")","v":""},{"$f":"IFERROR(IF(OR(L99=\"\",'Combined scenario - input'!$D84=\"\"),\"\",L99/'Combined scenario - input'!$D84),\"\")","v":""},{"$f":"IFERROR(IF(OR(M99=\"\",'Combined scenario - input'!$D84=\"\"),\"\",M99/'Combined scenario - input'!$D84),\"\")","v":""},{"$f":"IFERROR(IF(OR(N99=\"\",'Combined scenario - input'!$D84=\"\"),\"\",N99/'Combined scenario - input'!$D84),\"\")","v":""},{"$f":"IFERROR(IF(OR(O99=\"\",'Combined scenario - input'!$D84=\"\"),\"\",O99/'Combined scenario - input'!$D84),\"\")","v":""},{"$f":"IFERROR(IF(OR(P99=\"\",'Combined scenario - input'!$D84=\"\"),\"\",P99/'Combined scenario - input'!$D84),\"\")","v":""},{"$f":"IFERROR(IF(OR(Q99=\"\",'Combined scenario - input'!$D84=\"\"),\"\",Q99/'Combined scenario - input'!$D84),\"\")","v":""},{"$f":"IFERROR(IF(OR(R99=\"\",'Combined scenario - input'!$D84=\"\"),\"\",R99/'Combined scenario - input'!$D84),\"\")","v":""},{"$f":"IFERROR(IF(OR(S99=\"\",'Combined scenario - input'!$D84=\"\"),\"\",S99/'Combined scenario - input'!$D84),\"\")","v":""},{"$f":"IFERROR(IF(OR(T99=\"\",'Combined scenario - input'!$D84=\"\"),\"\",T99/'Combined scenario - input'!$D84),\"\")","v":""},{"$f":"IFERROR(IF(OR(U99=\"\",'Combined scenario - input'!$D84=\"\"),\"\",U99/'Combined scenario - input'!$D84),\"\")","v":""},{"$f":"IFERROR(IF(OR(V99=\"\",'Combined scenario - input'!$D84=\"\"),\"\",V99/'Combined scenario - input'!$D84),\"\")","v":""},{"$f":"IFERROR(IF(OR(W99=\"\",'Combined scenario - input'!$D84=\"\"),\"\",W99/'Combined scenario - input'!$D84),\"\")","v":""}]
[{"$f":"IFERROR('Combined scenario - input'!A85,\"\")","v":""},{"$f":"IFERROR('Combined scenario - input'!B85,\"\")","v":""},{"$f":"IFERROR('Combined scenario - input'!C85,\"\")","v":""},{"$f":"IFERROR(repcalc('Combined scenario - input'!$CV85:$GH85,'Combined scenario - input'!$G85,'Combined scenario - input'!$E85,'Combined scenario - input'!$F85,20,TRUE,TRUE),\"\")","v":""},"","","","","","","","","","","","","","","","","","","",{"$f":"IFERROR(IF(OR(D100=\"\",'Combined scenario - input'!$D85=\"\"),\"\",D100/'Combined scenario - input'!$D85),\"\")","v":""},{"$f":"IFERROR(IF(OR(E100=\"\",'Combined scenario - input'!$D85=\"\"),\"\",E100/'Combined scenario - input'!$D85),\"\")","v":""},{"$f":"IFERROR(IF(OR(F100=\"\",'Combined scenario - input'!$D85=\"\"),\"\",F100/'Combined scenario - input'!$D85),\"\")","v":""},{"$f":"IFERROR(IF(OR(G100=\"\",'Combined scenario - input'!$D85=\"\"),\"\",G100/'Combined scenario - input'!$D85),\"\")","v":""},{"$f":"IFERROR(IF(OR(H100=\"\",'Combined scenario - input'!$D85=\"\"),\"\",H100/'Combined scenario - input'!$D85),\"\")","v":""},{"$f":"IFERROR(IF(OR(I100=\"\",'Combined scenario - input'!$D85=\"\"),\"\",I100/'Combined scenario - input'!$D85),\"\")","v":""},{"$f":"IFERROR(IF(OR(J100=\"\",'Combined scenario - input'!$D85=\"\"),\"\",J100/'Combined scenario - input'!$D85),\"\")","v":""},{"$f":"IFERROR(IF(OR(K100=\"\",'Combined scenario - input'!$D85=\"\"),\"\",K100/'Combined scenario - input'!$D85),\"\")","v":""},{"$f":"IFERROR(IF(OR(L100=\"\",'Combined scenario - input'!$D85=\"\"),\"\",L100/'Combined scenario - input'!$D85),\"\")","v":""},{"$f":"IFERROR(IF(OR(M100=\"\",'Combined scenario - input'!$D85=\"\"),\"\",M100/'Combined scenario - input'!$D85),\"\")","v":""},{"$f":"IFERROR(IF(OR(N100=\"\",'Combined scenario - input'!$D85=\"\"),\"\",N100/'Combined scenario - input'!$D85),\"\")","v":""},{"$f":"IFERROR(IF(OR(O100=\"\",'Combined scenario - input'!$D85=\"\"),\"\",O100/'Combined scenario - input'!$D85),\"\")","v":""},{"$f":"IFERROR(IF(OR(P100=\"\",'Combined scenario - input'!$D85=\"\"),\"\",P100/'Combined scenario - input'!$D85),\"\")","v":""},{"$f":"IFERROR(IF(OR(Q100=\"\",'Combined scenario - input'!$D85=\"\"),\"\",Q100/'Combined scenario - input'!$D85),\"\")","v":""},{"$f":"IFERROR(IF(OR(R100=\"\",'Combined scenario - input'!$D85=\"\"),\"\",R100/'Combined scenario - input'!$D85),\"\")","v":""},{"$f":"IFERROR(IF(OR(S100=\"\",'Combined scenario - input'!$D85=\"\"),\"\",S100/'Combined scenario - input'!$D85),\"\")","v":""},{"$f":"IFERROR(IF(OR(T100=\"\",'Combined scenario - input'!$D85=\"\"),\"\",T100/'Combined scenario - input'!$D85),\"\")","v":""},{"$f":"IFERROR(IF(OR(U100=\"\",'Combined scenario - input'!$D85=\"\"),\"\",U100/'Combined scenario - input'!$D85),\"\")","v":""},{"$f":"IFERROR(IF(OR(V100=\"\",'Combined scenario - input'!$D85=\"\"),\"\",V100/'Combined scenario - input'!$D85),\"\")","v":""},{"$f":"IFERROR(IF(OR(W100=\"\",'Combined scenario - input'!$D85=\"\"),\"\",W100/'Combined scenario - input'!$D85),\"\")","v":""}]
[{"$f":"IFERROR('Combined scenario - input'!A86,\"\")","v":""},{"$f":"IFERROR('Combined scenario - input'!B86,\"\")","v":""},{"$f":"IFERROR('Combined scenario - input'!C86,\"\")","v":""},{"$f":"IFERROR(repcalc('Combined scenario - input'!$CV86:$GH86,'Combined scenario - input'!$G86,'Combined scenario - input'!$E86,'Combined scenario - input'!$F86,20,TRUE,TRUE),\"\")","v":""},"","","","","","","","","","","","","","","","","","","",{"$f":"IFERROR(IF(OR(D101=\"\",'Combined scenario - input'!$D86=\"\"),\"\",D101/'Combined scenario - input'!$D86),\"\")","v":""},{"$f":"IFERROR(IF(OR(E101=\"\",'Combined scenario - input'!$D86=\"\"),\"\",E101/'Combined scenario - input'!$D86),\"\")","v":""},{"$f":"IFERROR(IF(OR(F101=\"\",'Combined scenario - input'!$D86=\"\"),\"\",F101/'Combined scenario - input'!$D86),\"\")","v":""},{"$f":"IFERROR(IF(OR(G101=\"\",'Combined scenario - input'!$D86=\"\"),\"\",G101/'Combined scenario - input'!$D86),\"\")","v":""},{"$f":"IFERROR(IF(OR(H101=\"\",'Combined scenario - input'!$D86=\"\"),\"\",H101/'Combined scenario - input'!$D86),\"\")","v":""},{"$f":"IFERROR(IF(OR(I101=\"\",'Combined scenario - input'!$D86=\"\"),\"\",I101/'Combined scenario - input'!$D86),\"\")","v":""},{"$f":"IFERROR(IF(OR(J101=\"\",'Combined scenario - input'!$D86=\"\"),\"\",J101/'Combined scenario - input'!$D86),\"\")","v":""},{"$f":"IFERROR(IF(OR(K101=\"\",'Combined scenario - input'!$D86=\"\"),\"\",K101/'Combined scenario - input'!$D86),\"\")","v":""},{"$f":"IFERROR(IF(OR(L101=\"\",'Combined scenario - input'!$D86=\"\"),\"\",L101/'Combined scenario - input'!$D86),\"\")","v":""},{"$f":"IFERROR(IF(OR(M101=\"\",'Combined scenario - input'!$D86=\"\"),\"\",M101/'Combined scenario - input'!$D86),\"\")","v":""},{"$f":"IFERROR(IF(OR(N101=\"\",'Combined scenario - input'!$D86=\"\"),\"\",N101/'Combined scenario - input'!$D86),\"\")","v":""},{"$f":"IFERROR(IF(OR(O101=\"\",'Combined scenario - input'!$D86=\"\"),\"\",O101/'Combined scenario - input'!$D86),\"\")","v":""},{"$f":"IFERROR(IF(OR(P101=\"\",'Combined scenario - input'!$D86=\"\"),\"\",P101/'Combined scenario - input'!$D86),\"\")","v":""},{"$f":"IFERROR(IF(OR(Q101=\"\",'Combined scenario - input'!$D86=\"\"),\"\",Q101/'Combined scenario - input'!$D86),\"\")","v":""},{"$f":"IFERROR(IF(OR(R101=\"\",'Combined scenario - input'!$D86=\"\"),\"\",R101/'Combined scenario - input'!$D86),\"\")","v":""},{"$f":"IFERROR(IF(OR(S101=\"\",'Combined scenario - input'!$D86=\"\"),\"\",S101/'Combined scenario - input'!$D86),\"\")","v":""},{"$f":"IFERROR(IF(OR(T101=\"\",'Combined scenario - input'!$D86=\"\"),\"\",T101/'Combined scenario - input'!$D86),\"\")","v":""},{"$f":"IFERROR(IF(OR(U101=\"\",'Combined scenario - input'!$D86=\"\"),\"\",U101/'Combined scenario - input'!$D86),\"\")","v":""},{"$f":"IFERROR(IF(OR(V101=\"\",'Combined scenario - input'!$D86=\"\"),\"\",V101/'Combined scenario - input'!$D86),\"\")","v":""},{"$f":"IFERROR(IF(OR(W101=\"\",'Combined scenario - input'!$D86=\"\"),\"\",W101/'Combined scenario - input'!$D86),\"\")","v":""}]
[{"$f":"IFERROR('Combined scenario - input'!A87,\"\")","v":""},{"$f":"IFERROR('Combined scenario - input'!B87,\"\")","v":""},{"$f":"IFERROR('Combined scenario - input'!C87,\"\")","v":""},{"$f":"IFERROR(repcalc('Combined scenario - input'!$CV87:$GH87,'Combined scenario - input'!$G87,'Combined scenario - input'!$E87,'Combined scenario - input'!$F87,20,TRUE,TRUE),\"\")","v":""},"","","","","","","","","","","","","","","","","","","",{"$f":"IFERROR(IF(OR(D102=\"\",'Combined scenario - input'!$D87=\"\"),\"\",D102/'Combined scenario - input'!$D87),\"\")","v":""},{"$f":"IFERROR(IF(OR(E102=\"\",'Combined scenario - input'!$D87=\"\"),\"\",E102/'Combined scenario - input'!$D87),\"\")","v":""},{"$f":"IFERROR(IF(OR(F102=\"\",'Combined scenario - input'!$D87=\"\"),\"\",F102/'Combined scenario - input'!$D87),\"\")","v":""},{"$f":"IFERROR(IF(OR(G102=\"\",'Combined scenario - input'!$D87=\"\"),\"\",G102/'Combined scenario - input'!$D87),\"\")","v":""},{"$f":"IFERROR(IF(OR(H102=\"\",'Combined scenario - input'!$D87=\"\"),\"\",H102/'Combined scenario - input'!$D87),\"\")","v":""},{"$f":"IFERROR(IF(OR(I102=\"\",'Combined scenario - input'!$D87=\"\"),\"\",I102/'Combined scenario - input'!$D87),\"\")","v":""},{"$f":"IFERROR(IF(OR(J102=\"\",'Combined scenario - input'!$D87=\"\"),\"\",J102/'Combined scenario - input'!$D87),\"\")","v":""},{"$f":"IFERROR(IF(OR(K102=\"\",'Combined scenario - input'!$D87=\"\"),\"\",K102/'Combined scenario - input'!$D87),\"\")","v":""},{"$f":"IFERROR(IF(OR(L102=\"\",'Combined scenario - input'!$D87=\"\"),\"\",L102/'Combined scenario - input'!$D87),\"\")","v":""},{"$f":"IFERROR(IF(OR(M102=\"\",'Combined scenario - input'!$D87=\"\"),\"\",M102/'Combined scenario - input'!$D87),\"\")","v":""},{"$f":"IFERROR(IF(OR(N102=\"\",'Combined scenario - input'!$D87=\"\"),\"\",N102/'Combined scenario - input'!$D87),\"\")","v":""},{"$f":"IFERROR(IF(OR(O102=\"\",'Combined scenario - input'!$D87=\"\"),\"\",O102/'Combined scenario - input'!$D87),\"\")","v":""},{"$f":"IFERROR(IF(OR(P102=\"\",'Combined scenario - input'!$D87=\"\"),\"\",P102/'Combined scenario - input'!$D87),\"\")","v":""},{"$f":"IFERROR(IF(OR(Q102=\"\",'Combined scenario - input'!$D87=\"\"),\"\",Q102/'Combined scenario - input'!$D87),\"\")","v":""},{"$f":"IFERROR(IF(OR(R102=\"\",'Combined scenario - input'!$D87=\"\"),\"\",R102/'Combined scenario - input'!$D87),\"\")","v":""},{"$f":"IFERROR(IF(OR(S102=\"\",'Combined scenario - input'!$D87=\"\"),\"\",S102/'Combined scenario - input'!$D87),\"\")","v":""},{"$f":"IFERROR(IF(OR(T102=\"\",'Combined scenario - input'!$D87=\"\"),\"\",T102/'Combined scenario - input'!$D87),\"\")","v":""},{"$f":"IFERROR(IF(OR(U102=\"\",'Combined scenario - input'!$D87=\"\"),\"\",U102/'Combined scenario - input'!$D87),\"\")","v":""},{"$f":"IFERROR(IF(OR(V102=\"\",'Combined scenario - input'!$D87=\"\"),\"\",V102/'Combined scenario - input'!$D87),\"\")","v":""},{"$f":"IFERROR(IF(OR(W102=\"\",'Combined scenario - input'!$D87=\"\"),\"\",W102/'Combined scenario - input'!$D87),\"\")","v":""}]
[{"$f":"IFERROR('Combined scenario - input'!A88,\"\")","v":""},{"$f":"IFERROR('Combined scenario - input'!B88,\"\")","v":""},{"$f":"IFERROR('Combined scenario - input'!C88,\"\")","v":""},{"$f":"IFERROR(repcalc('Combined scenario - input'!$CV88:$GH88,'Combined scenario - input'!$G88,'Combined scenario - input'!$E88,'Combined scenario - input'!$F88,20,TRUE,TRUE),\"\")","v":""},"","","","","","","","","","","","","","","","","","","",{"$f":"IFERROR(IF(OR(D103=\"\",'Combined scenario - input'!$D88=\"\"),\"\",D103/'Combined scenario - input'!$D88),\"\")","v":""},{"$f":"IFERROR(IF(OR(E103=\"\",'Combined scenario - input'!$D88=\"\"),\"\",E103/'Combined scenario - input'!$D88),\"\")","v":""},{"$f":"IFERROR(IF(OR(F103=\"\",'Combined scenario - input'!$D88=\"\"),\"\",F103/'Combined scenario - input'!$D88),\"\")","v":""},{"$f":"IFERROR(IF(OR(G103=\"\",'Combined scenario - input'!$D88=\"\"),\"\",G103/'Combined scenario - input'!$D88),\"\")","v":""},{"$f":"IFERROR(IF(OR(H103=\"\",'Combined scenario - input'!$D88=\"\"),\"\",H103/'Combined scenario - input'!$D88),\"\")","v":""},{"$f":"IFERROR(IF(OR(I103=\"\",'Combined scenario - input'!$D88=\"\"),\"\",I103/'Combined scenario - input'!$D88),\"\")","v":""},{"$f":"IFERROR(IF(OR(J103=\"\",'Combined scenario - input'!$D88=\"\"),\"\",J103/'Combined scenario - input'!$D88),\"\")","v":""},{"$f":"IFERROR(IF(OR(K103=\"\",'Combined scenario - input'!$D88=\"\"),\"\",K103/'Combined scenario - input'!$D88),\"\")","v":""},{"$f":"IFERROR(IF(OR(L103=\"\",'Combined scenario - input'!$D88=\"\"),\"\",L103/'Combined scenario - input'!$D88),\"\")","v":""},{"$f":"IFERROR(IF(OR(M103=\"\",'Combined scenario - input'!$D88=\"\"),\"\",M103/'Combined scenario - input'!$D88),\"\")","v":""},{"$f":"IFERROR(IF(OR(N103=\"\",'Combined scenario - input'!$D88=\"\"),\"\",N103/'Combined scenario - input'!$D88),\"\")","v":""},{"$f":"IFERROR(IF(OR(O103=\"\",'Combined scenario - input'!$D88=\"\"),\"\",O103/'Combined scenario - input'!$D88),\"\")","v":""},{"$f":"IFERROR(IF(OR(P103=\"\",'Combined scenario - input'!$D88=\"\"),\"\",P103/'Combined scenario - input'!$D88),\"\")","v":""},{"$f":"IFERROR(IF(OR(Q103=\"\",'Combined scenario - input'!$D88=\"\"),\"\",Q103/'Combined scenario - input'!$D88),\"\")","v":""},{"$f":"IFERROR(IF(OR(R103=\"\",'Combined scenario - input'!$D88=\"\"),\"\",R103/'Combined scenario - input'!$D88),\"\")","v":""},{"$f":"IFERROR(IF(OR(S103=\"\",'Combined scenario - input'!$D88=\"\"),\"\",S103/'Combined scenario - input'!$D88),\"\")","v":""},{"$f":"IFERROR(IF(OR(T103=\"\",'Combined scenario - input'!$D88=\"\"),\"\",T103/'Combined scenario - input'!$D88),\"\")","v":""},{"$f":"IFERROR(IF(OR(U103=\"\",'Combined scenario - input'!$D88=\"\"),\"\",U103/'Combined scenario - input'!$D88),\"\")","v":""},{"$f":"IFERROR(IF(OR(V103=\"\",'Combined scenario - input'!$D88=\"\"),\"\",V103/'Combined scenario - input'!$D88),\"\")","v":""},{"$f":"IFERROR(IF(OR(W103=\"\",'Combined scenario - input'!$D88=\"\"),\"\",W103/'Combined scenario - input'!$D88),\"\")","v":""}]
[{"$f":"IFERROR('Combined scenario - input'!A89,\"\")","v":""},{"$f":"IFERROR('Combined scenario - input'!B89,\"\")","v":""},{"$f":"IFERROR('Combined scenario - input'!C89,\"\")","v":""},{"$f":"IFERROR(repcalc('Combined scenario - input'!$CV89:$GH89,'Combined scenario - input'!$G89,'Combined scenario - input'!$E89,'Combined scenario - input'!$F89,20,TRUE,TRUE),\"\")","v":""},"","","","","","","","","","","","","","","","","","","",{"$f":"IFERROR(IF(OR(D104=\"\",'Combined scenario - input'!$D89=\"\"),\"\",D104/'Combined scenario - input'!$D89),\"\")","v":""},{"$f":"IFERROR(IF(OR(E104=\"\",'Combined scenario - input'!$D89=\"\"),\"\",E104/'Combined scenario - input'!$D89),\"\")","v":""},{"$f":"IFERROR(IF(OR(F104=\"\",'Combined scenario - input'!$D89=\"\"),\"\",F104/'Combined scenario - input'!$D89),\"\")","v":""},{"$f":"IFERROR(IF(OR(G104=\"\",'Combined scenario - input'!$D89=\"\"),\"\",G104/'Combined scenario - input'!$D89),\"\")","v":""},{"$f":"IFERROR(IF(OR(H104=\"\",'Combined scenario - input'!$D89=\"\"),\"\",H104/'Combined scenario - input'!$D89),\"\")","v":""},{"$f":"IFERROR(IF(OR(I104=\"\",'Combined scenario - input'!$D89=\"\"),\"\",I104/'Combined scenario - input'!$D89),\"\")","v":""},{"$f":"IFERROR(IF(OR(J104=\"\",'Combined scenario - input'!$D89=\"\"),\"\",J104/'Combined scenario - input'!$D89),\"\")","v":""},{"$f":"IFERROR(IF(OR(K104=\"\",'Combined scenario - input'!$D89=\"\"),\"\",K104/'Combined scenario - input'!$D89),\"\")","v":""},{"$f":"IFERROR(IF(OR(L104=\"\",'Combined scenario - input'!$D89=\"\"),\"\",L104/'Combined scenario - input'!$D89),\"\")","v":""},{"$f":"IFERROR(IF(OR(M104=\"\",'Combined scenario - input'!$D89=\"\"),\"\",M104/'Combined scenario - input'!$D89),\"\")","v":""},{"$f":"IFERROR(IF(OR(N104=\"\",'Combined scenario - input'!$D89=\"\"),\"\",N104/'Combined scenario - input'!$D89),\"\")","v":""},{"$f":"IFERROR(IF(OR(O104=\"\",'Combined scenario - input'!$D89=\"\"),\"\",O104/'Combined scenario - input'!$D89),\"\")","v":""},{"$f":"IFERROR(IF(OR(P104=\"\",'Combined scenario - input'!$D89=\"\"),\"\",P104/'Combined scenario - input'!$D89),\"\")","v":""},{"$f":"IFERROR(IF(OR(Q104=\"\",'Combined scenario - input'!$D89=\"\"),\"\",Q104/'Combined scenario - input'!$D89),\"\")","v":""},{"$f":"IFERROR(IF(OR(R104=\"\",'Combined scenario - input'!$D89=\"\"),\"\",R104/'Combined scenario - input'!$D89),\"\")","v":""},{"$f":"IFERROR(IF(OR(S104=\"\",'Combined scenario - input'!$D89=\"\"),\"\",S104/'Combined scenario - input'!$D89),\"\")","v":""},{"$f":"IFERROR(IF(OR(T104=\"\",'Combined scenario - input'!$D89=\"\"),\"\",T104/'Combined scenario - input'!$D89),\"\")","v":""},{"$f":"IFERROR(IF(OR(U104=\"\",'Combined scenario - input'!$D89=\"\"),\"\",U104/'Combined scenario - input'!$D89),\"\")","v":""},{"$f":"IFERROR(IF(OR(V104=\"\",'Combined scenario - input'!$D89=\"\"),\"\",V104/'Combined scenario - input'!$D89),\"\")","v":""},{"$f":"IFERROR(IF(OR(W104=\"\",'Combined scenario - input'!$D89=\"\"),\"\",W104/'Combined scenario - input'!$D89),\"\")","v":""}]
[{"$f":"IFERROR('Combined scenario - input'!A90,\"\")","v":""},{"$f":"IFERROR('Combined scenario - input'!B90,\"\")","v":""},{"$f":"IFERROR('Combined scenario - input'!C90,\"\")","v":""},{"$f":"IFERROR(repcalc('Combined scenario - input'!$CV90:$GH90,'Combined scenario - input'!$G90,'Combined scenario - input'!$E90,'Combined scenario - input'!$F90,20,TRUE,TRUE),\"\")","v":""},"","","","","","","","","","","","","","","","","","","",{"$f":"IFERROR(IF(OR(D105=\"\",'Combined scenario - input'!$D90=\"\"),\"\",D105/'Combined scenario - input'!$D90),\"\")","v":""},{"$f":"IFERROR(IF(OR(E105=\"\",'Combined scenario - input'!$D90=\"\"),\"\",E105/'Combined scenario - input'!$D90),\"\")","v":""},{"$f":"IFERROR(IF(OR(F105=\"\",'Combined scenario - input'!$D90=\"\"),\"\",F105/'Combined scenario - input'!$D90),\"\")","v":""},{"$f":"IFERROR(IF(OR(G105=\"\",'Combined scenario - input'!$D90=\"\"),\"\",G105/'Combined scenario - input'!$D90),\"\")","v":""},{"$f":"IFERROR(IF(OR(H105=\"\",'Combined scenario - input'!$D90=\"\"),\"\",H105/'Combined scenario - input'!$D90),\"\")","v":""},{"$f":"IFERROR(IF(OR(I105=\"\",'Combined scenario - input'!$D90=\"\"),\"\",I105/'Combined scenario - input'!$D90),\"\")","v":""},{"$f":"IFERROR(IF(OR(J105=\"\",'Combined scenario - input'!$D90=\"\"),\"\",J105/'Combined scenario - input'!$D90),\"\")","v":""},{"$f":"IFERROR(IF(OR(K105=\"\",'Combined scenario - input'!$D90=\"\"),\"\",K105/'Combined scenario - input'!$D90),\"\")","v":""},{"$f":"IFERROR(IF(OR(L105=\"\",'Combined scenario - input'!$D90=\"\"),\"\",L105/'Combined scenario - input'!$D90),\"\")","v":""},{"$f":"IFERROR(IF(OR(M105=\"\",'Combined scenario - input'!$D90=\"\"),\"\",M105/'Combined scenario - input'!$D90),\"\")","v":""},{"$f":"IFERROR(IF(OR(N105=\"\",'Combined scenario - input'!$D90=\"\"),\"\",N105/'Combined scenario - input'!$D90),\"\")","v":""},{"$f":"IFERROR(IF(OR(O105=\"\",'Combined scenario - input'!$D90=\"\"),\"\",O105/'Combined scenario - input'!$D90),\"\")","v":""},{"$f":"IFERROR(IF(OR(P105=\"\",'Combined scenario - input'!$D90=\"\"),\"\",P105/'Combined scenario - input'!$D90),\"\")","v":""},{"$f":"IFERROR(IF(OR(Q105=\"\",'Combined scenario - input'!$D90=\"\"),\"\",Q105/'Combined scenario - input'!$D90),\"\")","v":""},{"$f":"IFERROR(IF(OR(R105=\"\",'Combined scenario - input'!$D90=\"\"),\"\",R105/'Combined scenario - input'!$D90),\"\")","v":""},{"$f":"IFERROR(IF(OR(S105=\"\",'Combined scenario - input'!$D90=\"\"),\"\",S105/'Combined scenario - input'!$D90),\"\")","v":""},{"$f":"IFERROR(IF(OR(T105=\"\",'Combined scenario - input'!$D90=\"\"),\"\",T105/'Combined scenario - input'!$D90),\"\")","v":""},{"$f":"IFERROR(IF(OR(U105=\"\",'Combined scenario - input'!$D90=\"\"),\"\",U105/'Combined scenario - input'!$D90),\"\")","v":""},{"$f":"IFERROR(IF(OR(V105=\"\",'Combined scenario - input'!$D90=\"\"),\"\",V105/'Combined scenario - input'!$D90),\"\")","v":""},{"$f":"IFERROR(IF(OR(W105=\"\",'Combined scenario - input'!$D90=\"\"),\"\",W105/'Combined scenario - input'!$D90),\"\")","v":""}]
[{"$f":"IFERROR('Combined scenario - input'!A91,\"\")","v":""},{"$f":"IFERROR('Combined scenario - input'!B91,\"\")","v":""},{"$f":"IFERROR('Combined scenario - input'!C91,\"\")","v":""},{"$f":"IFERROR(repcalc('Combined scenario - input'!$CV91:$GH91,'Combined scenario - input'!$G91,'Combined scenario - input'!$E91,'Combined scenario - input'!$F91,20,TRUE,TRUE),\"\")","v":""},"","","","","","","","","","","","","","","","","","","",{"$f":"IFERROR(IF(OR(D106=\"\",'Combined scenario - input'!$D91=\"\"),\"\",D106/'Combined scenario - input'!$D91),\"\")","v":""},{"$f":"IFERROR(IF(OR(E106=\"\",'Combined scenario - input'!$D91=\"\"),\"\",E106/'Combined scenario - input'!$D91),\"\")","v":""},{"$f":"IFERROR(IF(OR(F106=\"\",'Combined scenario - input'!$D91=\"\"),\"\",F106/'Combined scenario - input'!$D91),\"\")","v":""},{"$f":"IFERROR(IF(OR(G106=\"\",'Combined scenario - input'!$D91=\"\"),\"\",G106/'Combined scenario - input'!$D91),\"\")","v":""},{"$f":"IFERROR(IF(OR(H106=\"\",'Combined scenario - input'!$D91=\"\"),\"\",H106/'Combined scenario - input'!$D91),\"\")","v":""},{"$f":"IFERROR(IF(OR(I106=\"\",'Combined scenario - input'!$D91=\"\"),\"\",I106/'Combined scenario - input'!$D91),\"\")","v":""},{"$f":"IFERROR(IF(OR(J106=\"\",'Combined scenario - input'!$D91=\"\"),\"\",J106/'Combined scenario - input'!$D91),\"\")","v":""},{"$f":"IFERROR(IF(OR(K106=\"\",'Combined scenario - input'!$D91=\"\"),\"\",K106/'Combined scenario - input'!$D91),\"\")","v":""},{"$f":"IFERROR(IF(OR(L106=\"\",'Combined scenario - input'!$D91=\"\"),\"\",L106/'Combined scenario - input'!$D91),\"\")","v":""},{"$f":"IFERROR(IF(OR(M106=\"\",'Combined scenario - input'!$D91=\"\"),\"\",M106/'Combined scenario - input'!$D91),\"\")","v":""},{"$f":"IFERROR(IF(OR(N106=\"\",'Combined scenario - input'!$D91=\"\"),\"\",N106/'Combined scenario - input'!$D91),\"\")","v":""},{"$f":"IFERROR(IF(OR(O106=\"\",'Combined scenario - input'!$D91=\"\"),\"\",O106/'Combined scenario - input'!$D91),\"\")","v":""},{"$f":"IFERROR(IF(OR(P106=\"\",'Combined scenario - input'!$D91=\"\"),\"\",P106/'Combined scenario - input'!$D91),\"\")","v":""},{"$f":"IFERROR(IF(OR(Q106=\"\",'Combined scenario - input'!$D91=\"\"),\"\",Q106/'Combined scenario - input'!$D91),\"\")","v":""},{"$f":"IFERROR(IF(OR(R106=\"\",'Combined scenario - input'!$D91=\"\"),\"\",R106/'Combined scenario - input'!$D91),\"\")","v":""},{"$f":"IFERROR(IF(OR(S106=\"\",'Combined scenario - input'!$D91=\"\"),\"\",S106/'Combined scenario - input'!$D91),\"\")","v":""},{"$f":"IFERROR(IF(OR(T106=\"\",'Combined scenario - input'!$D91=\"\"),\"\",T106/'Combined scenario - input'!$D91),\"\")","v":""},{"$f":"IFERROR(IF(OR(U106=\"\",'Combined scenario - input'!$D91=\"\"),\"\",U106/'Combined scenario - input'!$D91),\"\")","v":""},{"$f":"IFERROR(IF(OR(V106=\"\",'Combined scenario - input'!$D91=\"\"),\"\",V106/'Combined scenario - input'!$D91),\"\")","v":""},{"$f":"IFERROR(IF(OR(W106=\"\",'Combined scenario - input'!$D91=\"\"),\"\",W106/'Combined scenario - input'!$D91),\"\")","v":""}]
[{"$f":"IFERROR('Combined scenario - input'!A92,\"\")","v":""},{"$f":"IFERROR('Combined scenario - input'!B92,\"\")","v":""},{"$f":"IFERROR('Combined scenario - input'!C92,\"\")","v":""},{"$f":"IFERROR(repcalc('Combined scenario - input'!$CV92:$GH92,'Combined scenario - input'!$G92,'Combined scenario - input'!$E92,'Combined scenario - input'!$F92,20,TRUE,TRUE),\"\")","v":""},"","","","","","","","","","","","","","","","","","","",{"$f":"IFERROR(IF(OR(D107=\"\",'Combined scenario - input'!$D92=\"\"),\"\",D107/'Combined scenario - input'!$D92),\"\")","v":""},{"$f":"IFERROR(IF(OR(E107=\"\",'Combined scenario - input'!$D92=\"\"),\"\",E107/'Combined scenario - input'!$D92),\"\")","v":""},{"$f":"IFERROR(IF(OR(F107=\"\",'Combined scenario - input'!$D92=\"\"),\"\",F107/'Combined scenario - input'!$D92),\"\")","v":""},{"$f":"IFERROR(IF(OR(G107=\"\",'Combined scenario - input'!$D92=\"\"),\"\",G107/'Combined scenario - input'!$D92),\"\")","v":""},{"$f":"IFERROR(IF(OR(H107=\"\",'Combined scenario - input'!$D92=\"\"),\"\",H107/'Combined scenario - input'!$D92),\"\")","v":""},{"$f":"IFERROR(IF(OR(I107=\"\",'Combined scenario - input'!$D92=\"\"),\"\",I107/'Combined scenario - input'!$D92),\"\")","v":""},{"$f":"IFERROR(IF(OR(J107=\"\",'Combined scenario - input'!$D92=\"\"),\"\",J107/'Combined scenario - input'!$D92),\"\")","v":""},{"$f":"IFERROR(IF(OR(K107=\"\",'Combined scenario - input'!$D92=\"\"),\"\",K107/'Combined scenario - input'!$D92),\"\")","v":""},{"$f":"IFERROR(IF(OR(L107=\"\",'Combined scenario - input'!$D92=\"\"),\"\",L107/'Combined scenario - input'!$D92),\"\")","v":""},{"$f":"IFERROR(IF(OR(M107=\"\",'Combined scenario - input'!$D92=\"\"),\"\",M107/'Combined scenario - input'!$D92),\"\")","v":""},{"$f":"IFERROR(IF(OR(N107=\"\",'Combined scenario - input'!$D92=\"\"),\"\",N107/'Combined scenario - input'!$D92),\"\")","v":""},{"$f":"IFERROR(IF(OR(O107=\"\",'Combined scenario - input'!$D92=\"\"),\"\",O107/'Combined scenario - input'!$D92),\"\")","v":""},{"$f":"IFERROR(IF(OR(P107=\"\",'Combined scenario - input'!$D92=\"\"),\"\",P107/'Combined scenario - input'!$D92),\"\")","v":""},{"$f":"IFERROR(IF(OR(Q107=\"\",'Combined scenario - input'!$D92=\"\"),\"\",Q107/'Combined scenario - input'!$D92),\"\")","v":""},{"$f":"IFERROR(IF(OR(R107=\"\",'Combined scenario - input'!$D92=\"\"),\"\",R107/'Combined scenario - input'!$D92),\"\")","v":""},{"$f":"IFERROR(IF(OR(S107=\"\",'Combined scenario - input'!$D92=\"\"),\"\",S107/'Combined scenario - input'!$D92),\"\")","v":""},{"$f":"IFERROR(IF(OR(T107=\"\",'Combined scenario - input'!$D92=\"\"),\"\",T107/'Combined scenario - input'!$D92),\"\")","v":""},{"$f":"IFERROR(IF(OR(U107=\"\",'Combined scenario - input'!$D92=\"\"),\"\",U107/'Combined scenario - input'!$D92),\"\")","v":""},{"$f":"IFERROR(IF(OR(V107=\"\",'Combined scenario - input'!$D92=\"\"),\"\",V107/'Combined scenario - input'!$D92),\"\")","v":""},{"$f":"IFERROR(IF(OR(W107=\"\",'Combined scenario - input'!$D92=\"\"),\"\",W107/'Combined scenario - input'!$D92),\"\")","v":""}]
[{"$f":"IFERROR('Combined scenario - input'!A93,\"\")","v":""},{"$f":"IFERROR('Combined scenario - input'!B93,\"\")","v":""},{"$f":"IFERROR('Combined scenario - input'!C93,\"\")","v":""},{"$f":"IFERROR(repcalc('Combined scenario - input'!$CV93:$GH93,'Combined scenario - input'!$G93,'Combined scenario - input'!$E93,'Combined scenario - input'!$F93,20,TRUE,TRUE),\"\")","v":""},"","","","","","","","","","","","","","","","","","","",{"$f":"IFERROR(IF(OR(D108=\"\",'Combined scenario - input'!$D93=\"\"),\"\",D108/'Combined scenario - input'!$D93),\"\")","v":""},{"$f":"IFERROR(IF(OR(E108=\"\",'Combined scenario - input'!$D93=\"\"),\"\",E108/'Combined scenario - input'!$D93),\"\")","v":""},{"$f":"IFERROR(IF(OR(F108=\"\",'Combined scenario - input'!$D93=\"\"),\"\",F108/'Combined scenario - input'!$D93),\"\")","v":""},{"$f":"IFERROR(IF(OR(G108=\"\",'Combined scenario - input'!$D93=\"\"),\"\",G108/'Combined scenario - input'!$D93),\"\")","v":""},{"$f":"IFERROR(IF(OR(H108=\"\",'Combined scenario - input'!$D93=\"\"),\"\",H108/'Combined scenario - input'!$D93),\"\")","v":""},{"$f":"IFERROR(IF(OR(I108=\"\",'Combined scenario - input'!$D93=\"\"),\"\",I108/'Combined scenario - input'!$D93),\"\")","v":""},{"$f":"IFERROR(IF(OR(J108=\"\",'Combined scenario - input'!$D93=\"\"),\"\",J108/'Combined scenario - input'!$D93),\"\")","v":""},{"$f":"IFERROR(IF(OR(K108=\"\",'Combined scenario - input'!$D93=\"\"),\"\",K108/'Combined scenario - input'!$D93),\"\")","v":""},{"$f":"IFERROR(IF(OR(L108=\"\",'Combined scenario - input'!$D93=\"\"),\"\",L108/'Combined scenario - input'!$D93),\"\")","v":""},{"$f":"IFERROR(IF(OR(M108=\"\",'Combined scenario - input'!$D93=\"\"),\"\",M108/'Combined scenario - input'!$D93),\"\")","v":""},{"$f":"IFERROR(IF(OR(N108=\"\",'Combined scenario - input'!$D93=\"\"),\"\",N108/'Combined scenario - input'!$D93),\"\")","v":""},{"$f":"IFERROR(IF(OR(O108=\"\",'Combined scenario - input'!$D93=\"\"),\"\",O108/'Combined scenario - input'!$D93),\"\")","v":""},{"$f":"IFERROR(IF(OR(P108=\"\",'Combined scenario - input'!$D93=\"\"),\"\",P108/'Combined scenario - input'!$D93),\"\")","v":""},{"$f":"IFERROR(IF(OR(Q108=\"\",'Combined scenario - input'!$D93=\"\"),\"\",Q108/'Combined scenario - input'!$D93),\"\")","v":""},{"$f":"IFERROR(IF(OR(R108=\"\",'Combined scenario - input'!$D93=\"\"),\"\",R108/'Combined scenario - input'!$D93),\"\")","v":""},{"$f":"IFERROR(IF(OR(S108=\"\",'Combined scenario - input'!$D93=\"\"),\"\",S108/'Combined scenario - input'!$D93),\"\")","v":""},{"$f":"IFERROR(IF(OR(T108=\"\",'Combined scenario - input'!$D93=\"\"),\"\",T108/'Combined scenario - input'!$D93),\"\")","v":""},{"$f":"IFERROR(IF(OR(U108=\"\",'Combined scenario - input'!$D93=\"\"),\"\",U108/'Combined scenario - input'!$D93),\"\")","v":""},{"$f":"IFERROR(IF(OR(V108=\"\",'Combined scenario - input'!$D93=\"\"),\"\",V108/'Combined scenario - input'!$D93),\"\")","v":""},{"$f":"IFERROR(IF(OR(W108=\"\",'Combined scenario - input'!$D93=\"\"),\"\",W108/'Combined scenario - input'!$D93),\"\")","v":""}]
[{"$f":"IFERROR('Combined scenario - input'!A94,\"\")","v":""},{"$f":"IFERROR('Combined scenario - input'!B94,\"\")","v":""},{"$f":"IFERROR('Combined scenario - input'!C94,\"\")","v":""},{"$f":"IFERROR(repcalc('Combined scenario - input'!$CV94:$GH94,'Combined scenario - input'!$G94,'Combined scenario - input'!$E94,'Combined scenario - input'!$F94,20,TRUE,TRUE),\"\")","v":""},"","","","","","","","","","","","","","","","","","","",{"$f":"IFERROR(IF(OR(D109=\"\",'Combined scenario - input'!$D94=\"\"),\"\",D109/'Combined scenario - input'!$D94),\"\")","v":""},{"$f":"IFERROR(IF(OR(E109=\"\",'Combined scenario - input'!$D94=\"\"),\"\",E109/'Combined scenario - input'!$D94),\"\")","v":""},{"$f":"IFERROR(IF(OR(F109=\"\",'Combined scenario - input'!$D94=\"\"),\"\",F109/'Combined scenario - input'!$D94),\"\")","v":""},{"$f":"IFERROR(IF(OR(G109=\"\",'Combined scenario - input'!$D94=\"\"),\"\",G109/'Combined scenario - input'!$D94),\"\")","v":""},{"$f":"IFERROR(IF(OR(H109=\"\",'Combined scenario - input'!$D94=\"\"),\"\",H109/'Combined scenario - input'!$D94),\"\")","v":""},{"$f":"IFERROR(IF(OR(I109=\"\",'Combined scenario - input'!$D94=\"\"),\"\",I109/'Combined scenario - input'!$D94),\"\")","v":""},{"$f":"IFERROR(IF(OR(J109=\"\",'Combined scenario - input'!$D94=\"\"),\"\",J109/'Combined scenario - input'!$D94),\"\")","v":""},{"$f":"IFERROR(IF(OR(K109=\"\",'Combined scenario - input'!$D94=\"\"),\"\",K109/'Combined scenario - input'!$D94),\"\")","v":""},{"$f":"IFERROR(IF(OR(L109=\"\",'Combined scenario - input'!$D94=\"\"),\"\",L109/'Combined scenario - input'!$D94),\"\")","v":""},{"$f":"IFERROR(IF(OR(M109=\"\",'Combined scenario - input'!$D94=\"\"),\"\",M109/'Combined scenario - input'!$D94),\"\")","v":""},{"$f":"IFERROR(IF(OR(N109=\"\",'Combined scenario - input'!$D94=\"\"),\"\",N109/'Combined scenario - input'!$D94),\"\")","v":""},{"$f":"IFERROR(IF(OR(O109=\"\",'Combined scenario - input'!$D94=\"\"),\"\",O109/'Combined scenario - input'!$D94),\"\")","v":""},{"$f":"IFERROR(IF(OR(P109=\"\",'Combined scenario - input'!$D94=\"\"),\"\",P109/'Combined scenario - input'!$D94),\"\")","v":""},{"$f":"IFERROR(IF(OR(Q109=\"\",'Combined scenario - input'!$D94=\"\"),\"\",Q109/'Combined scenario - input'!$D94),\"\")","v":""},{"$f":"IFERROR(IF(OR(R109=\"\",'Combined scenario - input'!$D94=\"\"),\"\",R109/'Combined scenario - input'!$D94),\"\")","v":""},{"$f":"IFERROR(IF(OR(S109=\"\",'Combined scenario - input'!$D94=\"\"),\"\",S109/'Combined scenario - input'!$D94),\"\")","v":""},{"$f":"IFERROR(IF(OR(T109=\"\",'Combined scenario - input'!$D94=\"\"),\"\",T109/'Combined scenario - input'!$D94),\"\")","v":""},{"$f":"IFERROR(IF(OR(U109=\"\",'Combined scenario - input'!$D94=\"\"),\"\",U109/'Combined scenario - input'!$D94),\"\")","v":""},{"$f":"IFERROR(IF(OR(V109=\"\",'Combined scenario - input'!$D94=\"\"),\"\",V109/'Combined scenario - input'!$D94),\"\")","v":""},{"$f":"IFERROR(IF(OR(W109=\"\",'Combined scenario - input'!$D94=\"\"),\"\",W109/'Combined scenario - input'!$D94),\"\")","v":""}]
[{"$f":"IFERROR('Combined scenario - input'!A95,\"\")","v":""},{"$f":"IFERROR('Combined scenario - input'!B95,\"\")","v":""},{"$f":"IFERROR('Combined scenario - input'!C95,\"\")","v":""},{"$f":"IFERROR(repcalc('Combined scenario - input'!$CV95:$GH95,'Combined scenario - input'!$G95,'Combined scenario - input'!$E95,'Combined scenario - input'!$F95,20,TRUE,TRUE),\"\")","v":""},"","","","","","","","","","","","","","","","","","","",{"$f":"IFERROR(IF(OR(D110=\"\",'Combined scenario - input'!$D95=\"\"),\"\",D110/'Combined scenario - input'!$D95),\"\")","v":""},{"$f":"IFERROR(IF(OR(E110=\"\",'Combined scenario - input'!$D95=\"\"),\"\",E110/'Combined scenario - input'!$D95),\"\")","v":""},{"$f":"IFERROR(IF(OR(F110=\"\",'Combined scenario - input'!$D95=\"\"),\"\",F110/'Combined scenario - input'!$D95),\"\")","v":""},{"$f":"IFERROR(IF(OR(G110=\"\",'Combined scenario - input'!$D95=\"\"),\"\",G110/'Combined scenario - input'!$D95),\"\")","v":""},{"$f":"IFERROR(IF(OR(H110=\"\",'Combined scenario - input'!$D95=\"\"),\"\",H110/'Combined scenario - input'!$D95),\"\")","v":""},{"$f":"IFERROR(IF(OR(I110=\"\",'Combined scenario - input'!$D95=\"\"),\"\",I110/'Combined scenario - input'!$D95),\"\")","v":""},{"$f":"IFERROR(IF(OR(J110=\"\",'Combined scenario - input'!$D95=\"\"),\"\",J110/'Combined scenario - input'!$D95),\"\")","v":""},{"$f":"IFERROR(IF(OR(K110=\"\",'Combined scenario - input'!$D95=\"\"),\"\",K110/'Combined scenario - input'!$D95),\"\")","v":""},{"$f":"IFERROR(IF(OR(L110=\"\",'Combined scenario - input'!$D95=\"\"),\"\",L110/'Combined scenario - input'!$D95),\"\")","v":""},{"$f":"IFERROR(IF(OR(M110=\"\",'Combined scenario - input'!$D95=\"\"),\"\",M110/'Combined scenario - input'!$D95),\"\")","v":""},{"$f":"IFERROR(IF(OR(N110=\"\",'Combined scenario - input'!$D95=\"\"),\"\",N110/'Combined scenario - input'!$D95),\"\")","v":""},{"$f":"IFERROR(IF(OR(O110=\"\",'Combined scenario - input'!$D95=\"\"),\"\",O110/'Combined scenario - input'!$D95),\"\")","v":""},{"$f":"IFERROR(IF(OR(P110=\"\",'Combined scenario - input'!$D95=\"\"),\"\",P110/'Combined scenario - input'!$D95),\"\")","v":""},{"$f":"IFERROR(IF(OR(Q110=\"\",'Combined scenario - input'!$D95=\"\"),\"\",Q110/'Combined scenario - input'!$D95),\"\")","v":""},{"$f":"IFERROR(IF(OR(R110=\"\",'Combined scenario - input'!$D95=\"\"),\"\",R110/'Combined scenario - input'!$D95),\"\")","v":""},{"$f":"IFERROR(IF(OR(S110=\"\",'Combined scenario - input'!$D95=\"\"),\"\",S110/'Combined scenario - input'!$D95),\"\")","v":""},{"$f":"IFERROR(IF(OR(T110=\"\",'Combined scenario - input'!$D95=\"\"),\"\",T110/'Combined scenario - input'!$D95),\"\")","v":""},{"$f":"IFERROR(IF(OR(U110=\"\",'Combined scenario - input'!$D95=\"\"),\"\",U110/'Combined scenario - input'!$D95),\"\")","v":""},{"$f":"IFERROR(IF(OR(V110=\"\",'Combined scenario - input'!$D95=\"\"),\"\",V110/'Combined scenario - input'!$D95),\"\")","v":""},{"$f":"IFERROR(IF(OR(W110=\"\",'Combined scenario - input'!$D95=\"\"),\"\",W110/'Combined scenario - input'!$D95),\"\")","v":""}]
[{"$f":"IFERROR('Combined scenario - input'!A96,\"\")","v":""},{"$f":"IFERROR('Combined scenario - input'!B96,\"\")","v":""},{"$f":"IFERROR('Combined scenario - input'!C96,\"\")","v":""},{"$f":"IFERROR(repcalc('Combined scenario - input'!$CV96:$GH96,'Combined scenario - input'!$G96,'Combined scenario - input'!$E96,'Combined scenario - input'!$F96,20,TRUE,TRUE),\"\")","v":""},"","","","","","","","","","","","","","","","","","","",{"$f":"IFERROR(IF(OR(D111=\"\",'Combined scenario - input'!$D96=\"\"),\"\",D111/'Combined scenario - input'!$D96),\"\")","v":""},{"$f":"IFERROR(IF(OR(E111=\"\",'Combined scenario - input'!$D96=\"\"),\"\",E111/'Combined scenario - input'!$D96),\"\")","v":""},{"$f":"IFERROR(IF(OR(F111=\"\",'Combined scenario - input'!$D96=\"\"),\"\",F111/'Combined scenario - input'!$D96),\"\")","v":""},{"$f":"IFERROR(IF(OR(G111=\"\",'Combined scenario - input'!$D96=\"\"),\"\",G111/'Combined scenario - input'!$D96),\"\")","v":""},{"$f":"IFERROR(IF(OR(H111=\"\",'Combined scenario - input'!$D96=\"\"),\"\",H111/'Combined scenario - input'!$D96),\"\")","v":""},{"$f":"IFERROR(IF(OR(I111=\"\",'Combined scenario - input'!$D96=\"\"),\"\",I111/'Combined scenario - input'!$D96),\"\")","v":""},{"$f":"IFERROR(IF(OR(J111=\"\",'Combined scenario - input'!$D96=\"\"),\"\",J111/'Combined scenario - input'!$D96),\"\")","v":""},{"$f":"IFERROR(IF(OR(K111=\"\",'Combined scenario - input'!$D96=\"\"),\"\",K111/'Combined scenario - input'!$D96),\"\")","v":""},{"$f":"IFERROR(IF(OR(L111=\"\",'Combined scenario - input'!$D96=\"\"),\"\",L111/'Combined scenario - input'!$D96),\"\")","v":""},{"$f":"IFERROR(IF(OR(M111=\"\",'Combined scenario - input'!$D96=\"\"),\"\",M111/'Combined scenario - input'!$D96),\"\")","v":""},{"$f":"IFERROR(IF(OR(N111=\"\",'Combined scenario - input'!$D96=\"\"),\"\",N111/'Combined scenario - input'!$D96),\"\")","v":""},{"$f":"IFERROR(IF(OR(O111=\"\",'Combined scenario - input'!$D96=\"\"),\"\",O111/'Combined scenario - input'!$D96),\"\")","v":""},{"$f":"IFERROR(IF(OR(P111=\"\",'Combined scenario - input'!$D96=\"\"),\"\",P111/'Combined scenario - input'!$D96),\"\")","v":""},{"$f":"IFERROR(IF(OR(Q111=\"\",'Combined scenario - input'!$D96=\"\"),\"\",Q111/'Combined scenario - input'!$D96),\"\")","v":""},{"$f":"IFERROR(IF(OR(R111=\"\",'Combined scenario - input'!$D96=\"\"),\"\",R111/'Combined scenario - input'!$D96),\"\")","v":""},{"$f":"IFERROR(IF(OR(S111=\"\",'Combined scenario - input'!$D96=\"\"),\"\",S111/'Combined scenario - input'!$D96),\"\")","v":""},{"$f":"IFERROR(IF(OR(T111=\"\",'Combined scenario - input'!$D96=\"\"),\"\",T111/'Combined scenario - input'!$D96),\"\")","v":""},{"$f":"IFERROR(IF(OR(U111=\"\",'Combined scenario - input'!$D96=\"\"),\"\",U111/'Combined scenario - input'!$D96),\"\")","v":""},{"$f":"IFERROR(IF(OR(V111=\"\",'Combined scenario - input'!$D96=\"\"),\"\",V111/'Combined scenario - input'!$D96),\"\")","v":""},{"$f":"IFERROR(IF(OR(W111=\"\",'Combined scenario - input'!$D96=\"\"),\"\",W111/'Combined scenario - input'!$D96),\"\")","v":""}]
[{"$f":"IFERROR('Combined scenario - input'!A97,\"\")","v":""},{"$f":"IFERROR('Combined scenario - input'!B97,\"\")","v":""},{"$f":"IFERROR('Combined scenario - input'!C97,\"\")","v":""},{"$f":"IFERROR(repcalc('Combined scenario - input'!$CV97:$GH97,'Combined scenario - input'!$G97,'Combined scenario - input'!$E97,'Combined scenario - input'!$F97,20,TRUE,TRUE),\"\")","v":""},"","","","","","","","","","","","","","","","","","","",{"$f":"IFERROR(IF(OR(D112=\"\",'Combined scenario - input'!$D97=\"\"),\"\",D112/'Combined scenario - input'!$D97),\"\")","v":""},{"$f":"IFERROR(IF(OR(E112=\"\",'Combined scenario - input'!$D97=\"\"),\"\",E112/'Combined scenario - input'!$D97),\"\")","v":""},{"$f":"IFERROR(IF(OR(F112=\"\",'Combined scenario - input'!$D97=\"\"),\"\",F112/'Combined scenario - input'!$D97),\"\")","v":""},{"$f":"IFERROR(IF(OR(G112=\"\",'Combined scenario - input'!$D97=\"\"),\"\",G112/'Combined scenario - input'!$D97),\"\")","v":""},{"$f":"IFERROR(IF(OR(H112=\"\",'Combined scenario - input'!$D97=\"\"),\"\",H112/'Combined scenario - input'!$D97),\"\")","v":""},{"$f":"IFERROR(IF(OR(I112=\"\",'Combined scenario - input'!$D97=\"\"),\"\",I112/'Combined scenario - input'!$D97),\"\")","v":""},{"$f":"IFERROR(IF(OR(J112=\"\",'Combined scenario - input'!$D97=\"\"),\"\",J112/'Combined scenario - input'!$D97),\"\")","v":""},{"$f":"IFERROR(IF(OR(K112=\"\",'Combined scenario - input'!$D97=\"\"),\"\",K112/'Combined scenario - input'!$D97),\"\")","v":""},{"$f":"IFERROR(IF(OR(L112=\"\",'Combined scenario - input'!$D97=\"\"),\"\",L112/'Combined scenario - input'!$D97),\"\")","v":""},{"$f":"IFERROR(IF(OR(M112=\"\",'Combined scenario - input'!$D97=\"\"),\"\",M112/'Combined scenario - input'!$D97),\"\")","v":""},{"$f":"IFERROR(IF(OR(N112=\"\",'Combined scenario - input'!$D97=\"\"),\"\",N112/'Combined scenario - input'!$D97),\"\")","v":""},{"$f":"IFERROR(IF(OR(O112=\"\",'Combined scenario - input'!$D97=\"\"),\"\",O112/'Combined scenario - input'!$D97),\"\")","v":""},{"$f":"IFERROR(IF(OR(P112=\"\",'Combined scenario - input'!$D97=\"\"),\"\",P112/'Combined scenario - input'!$D97),\"\")","v":""},{"$f":"IFERROR(IF(OR(Q112=\"\",'Combined scenario - input'!$D97=\"\"),\"\",Q112/'Combined scenario - input'!$D97),\"\")","v":""},{"$f":"IFERROR(IF(OR(R112=\"\",'Combined scenario - input'!$D97=\"\"),\"\",R112/'Combined scenario - input'!$D97),\"\")","v":""},{"$f":"IFERROR(IF(OR(S112=\"\",'Combined scenario - input'!$D97=\"\"),\"\",S112/'Combined scenario - input'!$D97),\"\")","v":""},{"$f":"IFERROR(IF(OR(T112=\"\",'Combined scenario - input'!$D97=\"\"),\"\",T112/'Combined scenario - input'!$D97),\"\")","v":""},{"$f":"IFERROR(IF(OR(U112=\"\",'Combined scenario - input'!$D97=\"\"),\"\",U112/'Combined scenario - input'!$D97),\"\")","v":""},{"$f":"IFERROR(IF(OR(V112=\"\",'Combined scenario - input'!$D97=\"\"),\"\",V112/'Combined scenario - input'!$D97),\"\")","v":""},{"$f":"IFERROR(IF(OR(W112=\"\",'Combined scenario - input'!$D97=\"\"),\"\",W112/'Combined scenario - input'!$D97),\"\")","v":""}]
[{"$f":"IFERROR('Combined scenario - input'!A98,\"\")","v":""},{"$f":"IFERROR('Combined scenario - input'!B98,\"\")","v":""},{"$f":"IFERROR('Combined scenario - input'!C98,\"\")","v":""},{"$f":"IFERROR(repcalc('Combined scenario - input'!$CV98:$GH98,'Combined scenario - input'!$G98,'Combined scenario - input'!$E98,'Combined scenario - input'!$F98,20,TRUE,TRUE),\"\")","v":""},"","","","","","","","","","","","","","","","","","","",{"$f":"IFERROR(IF(OR(D113=\"\",'Combined scenario - input'!$D98=\"\"),\"\",D113/'Combined scenario - input'!$D98),\"\")","v":""},{"$f":"IFERROR(IF(OR(E113=\"\",'Combined scenario - input'!$D98=\"\"),\"\",E113/'Combined scenario - input'!$D98),\"\")","v":""},{"$f":"IFERROR(IF(OR(F113=\"\",'Combined scenario - input'!$D98=\"\"),\"\",F113/'Combined scenario - input'!$D98),\"\")","v":""},{"$f":"IFERROR(IF(OR(G113=\"\",'Combined scenario - input'!$D98=\"\"),\"\",G113/'Combined scenario - input'!$D98),\"\")","v":""},{"$f":"IFERROR(IF(OR(H113=\"\",'Combined scenario - input'!$D98=\"\"),\"\",H113/'Combined scenario - input'!$D98),\"\")","v":""},{"$f":"IFERROR(IF(OR(I113=\"\",'Combined scenario - input'!$D98=\"\"),\"\",I113/'Combined scenario - input'!$D98),\"\")","v":""},{"$f":"IFERROR(IF(OR(J113=\"\",'Combined scenario - input'!$D98=\"\"),\"\",J113/'Combined scenario - input'!$D98),\"\")","v":""},{"$f":"IFERROR(IF(OR(K113=\"\",'Combined scenario - input'!$D98=\"\"),\"\",K113/'Combined scenario - input'!$D98),\"\")","v":""},{"$f":"IFERROR(IF(OR(L113=\"\",'Combined scenario - input'!$D98=\"\"),\"\",L113/'Combined scenario - input'!$D98),\"\")","v":""},{"$f":"IFERROR(IF(OR(M113=\"\",'Combined scenario - input'!$D98=\"\"),\"\",M113/'Combined scenario - input'!$D98),\"\")","v":""},{"$f":"IFERROR(IF(OR(N113=\"\",'Combined scenario - input'!$D98=\"\"),\"\",N113/'Combined scenario - input'!$D98),\"\")","v":""},{"$f":"IFERROR(IF(OR(O113=\"\",'Combined scenario - input'!$D98=\"\"),\"\",O113/'Combined scenario - input'!$D98),\"\")","v":""},{"$f":"IFERROR(IF(OR(P113=\"\",'Combined scenario - input'!$D98=\"\"),\"\",P113/'Combined scenario - input'!$D98),\"\")","v":""},{"$f":"IFERROR(IF(OR(Q113=\"\",'Combined scenario - input'!$D98=\"\"),\"\",Q113/'Combined scenario - input'!$D98),\"\")","v":""},{"$f":"IFERROR(IF(OR(R113=\"\",'Combined scenario - input'!$D98=\"\"),\"\",R113/'Combined scenario - input'!$D98),\"\")","v":""},{"$f":"IFERROR(IF(OR(S113=\"\",'Combined scenario - input'!$D98=\"\"),\"\",S113/'Combined scenario - input'!$D98),\"\")","v":""},{"$f":"IFERROR(IF(OR(T113=\"\",'Combined scenario - input'!$D98=\"\"),\"\",T113/'Combined scenario - input'!$D98),\"\")","v":""},{"$f":"IFERROR(IF(OR(U113=\"\",'Combined scenario - input'!$D98=\"\"),\"\",U113/'Combined scenario - input'!$D98),\"\")","v":""},{"$f":"IFERROR(IF(OR(V113=\"\",'Combined scenario - input'!$D98=\"\"),\"\",V113/'Combined scenario - input'!$D98),\"\")","v":""},{"$f":"IFERROR(IF(OR(W113=\"\",'Combined scenario - input'!$D98=\"\"),\"\",W113/'Combined scenario - input'!$D98),\"\")","v":""}]
[{"$f":"IFERROR('Combined scenario - input'!A99,\"\")","v":""},{"$f":"IFERROR('Combined scenario - input'!B99,\"\")","v":""},{"$f":"IFERROR('Combined scenario - input'!C99,\"\")","v":""},{"$f":"IFERROR(repcalc('Combined scenario - input'!$CV99:$GH99,'Combined scenario - input'!$G99,'Combined scenario - input'!$E99,'Combined scenario - input'!$F99,20,TRUE,TRUE),\"\")","v":""},"","","","","","","","","","","","","","","","","","","",{"$f":"IFERROR(IF(OR(D114=\"\",'Combined scenario - input'!$D99=\"\"),\"\",D114/'Combined scenario - input'!$D99),\"\")","v":""},{"$f":"IFERROR(IF(OR(E114=\"\",'Combined scenario - input'!$D99=\"\"),\"\",E114/'Combined scenario - input'!$D99),\"\")","v":""},{"$f":"IFERROR(IF(OR(F114=\"\",'Combined scenario - input'!$D99=\"\"),\"\",F114/'Combined scenario - input'!$D99),\"\")","v":""},{"$f":"IFERROR(IF(OR(G114=\"\",'Combined scenario - input'!$D99=\"\"),\"\",G114/'Combined scenario - input'!$D99),\"\")","v":""},{"$f":"IFERROR(IF(OR(H114=\"\",'Combined scenario - input'!$D99=\"\"),\"\",H114/'Combined scenario - input'!$D99),\"\")","v":""},{"$f":"IFERROR(IF(OR(I114=\"\",'Combined scenario - input'!$D99=\"\"),\"\",I114/'Combined scenario - input'!$D99),\"\")","v":""},{"$f":"IFERROR(IF(OR(J114=\"\",'Combined scenario - input'!$D99=\"\"),\"\",J114/'Combined scenario - input'!$D99),\"\")","v":""},{"$f":"IFERROR(IF(OR(K114=\"\",'Combined scenario - input'!$D99=\"\"),\"\",K114/'Combined scenario - input'!$D99),\"\")","v":""},{"$f":"IFERROR(IF(OR(L114=\"\",'Combined scenario - input'!$D99=\"\"),\"\",L114/'Combined scenario - input'!$D99),\"\")","v":""},{"$f":"IFERROR(IF(OR(M114=\"\",'Combined scenario - input'!$D99=\"\"),\"\",M114/'Combined scenario - input'!$D99),\"\")","v":""},{"$f":"IFERROR(IF(OR(N114=\"\",'Combined scenario - input'!$D99=\"\"),\"\",N114/'Combined scenario - input'!$D99),\"\")","v":""},{"$f":"IFERROR(IF(OR(O114=\"\",'Combined scenario - input'!$D99=\"\"),\"\",O114/'Combined scenario - input'!$D99),\"\")","v":""},{"$f":"IFERROR(IF(OR(P114=\"\",'Combined scenario - input'!$D99=\"\"),\"\",P114/'Combined scenario - input'!$D99),\"\")","v":""},{"$f":"IFERROR(IF(OR(Q114=\"\",'Combined scenario - input'!$D99=\"\"),\"\",Q114/'Combined scenario - input'!$D99),\"\")","v":""},{"$f":"IFERROR(IF(OR(R114=\"\",'Combined scenario - input'!$D99=\"\"),\"\",R114/'Combined scenario - input'!$D99),\"\")","v":""},{"$f":"IFERROR(IF(OR(S114=\"\",'Combined scenario - input'!$D99=\"\"),\"\",S114/'Combined scenario - input'!$D99),\"\")","v":""},{"$f":"IFERROR(IF(OR(T114=\"\",'Combined scenario - input'!$D99=\"\"),\"\",T114/'Combined scenario - input'!$D99),\"\")","v":""},{"$f":"IFERROR(IF(OR(U114=\"\",'Combined scenario - input'!$D99=\"\"),\"\",U114/'Combined scenario - input'!$D99),\"\")","v":""},{"$f":"IFERROR(IF(OR(V114=\"\",'Combined scenario - input'!$D99=\"\"),\"\",V114/'Combined scenario - input'!$D99),\"\")","v":""},{"$f":"IFERROR(IF(OR(W114=\"\",'Combined scenario - input'!$D99=\"\"),\"\",W114/'Combined scenario - input'!$D99),\"\")","v":""}]
[{"$f":"IFERROR('Combined scenario - input'!A100,\"\")","v":""},{"$f":"IFERROR('Combined scenario - input'!B100,\"\")","v":""},{"$f":"IFERROR('Combined scenario - input'!C100,\"\")","v":""},{"$f":"IFERROR(repcalc('Combined scenario - input'!$CV100:$GH100,'Combined scenario - input'!$G100,'Combined scenario - input'!$E100,'Combined scenario - input'!$F100,20,TRUE,TRUE),\"\")","v":""},"","","","","","","","","","","","","","","","","","","",{"$f":"IFERROR(IF(OR(D115=\"\",'Combined scenario - input'!$D100=\"\"),\"\",D115/'Combined scenario - input'!$D100),\"\")","v":""},{"$f":"IFERROR(IF(OR(E115=\"\",'Combined scenario - input'!$D100=\"\"),\"\",E115/'Combined scenario - input'!$D100),\"\")","v":""},{"$f":"IFERROR(IF(OR(F115=\"\",'Combined scenario - input'!$D100=\"\"),\"\",F115/'Combined scenario - input'!$D100),\"\")","v":""},{"$f":"IFERROR(IF(OR(G115=\"\",'Combined scenario - input'!$D100=\"\"),\"\",G115/'Combined scenario - input'!$D100),\"\")","v":""},{"$f":"IFERROR(IF(OR(H115=\"\",'Combined scenario - input'!$D100=\"\"),\"\",H115/'Combined scenario - input'!$D100),\"\")","v":""},{"$f":"IFERROR(IF(OR(I115=\"\",'Combined scenario - input'!$D100=\"\"),\"\",I115/'Combined scenario - input'!$D100),\"\")","v":""},{"$f":"IFERROR(IF(OR(J115=\"\",'Combined scenario - input'!$D100=\"\"),\"\",J115/'Combined scenario - input'!$D100),\"\")","v":""},{"$f":"IFERROR(IF(OR(K115=\"\",'Combined scenario - input'!$D100=\"\"),\"\",K115/'Combined scenario - input'!$D100),\"\")","v":""},{"$f":"IFERROR(IF(OR(L115=\"\",'Combined scenario - input'!$D100=\"\"),\"\",L115/'Combined scenario - input'!$D100),\"\")","v":""},{"$f":"IFERROR(IF(OR(M115=\"\",'Combined scenario - input'!$D100=\"\"),\"\",M115/'Combined scenario - input'!$D100),\"\")","v":""},{"$f":"IFERROR(IF(OR(N115=\"\",'Combined scenario - input'!$D100=\"\"),\"\",N115/'Combined scenario - input'!$D100),\"\")","v":""},{"$f":"IFERROR(IF(OR(O115=\"\",'Combined scenario - input'!$D100=\"\"),\"\",O115/'Combined scenario - input'!$D100),\"\")","v":""},{"$f":"IFERROR(IF(OR(P115=\"\",'Combined scenario - input'!$D100=\"\"),\"\",P115/'Combined scenario - input'!$D100),\"\")","v":""},{"$f":"IFERROR(IF(OR(Q115=\"\",'Combined scenario - input'!$D100=\"\"),\"\",Q115/'Combined scenario - input'!$D100),\"\")","v":""},{"$f":"IFERROR(IF(OR(R115=\"\",'Combined scenario - input'!$D100=\"\"),\"\",R115/'Combined scenario - input'!$D100),\"\")","v":""},{"$f":"IFERROR(IF(OR(S115=\"\",'Combined scenario - input'!$D100=\"\"),\"\",S115/'Combined scenario - input'!$D100),\"\")","v":""},{"$f":"IFERROR(IF(OR(T115=\"\",'Combined scenario - input'!$D100=\"\"),\"\",T115/'Combined scenario - input'!$D100),\"\")","v":""},{"$f":"IFERROR(IF(OR(U115=\"\",'Combined scenario - input'!$D100=\"\"),\"\",U115/'Combined scenario - input'!$D100),\"\")","v":""},{"$f":"IFERROR(IF(OR(V115=\"\",'Combined scenario - input'!$D100=\"\"),\"\",V115/'Combined scenario - input'!$D100),\"\")","v":""},{"$f":"IFERROR(IF(OR(W115=\"\",'Combined scenario - input'!$D100=\"\"),\"\",W115/'Combined scenario - input'!$D100),\"\")","v":""}]
[{"$f":"IFERROR('Combined scenario - input'!A101,\"\")","v":""},{"$f":"IFERROR('Combined scenario - input'!B101,\"\")","v":""},{"$f":"IFERROR('Combined scenario - input'!C101,\"\")","v":""},{"$f":"IFERROR(repcalc('Combined scenario - input'!$CV101:$GH101,'Combined scenario - input'!$G101,'Combined scenario - input'!$E101,'Combined scenario - input'!$F101,20,TRUE,TRUE),\"\")","v":""},"","","","","","","","","","","","","","","","","","","",{"$f":"IFERROR(IF(OR(D116=\"\",'Combined scenario - input'!$D101=\"\"),\"\",D116/'Combined scenario - input'!$D101),\"\")","v":""},{"$f":"IFERROR(IF(OR(E116=\"\",'Combined scenario - input'!$D101=\"\"),\"\",E116/'Combined scenario - input'!$D101),\"\")","v":""},{"$f":"IFERROR(IF(OR(F116=\"\",'Combined scenario - input'!$D101=\"\"),\"\",F116/'Combined scenario - input'!$D101),\"\")","v":""},{"$f":"IFERROR(IF(OR(G116=\"\",'Combined scenario - input'!$D101=\"\"),\"\",G116/'Combined scenario - input'!$D101),\"\")","v":""},{"$f":"IFERROR(IF(OR(H116=\"\",'Combined scenario - input'!$D101=\"\"),\"\",H116/'Combined scenario - input'!$D101),\"\")","v":""},{"$f":"IFERROR(IF(OR(I116=\"\",'Combined scenario - input'!$D101=\"\"),\"\",I116/'Combined scenario - input'!$D101),\"\")","v":""},{"$f":"IFERROR(IF(OR(J116=\"\",'Combined scenario - input'!$D101=\"\"),\"\",J116/'Combined scenario - input'!$D101),\"\")","v":""},{"$f":"IFERROR(IF(OR(K116=\"\",'Combined scenario - input'!$D101=\"\"),\"\",K116/'Combined scenario - input'!$D101),\"\")","v":""},{"$f":"IFERROR(IF(OR(L116=\"\",'Combined scenario - input'!$D101=\"\"),\"\",L116/'Combined scenario - input'!$D101),\"\")","v":""},{"$f":"IFERROR(IF(OR(M116=\"\",'Combined scenario - input'!$D101=\"\"),\"\",M116/'Combined scenario - input'!$D101),\"\")","v":""},{"$f":"IFERROR(IF(OR(N116=\"\",'Combined scenario - input'!$D101=\"\"),\"\",N116/'Combined scenario - input'!$D101),\"\")","v":""},{"$f":"IFERROR(IF(OR(O116=\"\",'Combined scenario - input'!$D101=\"\"),\"\",O116/'Combined scenario - input'!$D101),\"\")","v":""},{"$f":"IFERROR(IF(OR(P116=\"\",'Combined scenario - input'!$D101=\"\"),\"\",P116/'Combined scenario - input'!$D101),\"\")","v":""},{"$f":"IFERROR(IF(OR(Q116=\"\",'Combined scenario - input'!$D101=\"\"),\"\",Q116/'Combined scenario - input'!$D101),\"\")","v":""},{"$f":"IFERROR(IF(OR(R116=\"\",'Combined scenario - input'!$D101=\"\"),\"\",R116/'Combined scenario - input'!$D101),\"\")","v":""},{"$f":"IFERROR(IF(OR(S116=\"\",'Combined scenario - input'!$D101=\"\"),\"\",S116/'Combined scenario - input'!$D101),\"\")","v":""},{"$f":"IFERROR(IF(OR(T116=\"\",'Combined scenario - input'!$D101=\"\"),\"\",T116/'Combined scenario - input'!$D101),\"\")","v":""},{"$f":"IFERROR(IF(OR(U116=\"\",'Combined scenario - input'!$D101=\"\"),\"\",U116/'Combined scenario - input'!$D101),\"\")","v":""},{"$f":"IFERROR(IF(OR(V116=\"\",'Combined scenario - input'!$D101=\"\"),\"\",V116/'Combined scenario - input'!$D101),\"\")","v":""},{"$f":"IFERROR(IF(OR(W116=\"\",'Combined scenario - input'!$D101=\"\"),\"\",W116/'Combined scenario - input'!$D101),\"\")","v":""}]
[{"$f":"IFERROR('Combined scenario - input'!A102,\"\")","v":""},{"$f":"IFERROR('Combined scenario - input'!B102,\"\")","v":""},{"$f":"IFERROR('Combined scenario - input'!C102,\"\")","v":""},{"$f":"IFERROR(repcalc('Combined scenario - input'!$CV102:$GH102,'Combined scenario - input'!$G102,'Combined scenario - input'!$E102,'Combined scenario - input'!$F102,20,TRUE,TRUE),\"\")","v":""},"","","","","","","","","","","","","","","","","","","",{"$f":"IFERROR(IF(OR(D117=\"\",'Combined scenario - input'!$D102=\"\"),\"\",D117/'Combined scenario - input'!$D102),\"\")","v":""},{"$f":"IFERROR(IF(OR(E117=\"\",'Combined scenario - input'!$D102=\"\"),\"\",E117/'Combined scenario - input'!$D102),\"\")","v":""},{"$f":"IFERROR(IF(OR(F117=\"\",'Combined scenario - input'!$D102=\"\"),\"\",F117/'Combined scenario - input'!$D102),\"\")","v":""},{"$f":"IFERROR(IF(OR(G117=\"\",'Combined scenario - input'!$D102=\"\"),\"\",G117/'Combined scenario - input'!$D102),\"\")","v":""},{"$f":"IFERROR(IF(OR(H117=\"\",'Combined scenario - input'!$D102=\"\"),\"\",H117/'Combined scenario - input'!$D102),\"\")","v":""},{"$f":"IFERROR(IF(OR(I117=\"\",'Combined scenario - input'!$D102=\"\"),\"\",I117/'Combined scenario - input'!$D102),\"\")","v":""},{"$f":"IFERROR(IF(OR(J117=\"\",'Combined scenario - input'!$D102=\"\"),\"\",J117/'Combined scenario - input'!$D102),\"\")","v":""},{"$f":"IFERROR(IF(OR(K117=\"\",'Combined scenario - input'!$D102=\"\"),\"\",K117/'Combined scenario - input'!$D102),\"\")","v":""},{"$f":"IFERROR(IF(OR(L117=\"\",'Combined scenario - input'!$D102=\"\"),\"\",L117/'Combined scenario - input'!$D102),\"\")","v":""},{"$f":"IFERROR(IF(OR(M117=\"\",'Combined scenario - input'!$D102=\"\"),\"\",M117/'Combined scenario - input'!$D102),\"\")","v":""},{"$f":"IFERROR(IF(OR(N117=\"\",'Combined scenario - input'!$D102=\"\"),\"\",N117/'Combined scenario - input'!$D102),\"\")","v":""},{"$f":"IFERROR(IF(OR(O117=\"\",'Combined scenario - input'!$D102=\"\"),\"\",O117/'Combined scenario - input'!$D102),\"\")","v":""},{"$f":"IFERROR(IF(OR(P117=\"\",'Combined scenario - input'!$D102=\"\"),\"\",P117/'Combined scenario - input'!$D102),\"\")","v":""},{"$f":"IFERROR(IF(OR(Q117=\"\",'Combined scenario - input'!$D102=\"\"),\"\",Q117/'Combined scenario - input'!$D102),\"\")","v":""},{"$f":"IFERROR(IF(OR(R117=\"\",'Combined scenario - input'!$D102=\"\"),\"\",R117/'Combined scenario - input'!$D102),\"\")","v":""},{"$f":"IFERROR(IF(OR(S117=\"\",'Combined scenario - input'!$D102=\"\"),\"\",S117/'Combined scenario - input'!$D102),\"\")","v":""},{"$f":"IFERROR(IF(OR(T117=\"\",'Combined scenario - input'!$D102=\"\"),\"\",T117/'Combined scenario - input'!$D102),\"\")","v":""},{"$f":"IFERROR(IF(OR(U117=\"\",'Combined scenario - input'!$D102=\"\"),\"\",U117/'Combined scenario - input'!$D102),\"\")","v":""},{"$f":"IFERROR(IF(OR(V117=\"\",'Combined scenario - input'!$D102=\"\"),\"\",V117/'Combined scenario - input'!$D102),\"\")","v":""},{"$f":"IFERROR(IF(OR(W117=\"\",'Combined scenario - input'!$D102=\"\"),\"\",W117/'Combined scenario - input'!$D102),\"\")","v":""}]
[{"$f":"IFERROR('Combined scenario - input'!A103,\"\")","v":""},{"$f":"IFERROR('Combined scenario - input'!B103,\"\")","v":""},{"$f":"IFERROR('Combined scenario - input'!C103,\"\")","v":""},{"$f":"IFERROR(repcalc('Combined scenario - input'!$CV103:$GH103,'Combined scenario - input'!$G103,'Combined scenario - input'!$E103,'Combined scenario - input'!$F103,20,TRUE,TRUE),\"\")","v":""},"","","","","","","","","","","","","","","","","","","",{"$f":"IFERROR(IF(OR(D118=\"\",'Combined scenario - input'!$D103=\"\"),\"\",D118/'Combined scenario - input'!$D103),\"\")","v":""},{"$f":"IFERROR(IF(OR(E118=\"\",'Combined scenario - input'!$D103=\"\"),\"\",E118/'Combined scenario - input'!$D103),\"\")","v":""},{"$f":"IFERROR(IF(OR(F118=\"\",'Combined scenario - input'!$D103=\"\"),\"\",F118/'Combined scenario - input'!$D103),\"\")","v":""},{"$f":"IFERROR(IF(OR(G118=\"\",'Combined scenario - input'!$D103=\"\"),\"\",G118/'Combined scenario - input'!$D103),\"\")","v":""},{"$f":"IFERROR(IF(OR(H118=\"\",'Combined scenario - input'!$D103=\"\"),\"\",H118/'Combined scenario - input'!$D103),\"\")","v":""},{"$f":"IFERROR(IF(OR(I118=\"\",'Combined scenario - input'!$D103=\"\"),\"\",I118/'Combined scenario - input'!$D103),\"\")","v":""},{"$f":"IFERROR(IF(OR(J118=\"\",'Combined scenario - input'!$D103=\"\"),\"\",J118/'Combined scenario - input'!$D103),\"\")","v":""},{"$f":"IFERROR(IF(OR(K118=\"\",'Combined scenario - input'!$D103=\"\"),\"\",K118/'Combined scenario - input'!$D103),\"\")","v":""},{"$f":"IFERROR(IF(OR(L118=\"\",'Combined scenario - input'!$D103=\"\"),\"\",L118/'Combined scenario - input'!$D103),\"\")","v":""},{"$f":"IFERROR(IF(OR(M118=\"\",'Combined scenario - input'!$D103=\"\"),\"\",M118/'Combined scenario - input'!$D103),\"\")","v":""},{"$f":"IFERROR(IF(OR(N118=\"\",'Combined scenario - input'!$D103=\"\"),\"\",N118/'Combined scenario - input'!$D103),\"\")","v":""},{"$f":"IFERROR(IF(OR(O118=\"\",'Combined scenario - input'!$D103=\"\"),\"\",O118/'Combined scenario - input'!$D103),\"\")","v":""},{"$f":"IFERROR(IF(OR(P118=\"\",'Combined scenario - input'!$D103=\"\"),\"\",P118/'Combined scenario - input'!$D103),\"\")","v":""},{"$f":"IFERROR(IF(OR(Q118=\"\",'Combined scenario - input'!$D103=\"\"),\"\",Q118/'Combined scenario - input'!$D103),\"\")","v":""},{"$f":"IFERROR(IF(OR(R118=\"\",'Combined scenario - input'!$D103=\"\"),\"\",R118/'Combined scenario - input'!$D103),\"\")","v":""},{"$f":"IFERROR(IF(OR(S118=\"\",'Combined scenario - input'!$D103=\"\"),\"\",S118/'Combined scenario - input'!$D103),\"\")","v":""},{"$f":"IFERROR(IF(OR(T118=\"\",'Combined scenario - input'!$D103=\"\"),\"\",T118/'Combined scenario - input'!$D103),\"\")","v":""},{"$f":"IFERROR(IF(OR(U118=\"\",'Combined scenario - input'!$D103=\"\"),\"\",U118/'Combined scenario - input'!$D103),\"\")","v":""},{"$f":"IFERROR(IF(OR(V118=\"\",'Combined scenario - input'!$D103=\"\"),\"\",V118/'Combined scenario - input'!$D103),\"\")","v":""},{"$f":"IFERROR(IF(OR(W118=\"\",'Combined scenario - input'!$D103=\"\"),\"\",W118/'Combined scenario - input'!$D103),\"\")","v":""}]
[{"$f":"IFERROR('Combined scenario - input'!A104,\"\")","v":""},{"$f":"IFERROR('Combined scenario - input'!B104,\"\")","v":""},{"$f":"IFERROR('Combined scenario - input'!C104,\"\")","v":""},{"$f":"IFERROR(repcalc('Combined scenario - input'!$CV104:$GH104,'Combined scenario - input'!$G104,'Combined scenario - input'!$E104,'Combined scenario - input'!$F104,20,TRUE,TRUE),\"\")","v":""},"","","","","","","","","","","","","","","","","","","",{"$f":"IFERROR(IF(OR(D119=\"\",'Combined scenario - input'!$D104=\"\"),\"\",D119/'Combined scenario - input'!$D104),\"\")","v":""},{"$f":"IFERROR(IF(OR(E119=\"\",'Combined scenario - input'!$D104=\"\"),\"\",E119/'Combined scenario - input'!$D104),\"\")","v":""},{"$f":"IFERROR(IF(OR(F119=\"\",'Combined scenario - input'!$D104=\"\"),\"\",F119/'Combined scenario - input'!$D104),\"\")","v":""},{"$f":"IFERROR(IF(OR(G119=\"\",'Combined scenario - input'!$D104=\"\"),\"\",G119/'Combined scenario - input'!$D104),\"\")","v":""},{"$f":"IFERROR(IF(OR(H119=\"\",'Combined scenario - input'!$D104=\"\"),\"\",H119/'Combined scenario - input'!$D104),\"\")","v":""},{"$f":"IFERROR(IF(OR(I119=\"\",'Combined scenario - input'!$D104=\"\"),\"\",I119/'Combined scenario - input'!$D104),\"\")","v":""},{"$f":"IFERROR(IF(OR(J119=\"\",'Combined scenario - input'!$D104=\"\"),\"\",J119/'Combined scenario - input'!$D104),\"\")","v":""},{"$f":"IFERROR(IF(OR(K119=\"\",'Combined scenario - input'!$D104=\"\"),\"\",K119/'Combined scenario - input'!$D104),\"\")","v":""},{"$f":"IFERROR(IF(OR(L119=\"\",'Combined scenario - input'!$D104=\"\"),\"\",L119/'Combined scenario - input'!$D104),\"\")","v":""},{"$f":"IFERROR(IF(OR(M119=\"\",'Combined scenario - input'!$D104=\"\"),\"\",M119/'Combined scenario - input'!$D104),\"\")","v":""},{"$f":"IFERROR(IF(OR(N119=\"\",'Combined scenario - input'!$D104=\"\"),\"\",N119/'Combined scenario - input'!$D104),\"\")","v":""},{"$f":"IFERROR(IF(OR(O119=\"\",'Combined scenario - input'!$D104=\"\"),\"\",O119/'Combined scenario - input'!$D104),\"\")","v":""},{"$f":"IFERROR(IF(OR(P119=\"\",'Combined scenario - input'!$D104=\"\"),\"\",P119/'Combined scenario - input'!$D104),\"\")","v":""},{"$f":"IFERROR(IF(OR(Q119=\"\",'Combined scenario - input'!$D104=\"\"),\"\",Q119/'Combined scenario - input'!$D104),\"\")","v":""},{"$f":"IFERROR(IF(OR(R119=\"\",'Combined scenario - input'!$D104=\"\"),\"\",R119/'Combined scenario - input'!$D104),\"\")","v":""},{"$f":"IFERROR(IF(OR(S119=\"\",'Combined scenario - input'!$D104=\"\"),\"\",S119/'Combined scenario - input'!$D104),\"\")","v":""},{"$f":"IFERROR(IF(OR(T119=\"\",'Combined scenario - input'!$D104=\"\"),\"\",T119/'Combined scenario - input'!$D104),\"\")","v":""},{"$f":"IFERROR(IF(OR(U119=\"\",'Combined scenario - input'!$D104=\"\"),\"\",U119/'Combined scenario - input'!$D104),\"\")","v":""},{"$f":"IFERROR(IF(OR(V119=\"\",'Combined scenario - input'!$D104=\"\"),\"\",V119/'Combined scenario - input'!$D104),\"\")","v":""},{"$f":"IFERROR(IF(OR(W119=\"\",'Combined scenario - input'!$D104=\"\"),\"\",W119/'Combined scenario - input'!$D104),\"\")","v":""}]
[{"$f":"IFERROR('Combined scenario - input'!A105,\"\")","v":""},{"$f":"IFERROR('Combined scenario - input'!B105,\"\")","v":""},{"$f":"IFERROR('Combined scenario - input'!C105,\"\")","v":""},{"$f":"IFERROR(repcalc('Combined scenario - input'!$CV105:$GH105,'Combined scenario - input'!$G105,'Combined scenario - input'!$E105,'Combined scenario - input'!$F105,20,TRUE,TRUE),\"\")","v":""},"","","","","","","","","","","","","","","","","","","",{"$f":"IFERROR(IF(OR(D120=\"\",'Combined scenario - input'!$D105=\"\"),\"\",D120/'Combined scenario - input'!$D105),\"\")","v":""},{"$f":"IFERROR(IF(OR(E120=\"\",'Combined scenario - input'!$D105=\"\"),\"\",E120/'Combined scenario - input'!$D105),\"\")","v":""},{"$f":"IFERROR(IF(OR(F120=\"\",'Combined scenario - input'!$D105=\"\"),\"\",F120/'Combined scenario - input'!$D105),\"\")","v":""},{"$f":"IFERROR(IF(OR(G120=\"\",'Combined scenario - input'!$D105=\"\"),\"\",G120/'Combined scenario - input'!$D105),\"\")","v":""},{"$f":"IFERROR(IF(OR(H120=\"\",'Combined scenario - input'!$D105=\"\"),\"\",H120/'Combined scenario - input'!$D105),\"\")","v":""},{"$f":"IFERROR(IF(OR(I120=\"\",'Combined scenario - input'!$D105=\"\"),\"\",I120/'Combined scenario - input'!$D105),\"\")","v":""},{"$f":"IFERROR(IF(OR(J120=\"\",'Combined scenario - input'!$D105=\"\"),\"\",J120/'Combined scenario - input'!$D105),\"\")","v":""},{"$f":"IFERROR(IF(OR(K120=\"\",'Combined scenario - input'!$D105=\"\"),\"\",K120/'Combined scenario - input'!$D105),\"\")","v":""},{"$f":"IFERROR(IF(OR(L120=\"\",'Combined scenario - input'!$D105=\"\"),\"\",L120/'Combined scenario - input'!$D105),\"\")","v":""},{"$f":"IFERROR(IF(OR(M120=\"\",'Combined scenario - input'!$D105=\"\"),\"\",M120/'Combined scenario - input'!$D105),\"\")","v":""},{"$f":"IFERROR(IF(OR(N120=\"\",'Combined scenario - input'!$D105=\"\"),\"\",N120/'Combined scenario - input'!$D105),\"\")","v":""},{"$f":"IFERROR(IF(OR(O120=\"\",'Combined scenario - input'!$D105=\"\"),\"\",O120/'Combined scenario - input'!$D105),\"\")","v":""},{"$f":"IFERROR(IF(OR(P120=\"\",'Combined scenario - input'!$D105=\"\"),\"\",P120/'Combined scenario - input'!$D105),\"\")","v":""},{"$f":"IFERROR(IF(OR(Q120=\"\",'Combined scenario - input'!$D105=\"\"),\"\",Q120/'Combined scenario - input'!$D105),\"\")","v":""},{"$f":"IFERROR(IF(OR(R120=\"\",'Combined scenario - input'!$D105=\"\"),\"\",R120/'Combined scenario - input'!$D105),\"\")","v":""},{"$f":"IFERROR(IF(OR(S120=\"\",'Combined scenario - input'!$D105=\"\"),\"\",S120/'Combined scenario - input'!$D105),\"\")","v":""},{"$f":"IFERROR(IF(OR(T120=\"\",'Combined scenario - input'!$D105=\"\"),\"\",T120/'Combined scenario - input'!$D105),\"\")","v":""},{"$f":"IFERROR(IF(OR(U120=\"\",'Combined scenario - input'!$D105=\"\"),\"\",U120/'Combined scenario - input'!$D105),\"\")","v":""},{"$f":"IFERROR(IF(OR(V120=\"\",'Combined scenario - input'!$D105=\"\"),\"\",V120/'Combined scenario - input'!$D105),\"\")","v":""},{"$f":"IFERROR(IF(OR(W120=\"\",'Combined scenario - input'!$D105=\"\"),\"\",W120/'Combined scenario - input'!$D105),\"\")","v":""}]
[{"$f":"IFERROR('Combined scenario - input'!A106,\"\")","v":""},{"$f":"IFERROR('Combined scenario - input'!B106,\"\")","v":""},{"$f":"IFERROR('Combined scenario - input'!C106,\"\")","v":""},{"$f":"IFERROR(repcalc('Combined scenario - input'!$CV106:$GH106,'Combined scenario - input'!$G106,'Combined scenario - input'!$E106,'Combined scenario - input'!$F106,20,TRUE,TRUE),\"\")","v":""},"","","","","","","","","","","","","","","","","","","",{"$f":"IFERROR(IF(OR(D121=\"\",'Combined scenario - input'!$D106=\"\"),\"\",D121/'Combined scenario - input'!$D106),\"\")","v":""},{"$f":"IFERROR(IF(OR(E121=\"\",'Combined scenario - input'!$D106=\"\"),\"\",E121/'Combined scenario - input'!$D106),\"\")","v":""},{"$f":"IFERROR(IF(OR(F121=\"\",'Combined scenario - input'!$D106=\"\"),\"\",F121/'Combined scenario - input'!$D106),\"\")","v":""},{"$f":"IFERROR(IF(OR(G121=\"\",'Combined scenario - input'!$D106=\"\"),\"\",G121/'Combined scenario - input'!$D106),\"\")","v":""},{"$f":"IFERROR(IF(OR(H121=\"\",'Combined scenario - input'!$D106=\"\"),\"\",H121/'Combined scenario - input'!$D106),\"\")","v":""},{"$f":"IFERROR(IF(OR(I121=\"\",'Combined scenario - input'!$D106=\"\"),\"\",I121/'Combined scenario - input'!$D106),\"\")","v":""},{"$f":"IFERROR(IF(OR(J121=\"\",'Combined scenario - input'!$D106=\"\"),\"\",J121/'Combined scenario - input'!$D106),\"\")","v":""},{"$f":"IFERROR(IF(OR(K121=\"\",'Combined scenario - input'!$D106=\"\"),\"\",K121/'Combined scenario - input'!$D106),\"\")","v":""},{"$f":"IFERROR(IF(OR(L121=\"\",'Combined scenario - input'!$D106=\"\"),\"\",L121/'Combined scenario - input'!$D106),\"\")","v":""},{"$f":"IFERROR(IF(OR(M121=\"\",'Combined scenario - input'!$D106=\"\"),\"\",M121/'Combined scenario - input'!$D106),\"\")","v":""},{"$f":"IFERROR(IF(OR(N121=\"\",'Combined scenario - input'!$D106=\"\"),\"\",N121/'Combined scenario - input'!$D106),\"\")","v":""},{"$f":"IFERROR(IF(OR(O121=\"\",'Combined scenario - input'!$D106=\"\"),\"\",O121/'Combined scenario - input'!$D106),\"\")","v":""},{"$f":"IFERROR(IF(OR(P121=\"\",'Combined scenario - input'!$D106=\"\"),\"\",P121/'Combined scenario - input'!$D106),\"\")","v":""},{"$f":"IFERROR(IF(OR(Q121=\"\",'Combined scenario - input'!$D106=\"\"),\"\",Q121/'Combined scenario - input'!$D106),\"\")","v":""},{"$f":"IFERROR(IF(OR(R121=\"\",'Combined scenario - input'!$D106=\"\"),\"\",R121/'Combined scenario - input'!$D106),\"\")","v":""},{"$f":"IFERROR(IF(OR(S121=\"\",'Combined scenario - input'!$D106=\"\"),\"\",S121/'Combined scenario - input'!$D106),\"\")","v":""},{"$f":"IFERROR(IF(OR(T121=\"\",'Combined scenario - input'!$D106=\"\"),\"\",T121/'Combined scenario - input'!$D106),\"\")","v":""},{"$f":"IFERROR(IF(OR(U121=\"\",'Combined scenario - input'!$D106=\"\"),\"\",U121/'Combined scenario - input'!$D106),\"\")","v":""},{"$f":"IFERROR(IF(OR(V121=\"\",'Combined scenario - input'!$D106=\"\"),\"\",V121/'Combined scenario - input'!$D106),\"\")","v":""},{"$f":"IFERROR(IF(OR(W121=\"\",'Combined scenario - input'!$D106=\"\"),\"\",W121/'Combined scenario - input'!$D106),\"\")","v":""}]
[{"$f":"IFERROR('Combined scenario - input'!A107,\"\")","v":""},{"$f":"IFERROR('Combined scenario - input'!B107,\"\")","v":""},{"$f":"IFERROR('Combined scenario - input'!C107,\"\")","v":""},{"$f":"IFERROR(repcalc('Combined scenario - input'!$CV107:$GH107,'Combined scenario - input'!$G107,'Combined scenario - input'!$E107,'Combined scenario - input'!$F107,20,TRUE,TRUE),\"\")","v":""},"","","","","","","","","","","","","","","","","","","",{"$f":"IFERROR(IF(OR(D122=\"\",'Combined scenario - input'!$D107=\"\"),\"\",D122/'Combined scenario - input'!$D107),\"\")","v":""},{"$f":"IFERROR(IF(OR(E122=\"\",'Combined scenario - input'!$D107=\"\"),\"\",E122/'Combined scenario - input'!$D107),\"\")","v":""},{"$f":"IFERROR(IF(OR(F122=\"\",'Combined scenario - input'!$D107=\"\"),\"\",F122/'Combined scenario - input'!$D107),\"\")","v":""},{"$f":"IFERROR(IF(OR(G122=\"\",'Combined scenario - input'!$D107=\"\"),\"\",G122/'Combined scenario - input'!$D107),\"\")","v":""},{"$f":"IFERROR(IF(OR(H122=\"\",'Combined scenario - input'!$D107=\"\"),\"\",H122/'Combined scenario - input'!$D107),\"\")","v":""},{"$f":"IFERROR(IF(OR(I122=\"\",'Combined scenario - input'!$D107=\"\"),\"\",I122/'Combined scenario - input'!$D107),\"\")","v":""},{"$f":"IFERROR(IF(OR(J122=\"\",'Combined scenario - input'!$D107=\"\"),\"\",J122/'Combined scenario - input'!$D107),\"\")","v":""},{"$f":"IFERROR(IF(OR(K122=\"\",'Combined scenario - input'!$D107=\"\"),\"\",K122/'Combined scenario - input'!$D107),\"\")","v":""},{"$f":"IFERROR(IF(OR(L122=\"\",'Combined scenario - input'!$D107=\"\"),\"\",L122/'Combined scenario - input'!$D107),\"\")","v":""},{"$f":"IFERROR(IF(OR(M122=\"\",'Combined scenario - input'!$D107=\"\"),\"\",M122/'Combined scenario - input'!$D107),\"\")","v":""},{"$f":"IFERROR(IF(OR(N122=\"\",'Combined scenario - input'!$D107=\"\"),\"\",N122/'Combined scenario - input'!$D107),\"\")","v":""},{"$f":"IFERROR(IF(OR(O122=\"\",'Combined scenario - input'!$D107=\"\"),\"\",O122/'Combined scenario - input'!$D107),\"\")","v":""},{"$f":"IFERROR(IF(OR(P122=\"\",'Combined scenario - input'!$D107=\"\"),\"\",P122/'Combined scenario - input'!$D107),\"\")","v":""},{"$f":"IFERROR(IF(OR(Q122=\"\",'Combined scenario - input'!$D107=\"\"),\"\",Q122/'Combined scenario - input'!$D107),\"\")","v":""},{"$f":"IFERROR(IF(OR(R122=\"\",'Combined scenario - input'!$D107=\"\"),\"\",R122/'Combined scenario - input'!$D107),\"\")","v":""},{"$f":"IFERROR(IF(OR(S122=\"\",'Combined scenario - input'!$D107=\"\"),\"\",S122/'Combined scenario - input'!$D107),\"\")","v":""},{"$f":"IFERROR(IF(OR(T122=\"\",'Combined scenario - input'!$D107=\"\"),\"\",T122/'Combined scenario - input'!$D107),\"\")","v":""},{"$f":"IFERROR(IF(OR(U122=\"\",'Combined scenario - input'!$D107=\"\"),\"\",U122/'Combined scenario - input'!$D107),\"\")","v":""},{"$f":"IFERROR(IF(OR(V122=\"\",'Combined scenario - input'!$D107=\"\"),\"\",V122/'Combined scenario - input'!$D107),\"\")","v":""},{"$f":"IFERROR(IF(OR(W122=\"\",'Combined scenario - input'!$D107=\"\"),\"\",W122/'Combined scenario - input'!$D107),\"\")","v":""}]
[{"$f":"IFERROR('Combined scenario - input'!A108,\"\")","v":""},{"$f":"IFERROR('Combined scenario - input'!B108,\"\")","v":""},{"$f":"IFERROR('Combined scenario - input'!C108,\"\")","v":""},{"$f":"IFERROR(repcalc('Combined scenario - input'!$CV108:$GH108,'Combined scenario - input'!$G108,'Combined scenario - input'!$E108,'Combined scenario - input'!$F108,20,TRUE,TRUE),\"\")","v":""},"","","","","","","","","","","","","","","","","","","",{"$f":"IFERROR(IF(OR(D123=\"\",'Combined scenario - input'!$D108=\"\"),\"\",D123/'Combined scenario - input'!$D108),\"\")","v":""},{"$f":"IFERROR(IF(OR(E123=\"\",'Combined scenario - input'!$D108=\"\"),\"\",E123/'Combined scenario - input'!$D108),\"\")","v":""},{"$f":"IFERROR(IF(OR(F123=\"\",'Combined scenario - input'!$D108=\"\"),\"\",F123/'Combined scenario - input'!$D108),\"\")","v":""},{"$f":"IFERROR(IF(OR(G123=\"\",'Combined scenario - input'!$D108=\"\"),\"\",G123/'Combined scenario - input'!$D108),\"\")","v":""},{"$f":"IFERROR(IF(OR(H123=\"\",'Combined scenario - input'!$D108=\"\"),\"\",H123/'Combined scenario - input'!$D108),\"\")","v":""},{"$f":"IFERROR(IF(OR(I123=\"\",'Combined scenario - input'!$D108=\"\"),\"\",I123/'Combined scenario - input'!$D108),\"\")","v":""},{"$f":"IFERROR(IF(OR(J123=\"\",'Combined scenario - input'!$D108=\"\"),\"\",J123/'Combined scenario - input'!$D108),\"\")","v":""},{"$f":"IFERROR(IF(OR(K123=\"\",'Combined scenario - input'!$D108=\"\"),\"\",K123/'Combined scenario - input'!$D108),\"\")","v":""},{"$f":"IFERROR(IF(OR(L123=\"\",'Combined scenario - input'!$D108=\"\"),\"\",L123/'Combined scenario - input'!$D108),\"\")","v":""},{"$f":"IFERROR(IF(OR(M123=\"\",'Combined scenario - input'!$D108=\"\"),\"\",M123/'Combined scenario - input'!$D108),\"\")","v":""},{"$f":"IFERROR(IF(OR(N123=\"\",'Combined scenario - input'!$D108=\"\"),\"\",N123/'Combined scenario - input'!$D108),\"\")","v":""},{"$f":"IFERROR(IF(OR(O123=\"\",'Combined scenario - input'!$D108=\"\"),\"\",O123/'Combined scenario - input'!$D108),\"\")","v":""},{"$f":"IFERROR(IF(OR(P123=\"\",'Combined scenario - input'!$D108=\"\"),\"\",P123/'Combined scenario - input'!$D108),\"\")","v":""},{"$f":"IFERROR(IF(OR(Q123=\"\",'Combined scenario - input'!$D108=\"\"),\"\",Q123/'Combined scenario - input'!$D108),\"\")","v":""},{"$f":"IFERROR(IF(OR(R123=\"\",'Combined scenario - input'!$D108=\"\"),\"\",R123/'Combined scenario - input'!$D108),\"\")","v":""},{"$f":"IFERROR(IF(OR(S123=\"\",'Combined scenario - input'!$D108=\"\"),\"\",S123/'Combined scenario - input'!$D108),\"\")","v":""},{"$f":"IFERROR(IF(OR(T123=\"\",'Combined scenario - input'!$D108=\"\"),\"\",T123/'Combined scenario - input'!$D108),\"\")","v":""},{"$f":"IFERROR(IF(OR(U123=\"\",'Combined scenario - input'!$D108=\"\"),\"\",U123/'Combined scenario - input'!$D108),\"\")","v":""},{"$f":"IFERROR(IF(OR(V123=\"\",'Combined scenario - input'!$D108=\"\"),\"\",V123/'Combined scenario - input'!$D108),\"\")","v":""},{"$f":"IFERROR(IF(OR(W123=\"\",'Combined scenario - input'!$D108=\"\"),\"\",W123/'Combined scenario - input'!$D108),\"\")","v":""}]
[{"$f":"IFERROR('Combined scenario - input'!A109,\"\")","v":""},{"$f":"IFERROR('Combined scenario - input'!B109,\"\")","v":""},{"$f":"IFERROR('Combined scenario - input'!C109,\"\")","v":""},{"$f":"IFERROR(repcalc('Combined scenario - input'!$CV109:$GH109,'Combined scenario - input'!$G109,'Combined scenario - input'!$E109,'Combined scenario - input'!$F109,20,TRUE,TRUE),\"\")","v":""},"","","","","","","","","","","","","","","","","","","",{"$f":"IFERROR(IF(OR(D124=\"\",'Combined scenario - input'!$D109=\"\"),\"\",D124/'Combined scenario - input'!$D109),\"\")","v":""},{"$f":"IFERROR(IF(OR(E124=\"\",'Combined scenario - input'!$D109=\"\"),\"\",E124/'Combined scenario - input'!$D109),\"\")","v":""},{"$f":"IFERROR(IF(OR(F124=\"\",'Combined scenario - input'!$D109=\"\"),\"\",F124/'Combined scenario - input'!$D109),\"\")","v":""},{"$f":"IFERROR(IF(OR(G124=\"\",'Combined scenario - input'!$D109=\"\"),\"\",G124/'Combined scenario - input'!$D109),\"\")","v":""},{"$f":"IFERROR(IF(OR(H124=\"\",'Combined scenario - input'!$D109=\"\"),\"\",H124/'Combined scenario - input'!$D109),\"\")","v":""},{"$f":"IFERROR(IF(OR(I124=\"\",'Combined scenario - input'!$D109=\"\"),\"\",I124/'Combined scenario - input'!$D109),\"\")","v":""},{"$f":"IFERROR(IF(OR(J124=\"\",'Combined scenario - input'!$D109=\"\"),\"\",J124/'Combined scenario - input'!$D109),\"\")","v":""},{"$f":"IFERROR(IF(OR(K124=\"\",'Combined scenario - input'!$D109=\"\"),\"\",K124/'Combined scenario - input'!$D109),\"\")","v":""},{"$f":"IFERROR(IF(OR(L124=\"\",'Combined scenario - input'!$D109=\"\"),\"\",L124/'Combined scenario - input'!$D109),\"\")","v":""},{"$f":"IFERROR(IF(OR(M124=\"\",'Combined scenario - input'!$D109=\"\"),\"\",M124/'Combined scenario - input'!$D109),\"\")","v":""},{"$f":"IFERROR(IF(OR(N124=\"\",'Combined scenario - input'!$D109=\"\"),\"\",N124/'Combined scenario - input'!$D109),\"\")","v":""},{"$f":"IFERROR(IF(OR(O124=\"\",'Combined scenario - input'!$D109=\"\"),\"\",O124/'Combined scenario - input'!$D109),\"\")","v":""},{"$f":"IFERROR(IF(OR(P124=\"\",'Combined scenario - input'!$D109=\"\"),\"\",P124/'Combined scenario - input'!$D109),\"\")","v":""},{"$f":"IFERROR(IF(OR(Q124=\"\",'Combined scenario - input'!$D109=\"\"),\"\",Q124/'Combined scenario - input'!$D109),\"\")","v":""},{"$f":"IFERROR(IF(OR(R124=\"\",'Combined scenario - input'!$D109=\"\"),\"\",R124/'Combined scenario - input'!$D109),\"\")","v":""},{"$f":"IFERROR(IF(OR(S124=\"\",'Combined scenario - input'!$D109=\"\"),\"\",S124/'Combined scenario - input'!$D109),\"\")","v":""},{"$f":"IFERROR(IF(OR(T124=\"\",'Combined scenario - input'!$D109=\"\"),\"\",T124/'Combined scenario - input'!$D109),\"\")","v":""},{"$f":"IFERROR(IF(OR(U124=\"\",'Combined scenario - input'!$D109=\"\"),\"\",U124/'Combined scenario - input'!$D109),\"\")","v":""},{"$f":"IFERROR(IF(OR(V124=\"\",'Combined scenario - input'!$D109=\"\"),\"\",V124/'Combined scenario - input'!$D109),\"\")","v":""},{"$f":"IFERROR(IF(OR(W124=\"\",'Combined scenario - input'!$D109=\"\"),\"\",W124/'Combined scenario - input'!$D109),\"\")","v":""}]
[{"$f":"IFERROR('Combined scenario - input'!A110,\"\")","v":""},{"$f":"IFERROR('Combined scenario - input'!B110,\"\")","v":""},{"$f":"IFERROR('Combined scenario - input'!C110,\"\")","v":""},{"$f":"IFERROR(repcalc('Combined scenario - input'!$CV110:$GH110,'Combined scenario - input'!$G110,'Combined scenario - input'!$E110,'Combined scenario - input'!$F110,20,TRUE,TRUE),\"\")","v":""},"","","","","","","","","","","","","","","","","","","",{"$f":"IFERROR(IF(OR(D125=\"\",'Combined scenario - input'!$D110=\"\"),\"\",D125/'Combined scenario - input'!$D110),\"\")","v":""},{"$f":"IFERROR(IF(OR(E125=\"\",'Combined scenario - input'!$D110=\"\"),\"\",E125/'Combined scenario - input'!$D110),\"\")","v":""},{"$f":"IFERROR(IF(OR(F125=\"\",'Combined scenario - input'!$D110=\"\"),\"\",F125/'Combined scenario - input'!$D110),\"\")","v":""},{"$f":"IFERROR(IF(OR(G125=\"\",'Combined scenario - input'!$D110=\"\"),\"\",G125/'Combined scenario - input'!$D110),\"\")","v":""},{"$f":"IFERROR(IF(OR(H125=\"\",'Combined scenario - input'!$D110=\"\"),\"\",H125/'Combined scenario - input'!$D110),\"\")","v":""},{"$f":"IFERROR(IF(OR(I125=\"\",'Combined scenario - input'!$D110=\"\"),\"\",I125/'Combined scenario - input'!$D110),\"\")","v":""},{"$f":"IFERROR(IF(OR(J125=\"\",'Combined scenario - input'!$D110=\"\"),\"\",J125/'Combined scenario - input'!$D110),\"\")","v":""},{"$f":"IFERROR(IF(OR(K125=\"\",'Combined scenario - input'!$D110=\"\"),\"\",K125/'Combined scenario - input'!$D110),\"\")","v":""},{"$f":"IFERROR(IF(OR(L125=\"\",'Combined scenario - input'!$D110=\"\"),\"\",L125/'Combined scenario - input'!$D110),\"\")","v":""},{"$f":"IFERROR(IF(OR(M125=\"\",'Combined scenario - input'!$D110=\"\"),\"\",M125/'Combined scenario - input'!$D110),\"\")","v":""},{"$f":"IFERROR(IF(OR(N125=\"\",'Combined scenario - input'!$D110=\"\"),\"\",N125/'Combined scenario - input'!$D110),\"\")","v":""},{"$f":"IFERROR(IF(OR(O125=\"\",'Combined scenario - input'!$D110=\"\"),\"\",O125/'Combined scenario - input'!$D110),\"\")","v":""},{"$f":"IFERROR(IF(OR(P125=\"\",'Combined scenario - input'!$D110=\"\"),\"\",P125/'Combined scenario - input'!$D110),\"\")","v":""},{"$f":"IFERROR(IF(OR(Q125=\"\",'Combined scenario - input'!$D110=\"\"),\"\",Q125/'Combined scenario - input'!$D110),\"\")","v":""},{"$f":"IFERROR(IF(OR(R125=\"\",'Combined scenario - input'!$D110=\"\"),\"\",R125/'Combined scenario - input'!$D110),\"\")","v":""},{"$f":"IFERROR(IF(OR(S125=\"\",'Combined scenario - input'!$D110=\"\"),\"\",S125/'Combined scenario - input'!$D110),\"\")","v":""},{"$f":"IFERROR(IF(OR(T125=\"\",'Combined scenario - input'!$D110=\"\"),\"\",T125/'Combined scenario - input'!$D110),\"\")","v":""},{"$f":"IFERROR(IF(OR(U125=\"\",'Combined scenario - input'!$D110=\"\"),\"\",U125/'Combined scenario - input'!$D110),\"\")","v":""},{"$f":"IFERROR(IF(OR(V125=\"\",'Combined scenario - input'!$D110=\"\"),\"\",V125/'Combined scenario - input'!$D110),\"\")","v":""},{"$f":"IFERROR(IF(OR(W125=\"\",'Combined scenario - input'!$D110=\"\"),\"\",W125/'Combined scenario - input'!$D110),\"\")","v":""}]
[{"$f":"IFERROR('Combined scenario - input'!A111,\"\")","v":""},{"$f":"IFERROR('Combined scenario - input'!B111,\"\")","v":""},{"$f":"IFERROR('Combined scenario - input'!C111,\"\")","v":""},{"$f":"IFERROR(repcalc('Combined scenario - input'!$CV111:$GH111,'Combined scenario - input'!$G111,'Combined scenario - input'!$E111,'Combined scenario - input'!$F111,20,TRUE,TRUE),\"\")","v":""},"","","","","","","","","","","","","","","","","","","",{"$f":"IFERROR(IF(OR(D126=\"\",'Combined scenario - input'!$D111=\"\"),\"\",D126/'Combined scenario - input'!$D111),\"\")","v":""},{"$f":"IFERROR(IF(OR(E126=\"\",'Combined scenario - input'!$D111=\"\"),\"\",E126/'Combined scenario - input'!$D111),\"\")","v":""},{"$f":"IFERROR(IF(OR(F126=\"\",'Combined scenario - input'!$D111=\"\"),\"\",F126/'Combined scenario - input'!$D111),\"\")","v":""},{"$f":"IFERROR(IF(OR(G126=\"\",'Combined scenario - input'!$D111=\"\"),\"\",G126/'Combined scenario - input'!$D111),\"\")","v":""},{"$f":"IFERROR(IF(OR(H126=\"\",'Combined scenario - input'!$D111=\"\"),\"\",H126/'Combined scenario - input'!$D111),\"\")","v":""},{"$f":"IFERROR(IF(OR(I126=\"\",'Combined scenario - input'!$D111=\"\"),\"\",I126/'Combined scenario - input'!$D111),\"\")","v":""},{"$f":"IFERROR(IF(OR(J126=\"\",'Combined scenario - input'!$D111=\"\"),\"\",J126/'Combined scenario - input'!$D111),\"\")","v":""},{"$f":"IFERROR(IF(OR(K126=\"\",'Combined scenario - input'!$D111=\"\"),\"\",K126/'Combined scenario - input'!$D111),\"\")","v":""},{"$f":"IFERROR(IF(OR(L126=\"\",'Combined scenario - input'!$D111=\"\"),\"\",L126/'Combined scenario - input'!$D111),\"\")","v":""},{"$f":"IFERROR(IF(OR(M126=\"\",'Combined scenario - input'!$D111=\"\"),\"\",M126/'Combined scenario - input'!$D111),\"\")","v":""},{"$f":"IFERROR(IF(OR(N126=\"\",'Combined scenario - input'!$D111=\"\"),\"\",N126/'Combined scenario - input'!$D111),\"\")","v":""},{"$f":"IFERROR(IF(OR(O126=\"\",'Combined scenario - input'!$D111=\"\"),\"\",O126/'Combined scenario - input'!$D111),\"\")","v":""},{"$f":"IFERROR(IF(OR(P126=\"\",'Combined scenario - input'!$D111=\"\"),\"\",P126/'Combined scenario - input'!$D111),\"\")","v":""},{"$f":"IFERROR(IF(OR(Q126=\"\",'Combined scenario - input'!$D111=\"\"),\"\",Q126/'Combined scenario - input'!$D111),\"\")","v":""},{"$f":"IFERROR(IF(OR(R126=\"\",'Combined scenario - input'!$D111=\"\"),\"\",R126/'Combined scenario - input'!$D111),\"\")","v":""},{"$f":"IFERROR(IF(OR(S126=\"\",'Combined scenario - input'!$D111=\"\"),\"\",S126/'Combined scenario - input'!$D111),\"\")","v":""},{"$f":"IFERROR(IF(OR(T126=\"\",'Combined scenario - input'!$D111=\"\"),\"\",T126/'Combined scenario - input'!$D111),\"\")","v":""},{"$f":"IFERROR(IF(OR(U126=\"\",'Combined scenario - input'!$D111=\"\"),\"\",U126/'Combined scenario - input'!$D111),\"\")","v":""},{"$f":"IFERROR(IF(OR(V126=\"\",'Combined scenario - input'!$D111=\"\"),\"\",V126/'Combined scenario - input'!$D111),\"\")","v":""},{"$f":"IFERROR(IF(OR(W126=\"\",'Combined scenario - input'!$D111=\"\"),\"\",W126/'Combined scenario - input'!$D111),\"\")","v":""}]
[{"$f":"IFERROR('Combined scenario - input'!A112,\"\")","v":""},{"$f":"IFERROR('Combined scenario - input'!B112,\"\")","v":""},{"$f":"IFERROR('Combined scenario - input'!C112,\"\")","v":""},{"$f":"IFERROR(repcalc('Combined scenario - input'!$CV112:$GH112,'Combined scenario - input'!$G112,'Combined scenario - input'!$E112,'Combined scenario - input'!$F112,20,TRUE,TRUE),\"\")","v":""},"","","","","","","","","","","","","","","","","","","",{"$f":"IFERROR(IF(OR(D127=\"\",'Combined scenario - input'!$D112=\"\"),\"\",D127/'Combined scenario - input'!$D112),\"\")","v":""},{"$f":"IFERROR(IF(OR(E127=\"\",'Combined scenario - input'!$D112=\"\"),\"\",E127/'Combined scenario - input'!$D112),\"\")","v":""},{"$f":"IFERROR(IF(OR(F127=\"\",'Combined scenario - input'!$D112=\"\"),\"\",F127/'Combined scenario - input'!$D112),\"\")","v":""},{"$f":"IFERROR(IF(OR(G127=\"\",'Combined scenario - input'!$D112=\"\"),\"\",G127/'Combined scenario - input'!$D112),\"\")","v":""},{"$f":"IFERROR(IF(OR(H127=\"\",'Combined scenario - input'!$D112=\"\"),\"\",H127/'Combined scenario - input'!$D112),\"\")","v":""},{"$f":"IFERROR(IF(OR(I127=\"\",'Combined scenario - input'!$D112=\"\"),\"\",I127/'Combined scenario - input'!$D112),\"\")","v":""},{"$f":"IFERROR(IF(OR(J127=\"\",'Combined scenario - input'!$D112=\"\"),\"\",J127/'Combined scenario - input'!$D112),\"\")","v":""},{"$f":"IFERROR(IF(OR(K127=\"\",'Combined scenario - input'!$D112=\"\"),\"\",K127/'Combined scenario - input'!$D112),\"\")","v":""},{"$f":"IFERROR(IF(OR(L127=\"\",'Combined scenario - input'!$D112=\"\"),\"\",L127/'Combined scenario - input'!$D112),\"\")","v":""},{"$f":"IFERROR(IF(OR(M127=\"\",'Combined scenario - input'!$D112=\"\"),\"\",M127/'Combined scenario - input'!$D112),\"\")","v":""},{"$f":"IFERROR(IF(OR(N127=\"\",'Combined scenario - input'!$D112=\"\"),\"\",N127/'Combined scenario - input'!$D112),\"\")","v":""},{"$f":"IFERROR(IF(OR(O127=\"\",'Combined scenario - input'!$D112=\"\"),\"\",O127/'Combined scenario - input'!$D112),\"\")","v":""},{"$f":"IFERROR(IF(OR(P127=\"\",'Combined scenario - input'!$D112=\"\"),\"\",P127/'Combined scenario - input'!$D112),\"\")","v":""},{"$f":"IFERROR(IF(OR(Q127=\"\",'Combined scenario - input'!$D112=\"\"),\"\",Q127/'Combined scenario - input'!$D112),\"\")","v":""},{"$f":"IFERROR(IF(OR(R127=\"\",'Combined scenario - input'!$D112=\"\"),\"\",R127/'Combined scenario - input'!$D112),\"\")","v":""},{"$f":"IFERROR(IF(OR(S127=\"\",'Combined scenario - input'!$D112=\"\"),\"\",S127/'Combined scenario - input'!$D112),\"\")","v":""},{"$f":"IFERROR(IF(OR(T127=\"\",'Combined scenario - input'!$D112=\"\"),\"\",T127/'Combined scenario - input'!$D112),\"\")","v":""},{"$f":"IFERROR(IF(OR(U127=\"\",'Combined scenario - input'!$D112=\"\"),\"\",U127/'Combined scenario - input'!$D112),\"\")","v":""},{"$f":"IFERROR(IF(OR(V127=\"\",'Combined scenario - input'!$D112=\"\"),\"\",V127/'Combined scenario - input'!$D112),\"\")","v":""},{"$f":"IFERROR(IF(OR(W127=\"\",'Combined scenario - input'!$D112=\"\"),\"\",W127/'Combined scenario - input'!$D112),\"\")","v":""}]
[{"$f":"IFERROR('Combined scenario - input'!A113,\"\")","v":""},{"$f":"IFERROR('Combined scenario - input'!B113,\"\")","v":""},{"$f":"IFERROR('Combined scenario - input'!C113,\"\")","v":""},{"$f":"IFERROR(repcalc('Combined scenario - input'!$CV113:$GH113,'Combined scenario - input'!$G113,'Combined scenario - input'!$E113,'Combined scenario - input'!$F113,20,TRUE,TRUE),\"\")","v":""},"","","","","","","","","","","","","","","","","","","",{"$f":"IFERROR(IF(OR(D128=\"\",'Combined scenario - input'!$D113=\"\"),\"\",D128/'Combined scenario - input'!$D113),\"\")","v":""},{"$f":"IFERROR(IF(OR(E128=\"\",'Combined scenario - input'!$D113=\"\"),\"\",E128/'Combined scenario - input'!$D113),\"\")","v":""},{"$f":"IFERROR(IF(OR(F128=\"\",'Combined scenario - input'!$D113=\"\"),\"\",F128/'Combined scenario - input'!$D113),\"\")","v":""},{"$f":"IFERROR(IF(OR(G128=\"\",'Combined scenario - input'!$D113=\"\"),\"\",G128/'Combined scenario - input'!$D113),\"\")","v":""},{"$f":"IFERROR(IF(OR(H128=\"\",'Combined scenario - input'!$D113=\"\"),\"\",H128/'Combined scenario - input'!$D113),\"\")","v":""},{"$f":"IFERROR(IF(OR(I128=\"\",'Combined scenario - input'!$D113=\"\"),\"\",I128/'Combined scenario - input'!$D113),\"\")","v":""},{"$f":"IFERROR(IF(OR(J128=\"\",'Combined scenario - input'!$D113=\"\"),\"\",J128/'Combined scenario - input'!$D113),\"\")","v":""},{"$f":"IFERROR(IF(OR(K128=\"\",'Combined scenario - input'!$D113=\"\"),\"\",K128/'Combined scenario - input'!$D113),\"\")","v":""},{"$f":"IFERROR(IF(OR(L128=\"\",'Combined scenario - input'!$D113=\"\"),\"\",L128/'Combined scenario - input'!$D113),\"\")","v":""},{"$f":"IFERROR(IF(OR(M128=\"\",'Combined scenario - input'!$D113=\"\"),\"\",M128/'Combined scenario - input'!$D113),\"\")","v":""},{"$f":"IFERROR(IF(OR(N128=\"\",'Combined scenario - input'!$D113=\"\"),\"\",N128/'Combined scenario - input'!$D113),\"\")","v":""},{"$f":"IFERROR(IF(OR(O128=\"\",'Combined scenario - input'!$D113=\"\"),\"\",O128/'Combined scenario - input'!$D113),\"\")","v":""},{"$f":"IFERROR(IF(OR(P128=\"\",'Combined scenario - input'!$D113=\"\"),\"\",P128/'Combined scenario - input'!$D113),\"\")","v":""},{"$f":"IFERROR(IF(OR(Q128=\"\",'Combined scenario - input'!$D113=\"\"),\"\",Q128/'Combined scenario - input'!$D113),\"\")","v":""},{"$f":"IFERROR(IF(OR(R128=\"\",'Combined scenario - input'!$D113=\"\"),\"\",R128/'Combined scenario - input'!$D113),\"\")","v":""},{"$f":"IFERROR(IF(OR(S128=\"\",'Combined scenario - input'!$D113=\"\"),\"\",S128/'Combined scenario - input'!$D113),\"\")","v":""},{"$f":"IFERROR(IF(OR(T128=\"\",'Combined scenario - input'!$D113=\"\"),\"\",T128/'Combined scenario - input'!$D113),\"\")","v":""},{"$f":"IFERROR(IF(OR(U128=\"\",'Combined scenario - input'!$D113=\"\"),\"\",U128/'Combined scenario - input'!$D113),\"\")","v":""},{"$f":"IFERROR(IF(OR(V128=\"\",'Combined scenario - input'!$D113=\"\"),\"\",V128/'Combined scenario - input'!$D113),\"\")","v":""},{"$f":"IFERROR(IF(OR(W128=\"\",'Combined scenario - input'!$D113=\"\"),\"\",W128/'Combined scenario - input'!$D113),\"\")","v":""}]
[{"$f":"IFERROR('Combined scenario - input'!A114,\"\")","v":""},{"$f":"IFERROR('Combined scenario - input'!B114,\"\")","v":""},{"$f":"IFERROR('Combined scenario - input'!C114,\"\")","v":""},{"$f":"IFERROR(repcalc('Combined scenario - input'!$CV114:$GH114,'Combined scenario - input'!$G114,'Combined scenario - input'!$E114,'Combined scenario - input'!$F114,20,TRUE,TRUE),\"\")","v":""},"","","","","","","","","","","","","","","","","","","",{"$f":"IFERROR(IF(OR(D129=\"\",'Combined scenario - input'!$D114=\"\"),\"\",D129/'Combined scenario - input'!$D114),\"\")","v":""},{"$f":"IFERROR(IF(OR(E129=\"\",'Combined scenario - input'!$D114=\"\"),\"\",E129/'Combined scenario - input'!$D114),\"\")","v":""},{"$f":"IFERROR(IF(OR(F129=\"\",'Combined scenario - input'!$D114=\"\"),\"\",F129/'Combined scenario - input'!$D114),\"\")","v":""},{"$f":"IFERROR(IF(OR(G129=\"\",'Combined scenario - input'!$D114=\"\"),\"\",G129/'Combined scenario - input'!$D114),\"\")","v":""},{"$f":"IFERROR(IF(OR(H129=\"\",'Combined scenario - input'!$D114=\"\"),\"\",H129/'Combined scenario - input'!$D114),\"\")","v":""},{"$f":"IFERROR(IF(OR(I129=\"\",'Combined scenario - input'!$D114=\"\"),\"\",I129/'Combined scenario - input'!$D114),\"\")","v":""},{"$f":"IFERROR(IF(OR(J129=\"\",'Combined scenario - input'!$D114=\"\"),\"\",J129/'Combined scenario - input'!$D114),\"\")","v":""},{"$f":"IFERROR(IF(OR(K129=\"\",'Combined scenario - input'!$D114=\"\"),\"\",K129/'Combined scenario - input'!$D114),\"\")","v":""},{"$f":"IFERROR(IF(OR(L129=\"\",'Combined scenario - input'!$D114=\"\"),\"\",L129/'Combined scenario - input'!$D114),\"\")","v":""},{"$f":"IFERROR(IF(OR(M129=\"\",'Combined scenario - input'!$D114=\"\"),\"\",M129/'Combined scenario - input'!$D114),\"\")","v":""},{"$f":"IFERROR(IF(OR(N129=\"\",'Combined scenario - input'!$D114=\"\"),\"\",N129/'Combined scenario - input'!$D114),\"\")","v":""},{"$f":"IFERROR(IF(OR(O129=\"\",'Combined scenario - input'!$D114=\"\"),\"\",O129/'Combined scenario - input'!$D114),\"\")","v":""},{"$f":"IFERROR(IF(OR(P129=\"\",'Combined scenario - input'!$D114=\"\"),\"\",P129/'Combined scenario - input'!$D114),\"\")","v":""},{"$f":"IFERROR(IF(OR(Q129=\"\",'Combined scenario - input'!$D114=\"\"),\"\",Q129/'Combined scenario - input'!$D114),\"\")","v":""},{"$f":"IFERROR(IF(OR(R129=\"\",'Combined scenario - input'!$D114=\"\"),\"\",R129/'Combined scenario - input'!$D114),\"\")","v":""},{"$f":"IFERROR(IF(OR(S129=\"\",'Combined scenario - input'!$D114=\"\"),\"\",S129/'Combined scenario - input'!$D114),\"\")","v":""},{"$f":"IFERROR(IF(OR(T129=\"\",'Combined scenario - input'!$D114=\"\"),\"\",T129/'Combined scenario - input'!$D114),\"\")","v":""},{"$f":"IFERROR(IF(OR(U129=\"\",'Combined scenario - input'!$D114=\"\"),\"\",U129/'Combined scenario - input'!$D114),\"\")","v":""},{"$f":"IFERROR(IF(OR(V129=\"\",'Combined scenario - input'!$D114=\"\"),\"\",V129/'Combined scenario - input'!$D114),\"\")","v":""},{"$f":"IFERROR(IF(OR(W129=\"\",'Combined scenario - input'!$D114=\"\"),\"\",W129/'Combined scenario - input'!$D114),\"\")","v":""}]
[{"$f":"IFERROR('Combined scenario - input'!A115,\"\")","v":""},{"$f":"IFERROR('Combined scenario - input'!B115,\"\")","v":""},{"$f":"IFERROR('Combined scenario - input'!C115,\"\")","v":""},{"$f":"IFERROR(repcalc('Combined scenario - input'!$CV115:$GH115,'Combined scenario - input'!$G115,'Combined scenario - input'!$E115,'Combined scenario - input'!$F115,20,TRUE,TRUE),\"\")","v":""},"","","","","","","","","","","","","","","","","","","",{"$f":"IFERROR(IF(OR(D130=\"\",'Combined scenario - input'!$D115=\"\"),\"\",D130/'Combined scenario - input'!$D115),\"\")","v":""},{"$f":"IFERROR(IF(OR(E130=\"\",'Combined scenario - input'!$D115=\"\"),\"\",E130/'Combined scenario - input'!$D115),\"\")","v":""},{"$f":"IFERROR(IF(OR(F130=\"\",'Combined scenario - input'!$D115=\"\"),\"\",F130/'Combined scenario - input'!$D115),\"\")","v":""},{"$f":"IFERROR(IF(OR(G130=\"\",'Combined scenario - input'!$D115=\"\"),\"\",G130/'Combined scenario - input'!$D115),\"\")","v":""},{"$f":"IFERROR(IF(OR(H130=\"\",'Combined scenario - input'!$D115=\"\"),\"\",H130/'Combined scenario - input'!$D115),\"\")","v":""},{"$f":"IFERROR(IF(OR(I130=\"\",'Combined scenario - input'!$D115=\"\"),\"\",I130/'Combined scenario - input'!$D115),\"\")","v":""},{"$f":"IFERROR(IF(OR(J130=\"\",'Combined scenario - input'!$D115=\"\"),\"\",J130/'Combined scenario - input'!$D115),\"\")","v":""},{"$f":"IFERROR(IF(OR(K130=\"\",'Combined scenario - input'!$D115=\"\"),\"\",K130/'Combined scenario - input'!$D115),\"\")","v":""},{"$f":"IFERROR(IF(OR(L130=\"\",'Combined scenario - input'!$D115=\"\"),\"\",L130/'Combined scenario - input'!$D115),\"\")","v":""},{"$f":"IFERROR(IF(OR(M130=\"\",'Combined scenario - input'!$D115=\"\"),\"\",M130/'Combined scenario - input'!$D115),\"\")","v":""},{"$f":"IFERROR(IF(OR(N130=\"\",'Combined scenario - input'!$D115=\"\"),\"\",N130/'Combined scenario - input'!$D115),\"\")","v":""},{"$f":"IFERROR(IF(OR(O130=\"\",'Combined scenario - input'!$D115=\"\"),\"\",O130/'Combined scenario - input'!$D115),\"\")","v":""},{"$f":"IFERROR(IF(OR(P130=\"\",'Combined scenario - input'!$D115=\"\"),\"\",P130/'Combined scenario - input'!$D115),\"\")","v":""},{"$f":"IFERROR(IF(OR(Q130=\"\",'Combined scenario - input'!$D115=\"\"),\"\",Q130/'Combined scenario - input'!$D115),\"\")","v":""},{"$f":"IFERROR(IF(OR(R130=\"\",'Combined scenario - input'!$D115=\"\"),\"\",R130/'Combined scenario - input'!$D115),\"\")","v":""},{"$f":"IFERROR(IF(OR(S130=\"\",'Combined scenario - input'!$D115=\"\"),\"\",S130/'Combined scenario - input'!$D115),\"\")","v":""},{"$f":"IFERROR(IF(OR(T130=\"\",'Combined scenario - input'!$D115=\"\"),\"\",T130/'Combined scenario - input'!$D115),\"\")","v":""},{"$f":"IFERROR(IF(OR(U130=\"\",'Combined scenario - input'!$D115=\"\"),\"\",U130/'Combined scenario - input'!$D115),\"\")","v":""},{"$f":"IFERROR(IF(OR(V130=\"\",'Combined scenario - input'!$D115=\"\"),\"\",V130/'Combined scenario - input'!$D115),\"\")","v":""},{"$f":"IFERROR(IF(OR(W130=\"\",'Combined scenario - input'!$D115=\"\"),\"\",W130/'Combined scenario - input'!$D115),\"\")","v":""}]
[{"$f":"IFERROR('Combined scenario - input'!A116,\"\")","v":""},{"$f":"IFERROR('Combined scenario - input'!B116,\"\")","v":""},{"$f":"IFERROR('Combined scenario - input'!C116,\"\")","v":""},{"$f":"IFERROR(repcalc('Combined scenario - input'!$CV116:$GH116,'Combined scenario - input'!$G116,'Combined scenario - input'!$E116,'Combined scenario - input'!$F116,20,TRUE,TRUE),\"\")","v":""},"","","","","","","","","","","","","","","","","","","",{"$f":"IFERROR(IF(OR(D131=\"\",'Combined scenario - input'!$D116=\"\"),\"\",D131/'Combined scenario - input'!$D116),\"\")","v":""},{"$f":"IFERROR(IF(OR(E131=\"\",'Combined scenario - input'!$D116=\"\"),\"\",E131/'Combined scenario - input'!$D116),\"\")","v":""},{"$f":"IFERROR(IF(OR(F131=\"\",'Combined scenario - input'!$D116=\"\"),\"\",F131/'Combined scenario - input'!$D116),\"\")","v":""},{"$f":"IFERROR(IF(OR(G131=\"\",'Combined scenario - input'!$D116=\"\"),\"\",G131/'Combined scenario - input'!$D116),\"\")","v":""},{"$f":"IFERROR(IF(OR(H131=\"\",'Combined scenario - input'!$D116=\"\"),\"\",H131/'Combined scenario - input'!$D116),\"\")","v":""},{"$f":"IFERROR(IF(OR(I131=\"\",'Combined scenario - input'!$D116=\"\"),\"\",I131/'Combined scenario - input'!$D116),\"\")","v":""},{"$f":"IFERROR(IF(OR(J131=\"\",'Combined scenario - input'!$D116=\"\"),\"\",J131/'Combined scenario - input'!$D116),\"\")","v":""},{"$f":"IFERROR(IF(OR(K131=\"\",'Combined scenario - input'!$D116=\"\"),\"\",K131/'Combined scenario - input'!$D116),\"\")","v":""},{"$f":"IFERROR(IF(OR(L131=\"\",'Combined scenario - input'!$D116=\"\"),\"\",L131/'Combined scenario - input'!$D116),\"\")","v":""},{"$f":"IFERROR(IF(OR(M131=\"\",'Combined scenario - input'!$D116=\"\"),\"\",M131/'Combined scenario - input'!$D116),\"\")","v":""},{"$f":"IFERROR(IF(OR(N131=\"\",'Combined scenario - input'!$D116=\"\"),\"\",N131/'Combined scenario - input'!$D116),\"\")","v":""},{"$f":"IFERROR(IF(OR(O131=\"\",'Combined scenario - input'!$D116=\"\"),\"\",O131/'Combined scenario - input'!$D116),\"\")","v":""},{"$f":"IFERROR(IF(OR(P131=\"\",'Combined scenario - input'!$D116=\"\"),\"\",P131/'Combined scenario - input'!$D116),\"\")","v":""},{"$f":"IFERROR(IF(OR(Q131=\"\",'Combined scenario - input'!$D116=\"\"),\"\",Q131/'Combined scenario - input'!$D116),\"\")","v":""},{"$f":"IFERROR(IF(OR(R131=\"\",'Combined scenario - input'!$D116=\"\"),\"\",R131/'Combined scenario - input'!$D116),\"\")","v":""},{"$f":"IFERROR(IF(OR(S131=\"\",'Combined scenario - input'!$D116=\"\"),\"\",S131/'Combined scenario - input'!$D116),\"\")","v":""},{"$f":"IFERROR(IF(OR(T131=\"\",'Combined scenario - input'!$D116=\"\"),\"\",T131/'Combined scenario - input'!$D116),\"\")","v":""},{"$f":"IFERROR(IF(OR(U131=\"\",'Combined scenario - input'!$D116=\"\"),\"\",U131/'Combined scenario - input'!$D116),\"\")","v":""},{"$f":"IFERROR(IF(OR(V131=\"\",'Combined scenario - input'!$D116=\"\"),\"\",V131/'Combined scenario - input'!$D116),\"\")","v":""},{"$f":"IFERROR(IF(OR(W131=\"\",'Combined scenario - input'!$D116=\"\"),\"\",W131/'Combined scenario - input'!$D116),\"\")","v":""}]
[{"$f":"IFERROR('Combined scenario - input'!A117,\"\")","v":""},{"$f":"IFERROR('Combined scenario - input'!B117,\"\")","v":""},{"$f":"IFERROR('Combined scenario - input'!C117,\"\")","v":""},{"$f":"IFERROR(repcalc('Combined scenario - input'!$CV117:$GH117,'Combined scenario - input'!$G117,'Combined scenario - input'!$E117,'Combined scenario - input'!$F117,20,TRUE,TRUE),\"\")","v":""},"","","","","","","","","","","","","","","","","","","",{"$f":"IFERROR(IF(OR(D132=\"\",'Combined scenario - input'!$D117=\"\"),\"\",D132/'Combined scenario - input'!$D117),\"\")","v":""},{"$f":"IFERROR(IF(OR(E132=\"\",'Combined scenario - input'!$D117=\"\"),\"\",E132/'Combined scenario - input'!$D117),\"\")","v":""},{"$f":"IFERROR(IF(OR(F132=\"\",'Combined scenario - input'!$D117=\"\"),\"\",F132/'Combined scenario - input'!$D117),\"\")","v":""},{"$f":"IFERROR(IF(OR(G132=\"\",'Combined scenario - input'!$D117=\"\"),\"\",G132/'Combined scenario - input'!$D117),\"\")","v":""},{"$f":"IFERROR(IF(OR(H132=\"\",'Combined scenario - input'!$D117=\"\"),\"\",H132/'Combined scenario - input'!$D117),\"\")","v":""},{"$f":"IFERROR(IF(OR(I132=\"\",'Combined scenario - input'!$D117=\"\"),\"\",I132/'Combined scenario - input'!$D117),\"\")","v":""},{"$f":"IFERROR(IF(OR(J132=\"\",'Combined scenario - input'!$D117=\"\"),\"\",J132/'Combined scenario - input'!$D117),\"\")","v":""},{"$f":"IFERROR(IF(OR(K132=\"\",'Combined scenario - input'!$D117=\"\"),\"\",K132/'Combined scenario - input'!$D117),\"\")","v":""},{"$f":"IFERROR(IF(OR(L132=\"\",'Combined scenario - input'!$D117=\"\"),\"\",L132/'Combined scenario - input'!$D117),\"\")","v":""},{"$f":"IFERROR(IF(OR(M132=\"\",'Combined scenario - input'!$D117=\"\"),\"\",M132/'Combined scenario - input'!$D117),\"\")","v":""},{"$f":"IFERROR(IF(OR(N132=\"\",'Combined scenario - input'!$D117=\"\"),\"\",N132/'Combined scenario - input'!$D117),\"\")","v":""},{"$f":"IFERROR(IF(OR(O132=\"\",'Combined scenario - input'!$D117=\"\"),\"\",O132/'Combined scenario - input'!$D117),\"\")","v":""},{"$f":"IFERROR(IF(OR(P132=\"\",'Combined scenario - input'!$D117=\"\"),\"\",P132/'Combined scenario - input'!$D117),\"\")","v":""},{"$f":"IFERROR(IF(OR(Q132=\"\",'Combined scenario - input'!$D117=\"\"),\"\",Q132/'Combined scenario - input'!$D117),\"\")","v":""},{"$f":"IFERROR(IF(OR(R132=\"\",'Combined scenario - input'!$D117=\"\"),\"\",R132/'Combined scenario - input'!$D117),\"\")","v":""},{"$f":"IFERROR(IF(OR(S132=\"\",'Combined scenario - input'!$D117=\"\"),\"\",S132/'Combined scenario - input'!$D117),\"\")","v":""},{"$f":"IFERROR(IF(OR(T132=\"\",'Combined scenario - input'!$D117=\"\"),\"\",T132/'Combined scenario - input'!$D117),\"\")","v":""},{"$f":"IFERROR(IF(OR(U132=\"\",'Combined scenario - input'!$D117=\"\"),\"\",U132/'Combined scenario - input'!$D117),\"\")","v":""},{"$f":"IFERROR(IF(OR(V132=\"\",'Combined scenario - input'!$D117=\"\"),\"\",V132/'Combined scenario - input'!$D117),\"\")","v":""},{"$f":"IFERROR(IF(OR(W132=\"\",'Combined scenario - input'!$D117=\"\"),\"\",W132/'Combined scenario - input'!$D117),\"\")","v":""}]
[{"$f":"IFERROR('Combined scenario - input'!A118,\"\")","v":""},{"$f":"IFERROR('Combined scenario - input'!B118,\"\")","v":""},{"$f":"IFERROR('Combined scenario - input'!C118,\"\")","v":""},{"$f":"IFERROR(repcalc('Combined scenario - input'!$CV118:$GH118,'Combined scenario - input'!$G118,'Combined scenario - input'!$E118,'Combined scenario - input'!$F118,20,TRUE,TRUE),\"\")","v":""},"","","","","","","","","","","","","","","","","","","",{"$f":"IFERROR(IF(OR(D133=\"\",'Combined scenario - input'!$D118=\"\"),\"\",D133/'Combined scenario - input'!$D118),\"\")","v":""},{"$f":"IFERROR(IF(OR(E133=\"\",'Combined scenario - input'!$D118=\"\"),\"\",E133/'Combined scenario - input'!$D118),\"\")","v":""},{"$f":"IFERROR(IF(OR(F133=\"\",'Combined scenario - input'!$D118=\"\"),\"\",F133/'Combined scenario - input'!$D118),\"\")","v":""},{"$f":"IFERROR(IF(OR(G133=\"\",'Combined scenario - input'!$D118=\"\"),\"\",G133/'Combined scenario - input'!$D118),\"\")","v":""},{"$f":"IFERROR(IF(OR(H133=\"\",'Combined scenario - input'!$D118=\"\"),\"\",H133/'Combined scenario - input'!$D118),\"\")","v":""},{"$f":"IFERROR(IF(OR(I133=\"\",'Combined scenario - input'!$D118=\"\"),\"\",I133/'Combined scenario - input'!$D118),\"\")","v":""},{"$f":"IFERROR(IF(OR(J133=\"\",'Combined scenario - input'!$D118=\"\"),\"\",J133/'Combined scenario - input'!$D118),\"\")","v":""},{"$f":"IFERROR(IF(OR(K133=\"\",'Combined scenario - input'!$D118=\"\"),\"\",K133/'Combined scenario - input'!$D118),\"\")","v":""},{"$f":"IFERROR(IF(OR(L133=\"\",'Combined scenario - input'!$D118=\"\"),\"\",L133/'Combined scenario - input'!$D118),\"\")","v":""},{"$f":"IFERROR(IF(OR(M133=\"\",'Combined scenario - input'!$D118=\"\"),\"\",M133/'Combined scenario - input'!$D118),\"\")","v":""},{"$f":"IFERROR(IF(OR(N133=\"\",'Combined scenario - input'!$D118=\"\"),\"\",N133/'Combined scenario - input'!$D118),\"\")","v":""},{"$f":"IFERROR(IF(OR(O133=\"\",'Combined scenario - input'!$D118=\"\"),\"\",O133/'Combined scenario - input'!$D118),\"\")","v":""},{"$f":"IFERROR(IF(OR(P133=\"\",'Combined scenario - input'!$D118=\"\"),\"\",P133/'Combined scenario - input'!$D118),\"\")","v":""},{"$f":"IFERROR(IF(OR(Q133=\"\",'Combined scenario - input'!$D118=\"\"),\"\",Q133/'Combined scenario - input'!$D118),\"\")","v":""},{"$f":"IFERROR(IF(OR(R133=\"\",'Combined scenario - input'!$D118=\"\"),\"\",R133/'Combined scenario - input'!$D118),\"\")","v":""},{"$f":"IFERROR(IF(OR(S133=\"\",'Combined scenario - input'!$D118=\"\"),\"\",S133/'Combined scenario - input'!$D118),\"\")","v":""},{"$f":"IFERROR(IF(OR(T133=\"\",'Combined scenario - input'!$D118=\"\"),\"\",T133/'Combined scenario - input'!$D118),\"\")","v":""},{"$f":"IFERROR(IF(OR(U133=\"\",'Combined scenario - input'!$D118=\"\"),\"\",U133/'Combined scenario - input'!$D118),\"\")","v":""},{"$f":"IFERROR(IF(OR(V133=\"\",'Combined scenario - input'!$D118=\"\"),\"\",V133/'Combined scenario - input'!$D118),\"\")","v":""},{"$f":"IFERROR(IF(OR(W133=\"\",'Combined scenario - input'!$D118=\"\"),\"\",W133/'Combined scenario - input'!$D118),\"\")","v":""}]
[{"$f":"IFERROR('Combined scenario - input'!A119,\"\")","v":""},{"$f":"IFERROR('Combined scenario - input'!B119,\"\")","v":""},{"$f":"IFERROR('Combined scenario - input'!C119,\"\")","v":""},{"$f":"IFERROR(repcalc('Combined scenario - input'!$CV119:$GH119,'Combined scenario - input'!$G119,'Combined scenario - input'!$E119,'Combined scenario - input'!$F119,20,TRUE,TRUE),\"\")","v":""},"","","","","","","","","","","","","","","","","","","",{"$f":"IFERROR(IF(OR(D134=\"\",'Combined scenario - input'!$D119=\"\"),\"\",D134/'Combined scenario - input'!$D119),\"\")","v":""},{"$f":"IFERROR(IF(OR(E134=\"\",'Combined scenario - input'!$D119=\"\"),\"\",E134/'Combined scenario - input'!$D119),\"\")","v":""},{"$f":"IFERROR(IF(OR(F134=\"\",'Combined scenario - input'!$D119=\"\"),\"\",F134/'Combined scenario - input'!$D119),\"\")","v":""},{"$f":"IFERROR(IF(OR(G134=\"\",'Combined scenario - input'!$D119=\"\"),\"\",G134/'Combined scenario - input'!$D119),\"\")","v":""},{"$f":"IFERROR(IF(OR(H134=\"\",'Combined scenario - input'!$D119=\"\"),\"\",H134/'Combined scenario - input'!$D119),\"\")","v":""},{"$f":"IFERROR(IF(OR(I134=\"\",'Combined scenario - input'!$D119=\"\"),\"\",I134/'Combined scenario - input'!$D119),\"\")","v":""},{"$f":"IFERROR(IF(OR(J134=\"\",'Combined scenario - input'!$D119=\"\"),\"\",J134/'Combined scenario - input'!$D119),\"\")","v":""},{"$f":"IFERROR(IF(OR(K134=\"\",'Combined scenario - input'!$D119=\"\"),\"\",K134/'Combined scenario - input'!$D119),\"\")","v":""},{"$f":"IFERROR(IF(OR(L134=\"\",'Combined scenario - input'!$D119=\"\"),\"\",L134/'Combined scenario - input'!$D119),\"\")","v":""},{"$f":"IFERROR(IF(OR(M134=\"\",'Combined scenario - input'!$D119=\"\"),\"\",M134/'Combined scenario - input'!$D119),\"\")","v":""},{"$f":"IFERROR(IF(OR(N134=\"\",'Combined scenario - input'!$D119=\"\"),\"\",N134/'Combined scenario - input'!$D119),\"\")","v":""},{"$f":"IFERROR(IF(OR(O134=\"\",'Combined scenario - input'!$D119=\"\"),\"\",O134/'Combined scenario - input'!$D119),\"\")","v":""},{"$f":"IFERROR(IF(OR(P134=\"\",'Combined scenario - input'!$D119=\"\"),\"\",P134/'Combined scenario - input'!$D119),\"\")","v":""},{"$f":"IFERROR(IF(OR(Q134=\"\",'Combined scenario - input'!$D119=\"\"),\"\",Q134/'Combined scenario - input'!$D119),\"\")","v":""},{"$f":"IFERROR(IF(OR(R134=\"\",'Combined scenario - input'!$D119=\"\"),\"\",R134/'Combined scenario - input'!$D119),\"\")","v":""},{"$f":"IFERROR(IF(OR(S134=\"\",'Combined scenario - input'!$D119=\"\"),\"\",S134/'Combined scenario - input'!$D119),\"\")","v":""},{"$f":"IFERROR(IF(OR(T134=\"\",'Combined scenario - input'!$D119=\"\"),\"\",T134/'Combined scenario - input'!$D119),\"\")","v":""},{"$f":"IFERROR(IF(OR(U134=\"\",'Combined scenario - input'!$D119=\"\"),\"\",U134/'Combined scenario - input'!$D119),\"\")","v":""},{"$f":"IFERROR(IF(OR(V134=\"\",'Combined scenario - input'!$D119=\"\"),\"\",V134/'Combined scenario - input'!$D119),\"\")","v":""},{"$f":"IFERROR(IF(OR(W134=\"\",'Combined scenario - input'!$D119=\"\"),\"\",W134/'Combined scenario - input'!$D119),\"\")","v":""}]
[{"$f":"IFERROR('Combined scenario - input'!A120,\"\")","v":""},{"$f":"IFERROR('Combined scenario - input'!B120,\"\")","v":""},{"$f":"IFERROR('Combined scenario - input'!C120,\"\")","v":""},{"$f":"IFERROR(repcalc('Combined scenario - input'!$CV120:$GH120,'Combined scenario - input'!$G120,'Combined scenario - input'!$E120,'Combined scenario - input'!$F120,20,TRUE,TRUE),\"\")","v":""},"","","","","","","","","","","","","","","","","","","",{"$f":"IFERROR(IF(OR(D135=\"\",'Combined scenario - input'!$D120=\"\"),\"\",D135/'Combined scenario - input'!$D120),\"\")","v":""},{"$f":"IFERROR(IF(OR(E135=\"\",'Combined scenario - input'!$D120=\"\"),\"\",E135/'Combined scenario - input'!$D120),\"\")","v":""},{"$f":"IFERROR(IF(OR(F135=\"\",'Combined scenario - input'!$D120=\"\"),\"\",F135/'Combined scenario - input'!$D120),\"\")","v":""},{"$f":"IFERROR(IF(OR(G135=\"\",'Combined scenario - input'!$D120=\"\"),\"\",G135/'Combined scenario - input'!$D120),\"\")","v":""},{"$f":"IFERROR(IF(OR(H135=\"\",'Combined scenario - input'!$D120=\"\"),\"\",H135/'Combined scenario - input'!$D120),\"\")","v":""},{"$f":"IFERROR(IF(OR(I135=\"\",'Combined scenario - input'!$D120=\"\"),\"\",I135/'Combined scenario - input'!$D120),\"\")","v":""},{"$f":"IFERROR(IF(OR(J135=\"\",'Combined scenario - input'!$D120=\"\"),\"\",J135/'Combined scenario - input'!$D120),\"\")","v":""},{"$f":"IFERROR(IF(OR(K135=\"\",'Combined scenario - input'!$D120=\"\"),\"\",K135/'Combined scenario - input'!$D120),\"\")","v":""},{"$f":"IFERROR(IF(OR(L135=\"\",'Combined scenario - input'!$D120=\"\"),\"\",L135/'Combined scenario - input'!$D120),\"\")","v":""},{"$f":"IFERROR(IF(OR(M135=\"\",'Combined scenario - input'!$D120=\"\"),\"\",M135/'Combined scenario - input'!$D120),\"\")","v":""},{"$f":"IFERROR(IF(OR(N135=\"\",'Combined scenario - input'!$D120=\"\"),\"\",N135/'Combined scenario - input'!$D120),\"\")","v":""},{"$f":"IFERROR(IF(OR(O135=\"\",'Combined scenario - input'!$D120=\"\"),\"\",O135/'Combined scenario - input'!$D120),\"\")","v":""},{"$f":"IFERROR(IF(OR(P135=\"\",'Combined scenario - input'!$D120=\"\"),\"\",P135/'Combined scenario - input'!$D120),\"\")","v":""},{"$f":"IFERROR(IF(OR(Q135=\"\",'Combined scenario - input'!$D120=\"\"),\"\",Q135/'Combined scenario - input'!$D120),\"\")","v":""},{"$f":"IFERROR(IF(OR(R135=\"\",'Combined scenario - input'!$D120=\"\"),\"\",R135/'Combined scenario - input'!$D120),\"\")","v":""},{"$f":"IFERROR(IF(OR(S135=\"\",'Combined scenario - input'!$D120=\"\"),\"\",S135/'Combined scenario - input'!$D120),\"\")","v":""},{"$f":"IFERROR(IF(OR(T135=\"\",'Combined scenario - input'!$D120=\"\"),\"\",T135/'Combined scenario - input'!$D120),\"\")","v":""},{"$f":"IFERROR(IF(OR(U135=\"\",'Combined scenario - input'!$D120=\"\"),\"\",U135/'Combined scenario - input'!$D120),\"\")","v":""},{"$f":"IFERROR(IF(OR(V135=\"\",'Combined scenario - input'!$D120=\"\"),\"\",V135/'Combined scenario - input'!$D120),\"\")","v":""},{"$f":"IFERROR(IF(OR(W135=\"\",'Combined scenario - input'!$D120=\"\"),\"\",W135/'Combined scenario - input'!$D120),\"\")","v":""}]
[{"$f":"IFERROR('Combined scenario - input'!A121,\"\")","v":""},{"$f":"IFERROR('Combined scenario - input'!B121,\"\")","v":""},{"$f":"IFERROR('Combined scenario - input'!C121,\"\")","v":""},{"$f":"IFERROR(repcalc('Combined scenario - input'!$CV121:$GH121,'Combined scenario - input'!$G121,'Combined scenario - input'!$E121,'Combined scenario - input'!$F121,20,TRUE,TRUE),\"\")","v":""},"","","","","","","","","","","","","","","","","","","",{"$f":"IFERROR(IF(OR(D136=\"\",'Combined scenario - input'!$D121=\"\"),\"\",D136/'Combined scenario - input'!$D121),\"\")","v":""},{"$f":"IFERROR(IF(OR(E136=\"\",'Combined scenario - input'!$D121=\"\"),\"\",E136/'Combined scenario - input'!$D121),\"\")","v":""},{"$f":"IFERROR(IF(OR(F136=\"\",'Combined scenario - input'!$D121=\"\"),\"\",F136/'Combined scenario - input'!$D121),\"\")","v":""},{"$f":"IFERROR(IF(OR(G136=\"\",'Combined scenario - input'!$D121=\"\"),\"\",G136/'Combined scenario - input'!$D121),\"\")","v":""},{"$f":"IFERROR(IF(OR(H136=\"\",'Combined scenario - input'!$D121=\"\"),\"\",H136/'Combined scenario - input'!$D121),\"\")","v":""},{"$f":"IFERROR(IF(OR(I136=\"\",'Combined scenario - input'!$D121=\"\"),\"\",I136/'Combined scenario - input'!$D121),\"\")","v":""},{"$f":"IFERROR(IF(OR(J136=\"\",'Combined scenario - input'!$D121=\"\"),\"\",J136/'Combined scenario - input'!$D121),\"\")","v":""},{"$f":"IFERROR(IF(OR(K136=\"\",'Combined scenario - input'!$D121=\"\"),\"\",K136/'Combined scenario - input'!$D121),\"\")","v":""},{"$f":"IFERROR(IF(OR(L136=\"\",'Combined scenario - input'!$D121=\"\"),\"\",L136/'Combined scenario - input'!$D121),\"\")","v":""},{"$f":"IFERROR(IF(OR(M136=\"\",'Combined scenario - input'!$D121=\"\"),\"\",M136/'Combined scenario - input'!$D121),\"\")","v":""},{"$f":"IFERROR(IF(OR(N136=\"\",'Combined scenario - input'!$D121=\"\"),\"\",N136/'Combined scenario - input'!$D121),\"\")","v":""},{"$f":"IFERROR(IF(OR(O136=\"\",'Combined scenario - input'!$D121=\"\"),\"\",O136/'Combined scenario - input'!$D121),\"\")","v":""},{"$f":"IFERROR(IF(OR(P136=\"\",'Combined scenario - input'!$D121=\"\"),\"\",P136/'Combined scenario - input'!$D121),\"\")","v":""},{"$f":"IFERROR(IF(OR(Q136=\"\",'Combined scenario - input'!$D121=\"\"),\"\",Q136/'Combined scenario - input'!$D121),\"\")","v":""},{"$f":"IFERROR(IF(OR(R136=\"\",'Combined scenario - input'!$D121=\"\"),\"\",R136/'Combined scenario - input'!$D121),\"\")","v":""},{"$f":"IFERROR(IF(OR(S136=\"\",'Combined scenario - input'!$D121=\"\"),\"\",S136/'Combined scenario - input'!$D121),\"\")","v":""},{"$f":"IFERROR(IF(OR(T136=\"\",'Combined scenario - input'!$D121=\"\"),\"\",T136/'Combined scenario - input'!$D121),\"\")","v":""},{"$f":"IFERROR(IF(OR(U136=\"\",'Combined scenario - input'!$D121=\"\"),\"\",U136/'Combined scenario - input'!$D121),\"\")","v":""},{"$f":"IFERROR(IF(OR(V136=\"\",'Combined scenario - input'!$D121=\"\"),\"\",V136/'Combined scenario - input'!$D121),\"\")","v":""},{"$f":"IFERROR(IF(OR(W136=\"\",'Combined scenario - input'!$D121=\"\"),\"\",W136/'Combined scenario - input'!$D121),\"\")","v":""}]
[{"$f":"IFERROR('Combined scenario - input'!A122,\"\")","v":""},{"$f":"IFERROR('Combined scenario - input'!B122,\"\")","v":""},{"$f":"IFERROR('Combined scenario - input'!C122,\"\")","v":""},{"$f":"IFERROR(repcalc('Combined scenario - input'!$CV122:$GH122,'Combined scenario - input'!$G122,'Combined scenario - input'!$E122,'Combined scenario - input'!$F122,20,TRUE,TRUE),\"\")","v":""},"","","","","","","","","","","","","","","","","","","",{"$f":"IFERROR(IF(OR(D137=\"\",'Combined scenario - input'!$D122=\"\"),\"\",D137/'Combined scenario - input'!$D122),\"\")","v":""},{"$f":"IFERROR(IF(OR(E137=\"\",'Combined scenario - input'!$D122=\"\"),\"\",E137/'Combined scenario - input'!$D122),\"\")","v":""},{"$f":"IFERROR(IF(OR(F137=\"\",'Combined scenario - input'!$D122=\"\"),\"\",F137/'Combined scenario - input'!$D122),\"\")","v":""},{"$f":"IFERROR(IF(OR(G137=\"\",'Combined scenario - input'!$D122=\"\"),\"\",G137/'Combined scenario - input'!$D122),\"\")","v":""},{"$f":"IFERROR(IF(OR(H137=\"\",'Combined scenario - input'!$D122=\"\"),\"\",H137/'Combined scenario - input'!$D122),\"\")","v":""},{"$f":"IFERROR(IF(OR(I137=\"\",'Combined scenario - input'!$D122=\"\"),\"\",I137/'Combined scenario - input'!$D122),\"\")","v":""},{"$f":"IFERROR(IF(OR(J137=\"\",'Combined scenario - input'!$D122=\"\"),\"\",J137/'Combined scenario - input'!$D122),\"\")","v":""},{"$f":"IFERROR(IF(OR(K137=\"\",'Combined scenario - input'!$D122=\"\"),\"\",K137/'Combined scenario - input'!$D122),\"\")","v":""},{"$f":"IFERROR(IF(OR(L137=\"\",'Combined scenario - input'!$D122=\"\"),\"\",L137/'Combined scenario - input'!$D122),\"\")","v":""},{"$f":"IFERROR(IF(OR(M137=\"\",'Combined scenario - input'!$D122=\"\"),\"\",M137/'Combined scenario - input'!$D122),\"\")","v":""},{"$f":"IFERROR(IF(OR(N137=\"\",'Combined scenario - input'!$D122=\"\"),\"\",N137/'Combined scenario - input'!$D122),\"\")","v":""},{"$f":"IFERROR(IF(OR(O137=\"\",'Combined scenario - input'!$D122=\"\"),\"\",O137/'Combined scenario - input'!$D122),\"\")","v":""},{"$f":"IFERROR(IF(OR(P137=\"\",'Combined scenario - input'!$D122=\"\"),\"\",P137/'Combined scenario - input'!$D122),\"\")","v":""},{"$f":"IFERROR(IF(OR(Q137=\"\",'Combined scenario - input'!$D122=\"\"),\"\",Q137/'Combined scenario - input'!$D122),\"\")","v":""},{"$f":"IFERROR(IF(OR(R137=\"\",'Combined scenario - input'!$D122=\"\"),\"\",R137/'Combined scenario - input'!$D122),\"\")","v":""},{"$f":"IFERROR(IF(OR(S137=\"\",'Combined scenario - input'!$D122=\"\"),\"\",S137/'Combined scenario - input'!$D122),\"\")","v":""},{"$f":"IFERROR(IF(OR(T137=\"\",'Combined scenario - input'!$D122=\"\"),\"\",T137/'Combined scenario - input'!$D122),\"\")","v":""},{"$f":"IFERROR(IF(OR(U137=\"\",'Combined scenario - input'!$D122=\"\"),\"\",U137/'Combined scenario - input'!$D122),\"\")","v":""},{"$f":"IFERROR(IF(OR(V137=\"\",'Combined scenario - input'!$D122=\"\"),\"\",V137/'Combined scenario - input'!$D122),\"\")","v":""},{"$f":"IFERROR(IF(OR(W137=\"\",'Combined scenario - input'!$D122=\"\"),\"\",W137/'Combined scenario - input'!$D122),\"\")","v":""}]
[{"$f":"IFERROR('Combined scenario - input'!A123,\"\")","v":""},{"$f":"IFERROR('Combined scenario - input'!B123,\"\")","v":""},{"$f":"IFERROR('Combined scenario - input'!C123,\"\")","v":""},{"$f":"IFERROR(repcalc('Combined scenario - input'!$CV123:$GH123,'Combined scenario - input'!$G123,'Combined scenario - input'!$E123,'Combined scenario - input'!$F123,20,TRUE,TRUE),\"\")","v":""},"","","","","","","","","","","","","","","","","","","",{"$f":"IFERROR(IF(OR(D138=\"\",'Combined scenario - input'!$D123=\"\"),\"\",D138/'Combined scenario - input'!$D123),\"\")","v":""},{"$f":"IFERROR(IF(OR(E138=\"\",'Combined scenario - input'!$D123=\"\"),\"\",E138/'Combined scenario - input'!$D123),\"\")","v":""},{"$f":"IFERROR(IF(OR(F138=\"\",'Combined scenario - input'!$D123=\"\"),\"\",F138/'Combined scenario - input'!$D123),\"\")","v":""},{"$f":"IFERROR(IF(OR(G138=\"\",'Combined scenario - input'!$D123=\"\"),\"\",G138/'Combined scenario - input'!$D123),\"\")","v":""},{"$f":"IFERROR(IF(OR(H138=\"\",'Combined scenario - input'!$D123=\"\"),\"\",H138/'Combined scenario - input'!$D123),\"\")","v":""},{"$f":"IFERROR(IF(OR(I138=\"\",'Combined scenario - input'!$D123=\"\"),\"\",I138/'Combined scenario - input'!$D123),\"\")","v":""},{"$f":"IFERROR(IF(OR(J138=\"\",'Combined scenario - input'!$D123=\"\"),\"\",J138/'Combined scenario - input'!$D123),\"\")","v":""},{"$f":"IFERROR(IF(OR(K138=\"\",'Combined scenario - input'!$D123=\"\"),\"\",K138/'Combined scenario - input'!$D123),\"\")","v":""},{"$f":"IFERROR(IF(OR(L138=\"\",'Combined scenario - input'!$D123=\"\"),\"\",L138/'Combined scenario - input'!$D123),\"\")","v":""},{"$f":"IFERROR(IF(OR(M138=\"\",'Combined scenario - input'!$D123=\"\"),\"\",M138/'Combined scenario - input'!$D123),\"\")","v":""},{"$f":"IFERROR(IF(OR(N138=\"\",'Combined scenario - input'!$D123=\"\"),\"\",N138/'Combined scenario - input'!$D123),\"\")","v":""},{"$f":"IFERROR(IF(OR(O138=\"\",'Combined scenario - input'!$D123=\"\"),\"\",O138/'Combined scenario - input'!$D123),\"\")","v":""},{"$f":"IFERROR(IF(OR(P138=\"\",'Combined scenario - input'!$D123=\"\"),\"\",P138/'Combined scenario - input'!$D123),\"\")","v":""},{"$f":"IFERROR(IF(OR(Q138=\"\",'Combined scenario - input'!$D123=\"\"),\"\",Q138/'Combined scenario - input'!$D123),\"\")","v":""},{"$f":"IFERROR(IF(OR(R138=\"\",'Combined scenario - input'!$D123=\"\"),\"\",R138/'Combined scenario - input'!$D123),\"\")","v":""},{"$f":"IFERROR(IF(OR(S138=\"\",'Combined scenario - input'!$D123=\"\"),\"\",S138/'Combined scenario - input'!$D123),\"\")","v":""},{"$f":"IFERROR(IF(OR(T138=\"\",'Combined scenario - input'!$D123=\"\"),\"\",T138/'Combined scenario - input'!$D123),\"\")","v":""},{"$f":"IFERROR(IF(OR(U138=\"\",'Combined scenario - input'!$D123=\"\"),\"\",U138/'Combined scenario - input'!$D123),\"\")","v":""},{"$f":"IFERROR(IF(OR(V138=\"\",'Combined scenario - input'!$D123=\"\"),\"\",V138/'Combined scenario - input'!$D123),\"\")","v":""},{"$f":"IFERROR(IF(OR(W138=\"\",'Combined scenario - input'!$D123=\"\"),\"\",W138/'Combined scenario - input'!$D123),\"\")","v":""}]
[{"$f":"IFERROR('Combined scenario - input'!A124,\"\")","v":""},{"$f":"IFERROR('Combined scenario - input'!B124,\"\")","v":""},{"$f":"IFERROR('Combined scenario - input'!C124,\"\")","v":""},{"$f":"IFERROR(repcalc('Combined scenario - input'!$CV124:$GH124,'Combined scenario - input'!$G124,'Combined scenario - input'!$E124,'Combined scenario - input'!$F124,20,TRUE,TRUE),\"\")","v":""},"","","","","","","","","","","","","","","","","","","",{"$f":"IFERROR(IF(OR(D139=\"\",'Combined scenario - input'!$D124=\"\"),\"\",D139/'Combined scenario - input'!$D124),\"\")","v":""},{"$f":"IFERROR(IF(OR(E139=\"\",'Combined scenario - input'!$D124=\"\"),\"\",E139/'Combined scenario - input'!$D124),\"\")","v":""},{"$f":"IFERROR(IF(OR(F139=\"\",'Combined scenario - input'!$D124=\"\"),\"\",F139/'Combined scenario - input'!$D124),\"\")","v":""},{"$f":"IFERROR(IF(OR(G139=\"\",'Combined scenario - input'!$D124=\"\"),\"\",G139/'Combined scenario - input'!$D124),\"\")","v":""},{"$f":"IFERROR(IF(OR(H139=\"\",'Combined scenario - input'!$D124=\"\"),\"\",H139/'Combined scenario - input'!$D124),\"\")","v":""},{"$f":"IFERROR(IF(OR(I139=\"\",'Combined scenario - input'!$D124=\"\"),\"\",I139/'Combined scenario - input'!$D124),\"\")","v":""},{"$f":"IFERROR(IF(OR(J139=\"\",'Combined scenario - input'!$D124=\"\"),\"\",J139/'Combined scenario - input'!$D124),\"\")","v":""},{"$f":"IFERROR(IF(OR(K139=\"\",'Combined scenario - input'!$D124=\"\"),\"\",K139/'Combined scenario - input'!$D124),\"\")","v":""},{"$f":"IFERROR(IF(OR(L139=\"\",'Combined scenario - input'!$D124=\"\"),\"\",L139/'Combined scenario - input'!$D124),\"\")","v":""},{"$f":"IFERROR(IF(OR(M139=\"\",'Combined scenario - input'!$D124=\"\"),\"\",M139/'Combined scenario - input'!$D124),\"\")","v":""},{"$f":"IFERROR(IF(OR(N139=\"\",'Combined scenario - input'!$D124=\"\"),\"\",N139/'Combined scenario - input'!$D124),\"\")","v":""},{"$f":"IFERROR(IF(OR(O139=\"\",'Combined scenario - input'!$D124=\"\"),\"\",O139/'Combined scenario - input'!$D124),\"\")","v":""},{"$f":"IFERROR(IF(OR(P139=\"\",'Combined scenario - input'!$D124=\"\"),\"\",P139/'Combined scenario - input'!$D124),\"\")","v":""},{"$f":"IFERROR(IF(OR(Q139=\"\",'Combined scenario - input'!$D124=\"\"),\"\",Q139/'Combined scenario - input'!$D124),\"\")","v":""},{"$f":"IFERROR(IF(OR(R139=\"\",'Combined scenario - input'!$D124=\"\"),\"\",R139/'Combined scenario - input'!$D124),\"\")","v":""},{"$f":"IFERROR(IF(OR(S139=\"\",'Combined scenario - input'!$D124=\"\"),\"\",S139/'Combined scenario - input'!$D124),\"\")","v":""},{"$f":"IFERROR(IF(OR(T139=\"\",'Combined scenario - input'!$D124=\"\"),\"\",T139/'Combined scenario - input'!$D124),\"\")","v":""},{"$f":"IFERROR(IF(OR(U139=\"\",'Combined scenario - input'!$D124=\"\"),\"\",U139/'Combined scenario - input'!$D124),\"\")","v":""},{"$f":"IFERROR(IF(OR(V139=\"\",'Combined scenario - input'!$D124=\"\"),\"\",V139/'Combined scenario - input'!$D124),\"\")","v":""},{"$f":"IFERROR(IF(OR(W139=\"\",'Combined scenario - input'!$D124=\"\"),\"\",W139/'Combined scenario - input'!$D124),\"\")","v":""}]
[{"$f":"IFERROR('Combined scenario - input'!A125,\"\")","v":""},{"$f":"IFERROR('Combined scenario - input'!B125,\"\")","v":""},{"$f":"IFERROR('Combined scenario - input'!C125,\"\")","v":""},{"$f":"IFERROR(repcalc('Combined scenario - input'!$CV125:$GH125,'Combined scenario - input'!$G125,'Combined scenario - input'!$E125,'Combined scenario - input'!$F125,20,TRUE,TRUE),\"\")","v":""},"","","","","","","","","","","","","","","","","","","",{"$f":"IFERROR(IF(OR(D140=\"\",'Combined scenario - input'!$D125=\"\"),\"\",D140/'Combined scenario - input'!$D125),\"\")","v":""},{"$f":"IFERROR(IF(OR(E140=\"\",'Combined scenario - input'!$D125=\"\"),\"\",E140/'Combined scenario - input'!$D125),\"\")","v":""},{"$f":"IFERROR(IF(OR(F140=\"\",'Combined scenario - input'!$D125=\"\"),\"\",F140/'Combined scenario - input'!$D125),\"\")","v":""},{"$f":"IFERROR(IF(OR(G140=\"\",'Combined scenario - input'!$D125=\"\"),\"\",G140/'Combined scenario - input'!$D125),\"\")","v":""},{"$f":"IFERROR(IF(OR(H140=\"\",'Combined scenario - input'!$D125=\"\"),\"\",H140/'Combined scenario - input'!$D125),\"\")","v":""},{"$f":"IFERROR(IF(OR(I140=\"\",'Combined scenario - input'!$D125=\"\"),\"\",I140/'Combined scenario - input'!$D125),\"\")","v":""},{"$f":"IFERROR(IF(OR(J140=\"\",'Combined scenario - input'!$D125=\"\"),\"\",J140/'Combined scenario - input'!$D125),\"\")","v":""},{"$f":"IFERROR(IF(OR(K140=\"\",'Combined scenario - input'!$D125=\"\"),\"\",K140/'Combined scenario - input'!$D125),\"\")","v":""},{"$f":"IFERROR(IF(OR(L140=\"\",'Combined scenario - input'!$D125=\"\"),\"\",L140/'Combined scenario - input'!$D125),\"\")","v":""},{"$f":"IFERROR(IF(OR(M140=\"\",'Combined scenario - input'!$D125=\"\"),\"\",M140/'Combined scenario - input'!$D125),\"\")","v":""},{"$f":"IFERROR(IF(OR(N140=\"\",'Combined scenario - input'!$D125=\"\"),\"\",N140/'Combined scenario - input'!$D125),\"\")","v":""},{"$f":"IFERROR(IF(OR(O140=\"\",'Combined scenario - input'!$D125=\"\"),\"\",O140/'Combined scenario - input'!$D125),\"\")","v":""},{"$f":"IFERROR(IF(OR(P140=\"\",'Combined scenario - input'!$D125=\"\"),\"\",P140/'Combined scenario - input'!$D125),\"\")","v":""},{"$f":"IFERROR(IF(OR(Q140=\"\",'Combined scenario - input'!$D125=\"\"),\"\",Q140/'Combined scenario - input'!$D125),\"\")","v":""},{"$f":"IFERROR(IF(OR(R140=\"\",'Combined scenario - input'!$D125=\"\"),\"\",R140/'Combined scenario - input'!$D125),\"\")","v":""},{"$f":"IFERROR(IF(OR(S140=\"\",'Combined scenario - input'!$D125=\"\"),\"\",S140/'Combined scenario - input'!$D125),\"\")","v":""},{"$f":"IFERROR(IF(OR(T140=\"\",'Combined scenario - input'!$D125=\"\"),\"\",T140/'Combined scenario - input'!$D125),\"\")","v":""},{"$f":"IFERROR(IF(OR(U140=\"\",'Combined scenario - input'!$D125=\"\"),\"\",U140/'Combined scenario - input'!$D125),\"\")","v":""},{"$f":"IFERROR(IF(OR(V140=\"\",'Combined scenario - input'!$D125=\"\"),\"\",V140/'Combined scenario - input'!$D125),\"\")","v":""},{"$f":"IFERROR(IF(OR(W140=\"\",'Combined scenario - input'!$D125=\"\"),\"\",W140/'Combined scenario - input'!$D125),\"\")","v":""}]
[{"$f":"IFERROR('Combined scenario - input'!A126,\"\")","v":""},{"$f":"IFERROR('Combined scenario - input'!B126,\"\")","v":""},{"$f":"IFERROR('Combined scenario - input'!C126,\"\")","v":""},{"$f":"IFERROR(repcalc('Combined scenario - input'!$CV126:$GH126,'Combined scenario - input'!$G126,'Combined scenario - input'!$E126,'Combined scenario - input'!$F126,20,TRUE,TRUE),\"\")","v":""},"","","","","","","","","","","","","","","","","","","",{"$f":"IFERROR(IF(OR(D141=\"\",'Combined scenario - input'!$D126=\"\"),\"\",D141/'Combined scenario - input'!$D126),\"\")","v":""},{"$f":"IFERROR(IF(OR(E141=\"\",'Combined scenario - input'!$D126=\"\"),\"\",E141/'Combined scenario - input'!$D126),\"\")","v":""},{"$f":"IFERROR(IF(OR(F141=\"\",'Combined scenario - input'!$D126=\"\"),\"\",F141/'Combined scenario - input'!$D126),\"\")","v":""},{"$f":"IFERROR(IF(OR(G141=\"\",'Combined scenario - input'!$D126=\"\"),\"\",G141/'Combined scenario - input'!$D126),\"\")","v":""},{"$f":"IFERROR(IF(OR(H141=\"\",'Combined scenario - input'!$D126=\"\"),\"\",H141/'Combined scenario - input'!$D126),\"\")","v":""},{"$f":"IFERROR(IF(OR(I141=\"\",'Combined scenario - input'!$D126=\"\"),\"\",I141/'Combined scenario - input'!$D126),\"\")","v":""},{"$f":"IFERROR(IF(OR(J141=\"\",'Combined scenario - input'!$D126=\"\"),\"\",J141/'Combined scenario - input'!$D126),\"\")","v":""},{"$f":"IFERROR(IF(OR(K141=\"\",'Combined scenario - input'!$D126=\"\"),\"\",K141/'Combined scenario - input'!$D126),\"\")","v":""},{"$f":"IFERROR(IF(OR(L141=\"\",'Combined scenario - input'!$D126=\"\"),\"\",L141/'Combined scenario - input'!$D126),\"\")","v":""},{"$f":"IFERROR(IF(OR(M141=\"\",'Combined scenario - input'!$D126=\"\"),\"\",M141/'Combined scenario - input'!$D126),\"\")","v":""},{"$f":"IFERROR(IF(OR(N141=\"\",'Combined scenario - input'!$D126=\"\"),\"\",N141/'Combined scenario - input'!$D126),\"\")","v":""},{"$f":"IFERROR(IF(OR(O141=\"\",'Combined scenario - input'!$D126=\"\"),\"\",O141/'Combined scenario - input'!$D126),\"\")","v":""},{"$f":"IFERROR(IF(OR(P141=\"\",'Combined scenario - input'!$D126=\"\"),\"\",P141/'Combined scenario - input'!$D126),\"\")","v":""},{"$f":"IFERROR(IF(OR(Q141=\"\",'Combined scenario - input'!$D126=\"\"),\"\",Q141/'Combined scenario - input'!$D126),\"\")","v":""},{"$f":"IFERROR(IF(OR(R141=\"\",'Combined scenario - input'!$D126=\"\"),\"\",R141/'Combined scenario - input'!$D126),\"\")","v":""},{"$f":"IFERROR(IF(OR(S141=\"\",'Combined scenario - input'!$D126=\"\"),\"\",S141/'Combined scenario - input'!$D126),\"\")","v":""},{"$f":"IFERROR(IF(OR(T141=\"\",'Combined scenario - input'!$D126=\"\"),\"\",T141/'Combined scenario - input'!$D126),\"\")","v":""},{"$f":"IFERROR(IF(OR(U141=\"\",'Combined scenario - input'!$D126=\"\"),\"\",U141/'Combined scenario - input'!$D126),\"\")","v":""},{"$f":"IFERROR(IF(OR(V141=\"\",'Combined scenario - input'!$D126=\"\"),\"\",V141/'Combined scenario - input'!$D126),\"\")","v":""},{"$f":"IFERROR(IF(OR(W141=\"\",'Combined scenario - input'!$D126=\"\"),\"\",W141/'Combined scenario - input'!$D126),\"\")","v":""}]
[{"$f":"IFERROR('Combined scenario - input'!A127,\"\")","v":""},{"$f":"IFERROR('Combined scenario - input'!B127,\"\")","v":""},{"$f":"IFERROR('Combined scenario - input'!C127,\"\")","v":""},{"$f":"IFERROR(repcalc('Combined scenario - input'!$CV127:$GH127,'Combined scenario - input'!$G127,'Combined scenario - input'!$E127,'Combined scenario - input'!$F127,20,TRUE,TRUE),\"\")","v":""},"","","","","","","","","","","","","","","","","","","",{"$f":"IFERROR(IF(OR(D142=\"\",'Combined scenario - input'!$D127=\"\"),\"\",D142/'Combined scenario - input'!$D127),\"\")","v":""},{"$f":"IFERROR(IF(OR(E142=\"\",'Combined scenario - input'!$D127=\"\"),\"\",E142/'Combined scenario - input'!$D127),\"\")","v":""},{"$f":"IFERROR(IF(OR(F142=\"\",'Combined scenario - input'!$D127=\"\"),\"\",F142/'Combined scenario - input'!$D127),\"\")","v":""},{"$f":"IFERROR(IF(OR(G142=\"\",'Combined scenario - input'!$D127=\"\"),\"\",G142/'Combined scenario - input'!$D127),\"\")","v":""},{"$f":"IFERROR(IF(OR(H142=\"\",'Combined scenario - input'!$D127=\"\"),\"\",H142/'Combined scenario - input'!$D127),\"\")","v":""},{"$f":"IFERROR(IF(OR(I142=\"\",'Combined scenario - input'!$D127=\"\"),\"\",I142/'Combined scenario - input'!$D127),\"\")","v":""},{"$f":"IFERROR(IF(OR(J142=\"\",'Combined scenario - input'!$D127=\"\"),\"\",J142/'Combined scenario - input'!$D127),\"\")","v":""},{"$f":"IFERROR(IF(OR(K142=\"\",'Combined scenario - input'!$D127=\"\"),\"\",K142/'Combined scenario - input'!$D127),\"\")","v":""},{"$f":"IFERROR(IF(OR(L142=\"\",'Combined scenario - input'!$D127=\"\"),\"\",L142/'Combined scenario - input'!$D127),\"\")","v":""},{"$f":"IFERROR(IF(OR(M142=\"\",'Combined scenario - input'!$D127=\"\"),\"\",M142/'Combined scenario - input'!$D127),\"\")","v":""},{"$f":"IFERROR(IF(OR(N142=\"\",'Combined scenario - input'!$D127=\"\"),\"\",N142/'Combined scenario - input'!$D127),\"\")","v":""},{"$f":"IFERROR(IF(OR(O142=\"\",'Combined scenario - input'!$D127=\"\"),\"\",O142/'Combined scenario - input'!$D127),\"\")","v":""},{"$f":"IFERROR(IF(OR(P142=\"\",'Combined scenario - input'!$D127=\"\"),\"\",P142/'Combined scenario - input'!$D127),\"\")","v":""},{"$f":"IFERROR(IF(OR(Q142=\"\",'Combined scenario - input'!$D127=\"\"),\"\",Q142/'Combined scenario - input'!$D127),\"\")","v":""},{"$f":"IFERROR(IF(OR(R142=\"\",'Combined scenario - input'!$D127=\"\"),\"\",R142/'Combined scenario - input'!$D127),\"\")","v":""},{"$f":"IFERROR(IF(OR(S142=\"\",'Combined scenario - input'!$D127=\"\"),\"\",S142/'Combined scenario - input'!$D127),\"\")","v":""},{"$f":"IFERROR(IF(OR(T142=\"\",'Combined scenario - input'!$D127=\"\"),\"\",T142/'Combined scenario - input'!$D127),\"\")","v":""},{"$f":"IFERROR(IF(OR(U142=\"\",'Combined scenario - input'!$D127=\"\"),\"\",U142/'Combined scenario - input'!$D127),\"\")","v":""},{"$f":"IFERROR(IF(OR(V142=\"\",'Combined scenario - input'!$D127=\"\"),\"\",V142/'Combined scenario - input'!$D127),\"\")","v":""},{"$f":"IFERROR(IF(OR(W142=\"\",'Combined scenario - input'!$D127=\"\"),\"\",W142/'Combined scenario - input'!$D127),\"\")","v":""}]
[{"$f":"IFERROR('Combined scenario - input'!A128,\"\")","v":""},{"$f":"IFERROR('Combined scenario - input'!B128,\"\")","v":""},{"$f":"IFERROR('Combined scenario - input'!C128,\"\")","v":""},{"$f":"IFERROR(repcalc('Combined scenario - input'!$CV128:$GH128,'Combined scenario - input'!$G128,'Combined scenario - input'!$E128,'Combined scenario - input'!$F128,20,TRUE,TRUE),\"\")","v":""},"","","","","","","","","","","","","","","","","","","",{"$f":"IFERROR(IF(OR(D143=\"\",'Combined scenario - input'!$D128=\"\"),\"\",D143/'Combined scenario - input'!$D128),\"\")","v":""},{"$f":"IFERROR(IF(OR(E143=\"\",'Combined scenario - input'!$D128=\"\"),\"\",E143/'Combined scenario - input'!$D128),\"\")","v":""},{"$f":"IFERROR(IF(OR(F143=\"\",'Combined scenario - input'!$D128=\"\"),\"\",F143/'Combined scenario - input'!$D128),\"\")","v":""},{"$f":"IFERROR(IF(OR(G143=\"\",'Combined scenario - input'!$D128=\"\"),\"\",G143/'Combined scenario - input'!$D128),\"\")","v":""},{"$f":"IFERROR(IF(OR(H143=\"\",'Combined scenario - input'!$D128=\"\"),\"\",H143/'Combined scenario - input'!$D128),\"\")","v":""},{"$f":"IFERROR(IF(OR(I143=\"\",'Combined scenario - input'!$D128=\"\"),\"\",I143/'Combined scenario - input'!$D128),\"\")","v":""},{"$f":"IFERROR(IF(OR(J143=\"\",'Combined scenario - input'!$D128=\"\"),\"\",J143/'Combined scenario - input'!$D128),\"\")","v":""},{"$f":"IFERROR(IF(OR(K143=\"\",'Combined scenario - input'!$D128=\"\"),\"\",K143/'Combined scenario - input'!$D128),\"\")","v":""},{"$f":"IFERROR(IF(OR(L143=\"\",'Combined scenario - input'!$D128=\"\"),\"\",L143/'Combined scenario - input'!$D128),\"\")","v":""},{"$f":"IFERROR(IF(OR(M143=\"\",'Combined scenario - input'!$D128=\"\"),\"\",M143/'Combined scenario - input'!$D128),\"\")","v":""},{"$f":"IFERROR(IF(OR(N143=\"\",'Combined scenario - input'!$D128=\"\"),\"\",N143/'Combined scenario - input'!$D128),\"\")","v":""},{"$f":"IFERROR(IF(OR(O143=\"\",'Combined scenario - input'!$D128=\"\"),\"\",O143/'Combined scenario - input'!$D128),\"\")","v":""},{"$f":"IFERROR(IF(OR(P143=\"\",'Combined scenario - input'!$D128=\"\"),\"\",P143/'Combined scenario - input'!$D128),\"\")","v":""},{"$f":"IFERROR(IF(OR(Q143=\"\",'Combined scenario - input'!$D128=\"\"),\"\",Q143/'Combined scenario - input'!$D128),\"\")","v":""},{"$f":"IFERROR(IF(OR(R143=\"\",'Combined scenario - input'!$D128=\"\"),\"\",R143/'Combined scenario - input'!$D128),\"\")","v":""},{"$f":"IFERROR(IF(OR(S143=\"\",'Combined scenario - input'!$D128=\"\"),\"\",S143/'Combined scenario - input'!$D128),\"\")","v":""},{"$f":"IFERROR(IF(OR(T143=\"\",'Combined scenario - input'!$D128=\"\"),\"\",T143/'Combined scenario - input'!$D128),\"\")","v":""},{"$f":"IFERROR(IF(OR(U143=\"\",'Combined scenario - input'!$D128=\"\"),\"\",U143/'Combined scenario - input'!$D128),\"\")","v":""},{"$f":"IFERROR(IF(OR(V143=\"\",'Combined scenario - input'!$D128=\"\"),\"\",V143/'Combined scenario - input'!$D128),\"\")","v":""},{"$f":"IFERROR(IF(OR(W143=\"\",'Combined scenario - input'!$D128=\"\"),\"\",W143/'Combined scenario - input'!$D128),\"\")","v":""}]
[{"$f":"IFERROR('Combined scenario - input'!A129,\"\")","v":""},{"$f":"IFERROR('Combined scenario - input'!B129,\"\")","v":""},{"$f":"IFERROR('Combined scenario - input'!C129,\"\")","v":""},{"$f":"IFERROR(repcalc('Combined scenario - input'!$CV129:$GH129,'Combined scenario - input'!$G129,'Combined scenario - input'!$E129,'Combined scenario - input'!$F129,20,TRUE,TRUE),\"\")","v":""},"","","","","","","","","","","","","","","","","","","",{"$f":"IFERROR(IF(OR(D144=\"\",'Combined scenario - input'!$D129=\"\"),\"\",D144/'Combined scenario - input'!$D129),\"\")","v":""},{"$f":"IFERROR(IF(OR(E144=\"\",'Combined scenario - input'!$D129=\"\"),\"\",E144/'Combined scenario - input'!$D129),\"\")","v":""},{"$f":"IFERROR(IF(OR(F144=\"\",'Combined scenario - input'!$D129=\"\"),\"\",F144/'Combined scenario - input'!$D129),\"\")","v":""},{"$f":"IFERROR(IF(OR(G144=\"\",'Combined scenario - input'!$D129=\"\"),\"\",G144/'Combined scenario - input'!$D129),\"\")","v":""},{"$f":"IFERROR(IF(OR(H144=\"\",'Combined scenario - input'!$D129=\"\"),\"\",H144/'Combined scenario - input'!$D129),\"\")","v":""},{"$f":"IFERROR(IF(OR(I144=\"\",'Combined scenario - input'!$D129=\"\"),\"\",I144/'Combined scenario - input'!$D129),\"\")","v":""},{"$f":"IFERROR(IF(OR(J144=\"\",'Combined scenario - input'!$D129=\"\"),\"\",J144/'Combined scenario - input'!$D129),\"\")","v":""},{"$f":"IFERROR(IF(OR(K144=\"\",'Combined scenario - input'!$D129=\"\"),\"\",K144/'Combined scenario - input'!$D129),\"\")","v":""},{"$f":"IFERROR(IF(OR(L144=\"\",'Combined scenario - input'!$D129=\"\"),\"\",L144/'Combined scenario - input'!$D129),\"\")","v":""},{"$f":"IFERROR(IF(OR(M144=\"\",'Combined scenario - input'!$D129=\"\"),\"\",M144/'Combined scenario - input'!$D129),\"\")","v":""},{"$f":"IFERROR(IF(OR(N144=\"\",'Combined scenario - input'!$D129=\"\"),\"\",N144/'Combined scenario - input'!$D129),\"\")","v":""},{"$f":"IFERROR(IF(OR(O144=\"\",'Combined scenario - input'!$D129=\"\"),\"\",O144/'Combined scenario - input'!$D129),\"\")","v":""},{"$f":"IFERROR(IF(OR(P144=\"\",'Combined scenario - input'!$D129=\"\"),\"\",P144/'Combined scenario - input'!$D129),\"\")","v":""},{"$f":"IFERROR(IF(OR(Q144=\"\",'Combined scenario - input'!$D129=\"\"),\"\",Q144/'Combined scenario - input'!$D129),\"\")","v":""},{"$f":"IFERROR(IF(OR(R144=\"\",'Combined scenario - input'!$D129=\"\"),\"\",R144/'Combined scenario - input'!$D129),\"\")","v":""},{"$f":"IFERROR(IF(OR(S144=\"\",'Combined scenario - input'!$D129=\"\"),\"\",S144/'Combined scenario - input'!$D129),\"\")","v":""},{"$f":"IFERROR(IF(OR(T144=\"\",'Combined scenario - input'!$D129=\"\"),\"\",T144/'Combined scenario - input'!$D129),\"\")","v":""},{"$f":"IFERROR(IF(OR(U144=\"\",'Combined scenario - input'!$D129=\"\"),\"\",U144/'Combined scenario - input'!$D129),\"\")","v":""},{"$f":"IFERROR(IF(OR(V144=\"\",'Combined scenario - input'!$D129=\"\"),\"\",V144/'Combined scenario - input'!$D129),\"\")","v":""},{"$f":"IFERROR(IF(OR(W144=\"\",'Combined scenario - input'!$D129=\"\"),\"\",W144/'Combined scenario - input'!$D129),\"\")","v":""}]
[{"$f":"IFERROR('Combined scenario - input'!A130,\"\")","v":""},{"$f":"IFERROR('Combined scenario - input'!B130,\"\")","v":""},{"$f":"IFERROR('Combined scenario - input'!C130,\"\")","v":""},{"$f":"IFERROR(repcalc('Combined scenario - input'!$CV130:$GH130,'Combined scenario - input'!$G130,'Combined scenario - input'!$E130,'Combined scenario - input'!$F130,20,TRUE,TRUE),\"\")","v":""},"","","","","","","","","","","","","","","","","","","",{"$f":"IFERROR(IF(OR(D145=\"\",'Combined scenario - input'!$D130=\"\"),\"\",D145/'Combined scenario - input'!$D130),\"\")","v":""},{"$f":"IFERROR(IF(OR(E145=\"\",'Combined scenario - input'!$D130=\"\"),\"\",E145/'Combined scenario - input'!$D130),\"\")","v":""},{"$f":"IFERROR(IF(OR(F145=\"\",'Combined scenario - input'!$D130=\"\"),\"\",F145/'Combined scenario - input'!$D130),\"\")","v":""},{"$f":"IFERROR(IF(OR(G145=\"\",'Combined scenario - input'!$D130=\"\"),\"\",G145/'Combined scenario - input'!$D130),\"\")","v":""},{"$f":"IFERROR(IF(OR(H145=\"\",'Combined scenario - input'!$D130=\"\"),\"\",H145/'Combined scenario - input'!$D130),\"\")","v":""},{"$f":"IFERROR(IF(OR(I145=\"\",'Combined scenario - input'!$D130=\"\"),\"\",I145/'Combined scenario - input'!$D130),\"\")","v":""},{"$f":"IFERROR(IF(OR(J145=\"\",'Combined scenario - input'!$D130=\"\"),\"\",J145/'Combined scenario - input'!$D130),\"\")","v":""},{"$f":"IFERROR(IF(OR(K145=\"\",'Combined scenario - input'!$D130=\"\"),\"\",K145/'Combined scenario - input'!$D130),\"\")","v":""},{"$f":"IFERROR(IF(OR(L145=\"\",'Combined scenario - input'!$D130=\"\"),\"\",L145/'Combined scenario - input'!$D130),\"\")","v":""},{"$f":"IFERROR(IF(OR(M145=\"\",'Combined scenario - input'!$D130=\"\"),\"\",M145/'Combined scenario - input'!$D130),\"\")","v":""},{"$f":"IFERROR(IF(OR(N145=\"\",'Combined scenario - input'!$D130=\"\"),\"\",N145/'Combined scenario - input'!$D130),\"\")","v":""},{"$f":"IFERROR(IF(OR(O145=\"\",'Combined scenario - input'!$D130=\"\"),\"\",O145/'Combined scenario - input'!$D130),\"\")","v":""},{"$f":"IFERROR(IF(OR(P145=\"\",'Combined scenario - input'!$D130=\"\"),\"\",P145/'Combined scenario - input'!$D130),\"\")","v":""},{"$f":"IFERROR(IF(OR(Q145=\"\",'Combined scenario - input'!$D130=\"\"),\"\",Q145/'Combined scenario - input'!$D130),\"\")","v":""},{"$f":"IFERROR(IF(OR(R145=\"\",'Combined scenario - input'!$D130=\"\"),\"\",R145/'Combined scenario - input'!$D130),\"\")","v":""},{"$f":"IFERROR(IF(OR(S145=\"\",'Combined scenario - input'!$D130=\"\"),\"\",S145/'Combined scenario - input'!$D130),\"\")","v":""},{"$f":"IFERROR(IF(OR(T145=\"\",'Combined scenario - input'!$D130=\"\"),\"\",T145/'Combined scenario - input'!$D130),\"\")","v":""},{"$f":"IFERROR(IF(OR(U145=\"\",'Combined scenario - input'!$D130=\"\"),\"\",U145/'Combined scenario - input'!$D130),\"\")","v":""},{"$f":"IFERROR(IF(OR(V145=\"\",'Combined scenario - input'!$D130=\"\"),\"\",V145/'Combined scenario - input'!$D130),\"\")","v":""},{"$f":"IFERROR(IF(OR(W145=\"\",'Combined scenario - input'!$D130=\"\"),\"\",W145/'Combined scenario - input'!$D130),\"\")","v":""}]
[{"$f":"IFERROR('Combined scenario - input'!A131,\"\")","v":""},{"$f":"IFERROR('Combined scenario - input'!B131,\"\")","v":""},{"$f":"IFERROR('Combined scenario - input'!C131,\"\")","v":""},{"$f":"IFERROR(repcalc('Combined scenario - input'!$CV131:$GH131,'Combined scenario - input'!$G131,'Combined scenario - input'!$E131,'Combined scenario - input'!$F131,20,TRUE,TRUE),\"\")","v":""},"","","","","","","","","","","","","","","","","","","",{"$f":"IFERROR(IF(OR(D146=\"\",'Combined scenario - input'!$D131=\"\"),\"\",D146/'Combined scenario - input'!$D131),\"\")","v":""},{"$f":"IFERROR(IF(OR(E146=\"\",'Combined scenario - input'!$D131=\"\"),\"\",E146/'Combined scenario - input'!$D131),\"\")","v":""},{"$f":"IFERROR(IF(OR(F146=\"\",'Combined scenario - input'!$D131=\"\"),\"\",F146/'Combined scenario - input'!$D131),\"\")","v":""},{"$f":"IFERROR(IF(OR(G146=\"\",'Combined scenario - input'!$D131=\"\"),\"\",G146/'Combined scenario - input'!$D131),\"\")","v":""},{"$f":"IFERROR(IF(OR(H146=\"\",'Combined scenario - input'!$D131=\"\"),\"\",H146/'Combined scenario - input'!$D131),\"\")","v":""},{"$f":"IFERROR(IF(OR(I146=\"\",'Combined scenario - input'!$D131=\"\"),\"\",I146/'Combined scenario - input'!$D131),\"\")","v":""},{"$f":"IFERROR(IF(OR(J146=\"\",'Combined scenario - input'!$D131=\"\"),\"\",J146/'Combined scenario - input'!$D131),\"\")","v":""},{"$f":"IFERROR(IF(OR(K146=\"\",'Combined scenario - input'!$D131=\"\"),\"\",K146/'Combined scenario - input'!$D131),\"\")","v":""},{"$f":"IFERROR(IF(OR(L146=\"\",'Combined scenario - input'!$D131=\"\"),\"\",L146/'Combined scenario - input'!$D131),\"\")","v":""},{"$f":"IFERROR(IF(OR(M146=\"\",'Combined scenario - input'!$D131=\"\"),\"\",M146/'Combined scenario - input'!$D131),\"\")","v":""},{"$f":"IFERROR(IF(OR(N146=\"\",'Combined scenario - input'!$D131=\"\"),\"\",N146/'Combined scenario - input'!$D131),\"\")","v":""},{"$f":"IFERROR(IF(OR(O146=\"\",'Combined scenario - input'!$D131=\"\"),\"\",O146/'Combined scenario - input'!$D131),\"\")","v":""},{"$f":"IFERROR(IF(OR(P146=\"\",'Combined scenario - input'!$D131=\"\"),\"\",P146/'Combined scenario - input'!$D131),\"\")","v":""},{"$f":"IFERROR(IF(OR(Q146=\"\",'Combined scenario - input'!$D131=\"\"),\"\",Q146/'Combined scenario - input'!$D131),\"\")","v":""},{"$f":"IFERROR(IF(OR(R146=\"\",'Combined scenario - input'!$D131=\"\"),\"\",R146/'Combined scenario - input'!$D131),\"\")","v":""},{"$f":"IFERROR(IF(OR(S146=\"\",'Combined scenario - input'!$D131=\"\"),\"\",S146/'Combined scenario - input'!$D131),\"\")","v":""},{"$f":"IFERROR(IF(OR(T146=\"\",'Combined scenario - input'!$D131=\"\"),\"\",T146/'Combined scenario - input'!$D131),\"\")","v":""},{"$f":"IFERROR(IF(OR(U146=\"\",'Combined scenario - input'!$D131=\"\"),\"\",U146/'Combined scenario - input'!$D131),\"\")","v":""},{"$f":"IFERROR(IF(OR(V146=\"\",'Combined scenario - input'!$D131=\"\"),\"\",V146/'Combined scenario - input'!$D131),\"\")","v":""},{"$f":"IFERROR(IF(OR(W146=\"\",'Combined scenario - input'!$D131=\"\"),\"\",W146/'Combined scenario - input'!$D131),\"\")","v":""}]
[{"$f":"IFERROR('Combined scenario - input'!A132,\"\")","v":""},{"$f":"IFERROR('Combined scenario - input'!B132,\"\")","v":""},{"$f":"IFERROR('Combined scenario - input'!C132,\"\")","v":""},{"$f":"IFERROR(repcalc('Combined scenario - input'!$CV132:$GH132,'Combined scenario - input'!$G132,'Combined scenario - input'!$E132,'Combined scenario - input'!$F132,20,TRUE,TRUE),\"\")","v":""},"","","","","","","","","","","","","","","","","","","",{"$f":"IFERROR(IF(OR(D147=\"\",'Combined scenario - input'!$D132=\"\"),\"\",D147/'Combined scenario - input'!$D132),\"\")","v":""},{"$f":"IFERROR(IF(OR(E147=\"\",'Combined scenario - input'!$D132=\"\"),\"\",E147/'Combined scenario - input'!$D132),\"\")","v":""},{"$f":"IFERROR(IF(OR(F147=\"\",'Combined scenario - input'!$D132=\"\"),\"\",F147/'Combined scenario - input'!$D132),\"\")","v":""},{"$f":"IFERROR(IF(OR(G147=\"\",'Combined scenario - input'!$D132=\"\"),\"\",G147/'Combined scenario - input'!$D132),\"\")","v":""},{"$f":"IFERROR(IF(OR(H147=\"\",'Combined scenario - input'!$D132=\"\"),\"\",H147/'Combined scenario - input'!$D132),\"\")","v":""},{"$f":"IFERROR(IF(OR(I147=\"\",'Combined scenario - input'!$D132=\"\"),\"\",I147/'Combined scenario - input'!$D132),\"\")","v":""},{"$f":"IFERROR(IF(OR(J147=\"\",'Combined scenario - input'!$D132=\"\"),\"\",J147/'Combined scenario - input'!$D132),\"\")","v":""},{"$f":"IFERROR(IF(OR(K147=\"\",'Combined scenario - input'!$D132=\"\"),\"\",K147/'Combined scenario - input'!$D132),\"\")","v":""},{"$f":"IFERROR(IF(OR(L147=\"\",'Combined scenario - input'!$D132=\"\"),\"\",L147/'Combined scenario - input'!$D132),\"\")","v":""},{"$f":"IFERROR(IF(OR(M147=\"\",'Combined scenario - input'!$D132=\"\"),\"\",M147/'Combined scenario - input'!$D132),\"\")","v":""},{"$f":"IFERROR(IF(OR(N147=\"\",'Combined scenario - input'!$D132=\"\"),\"\",N147/'Combined scenario - input'!$D132),\"\")","v":""},{"$f":"IFERROR(IF(OR(O147=\"\",'Combined scenario - input'!$D132=\"\"),\"\",O147/'Combined scenario - input'!$D132),\"\")","v":""},{"$f":"IFERROR(IF(OR(P147=\"\",'Combined scenario - input'!$D132=\"\"),\"\",P147/'Combined scenario - input'!$D132),\"\")","v":""},{"$f":"IFERROR(IF(OR(Q147=\"\",'Combined scenario - input'!$D132=\"\"),\"\",Q147/'Combined scenario - input'!$D132),\"\")","v":""},{"$f":"IFERROR(IF(OR(R147=\"\",'Combined scenario - input'!$D132=\"\"),\"\",R147/'Combined scenario - input'!$D132),\"\")","v":""},{"$f":"IFERROR(IF(OR(S147=\"\",'Combined scenario - input'!$D132=\"\"),\"\",S147/'Combined scenario - input'!$D132),\"\")","v":""},{"$f":"IFERROR(IF(OR(T147=\"\",'Combined scenario - input'!$D132=\"\"),\"\",T147/'Combined scenario - input'!$D132),\"\")","v":""},{"$f":"IFERROR(IF(OR(U147=\"\",'Combined scenario - input'!$D132=\"\"),\"\",U147/'Combined scenario - input'!$D132),\"\")","v":""},{"$f":"IFERROR(IF(OR(V147=\"\",'Combined scenario - input'!$D132=\"\"),\"\",V147/'Combined scenario - input'!$D132),\"\")","v":""},{"$f":"IFERROR(IF(OR(W147=\"\",'Combined scenario - input'!$D132=\"\"),\"\",W147/'Combined scenario - input'!$D132),\"\")","v":""}]
[{"$f":"IFERROR('Combined scenario - input'!A133,\"\")","v":""},{"$f":"IFERROR('Combined scenario - input'!B133,\"\")","v":""},{"$f":"IFERROR('Combined scenario - input'!C133,\"\")","v":""},{"$f":"IFERROR(repcalc('Combined scenario - input'!$CV133:$GH133,'Combined scenario - input'!$G133,'Combined scenario - input'!$E133,'Combined scenario - input'!$F133,20,TRUE,TRUE),\"\")","v":""},"","","","","","","","","","","","","","","","","","","",{"$f":"IFERROR(IF(OR(D148=\"\",'Combined scenario - input'!$D133=\"\"),\"\",D148/'Combined scenario - input'!$D133),\"\")","v":""},{"$f":"IFERROR(IF(OR(E148=\"\",'Combined scenario - input'!$D133=\"\"),\"\",E148/'Combined scenario - input'!$D133),\"\")","v":""},{"$f":"IFERROR(IF(OR(F148=\"\",'Combined scenario - input'!$D133=\"\"),\"\",F148/'Combined scenario - input'!$D133),\"\")","v":""},{"$f":"IFERROR(IF(OR(G148=\"\",'Combined scenario - input'!$D133=\"\"),\"\",G148/'Combined scenario - input'!$D133),\"\")","v":""},{"$f":"IFERROR(IF(OR(H148=\"\",'Combined scenario - input'!$D133=\"\"),\"\",H148/'Combined scenario - input'!$D133),\"\")","v":""},{"$f":"IFERROR(IF(OR(I148=\"\",'Combined scenario - input'!$D133=\"\"),\"\",I148/'Combined scenario - input'!$D133),\"\")","v":""},{"$f":"IFERROR(IF(OR(J148=\"\",'Combined scenario - input'!$D133=\"\"),\"\",J148/'Combined scenario - input'!$D133),\"\")","v":""},{"$f":"IFERROR(IF(OR(K148=\"\",'Combined scenario - input'!$D133=\"\"),\"\",K148/'Combined scenario - input'!$D133),\"\")","v":""},{"$f":"IFERROR(IF(OR(L148=\"\",'Combined scenario - input'!$D133=\"\"),\"\",L148/'Combined scenario - input'!$D133),\"\")","v":""},{"$f":"IFERROR(IF(OR(M148=\"\",'Combined scenario - input'!$D133=\"\"),\"\",M148/'Combined scenario - input'!$D133),\"\")","v":""},{"$f":"IFERROR(IF(OR(N148=\"\",'Combined scenario - input'!$D133=\"\"),\"\",N148/'Combined scenario - input'!$D133),\"\")","v":""},{"$f":"IFERROR(IF(OR(O148=\"\",'Combined scenario - input'!$D133=\"\"),\"\",O148/'Combined scenario - input'!$D133),\"\")","v":""},{"$f":"IFERROR(IF(OR(P148=\"\",'Combined scenario - input'!$D133=\"\"),\"\",P148/'Combined scenario - input'!$D133),\"\")","v":""},{"$f":"IFERROR(IF(OR(Q148=\"\",'Combined scenario - input'!$D133=\"\"),\"\",Q148/'Combined scenario - input'!$D133),\"\")","v":""},{"$f":"IFERROR(IF(OR(R148=\"\",'Combined scenario - input'!$D133=\"\"),\"\",R148/'Combined scenario - input'!$D133),\"\")","v":""},{"$f":"IFERROR(IF(OR(S148=\"\",'Combined scenario - input'!$D133=\"\"),\"\",S148/'Combined scenario - input'!$D133),\"\")","v":""},{"$f":"IFERROR(IF(OR(T148=\"\",'Combined scenario - input'!$D133=\"\"),\"\",T148/'Combined scenario - input'!$D133),\"\")","v":""},{"$f":"IFERROR(IF(OR(U148=\"\",'Combined scenario - input'!$D133=\"\"),\"\",U148/'Combined scenario - input'!$D133),\"\")","v":""},{"$f":"IFERROR(IF(OR(V148=\"\",'Combined scenario - input'!$D133=\"\"),\"\",V148/'Combined scenario - input'!$D133),\"\")","v":""},{"$f":"IFERROR(IF(OR(W148=\"\",'Combined scenario - input'!$D133=\"\"),\"\",W148/'Combined scenario - input'!$D133),\"\")","v":""}]
[{"$f":"IFERROR('Combined scenario - input'!A134,\"\")","v":""},{"$f":"IFERROR('Combined scenario - input'!B134,\"\")","v":""},{"$f":"IFERROR('Combined scenario - input'!C134,\"\")","v":""},{"$f":"IFERROR(repcalc('Combined scenario - input'!$CV134:$GH134,'Combined scenario - input'!$G134,'Combined scenario - input'!$E134,'Combined scenario - input'!$F134,20,TRUE,TRUE),\"\")","v":""},"","","","","","","","","","","","","","","","","","","",{"$f":"IFERROR(IF(OR(D149=\"\",'Combined scenario - input'!$D134=\"\"),\"\",D149/'Combined scenario - input'!$D134),\"\")","v":""},{"$f":"IFERROR(IF(OR(E149=\"\",'Combined scenario - input'!$D134=\"\"),\"\",E149/'Combined scenario - input'!$D134),\"\")","v":""},{"$f":"IFERROR(IF(OR(F149=\"\",'Combined scenario - input'!$D134=\"\"),\"\",F149/'Combined scenario - input'!$D134),\"\")","v":""},{"$f":"IFERROR(IF(OR(G149=\"\",'Combined scenario - input'!$D134=\"\"),\"\",G149/'Combined scenario - input'!$D134),\"\")","v":""},{"$f":"IFERROR(IF(OR(H149=\"\",'Combined scenario - input'!$D134=\"\"),\"\",H149/'Combined scenario - input'!$D134),\"\")","v":""},{"$f":"IFERROR(IF(OR(I149=\"\",'Combined scenario - input'!$D134=\"\"),\"\",I149/'Combined scenario - input'!$D134),\"\")","v":""},{"$f":"IFERROR(IF(OR(J149=\"\",'Combined scenario - input'!$D134=\"\"),\"\",J149/'Combined scenario - input'!$D134),\"\")","v":""},{"$f":"IFERROR(IF(OR(K149=\"\",'Combined scenario - input'!$D134=\"\"),\"\",K149/'Combined scenario - input'!$D134),\"\")","v":""},{"$f":"IFERROR(IF(OR(L149=\"\",'Combined scenario - input'!$D134=\"\"),\"\",L149/'Combined scenario - input'!$D134),\"\")","v":""},{"$f":"IFERROR(IF(OR(M149=\"\",'Combined scenario - input'!$D134=\"\"),\"\",M149/'Combined scenario - input'!$D134),\"\")","v":""},{"$f":"IFERROR(IF(OR(N149=\"\",'Combined scenario - input'!$D134=\"\"),\"\",N149/'Combined scenario - input'!$D134),\"\")","v":""},{"$f":"IFERROR(IF(OR(O149=\"\",'Combined scenario - input'!$D134=\"\"),\"\",O149/'Combined scenario - input'!$D134),\"\")","v":""},{"$f":"IFERROR(IF(OR(P149=\"\",'Combined scenario - input'!$D134=\"\"),\"\",P149/'Combined scenario - input'!$D134),\"\")","v":""},{"$f":"IFERROR(IF(OR(Q149=\"\",'Combined scenario - input'!$D134=\"\"),\"\",Q149/'Combined scenario - input'!$D134),\"\")","v":""},{"$f":"IFERROR(IF(OR(R149=\"\",'Combined scenario - input'!$D134=\"\"),\"\",R149/'Combined scenario - input'!$D134),\"\")","v":""},{"$f":"IFERROR(IF(OR(S149=\"\",'Combined scenario - input'!$D134=\"\"),\"\",S149/'Combined scenario - input'!$D134),\"\")","v":""},{"$f":"IFERROR(IF(OR(T149=\"\",'Combined scenario - input'!$D134=\"\"),\"\",T149/'Combined scenario - input'!$D134),\"\")","v":""},{"$f":"IFERROR(IF(OR(U149=\"\",'Combined scenario - input'!$D134=\"\"),\"\",U149/'Combined scenario - input'!$D134),\"\")","v":""},{"$f":"IFERROR(IF(OR(V149=\"\",'Combined scenario - input'!$D134=\"\"),\"\",V149/'Combined scenario - input'!$D134),\"\")","v":""},{"$f":"IFERROR(IF(OR(W149=\"\",'Combined scenario - input'!$D134=\"\"),\"\",W149/'Combined scenario - input'!$D134),\"\")","v":""}]
[{"$f":"IFERROR('Combined scenario - input'!A135,\"\")","v":""},{"$f":"IFERROR('Combined scenario - input'!B135,\"\")","v":""},{"$f":"IFERROR('Combined scenario - input'!C135,\"\")","v":""},{"$f":"IFERROR(repcalc('Combined scenario - input'!$CV135:$GH135,'Combined scenario - input'!$G135,'Combined scenario - input'!$E135,'Combined scenario - input'!$F135,20,TRUE,TRUE),\"\")","v":""},"","","","","","","","","","","","","","","","","","","",{"$f":"IFERROR(IF(OR(D150=\"\",'Combined scenario - input'!$D135=\"\"),\"\",D150/'Combined scenario - input'!$D135),\"\")","v":""},{"$f":"IFERROR(IF(OR(E150=\"\",'Combined scenario - input'!$D135=\"\"),\"\",E150/'Combined scenario - input'!$D135),\"\")","v":""},{"$f":"IFERROR(IF(OR(F150=\"\",'Combined scenario - input'!$D135=\"\"),\"\",F150/'Combined scenario - input'!$D135),\"\")","v":""},{"$f":"IFERROR(IF(OR(G150=\"\",'Combined scenario - input'!$D135=\"\"),\"\",G150/'Combined scenario - input'!$D135),\"\")","v":""},{"$f":"IFERROR(IF(OR(H150=\"\",'Combined scenario - input'!$D135=\"\"),\"\",H150/'Combined scenario - input'!$D135),\"\")","v":""},{"$f":"IFERROR(IF(OR(I150=\"\",'Combined scenario - input'!$D135=\"\"),\"\",I150/'Combined scenario - input'!$D135),\"\")","v":""},{"$f":"IFERROR(IF(OR(J150=\"\",'Combined scenario - input'!$D135=\"\"),\"\",J150/'Combined scenario - input'!$D135),\"\")","v":""},{"$f":"IFERROR(IF(OR(K150=\"\",'Combined scenario - input'!$D135=\"\"),\"\",K150/'Combined scenario - input'!$D135),\"\")","v":""},{"$f":"IFERROR(IF(OR(L150=\"\",'Combined scenario - input'!$D135=\"\"),\"\",L150/'Combined scenario - input'!$D135),\"\")","v":""},{"$f":"IFERROR(IF(OR(M150=\"\",'Combined scenario - input'!$D135=\"\"),\"\",M150/'Combined scenario - input'!$D135),\"\")","v":""},{"$f":"IFERROR(IF(OR(N150=\"\",'Combined scenario - input'!$D135=\"\"),\"\",N150/'Combined scenario - input'!$D135),\"\")","v":""},{"$f":"IFERROR(IF(OR(O150=\"\",'Combined scenario - input'!$D135=\"\"),\"\",O150/'Combined scenario - input'!$D135),\"\")","v":""},{"$f":"IFERROR(IF(OR(P150=\"\",'Combined scenario - input'!$D135=\"\"),\"\",P150/'Combined scenario - input'!$D135),\"\")","v":""},{"$f":"IFERROR(IF(OR(Q150=\"\",'Combined scenario - input'!$D135=\"\"),\"\",Q150/'Combined scenario - input'!$D135),\"\")","v":""},{"$f":"IFERROR(IF(OR(R150=\"\",'Combined scenario - input'!$D135=\"\"),\"\",R150/'Combined scenario - input'!$D135),\"\")","v":""},{"$f":"IFERROR(IF(OR(S150=\"\",'Combined scenario - input'!$D135=\"\"),\"\",S150/'Combined scenario - input'!$D135),\"\")","v":""},{"$f":"IFERROR(IF(OR(T150=\"\",'Combined scenario - input'!$D135=\"\"),\"\",T150/'Combined scenario - input'!$D135),\"\")","v":""},{"$f":"IFERROR(IF(OR(U150=\"\",'Combined scenario - input'!$D135=\"\"),\"\",U150/'Combined scenario - input'!$D135),\"\")","v":""},{"$f":"IFERROR(IF(OR(V150=\"\",'Combined scenario - input'!$D135=\"\"),\"\",V150/'Combined scenario - input'!$D135),\"\")","v":""},{"$f":"IFERROR(IF(OR(W150=\"\",'Combined scenario - input'!$D135=\"\"),\"\",W150/'Combined scenario - input'!$D135),\"\")","v":""}]
[{"$f":"IFERROR('Combined scenario - input'!A136,\"\")","v":""},{"$f":"IFERROR('Combined scenario - input'!B136,\"\")","v":""},{"$f":"IFERROR('Combined scenario - input'!C136,\"\")","v":""},{"$f":"IFERROR(repcalc('Combined scenario - input'!$CV136:$GH136,'Combined scenario - input'!$G136,'Combined scenario - input'!$E136,'Combined scenario - input'!$F136,20,TRUE,TRUE),\"\")","v":""},"","","","","","","","","","","","","","","","","","","",{"$f":"IFERROR(IF(OR(D151=\"\",'Combined scenario - input'!$D136=\"\"),\"\",D151/'Combined scenario - input'!$D136),\"\")","v":""},{"$f":"IFERROR(IF(OR(E151=\"\",'Combined scenario - input'!$D136=\"\"),\"\",E151/'Combined scenario - input'!$D136),\"\")","v":""},{"$f":"IFERROR(IF(OR(F151=\"\",'Combined scenario - input'!$D136=\"\"),\"\",F151/'Combined scenario - input'!$D136),\"\")","v":""},{"$f":"IFERROR(IF(OR(G151=\"\",'Combined scenario - input'!$D136=\"\"),\"\",G151/'Combined scenario - input'!$D136),\"\")","v":""},{"$f":"IFERROR(IF(OR(H151=\"\",'Combined scenario - input'!$D136=\"\"),\"\",H151/'Combined scenario - input'!$D136),\"\")","v":""},{"$f":"IFERROR(IF(OR(I151=\"\",'Combined scenario - input'!$D136=\"\"),\"\",I151/'Combined scenario - input'!$D136),\"\")","v":""},{"$f":"IFERROR(IF(OR(J151=\"\",'Combined scenario - input'!$D136=\"\"),\"\",J151/'Combined scenario - input'!$D136),\"\")","v":""},{"$f":"IFERROR(IF(OR(K151=\"\",'Combined scenario - input'!$D136=\"\"),\"\",K151/'Combined scenario - input'!$D136),\"\")","v":""},{"$f":"IFERROR(IF(OR(L151=\"\",'Combined scenario - input'!$D136=\"\"),\"\",L151/'Combined scenario - input'!$D136),\"\")","v":""},{"$f":"IFERROR(IF(OR(M151=\"\",'Combined scenario - input'!$D136=\"\"),\"\",M151/'Combined scenario - input'!$D136),\"\")","v":""},{"$f":"IFERROR(IF(OR(N151=\"\",'Combined scenario - input'!$D136=\"\"),\"\",N151/'Combined scenario - input'!$D136),\"\")","v":""},{"$f":"IFERROR(IF(OR(O151=\"\",'Combined scenario - input'!$D136=\"\"),\"\",O151/'Combined scenario - input'!$D136),\"\")","v":""},{"$f":"IFERROR(IF(OR(P151=\"\",'Combined scenario - input'!$D136=\"\"),\"\",P151/'Combined scenario - input'!$D136),\"\")","v":""},{"$f":"IFERROR(IF(OR(Q151=\"\",'Combined scenario - input'!$D136=\"\"),\"\",Q151/'Combined scenario - input'!$D136),\"\")","v":""},{"$f":"IFERROR(IF(OR(R151=\"\",'Combined scenario - input'!$D136=\"\"),\"\",R151/'Combined scenario - input'!$D136),\"\")","v":""},{"$f":"IFERROR(IF(OR(S151=\"\",'Combined scenario - input'!$D136=\"\"),\"\",S151/'Combined scenario - input'!$D136),\"\")","v":""},{"$f":"IFERROR(IF(OR(T151=\"\",'Combined scenario - input'!$D136=\"\"),\"\",T151/'Combined scenario - input'!$D136),\"\")","v":""},{"$f":"IFERROR(IF(OR(U151=\"\",'Combined scenario - input'!$D136=\"\"),\"\",U151/'Combined scenario - input'!$D136),\"\")","v":""},{"$f":"IFERROR(IF(OR(V151=\"\",'Combined scenario - input'!$D136=\"\"),\"\",V151/'Combined scenario - input'!$D136),\"\")","v":""},{"$f":"IFERROR(IF(OR(W151=\"\",'Combined scenario - input'!$D136=\"\"),\"\",W151/'Combined scenario - input'!$D136),\"\")","v":""}]
[{"$f":"IFERROR('Combined scenario - input'!A137,\"\")","v":""},{"$f":"IFERROR('Combined scenario - input'!B137,\"\")","v":""},{"$f":"IFERROR('Combined scenario - input'!C137,\"\")","v":""},{"$f":"IFERROR(repcalc('Combined scenario - input'!$CV137:$GH137,'Combined scenario - input'!$G137,'Combined scenario - input'!$E137,'Combined scenario - input'!$F137,20,TRUE,TRUE),\"\")","v":""},"","","","","","","","","","","","","","","","","","","",{"$f":"IFERROR(IF(OR(D152=\"\",'Combined scenario - input'!$D137=\"\"),\"\",D152/'Combined scenario - input'!$D137),\"\")","v":""},{"$f":"IFERROR(IF(OR(E152=\"\",'Combined scenario - input'!$D137=\"\"),\"\",E152/'Combined scenario - input'!$D137),\"\")","v":""},{"$f":"IFERROR(IF(OR(F152=\"\",'Combined scenario - input'!$D137=\"\"),\"\",F152/'Combined scenario - input'!$D137),\"\")","v":""},{"$f":"IFERROR(IF(OR(G152=\"\",'Combined scenario - input'!$D137=\"\"),\"\",G152/'Combined scenario - input'!$D137),\"\")","v":""},{"$f":"IFERROR(IF(OR(H152=\"\",'Combined scenario - input'!$D137=\"\"),\"\",H152/'Combined scenario - input'!$D137),\"\")","v":""},{"$f":"IFERROR(IF(OR(I152=\"\",'Combined scenario - input'!$D137=\"\"),\"\",I152/'Combined scenario - input'!$D137),\"\")","v":""},{"$f":"IFERROR(IF(OR(J152=\"\",'Combined scenario - input'!$D137=\"\"),\"\",J152/'Combined scenario - input'!$D137),\"\")","v":""},{"$f":"IFERROR(IF(OR(K152=\"\",'Combined scenario - input'!$D137=\"\"),\"\",K152/'Combined scenario - input'!$D137),\"\")","v":""},{"$f":"IFERROR(IF(OR(L152=\"\",'Combined scenario - input'!$D137=\"\"),\"\",L152/'Combined scenario - input'!$D137),\"\")","v":""},{"$f":"IFERROR(IF(OR(M152=\"\",'Combined scenario - input'!$D137=\"\"),\"\",M152/'Combined scenario - input'!$D137),\"\")","v":""},{"$f":"IFERROR(IF(OR(N152=\"\",'Combined scenario - input'!$D137=\"\"),\"\",N152/'Combined scenario - input'!$D137),\"\")","v":""},{"$f":"IFERROR(IF(OR(O152=\"\",'Combined scenario - input'!$D137=\"\"),\"\",O152/'Combined scenario - input'!$D137),\"\")","v":""},{"$f":"IFERROR(IF(OR(P152=\"\",'Combined scenario - input'!$D137=\"\"),\"\",P152/'Combined scenario - input'!$D137),\"\")","v":""},{"$f":"IFERROR(IF(OR(Q152=\"\",'Combined scenario - input'!$D137=\"\"),\"\",Q152/'Combined scenario - input'!$D137),\"\")","v":""},{"$f":"IFERROR(IF(OR(R152=\"\",'Combined scenario - input'!$D137=\"\"),\"\",R152/'Combined scenario - input'!$D137),\"\")","v":""},{"$f":"IFERROR(IF(OR(S152=\"\",'Combined scenario - input'!$D137=\"\"),\"\",S152/'Combined scenario - input'!$D137),\"\")","v":""},{"$f":"IFERROR(IF(OR(T152=\"\",'Combined scenario - input'!$D137=\"\"),\"\",T152/'Combined scenario - input'!$D137),\"\")","v":""},{"$f":"IFERROR(IF(OR(U152=\"\",'Combined scenario - input'!$D137=\"\"),\"\",U152/'Combined scenario - input'!$D137),\"\")","v":""},{"$f":"IFERROR(IF(OR(V152=\"\",'Combined scenario - input'!$D137=\"\"),\"\",V152/'Combined scenario - input'!$D137),\"\")","v":""},{"$f":"IFERROR(IF(OR(W152=\"\",'Combined scenario - input'!$D137=\"\"),\"\",W152/'Combined scenario - input'!$D137),\"\")","v":""}]
[{"$f":"IFERROR('Combined scenario - input'!A138,\"\")","v":""},{"$f":"IFERROR('Combined scenario - input'!B138,\"\")","v":""},{"$f":"IFERROR('Combined scenario - input'!C138,\"\")","v":""},{"$f":"IFERROR(repcalc('Combined scenario - input'!$CV138:$GH138,'Combined scenario - input'!$G138,'Combined scenario - input'!$E138,'Combined scenario - input'!$F138,20,TRUE,TRUE),\"\")","v":""},"","","","","","","","","","","","","","","","","","","",{"$f":"IFERROR(IF(OR(D153=\"\",'Combined scenario - input'!$D138=\"\"),\"\",D153/'Combined scenario - input'!$D138),\"\")","v":""},{"$f":"IFERROR(IF(OR(E153=\"\",'Combined scenario - input'!$D138=\"\"),\"\",E153/'Combined scenario - input'!$D138),\"\")","v":""},{"$f":"IFERROR(IF(OR(F153=\"\",'Combined scenario - input'!$D138=\"\"),\"\",F153/'Combined scenario - input'!$D138),\"\")","v":""},{"$f":"IFERROR(IF(OR(G153=\"\",'Combined scenario - input'!$D138=\"\"),\"\",G153/'Combined scenario - input'!$D138),\"\")","v":""},{"$f":"IFERROR(IF(OR(H153=\"\",'Combined scenario - input'!$D138=\"\"),\"\",H153/'Combined scenario - input'!$D138),\"\")","v":""},{"$f":"IFERROR(IF(OR(I153=\"\",'Combined scenario - input'!$D138=\"\"),\"\",I153/'Combined scenario - input'!$D138),\"\")","v":""},{"$f":"IFERROR(IF(OR(J153=\"\",'Combined scenario - input'!$D138=\"\"),\"\",J153/'Combined scenario - input'!$D138),\"\")","v":""},{"$f":"IFERROR(IF(OR(K153=\"\",'Combined scenario - input'!$D138=\"\"),\"\",K153/'Combined scenario - input'!$D138),\"\")","v":""},{"$f":"IFERROR(IF(OR(L153=\"\",'Combined scenario - input'!$D138=\"\"),\"\",L153/'Combined scenario - input'!$D138),\"\")","v":""},{"$f":"IFERROR(IF(OR(M153=\"\",'Combined scenario - input'!$D138=\"\"),\"\",M153/'Combined scenario - input'!$D138),\"\")","v":""},{"$f":"IFERROR(IF(OR(N153=\"\",'Combined scenario - input'!$D138=\"\"),\"\",N153/'Combined scenario - input'!$D138),\"\")","v":""},{"$f":"IFERROR(IF(OR(O153=\"\",'Combined scenario - input'!$D138=\"\"),\"\",O153/'Combined scenario - input'!$D138),\"\")","v":""},{"$f":"IFERROR(IF(OR(P153=\"\",'Combined scenario - input'!$D138=\"\"),\"\",P153/'Combined scenario - input'!$D138),\"\")","v":""},{"$f":"IFERROR(IF(OR(Q153=\"\",'Combined scenario - input'!$D138=\"\"),\"\",Q153/'Combined scenario - input'!$D138),\"\")","v":""},{"$f":"IFERROR(IF(OR(R153=\"\",'Combined scenario - input'!$D138=\"\"),\"\",R153/'Combined scenario - input'!$D138),\"\")","v":""},{"$f":"IFERROR(IF(OR(S153=\"\",'Combined scenario - input'!$D138=\"\"),\"\",S153/'Combined scenario - input'!$D138),\"\")","v":""},{"$f":"IFERROR(IF(OR(T153=\"\",'Combined scenario - input'!$D138=\"\"),\"\",T153/'Combined scenario - input'!$D138),\"\")","v":""},{"$f":"IFERROR(IF(OR(U153=\"\",'Combined scenario - input'!$D138=\"\"),\"\",U153/'Combined scenario - input'!$D138),\"\")","v":""},{"$f":"IFERROR(IF(OR(V153=\"\",'Combined scenario - input'!$D138=\"\"),\"\",V153/'Combined scenario - input'!$D138),\"\")","v":""},{"$f":"IFERROR(IF(OR(W153=\"\",'Combined scenario - input'!$D138=\"\"),\"\",W153/'Combined scenario - input'!$D138),\"\")","v":""}]
[{"$f":"IFERROR('Combined scenario - input'!A139,\"\")","v":""},{"$f":"IFERROR('Combined scenario - input'!B139,\"\")","v":""},{"$f":"IFERROR('Combined scenario - input'!C139,\"\")","v":""},{"$f":"IFERROR(repcalc('Combined scenario - input'!$CV139:$GH139,'Combined scenario - input'!$G139,'Combined scenario - input'!$E139,'Combined scenario - input'!$F139,20,TRUE,TRUE),\"\")","v":""},"","","","","","","","","","","","","","","","","","","",{"$f":"IFERROR(IF(OR(D154=\"\",'Combined scenario - input'!$D139=\"\"),\"\",D154/'Combined scenario - input'!$D139),\"\")","v":""},{"$f":"IFERROR(IF(OR(E154=\"\",'Combined scenario - input'!$D139=\"\"),\"\",E154/'Combined scenario - input'!$D139),\"\")","v":""},{"$f":"IFERROR(IF(OR(F154=\"\",'Combined scenario - input'!$D139=\"\"),\"\",F154/'Combined scenario - input'!$D139),\"\")","v":""},{"$f":"IFERROR(IF(OR(G154=\"\",'Combined scenario - input'!$D139=\"\"),\"\",G154/'Combined scenario - input'!$D139),\"\")","v":""},{"$f":"IFERROR(IF(OR(H154=\"\",'Combined scenario - input'!$D139=\"\"),\"\",H154/'Combined scenario - input'!$D139),\"\")","v":""},{"$f":"IFERROR(IF(OR(I154=\"\",'Combined scenario - input'!$D139=\"\"),\"\",I154/'Combined scenario - input'!$D139),\"\")","v":""},{"$f":"IFERROR(IF(OR(J154=\"\",'Combined scenario - input'!$D139=\"\"),\"\",J154/'Combined scenario - input'!$D139),\"\")","v":""},{"$f":"IFERROR(IF(OR(K154=\"\",'Combined scenario - input'!$D139=\"\"),\"\",K154/'Combined scenario - input'!$D139),\"\")","v":""},{"$f":"IFERROR(IF(OR(L154=\"\",'Combined scenario - input'!$D139=\"\"),\"\",L154/'Combined scenario - input'!$D139),\"\")","v":""},{"$f":"IFERROR(IF(OR(M154=\"\",'Combined scenario - input'!$D139=\"\"),\"\",M154/'Combined scenario - input'!$D139),\"\")","v":""},{"$f":"IFERROR(IF(OR(N154=\"\",'Combined scenario - input'!$D139=\"\"),\"\",N154/'Combined scenario - input'!$D139),\"\")","v":""},{"$f":"IFERROR(IF(OR(O154=\"\",'Combined scenario - input'!$D139=\"\"),\"\",O154/'Combined scenario - input'!$D139),\"\")","v":""},{"$f":"IFERROR(IF(OR(P154=\"\",'Combined scenario - input'!$D139=\"\"),\"\",P154/'Combined scenario - input'!$D139),\"\")","v":""},{"$f":"IFERROR(IF(OR(Q154=\"\",'Combined scenario - input'!$D139=\"\"),\"\",Q154/'Combined scenario - input'!$D139),\"\")","v":""},{"$f":"IFERROR(IF(OR(R154=\"\",'Combined scenario - input'!$D139=\"\"),\"\",R154/'Combined scenario - input'!$D139),\"\")","v":""},{"$f":"IFERROR(IF(OR(S154=\"\",'Combined scenario - input'!$D139=\"\"),\"\",S154/'Combined scenario - input'!$D139),\"\")","v":""},{"$f":"IFERROR(IF(OR(T154=\"\",'Combined scenario - input'!$D139=\"\"),\"\",T154/'Combined scenario - input'!$D139),\"\")","v":""},{"$f":"IFERROR(IF(OR(U154=\"\",'Combined scenario - input'!$D139=\"\"),\"\",U154/'Combined scenario - input'!$D139),\"\")","v":""},{"$f":"IFERROR(IF(OR(V154=\"\",'Combined scenario - input'!$D139=\"\"),\"\",V154/'Combined scenario - input'!$D139),\"\")","v":""},{"$f":"IFERROR(IF(OR(W154=\"\",'Combined scenario - input'!$D139=\"\"),\"\",W154/'Combined scenario - input'!$D139),\"\")","v":""}]
[{"$f":"IFERROR('Combined scenario - input'!A140,\"\")","v":""},{"$f":"IFERROR('Combined scenario - input'!B140,\"\")","v":""},{"$f":"IFERROR('Combined scenario - input'!C140,\"\")","v":""},{"$f":"IFERROR(repcalc('Combined scenario - input'!$CV140:$GH140,'Combined scenario - input'!$G140,'Combined scenario - input'!$E140,'Combined scenario - input'!$F140,20,TRUE,TRUE),\"\")","v":""},"","","","","","","","","","","","","","","","","","","",{"$f":"IFERROR(IF(OR(D155=\"\",'Combined scenario - input'!$D140=\"\"),\"\",D155/'Combined scenario - input'!$D140),\"\")","v":""},{"$f":"IFERROR(IF(OR(E155=\"\",'Combined scenario - input'!$D140=\"\"),\"\",E155/'Combined scenario - input'!$D140),\"\")","v":""},{"$f":"IFERROR(IF(OR(F155=\"\",'Combined scenario - input'!$D140=\"\"),\"\",F155/'Combined scenario - input'!$D140),\"\")","v":""},{"$f":"IFERROR(IF(OR(G155=\"\",'Combined scenario - input'!$D140=\"\"),\"\",G155/'Combined scenario - input'!$D140),\"\")","v":""},{"$f":"IFERROR(IF(OR(H155=\"\",'Combined scenario - input'!$D140=\"\"),\"\",H155/'Combined scenario - input'!$D140),\"\")","v":""},{"$f":"IFERROR(IF(OR(I155=\"\",'Combined scenario - input'!$D140=\"\"),\"\",I155/'Combined scenario - input'!$D140),\"\")","v":""},{"$f":"IFERROR(IF(OR(J155=\"\",'Combined scenario - input'!$D140=\"\"),\"\",J155/'Combined scenario - input'!$D140),\"\")","v":""},{"$f":"IFERROR(IF(OR(K155=\"\",'Combined scenario - input'!$D140=\"\"),\"\",K155/'Combined scenario - input'!$D140),\"\")","v":""},{"$f":"IFERROR(IF(OR(L155=\"\",'Combined scenario - input'!$D140=\"\"),\"\",L155/'Combined scenario - input'!$D140),\"\")","v":""},{"$f":"IFERROR(IF(OR(M155=\"\",'Combined scenario - input'!$D140=\"\"),\"\",M155/'Combined scenario - input'!$D140),\"\")","v":""},{"$f":"IFERROR(IF(OR(N155=\"\",'Combined scenario - input'!$D140=\"\"),\"\",N155/'Combined scenario - input'!$D140),\"\")","v":""},{"$f":"IFERROR(IF(OR(O155=\"\",'Combined scenario - input'!$D140=\"\"),\"\",O155/'Combined scenario - input'!$D140),\"\")","v":""},{"$f":"IFERROR(IF(OR(P155=\"\",'Combined scenario - input'!$D140=\"\"),\"\",P155/'Combined scenario - input'!$D140),\"\")","v":""},{"$f":"IFERROR(IF(OR(Q155=\"\",'Combined scenario - input'!$D140=\"\"),\"\",Q155/'Combined scenario - input'!$D140),\"\")","v":""},{"$f":"IFERROR(IF(OR(R155=\"\",'Combined scenario - input'!$D140=\"\"),\"\",R155/'Combined scenario - input'!$D140),\"\")","v":""},{"$f":"IFERROR(IF(OR(S155=\"\",'Combined scenario - input'!$D140=\"\"),\"\",S155/'Combined scenario - input'!$D140),\"\")","v":""},{"$f":"IFERROR(IF(OR(T155=\"\",'Combined scenario - input'!$D140=\"\"),\"\",T155/'Combined scenario - input'!$D140),\"\")","v":""},{"$f":"IFERROR(IF(OR(U155=\"\",'Combined scenario - input'!$D140=\"\"),\"\",U155/'Combined scenario - input'!$D140),\"\")","v":""},{"$f":"IFERROR(IF(OR(V155=\"\",'Combined scenario - input'!$D140=\"\"),\"\",V155/'Combined scenario - input'!$D140),\"\")","v":""},{"$f":"IFERROR(IF(OR(W155=\"\",'Combined scenario - input'!$D140=\"\"),\"\",W155/'Combined scenario - input'!$D140),\"\")","v":""}]
[{"$f":"IFERROR('Combined scenario - input'!A141,\"\")","v":""},{"$f":"IFERROR('Combined scenario - input'!B141,\"\")","v":""},{"$f":"IFERROR('Combined scenario - input'!C141,\"\")","v":""},{"$f":"IFERROR(repcalc('Combined scenario - input'!$CV141:$GH141,'Combined scenario - input'!$G141,'Combined scenario - input'!$E141,'Combined scenario - input'!$F141,20,TRUE,TRUE),\"\")","v":""},"","","","","","","","","","","","","","","","","","","",{"$f":"IFERROR(IF(OR(D156=\"\",'Combined scenario - input'!$D141=\"\"),\"\",D156/'Combined scenario - input'!$D141),\"\")","v":""},{"$f":"IFERROR(IF(OR(E156=\"\",'Combined scenario - input'!$D141=\"\"),\"\",E156/'Combined scenario - input'!$D141),\"\")","v":""},{"$f":"IFERROR(IF(OR(F156=\"\",'Combined scenario - input'!$D141=\"\"),\"\",F156/'Combined scenario - input'!$D141),\"\")","v":""},{"$f":"IFERROR(IF(OR(G156=\"\",'Combined scenario - input'!$D141=\"\"),\"\",G156/'Combined scenario - input'!$D141),\"\")","v":""},{"$f":"IFERROR(IF(OR(H156=\"\",'Combined scenario - input'!$D141=\"\"),\"\",H156/'Combined scenario - input'!$D141),\"\")","v":""},{"$f":"IFERROR(IF(OR(I156=\"\",'Combined scenario - input'!$D141=\"\"),\"\",I156/'Combined scenario - input'!$D141),\"\")","v":""},{"$f":"IFERROR(IF(OR(J156=\"\",'Combined scenario - input'!$D141=\"\"),\"\",J156/'Combined scenario - input'!$D141),\"\")","v":""},{"$f":"IFERROR(IF(OR(K156=\"\",'Combined scenario - input'!$D141=\"\"),\"\",K156/'Combined scenario - input'!$D141),\"\")","v":""},{"$f":"IFERROR(IF(OR(L156=\"\",'Combined scenario - input'!$D141=\"\"),\"\",L156/'Combined scenario - input'!$D141),\"\")","v":""},{"$f":"IFERROR(IF(OR(M156=\"\",'Combined scenario - input'!$D141=\"\"),\"\",M156/'Combined scenario - input'!$D141),\"\")","v":""},{"$f":"IFERROR(IF(OR(N156=\"\",'Combined scenario - input'!$D141=\"\"),\"\",N156/'Combined scenario - input'!$D141),\"\")","v":""},{"$f":"IFERROR(IF(OR(O156=\"\",'Combined scenario - input'!$D141=\"\"),\"\",O156/'Combined scenario - input'!$D141),\"\")","v":""},{"$f":"IFERROR(IF(OR(P156=\"\",'Combined scenario - input'!$D141=\"\"),\"\",P156/'Combined scenario - input'!$D141),\"\")","v":""},{"$f":"IFERROR(IF(OR(Q156=\"\",'Combined scenario - input'!$D141=\"\"),\"\",Q156/'Combined scenario - input'!$D141),\"\")","v":""},{"$f":"IFERROR(IF(OR(R156=\"\",'Combined scenario - input'!$D141=\"\"),\"\",R156/'Combined scenario - input'!$D141),\"\")","v":""},{"$f":"IFERROR(IF(OR(S156=\"\",'Combined scenario - input'!$D141=\"\"),\"\",S156/'Combined scenario - input'!$D141),\"\")","v":""},{"$f":"IFERROR(IF(OR(T156=\"\",'Combined scenario - input'!$D141=\"\"),\"\",T156/'Combined scenario - input'!$D141),\"\")","v":""},{"$f":"IFERROR(IF(OR(U156=\"\",'Combined scenario - input'!$D141=\"\"),\"\",U156/'Combined scenario - input'!$D141),\"\")","v":""},{"$f":"IFERROR(IF(OR(V156=\"\",'Combined scenario - input'!$D141=\"\"),\"\",V156/'Combined scenario - input'!$D141),\"\")","v":""},{"$f":"IFERROR(IF(OR(W156=\"\",'Combined scenario - input'!$D141=\"\"),\"\",W156/'Combined scenario - input'!$D141),\"\")","v":""}]
[{"$f":"IFERROR('Combined scenario - input'!A142,\"\")","v":""},{"$f":"IFERROR('Combined scenario - input'!B142,\"\")","v":""},{"$f":"IFERROR('Combined scenario - input'!C142,\"\")","v":""},{"$f":"IFERROR(repcalc('Combined scenario - input'!$CV142:$GH142,'Combined scenario - input'!$G142,'Combined scenario - input'!$E142,'Combined scenario - input'!$F142,20,TRUE,TRUE),\"\")","v":""},"","","","","","","","","","","","","","","","","","","",{"$f":"IFERROR(IF(OR(D157=\"\",'Combined scenario - input'!$D142=\"\"),\"\",D157/'Combined scenario - input'!$D142),\"\")","v":""},{"$f":"IFERROR(IF(OR(E157=\"\",'Combined scenario - input'!$D142=\"\"),\"\",E157/'Combined scenario - input'!$D142),\"\")","v":""},{"$f":"IFERROR(IF(OR(F157=\"\",'Combined scenario - input'!$D142=\"\"),\"\",F157/'Combined scenario - input'!$D142),\"\")","v":""},{"$f":"IFERROR(IF(OR(G157=\"\",'Combined scenario - input'!$D142=\"\"),\"\",G157/'Combined scenario - input'!$D142),\"\")","v":""},{"$f":"IFERROR(IF(OR(H157=\"\",'Combined scenario - input'!$D142=\"\"),\"\",H157/'Combined scenario - input'!$D142),\"\")","v":""},{"$f":"IFERROR(IF(OR(I157=\"\",'Combined scenario - input'!$D142=\"\"),\"\",I157/'Combined scenario - input'!$D142),\"\")","v":""},{"$f":"IFERROR(IF(OR(J157=\"\",'Combined scenario - input'!$D142=\"\"),\"\",J157/'Combined scenario - input'!$D142),\"\")","v":""},{"$f":"IFERROR(IF(OR(K157=\"\",'Combined scenario - input'!$D142=\"\"),\"\",K157/'Combined scenario - input'!$D142),\"\")","v":""},{"$f":"IFERROR(IF(OR(L157=\"\",'Combined scenario - input'!$D142=\"\"),\"\",L157/'Combined scenario - input'!$D142),\"\")","v":""},{"$f":"IFERROR(IF(OR(M157=\"\",'Combined scenario - input'!$D142=\"\"),\"\",M157/'Combined scenario - input'!$D142),\"\")","v":""},{"$f":"IFERROR(IF(OR(N157=\"\",'Combined scenario - input'!$D142=\"\"),\"\",N157/'Combined scenario - input'!$D142),\"\")","v":""},{"$f":"IFERROR(IF(OR(O157=\"\",'Combined scenario - input'!$D142=\"\"),\"\",O157/'Combined scenario - input'!$D142),\"\")","v":""},{"$f":"IFERROR(IF(OR(P157=\"\",'Combined scenario - input'!$D142=\"\"),\"\",P157/'Combined scenario - input'!$D142),\"\")","v":""},{"$f":"IFERROR(IF(OR(Q157=\"\",'Combined scenario - input'!$D142=\"\"),\"\",Q157/'Combined scenario - input'!$D142),\"\")","v":""},{"$f":"IFERROR(IF(OR(R157=\"\",'Combined scenario - input'!$D142=\"\"),\"\",R157/'Combined scenario - input'!$D142),\"\")","v":""},{"$f":"IFERROR(IF(OR(S157=\"\",'Combined scenario - input'!$D142=\"\"),\"\",S157/'Combined scenario - input'!$D142),\"\")","v":""},{"$f":"IFERROR(IF(OR(T157=\"\",'Combined scenario - input'!$D142=\"\"),\"\",T157/'Combined scenario - input'!$D142),\"\")","v":""},{"$f":"IFERROR(IF(OR(U157=\"\",'Combined scenario - input'!$D142=\"\"),\"\",U157/'Combined scenario - input'!$D142),\"\")","v":""},{"$f":"IFERROR(IF(OR(V157=\"\",'Combined scenario - input'!$D142=\"\"),\"\",V157/'Combined scenario - input'!$D142),\"\")","v":""},{"$f":"IFERROR(IF(OR(W157=\"\",'Combined scenario - input'!$D142=\"\"),\"\",W157/'Combined scenario - input'!$D142),\"\")","v":""}]
[{"$f":"IFERROR('Combined scenario - input'!A143,\"\")","v":""},{"$f":"IFERROR('Combined scenario - input'!B143,\"\")","v":""},{"$f":"IFERROR('Combined scenario - input'!C143,\"\")","v":""},{"$f":"IFERROR(repcalc('Combined scenario - input'!$CV143:$GH143,'Combined scenario - input'!$G143,'Combined scenario - input'!$E143,'Combined scenario - input'!$F143,20,TRUE,TRUE),\"\")","v":""},"","","","","","","","","","","","","","","","","","","",{"$f":"IFERROR(IF(OR(D158=\"\",'Combined scenario - input'!$D143=\"\"),\"\",D158/'Combined scenario - input'!$D143),\"\")","v":""},{"$f":"IFERROR(IF(OR(E158=\"\",'Combined scenario - input'!$D143=\"\"),\"\",E158/'Combined scenario - input'!$D143),\"\")","v":""},{"$f":"IFERROR(IF(OR(F158=\"\",'Combined scenario - input'!$D143=\"\"),\"\",F158/'Combined scenario - input'!$D143),\"\")","v":""},{"$f":"IFERROR(IF(OR(G158=\"\",'Combined scenario - input'!$D143=\"\"),\"\",G158/'Combined scenario - input'!$D143),\"\")","v":""},{"$f":"IFERROR(IF(OR(H158=\"\",'Combined scenario - input'!$D143=\"\"),\"\",H158/'Combined scenario - input'!$D143),\"\")","v":""},{"$f":"IFERROR(IF(OR(I158=\"\",'Combined scenario - input'!$D143=\"\"),\"\",I158/'Combined scenario - input'!$D143),\"\")","v":""},{"$f":"IFERROR(IF(OR(J158=\"\",'Combined scenario - input'!$D143=\"\"),\"\",J158/'Combined scenario - input'!$D143),\"\")","v":""},{"$f":"IFERROR(IF(OR(K158=\"\",'Combined scenario - input'!$D143=\"\"),\"\",K158/'Combined scenario - input'!$D143),\"\")","v":""},{"$f":"IFERROR(IF(OR(L158=\"\",'Combined scenario - input'!$D143=\"\"),\"\",L158/'Combined scenario - input'!$D143),\"\")","v":""},{"$f":"IFERROR(IF(OR(M158=\"\",'Combined scenario - input'!$D143=\"\"),\"\",M158/'Combined scenario - input'!$D143),\"\")","v":""},{"$f":"IFERROR(IF(OR(N158=\"\",'Combined scenario - input'!$D143=\"\"),\"\",N158/'Combined scenario - input'!$D143),\"\")","v":""},{"$f":"IFERROR(IF(OR(O158=\"\",'Combined scenario - input'!$D143=\"\"),\"\",O158/'Combined scenario - input'!$D143),\"\")","v":""},{"$f":"IFERROR(IF(OR(P158=\"\",'Combined scenario - input'!$D143=\"\"),\"\",P158/'Combined scenario - input'!$D143),\"\")","v":""},{"$f":"IFERROR(IF(OR(Q158=\"\",'Combined scenario - input'!$D143=\"\"),\"\",Q158/'Combined scenario - input'!$D143),\"\")","v":""},{"$f":"IFERROR(IF(OR(R158=\"\",'Combined scenario - input'!$D143=\"\"),\"\",R158/'Combined scenario - input'!$D143),\"\")","v":""},{"$f":"IFERROR(IF(OR(S158=\"\",'Combined scenario - input'!$D143=\"\"),\"\",S158/'Combined scenario - input'!$D143),\"\")","v":""},{"$f":"IFERROR(IF(OR(T158=\"\",'Combined scenario - input'!$D143=\"\"),\"\",T158/'Combined scenario - input'!$D143),\"\")","v":""},{"$f":"IFERROR(IF(OR(U158=\"\",'Combined scenario - input'!$D143=\"\"),\"\",U158/'Combined scenario - input'!$D143),\"\")","v":""},{"$f":"IFERROR(IF(OR(V158=\"\",'Combined scenario - input'!$D143=\"\"),\"\",V158/'Combined scenario - input'!$D143),\"\")","v":""},{"$f":"IFERROR(IF(OR(W158=\"\",'Combined scenario - input'!$D143=\"\"),\"\",W158/'Combined scenario - input'!$D143),\"\")","v":""}]
[{"$f":"IFERROR('Combined scenario - input'!A144,\"\")","v":""},{"$f":"IFERROR('Combined scenario - input'!B144,\"\")","v":""},{"$f":"IFERROR('Combined scenario - input'!C144,\"\")","v":""},{"$f":"IFERROR(repcalc('Combined scenario - input'!$CV144:$GH144,'Combined scenario - input'!$G144,'Combined scenario - input'!$E144,'Combined scenario - input'!$F144,20,TRUE,TRUE),\"\")","v":""},"","","","","","","","","","","","","","","","","","","",{"$f":"IFERROR(IF(OR(D159=\"\",'Combined scenario - input'!$D144=\"\"),\"\",D159/'Combined scenario - input'!$D144),\"\")","v":""},{"$f":"IFERROR(IF(OR(E159=\"\",'Combined scenario - input'!$D144=\"\"),\"\",E159/'Combined scenario - input'!$D144),\"\")","v":""},{"$f":"IFERROR(IF(OR(F159=\"\",'Combined scenario - input'!$D144=\"\"),\"\",F159/'Combined scenario - input'!$D144),\"\")","v":""},{"$f":"IFERROR(IF(OR(G159=\"\",'Combined scenario - input'!$D144=\"\"),\"\",G159/'Combined scenario - input'!$D144),\"\")","v":""},{"$f":"IFERROR(IF(OR(H159=\"\",'Combined scenario - input'!$D144=\"\"),\"\",H159/'Combined scenario - input'!$D144),\"\")","v":""},{"$f":"IFERROR(IF(OR(I159=\"\",'Combined scenario - input'!$D144=\"\"),\"\",I159/'Combined scenario - input'!$D144),\"\")","v":""},{"$f":"IFERROR(IF(OR(J159=\"\",'Combined scenario - input'!$D144=\"\"),\"\",J159/'Combined scenario - input'!$D144),\"\")","v":""},{"$f":"IFERROR(IF(OR(K159=\"\",'Combined scenario - input'!$D144=\"\"),\"\",K159/'Combined scenario - input'!$D144),\"\")","v":""},{"$f":"IFERROR(IF(OR(L159=\"\",'Combined scenario - input'!$D144=\"\"),\"\",L159/'Combined scenario - input'!$D144),\"\")","v":""},{"$f":"IFERROR(IF(OR(M159=\"\",'Combined scenario - input'!$D144=\"\"),\"\",M159/'Combined scenario - input'!$D144),\"\")","v":""},{"$f":"IFERROR(IF(OR(N159=\"\",'Combined scenario - input'!$D144=\"\"),\"\",N159/'Combined scenario - input'!$D144),\"\")","v":""},{"$f":"IFERROR(IF(OR(O159=\"\",'Combined scenario - input'!$D144=\"\"),\"\",O159/'Combined scenario - input'!$D144),\"\")","v":""},{"$f":"IFERROR(IF(OR(P159=\"\",'Combined scenario - input'!$D144=\"\"),\"\",P159/'Combined scenario - input'!$D144),\"\")","v":""},{"$f":"IFERROR(IF(OR(Q159=\"\",'Combined scenario - input'!$D144=\"\"),\"\",Q159/'Combined scenario - input'!$D144),\"\")","v":""},{"$f":"IFERROR(IF(OR(R159=\"\",'Combined scenario - input'!$D144=\"\"),\"\",R159/'Combined scenario - input'!$D144),\"\")","v":""},{"$f":"IFERROR(IF(OR(S159=\"\",'Combined scenario - input'!$D144=\"\"),\"\",S159/'Combined scenario - input'!$D144),\"\")","v":""},{"$f":"IFERROR(IF(OR(T159=\"\",'Combined scenario - input'!$D144=\"\"),\"\",T159/'Combined scenario - input'!$D144),\"\")","v":""},{"$f":"IFERROR(IF(OR(U159=\"\",'Combined scenario - input'!$D144=\"\"),\"\",U159/'Combined scenario - input'!$D144),\"\")","v":""},{"$f":"IFERROR(IF(OR(V159=\"\",'Combined scenario - input'!$D144=\"\"),\"\",V159/'Combined scenario - input'!$D144),\"\")","v":""},{"$f":"IFERROR(IF(OR(W159=\"\",'Combined scenario - input'!$D144=\"\"),\"\",W159/'Combined scenario - input'!$D144),\"\")","v":""}]
[{"$f":"IFERROR('Combined scenario - input'!A145,\"\")","v":""},{"$f":"IFERROR('Combined scenario - input'!B145,\"\")","v":""},{"$f":"IFERROR('Combined scenario - input'!C145,\"\")","v":""},{"$f":"IFERROR(repcalc('Combined scenario - input'!$CV145:$GH145,'Combined scenario - input'!$G145,'Combined scenario - input'!$E145,'Combined scenario - input'!$F145,20,TRUE,TRUE),\"\")","v":""},"","","","","","","","","","","","","","","","","","","",{"$f":"IFERROR(IF(OR(D160=\"\",'Combined scenario - input'!$D145=\"\"),\"\",D160/'Combined scenario - input'!$D145),\"\")","v":""},{"$f":"IFERROR(IF(OR(E160=\"\",'Combined scenario - input'!$D145=\"\"),\"\",E160/'Combined scenario - input'!$D145),\"\")","v":""},{"$f":"IFERROR(IF(OR(F160=\"\",'Combined scenario - input'!$D145=\"\"),\"\",F160/'Combined scenario - input'!$D145),\"\")","v":""},{"$f":"IFERROR(IF(OR(G160=\"\",'Combined scenario - input'!$D145=\"\"),\"\",G160/'Combined scenario - input'!$D145),\"\")","v":""},{"$f":"IFERROR(IF(OR(H160=\"\",'Combined scenario - input'!$D145=\"\"),\"\",H160/'Combined scenario - input'!$D145),\"\")","v":""},{"$f":"IFERROR(IF(OR(I160=\"\",'Combined scenario - input'!$D145=\"\"),\"\",I160/'Combined scenario - input'!$D145),\"\")","v":""},{"$f":"IFERROR(IF(OR(J160=\"\",'Combined scenario - input'!$D145=\"\"),\"\",J160/'Combined scenario - input'!$D145),\"\")","v":""},{"$f":"IFERROR(IF(OR(K160=\"\",'Combined scenario - input'!$D145=\"\"),\"\",K160/'Combined scenario - input'!$D145),\"\")","v":""},{"$f":"IFERROR(IF(OR(L160=\"\",'Combined scenario - input'!$D145=\"\"),\"\",L160/'Combined scenario - input'!$D145),\"\")","v":""},{"$f":"IFERROR(IF(OR(M160=\"\",'Combined scenario - input'!$D145=\"\"),\"\",M160/'Combined scenario - input'!$D145),\"\")","v":""},{"$f":"IFERROR(IF(OR(N160=\"\",'Combined scenario - input'!$D145=\"\"),\"\",N160/'Combined scenario - input'!$D145),\"\")","v":""},{"$f":"IFERROR(IF(OR(O160=\"\",'Combined scenario - input'!$D145=\"\"),\"\",O160/'Combined scenario - input'!$D145),\"\")","v":""},{"$f":"IFERROR(IF(OR(P160=\"\",'Combined scenario - input'!$D145=\"\"),\"\",P160/'Combined scenario - input'!$D145),\"\")","v":""},{"$f":"IFERROR(IF(OR(Q160=\"\",'Combined scenario - input'!$D145=\"\"),\"\",Q160/'Combined scenario - input'!$D145),\"\")","v":""},{"$f":"IFERROR(IF(OR(R160=\"\",'Combined scenario - input'!$D145=\"\"),\"\",R160/'Combined scenario - input'!$D145),\"\")","v":""},{"$f":"IFERROR(IF(OR(S160=\"\",'Combined scenario - input'!$D145=\"\"),\"\",S160/'Combined scenario - input'!$D145),\"\")","v":""},{"$f":"IFERROR(IF(OR(T160=\"\",'Combined scenario - input'!$D145=\"\"),\"\",T160/'Combined scenario - input'!$D145),\"\")","v":""},{"$f":"IFERROR(IF(OR(U160=\"\",'Combined scenario - input'!$D145=\"\"),\"\",U160/'Combined scenario - input'!$D145),\"\")","v":""},{"$f":"IFERROR(IF(OR(V160=\"\",'Combined scenario - input'!$D145=\"\"),\"\",V160/'Combined scenario - input'!$D145),\"\")","v":""},{"$f":"IFERROR(IF(OR(W160=\"\",'Combined scenario - input'!$D145=\"\"),\"\",W160/'Combined scenario - input'!$D145),\"\")","v":""}]
[{"$f":"IFERROR('Combined scenario - input'!A146,\"\")","v":""},{"$f":"IFERROR('Combined scenario - input'!B146,\"\")","v":""},{"$f":"IFERROR('Combined scenario - input'!C146,\"\")","v":""},{"$f":"IFERROR(repcalc('Combined scenario - input'!$CV146:$GH146,'Combined scenario - input'!$G146,'Combined scenario - input'!$E146,'Combined scenario - input'!$F146,20,TRUE,TRUE),\"\")","v":""},"","","","","","","","","","","","","","","","","","","",{"$f":"IFERROR(IF(OR(D161=\"\",'Combined scenario - input'!$D146=\"\"),\"\",D161/'Combined scenario - input'!$D146),\"\")","v":""},{"$f":"IFERROR(IF(OR(E161=\"\",'Combined scenario - input'!$D146=\"\"),\"\",E161/'Combined scenario - input'!$D146),\"\")","v":""},{"$f":"IFERROR(IF(OR(F161=\"\",'Combined scenario - input'!$D146=\"\"),\"\",F161/'Combined scenario - input'!$D146),\"\")","v":""},{"$f":"IFERROR(IF(OR(G161=\"\",'Combined scenario - input'!$D146=\"\"),\"\",G161/'Combined scenario - input'!$D146),\"\")","v":""},{"$f":"IFERROR(IF(OR(H161=\"\",'Combined scenario - input'!$D146=\"\"),\"\",H161/'Combined scenario - input'!$D146),\"\")","v":""},{"$f":"IFERROR(IF(OR(I161=\"\",'Combined scenario - input'!$D146=\"\"),\"\",I161/'Combined scenario - input'!$D146),\"\")","v":""},{"$f":"IFERROR(IF(OR(J161=\"\",'Combined scenario - input'!$D146=\"\"),\"\",J161/'Combined scenario - input'!$D146),\"\")","v":""},{"$f":"IFERROR(IF(OR(K161=\"\",'Combined scenario - input'!$D146=\"\"),\"\",K161/'Combined scenario - input'!$D146),\"\")","v":""},{"$f":"IFERROR(IF(OR(L161=\"\",'Combined scenario - input'!$D146=\"\"),\"\",L161/'Combined scenario - input'!$D146),\"\")","v":""},{"$f":"IFERROR(IF(OR(M161=\"\",'Combined scenario - input'!$D146=\"\"),\"\",M161/'Combined scenario - input'!$D146),\"\")","v":""},{"$f":"IFERROR(IF(OR(N161=\"\",'Combined scenario - input'!$D146=\"\"),\"\",N161/'Combined scenario - input'!$D146),\"\")","v":""},{"$f":"IFERROR(IF(OR(O161=\"\",'Combined scenario - input'!$D146=\"\"),\"\",O161/'Combined scenario - input'!$D146),\"\")","v":""},{"$f":"IFERROR(IF(OR(P161=\"\",'Combined scenario - input'!$D146=\"\"),\"\",P161/'Combined scenario - input'!$D146),\"\")","v":""},{"$f":"IFERROR(IF(OR(Q161=\"\",'Combined scenario - input'!$D146=\"\"),\"\",Q161/'Combined scenario - input'!$D146),\"\")","v":""},{"$f":"IFERROR(IF(OR(R161=\"\",'Combined scenario - input'!$D146=\"\"),\"\",R161/'Combined scenario - input'!$D146),\"\")","v":""},{"$f":"IFERROR(IF(OR(S161=\"\",'Combined scenario - input'!$D146=\"\"),\"\",S161/'Combined scenario - input'!$D146),\"\")","v":""},{"$f":"IFERROR(IF(OR(T161=\"\",'Combined scenario - input'!$D146=\"\"),\"\",T161/'Combined scenario - input'!$D146),\"\")","v":""},{"$f":"IFERROR(IF(OR(U161=\"\",'Combined scenario - input'!$D146=\"\"),\"\",U161/'Combined scenario - input'!$D146),\"\")","v":""},{"$f":"IFERROR(IF(OR(V161=\"\",'Combined scenario - input'!$D146=\"\"),\"\",V161/'Combined scenario - input'!$D146),\"\")","v":""},{"$f":"IFERROR(IF(OR(W161=\"\",'Combined scenario - input'!$D146=\"\"),\"\",W161/'Combined scenario - input'!$D146),\"\")","v":""}]
[{"$f":"IFERROR('Combined scenario - input'!A147,\"\")","v":""},{"$f":"IFERROR('Combined scenario - input'!B147,\"\")","v":""},{"$f":"IFERROR('Combined scenario - input'!C147,\"\")","v":""},{"$f":"IFERROR(repcalc('Combined scenario - input'!$CV147:$GH147,'Combined scenario - input'!$G147,'Combined scenario - input'!$E147,'Combined scenario - input'!$F147,20,TRUE,TRUE),\"\")","v":""},"","","","","","","","","","","","","","","","","","","",{"$f":"IFERROR(IF(OR(D162=\"\",'Combined scenario - input'!$D147=\"\"),\"\",D162/'Combined scenario - input'!$D147),\"\")","v":""},{"$f":"IFERROR(IF(OR(E162=\"\",'Combined scenario - input'!$D147=\"\"),\"\",E162/'Combined scenario - input'!$D147),\"\")","v":""},{"$f":"IFERROR(IF(OR(F162=\"\",'Combined scenario - input'!$D147=\"\"),\"\",F162/'Combined scenario - input'!$D147),\"\")","v":""},{"$f":"IFERROR(IF(OR(G162=\"\",'Combined scenario - input'!$D147=\"\"),\"\",G162/'Combined scenario - input'!$D147),\"\")","v":""},{"$f":"IFERROR(IF(OR(H162=\"\",'Combined scenario - input'!$D147=\"\"),\"\",H162/'Combined scenario - input'!$D147),\"\")","v":""},{"$f":"IFERROR(IF(OR(I162=\"\",'Combined scenario - input'!$D147=\"\"),\"\",I162/'Combined scenario - input'!$D147),\"\")","v":""},{"$f":"IFERROR(IF(OR(J162=\"\",'Combined scenario - input'!$D147=\"\"),\"\",J162/'Combined scenario - input'!$D147),\"\")","v":""},{"$f":"IFERROR(IF(OR(K162=\"\",'Combined scenario - input'!$D147=\"\"),\"\",K162/'Combined scenario - input'!$D147),\"\")","v":""},{"$f":"IFERROR(IF(OR(L162=\"\",'Combined scenario - input'!$D147=\"\"),\"\",L162/'Combined scenario - input'!$D147),\"\")","v":""},{"$f":"IFERROR(IF(OR(M162=\"\",'Combined scenario - input'!$D147=\"\"),\"\",M162/'Combined scenario - input'!$D147),\"\")","v":""},{"$f":"IFERROR(IF(OR(N162=\"\",'Combined scenario - input'!$D147=\"\"),\"\",N162/'Combined scenario - input'!$D147),\"\")","v":""},{"$f":"IFERROR(IF(OR(O162=\"\",'Combined scenario - input'!$D147=\"\"),\"\",O162/'Combined scenario - input'!$D147),\"\")","v":""},{"$f":"IFERROR(IF(OR(P162=\"\",'Combined scenario - input'!$D147=\"\"),\"\",P162/'Combined scenario - input'!$D147),\"\")","v":""},{"$f":"IFERROR(IF(OR(Q162=\"\",'Combined scenario - input'!$D147=\"\"),\"\",Q162/'Combined scenario - input'!$D147),\"\")","v":""},{"$f":"IFERROR(IF(OR(R162=\"\",'Combined scenario - input'!$D147=\"\"),\"\",R162/'Combined scenario - input'!$D147),\"\")","v":""},{"$f":"IFERROR(IF(OR(S162=\"\",'Combined scenario - input'!$D147=\"\"),\"\",S162/'Combined scenario - input'!$D147),\"\")","v":""},{"$f":"IFERROR(IF(OR(T162=\"\",'Combined scenario - input'!$D147=\"\"),\"\",T162/'Combined scenario - input'!$D147),\"\")","v":""},{"$f":"IFERROR(IF(OR(U162=\"\",'Combined scenario - input'!$D147=\"\"),\"\",U162/'Combined scenario - input'!$D147),\"\")","v":""},{"$f":"IFERROR(IF(OR(V162=\"\",'Combined scenario - input'!$D147=\"\"),\"\",V162/'Combined scenario - input'!$D147),\"\")","v":""},{"$f":"IFERROR(IF(OR(W162=\"\",'Combined scenario - input'!$D147=\"\"),\"\",W162/'Combined scenario - input'!$D147),\"\")","v":""}]
[{"$f":"IFERROR('Combined scenario - input'!A148,\"\")","v":""},{"$f":"IFERROR('Combined scenario - input'!B148,\"\")","v":""},{"$f":"IFERROR('Combined scenario - input'!C148,\"\")","v":""},{"$f":"IFERROR(repcalc('Combined scenario - input'!$CV148:$GH148,'Combined scenario - input'!$G148,'Combined scenario - input'!$E148,'Combined scenario - input'!$F148,20,TRUE,TRUE),\"\")","v":""},"","","","","","","","","","","","","","","","","","","",{"$f":"IFERROR(IF(OR(D163=\"\",'Combined scenario - input'!$D148=\"\"),\"\",D163/'Combined scenario - input'!$D148),\"\")","v":""},{"$f":"IFERROR(IF(OR(E163=\"\",'Combined scenario - input'!$D148=\"\"),\"\",E163/'Combined scenario - input'!$D148),\"\")","v":""},{"$f":"IFERROR(IF(OR(F163=\"\",'Combined scenario - input'!$D148=\"\"),\"\",F163/'Combined scenario - input'!$D148),\"\")","v":""},{"$f":"IFERROR(IF(OR(G163=\"\",'Combined scenario - input'!$D148=\"\"),\"\",G163/'Combined scenario - input'!$D148),\"\")","v":""},{"$f":"IFERROR(IF(OR(H163=\"\",'Combined scenario - input'!$D148=\"\"),\"\",H163/'Combined scenario - input'!$D148),\"\")","v":""},{"$f":"IFERROR(IF(OR(I163=\"\",'Combined scenario - input'!$D148=\"\"),\"\",I163/'Combined scenario - input'!$D148),\"\")","v":""},{"$f":"IFERROR(IF(OR(J163=\"\",'Combined scenario - input'!$D148=\"\"),\"\",J163/'Combined scenario - input'!$D148),\"\")","v":""},{"$f":"IFERROR(IF(OR(K163=\"\",'Combined scenario - input'!$D148=\"\"),\"\",K163/'Combined scenario - input'!$D148),\"\")","v":""},{"$f":"IFERROR(IF(OR(L163=\"\",'Combined scenario - input'!$D148=\"\"),\"\",L163/'Combined scenario - input'!$D148),\"\")","v":""},{"$f":"IFERROR(IF(OR(M163=\"\",'Combined scenario - input'!$D148=\"\"),\"\",M163/'Combined scenario - input'!$D148),\"\")","v":""},{"$f":"IFERROR(IF(OR(N163=\"\",'Combined scenario - input'!$D148=\"\"),\"\",N163/'Combined scenario - input'!$D148),\"\")","v":""},{"$f":"IFERROR(IF(OR(O163=\"\",'Combined scenario - input'!$D148=\"\"),\"\",O163/'Combined scenario - input'!$D148),\"\")","v":""},{"$f":"IFERROR(IF(OR(P163=\"\",'Combined scenario - input'!$D148=\"\"),\"\",P163/'Combined scenario - input'!$D148),\"\")","v":""},{"$f":"IFERROR(IF(OR(Q163=\"\",'Combined scenario - input'!$D148=\"\"),\"\",Q163/'Combined scenario - input'!$D148),\"\")","v":""},{"$f":"IFERROR(IF(OR(R163=\"\",'Combined scenario - input'!$D148=\"\"),\"\",R163/'Combined scenario - input'!$D148),\"\")","v":""},{"$f":"IFERROR(IF(OR(S163=\"\",'Combined scenario - input'!$D148=\"\"),\"\",S163/'Combined scenario - input'!$D148),\"\")","v":""},{"$f":"IFERROR(IF(OR(T163=\"\",'Combined scenario - input'!$D148=\"\"),\"\",T163/'Combined scenario - input'!$D148),\"\")","v":""},{"$f":"IFERROR(IF(OR(U163=\"\",'Combined scenario - input'!$D148=\"\"),\"\",U163/'Combined scenario - input'!$D148),\"\")","v":""},{"$f":"IFERROR(IF(OR(V163=\"\",'Combined scenario - input'!$D148=\"\"),\"\",V163/'Combined scenario - input'!$D148),\"\")","v":""},{"$f":"IFERROR(IF(OR(W163=\"\",'Combined scenario - input'!$D148=\"\"),\"\",W163/'Combined scenario - input'!$D148),\"\")","v":""}]
[{"$f":"IFERROR('Combined scenario - input'!A149,\"\")","v":""},{"$f":"IFERROR('Combined scenario - input'!B149,\"\")","v":""},{"$f":"IFERROR('Combined scenario - input'!C149,\"\")","v":""},{"$f":"IFERROR(repcalc('Combined scenario - input'!$CV149:$GH149,'Combined scenario - input'!$G149,'Combined scenario - input'!$E149,'Combined scenario - input'!$F149,20,TRUE,TRUE),\"\")","v":""},"","","","","","","","","","","","","","","","","","","",{"$f":"IFERROR(IF(OR(D164=\"\",'Combined scenario - input'!$D149=\"\"),\"\",D164/'Combined scenario - input'!$D149),\"\")","v":""},{"$f":"IFERROR(IF(OR(E164=\"\",'Combined scenario - input'!$D149=\"\"),\"\",E164/'Combined scenario - input'!$D149),\"\")","v":""},{"$f":"IFERROR(IF(OR(F164=\"\",'Combined scenario - input'!$D149=\"\"),\"\",F164/'Combined scenario - input'!$D149),\"\")","v":""},{"$f":"IFERROR(IF(OR(G164=\"\",'Combined scenario - input'!$D149=\"\"),\"\",G164/'Combined scenario - input'!$D149),\"\")","v":""},{"$f":"IFERROR(IF(OR(H164=\"\",'Combined scenario - input'!$D149=\"\"),\"\",H164/'Combined scenario - input'!$D149),\"\")","v":""},{"$f":"IFERROR(IF(OR(I164=\"\",'Combined scenario - input'!$D149=\"\"),\"\",I164/'Combined scenario - input'!$D149),\"\")","v":""},{"$f":"IFERROR(IF(OR(J164=\"\",'Combined scenario - input'!$D149=\"\"),\"\",J164/'Combined scenario - input'!$D149),\"\")","v":""},{"$f":"IFERROR(IF(OR(K164=\"\",'Combined scenario - input'!$D149=\"\"),\"\",K164/'Combined scenario - input'!$D149),\"\")","v":""},{"$f":"IFERROR(IF(OR(L164=\"\",'Combined scenario - input'!$D149=\"\"),\"\",L164/'Combined scenario - input'!$D149),\"\")","v":""},{"$f":"IFERROR(IF(OR(M164=\"\",'Combined scenario - input'!$D149=\"\"),\"\",M164/'Combined scenario - input'!$D149),\"\")","v":""},{"$f":"IFERROR(IF(OR(N164=\"\",'Combined scenario - input'!$D149=\"\"),\"\",N164/'Combined scenario - input'!$D149),\"\")","v":""},{"$f":"IFERROR(IF(OR(O164=\"\",'Combined scenario - input'!$D149=\"\"),\"\",O164/'Combined scenario - input'!$D149),\"\")","v":""},{"$f":"IFERROR(IF(OR(P164=\"\",'Combined scenario - input'!$D149=\"\"),\"\",P164/'Combined scenario - input'!$D149),\"\")","v":""},{"$f":"IFERROR(IF(OR(Q164=\"\",'Combined scenario - input'!$D149=\"\"),\"\",Q164/'Combined scenario - input'!$D149),\"\")","v":""},{"$f":"IFERROR(IF(OR(R164=\"\",'Combined scenario - input'!$D149=\"\"),\"\",R164/'Combined scenario - input'!$D149),\"\")","v":""},{"$f":"IFERROR(IF(OR(S164=\"\",'Combined scenario - input'!$D149=\"\"),\"\",S164/'Combined scenario - input'!$D149),\"\")","v":""},{"$f":"IFERROR(IF(OR(T164=\"\",'Combined scenario - input'!$D149=\"\"),\"\",T164/'Combined scenario - input'!$D149),\"\")","v":""},{"$f":"IFERROR(IF(OR(U164=\"\",'Combined scenario - input'!$D149=\"\"),\"\",U164/'Combined scenario - input'!$D149),\"\")","v":""},{"$f":"IFERROR(IF(OR(V164=\"\",'Combined scenario - input'!$D149=\"\"),\"\",V164/'Combined scenario - input'!$D149),\"\")","v":""},{"$f":"IFERROR(IF(OR(W164=\"\",'Combined scenario - input'!$D149=\"\"),\"\",W164/'Combined scenario - input'!$D149),\"\")","v":""}]
[{"$f":"IFERROR('Combined scenario - input'!A150,\"\")","v":""},{"$f":"IFERROR('Combined scenario - input'!B150,\"\")","v":""},{"$f":"IFERROR('Combined scenario - input'!C150,\"\")","v":""},{"$f":"IFERROR(repcalc('Combined scenario - input'!$CV150:$GH150,'Combined scenario - input'!$G150,'Combined scenario - input'!$E150,'Combined scenario - input'!$F150,20,TRUE,TRUE),\"\")","v":""},"","","","","","","","","","","","","","","","","","","",{"$f":"IFERROR(IF(OR(D165=\"\",'Combined scenario - input'!$D150=\"\"),\"\",D165/'Combined scenario - input'!$D150),\"\")","v":""},{"$f":"IFERROR(IF(OR(E165=\"\",'Combined scenario - input'!$D150=\"\"),\"\",E165/'Combined scenario - input'!$D150),\"\")","v":""},{"$f":"IFERROR(IF(OR(F165=\"\",'Combined scenario - input'!$D150=\"\"),\"\",F165/'Combined scenario - input'!$D150),\"\")","v":""},{"$f":"IFERROR(IF(OR(G165=\"\",'Combined scenario - input'!$D150=\"\"),\"\",G165/'Combined scenario - input'!$D150),\"\")","v":""},{"$f":"IFERROR(IF(OR(H165=\"\",'Combined scenario - input'!$D150=\"\"),\"\",H165/'Combined scenario - input'!$D150),\"\")","v":""},{"$f":"IFERROR(IF(OR(I165=\"\",'Combined scenario - input'!$D150=\"\"),\"\",I165/'Combined scenario - input'!$D150),\"\")","v":""},{"$f":"IFERROR(IF(OR(J165=\"\",'Combined scenario - input'!$D150=\"\"),\"\",J165/'Combined scenario - input'!$D150),\"\")","v":""},{"$f":"IFERROR(IF(OR(K165=\"\",'Combined scenario - input'!$D150=\"\"),\"\",K165/'Combined scenario - input'!$D150),\"\")","v":""},{"$f":"IFERROR(IF(OR(L165=\"\",'Combined scenario - input'!$D150=\"\"),\"\",L165/'Combined scenario - input'!$D150),\"\")","v":""},{"$f":"IFERROR(IF(OR(M165=\"\",'Combined scenario - input'!$D150=\"\"),\"\",M165/'Combined scenario - input'!$D150),\"\")","v":""},{"$f":"IFERROR(IF(OR(N165=\"\",'Combined scenario - input'!$D150=\"\"),\"\",N165/'Combined scenario - input'!$D150),\"\")","v":""},{"$f":"IFERROR(IF(OR(O165=\"\",'Combined scenario - input'!$D150=\"\"),\"\",O165/'Combined scenario - input'!$D150),\"\")","v":""},{"$f":"IFERROR(IF(OR(P165=\"\",'Combined scenario - input'!$D150=\"\"),\"\",P165/'Combined scenario - input'!$D150),\"\")","v":""},{"$f":"IFERROR(IF(OR(Q165=\"\",'Combined scenario - input'!$D150=\"\"),\"\",Q165/'Combined scenario - input'!$D150),\"\")","v":""},{"$f":"IFERROR(IF(OR(R165=\"\",'Combined scenario - input'!$D150=\"\"),\"\",R165/'Combined scenario - input'!$D150),\"\")","v":""},{"$f":"IFERROR(IF(OR(S165=\"\",'Combined scenario - input'!$D150=\"\"),\"\",S165/'Combined scenario - input'!$D150),\"\")","v":""},{"$f":"IFERROR(IF(OR(T165=\"\",'Combined scenario - input'!$D150=\"\"),\"\",T165/'Combined scenario - input'!$D150),\"\")","v":""},{"$f":"IFERROR(IF(OR(U165=\"\",'Combined scenario - input'!$D150=\"\"),\"\",U165/'Combined scenario - input'!$D150),\"\")","v":""},{"$f":"IFERROR(IF(OR(V165=\"\",'Combined scenario - input'!$D150=\"\"),\"\",V165/'Combined scenario - input'!$D150),\"\")","v":""},{"$f":"IFERROR(IF(OR(W165=\"\",'Combined scenario - input'!$D150=\"\"),\"\",W165/'Combined scenario - input'!$D150),\"\")","v":""}]
[{"$f":"IFERROR('Combined scenario - input'!A151,\"\")","v":""},{"$f":"IFERROR('Combined scenario - input'!B151,\"\")","v":""},{"$f":"IFERROR('Combined scenario - input'!C151,\"\")","v":""},{"$f":"IFERROR(repcalc('Combined scenario - input'!$CV151:$GH151,'Combined scenario - input'!$G151,'Combined scenario - input'!$E151,'Combined scenario - input'!$F151,20,TRUE,TRUE),\"\")","v":""},"","","","","","","","","","","","","","","","","","","",{"$f":"IFERROR(IF(OR(D166=\"\",'Combined scenario - input'!$D151=\"\"),\"\",D166/'Combined scenario - input'!$D151),\"\")","v":""},{"$f":"IFERROR(IF(OR(E166=\"\",'Combined scenario - input'!$D151=\"\"),\"\",E166/'Combined scenario - input'!$D151),\"\")","v":""},{"$f":"IFERROR(IF(OR(F166=\"\",'Combined scenario - input'!$D151=\"\"),\"\",F166/'Combined scenario - input'!$D151),\"\")","v":""},{"$f":"IFERROR(IF(OR(G166=\"\",'Combined scenario - input'!$D151=\"\"),\"\",G166/'Combined scenario - input'!$D151),\"\")","v":""},{"$f":"IFERROR(IF(OR(H166=\"\",'Combined scenario - input'!$D151=\"\"),\"\",H166/'Combined scenario - input'!$D151),\"\")","v":""},{"$f":"IFERROR(IF(OR(I166=\"\",'Combined scenario - input'!$D151=\"\"),\"\",I166/'Combined scenario - input'!$D151),\"\")","v":""},{"$f":"IFERROR(IF(OR(J166=\"\",'Combined scenario - input'!$D151=\"\"),\"\",J166/'Combined scenario - input'!$D151),\"\")","v":""},{"$f":"IFERROR(IF(OR(K166=\"\",'Combined scenario - input'!$D151=\"\"),\"\",K166/'Combined scenario - input'!$D151),\"\")","v":""},{"$f":"IFERROR(IF(OR(L166=\"\",'Combined scenario - input'!$D151=\"\"),\"\",L166/'Combined scenario - input'!$D151),\"\")","v":""},{"$f":"IFERROR(IF(OR(M166=\"\",'Combined scenario - input'!$D151=\"\"),\"\",M166/'Combined scenario - input'!$D151),\"\")","v":""},{"$f":"IFERROR(IF(OR(N166=\"\",'Combined scenario - input'!$D151=\"\"),\"\",N166/'Combined scenario - input'!$D151),\"\")","v":""},{"$f":"IFERROR(IF(OR(O166=\"\",'Combined scenario - input'!$D151=\"\"),\"\",O166/'Combined scenario - input'!$D151),\"\")","v":""},{"$f":"IFERROR(IF(OR(P166=\"\",'Combined scenario - input'!$D151=\"\"),\"\",P166/'Combined scenario - input'!$D151),\"\")","v":""},{"$f":"IFERROR(IF(OR(Q166=\"\",'Combined scenario - input'!$D151=\"\"),\"\",Q166/'Combined scenario - input'!$D151),\"\")","v":""},{"$f":"IFERROR(IF(OR(R166=\"\",'Combined scenario - input'!$D151=\"\"),\"\",R166/'Combined scenario - input'!$D151),\"\")","v":""},{"$f":"IFERROR(IF(OR(S166=\"\",'Combined scenario - input'!$D151=\"\"),\"\",S166/'Combined scenario - input'!$D151),\"\")","v":""},{"$f":"IFERROR(IF(OR(T166=\"\",'Combined scenario - input'!$D151=\"\"),\"\",T166/'Combined scenario - input'!$D151),\"\")","v":""},{"$f":"IFERROR(IF(OR(U166=\"\",'Combined scenario - input'!$D151=\"\"),\"\",U166/'Combined scenario - input'!$D151),\"\")","v":""},{"$f":"IFERROR(IF(OR(V166=\"\",'Combined scenario - input'!$D151=\"\"),\"\",V166/'Combined scenario - input'!$D151),\"\")","v":""},{"$f":"IFERROR(IF(OR(W166=\"\",'Combined scenario - input'!$D151=\"\"),\"\",W166/'Combined scenario - input'!$D151),\"\")","v":""}]
[{"$f":"IFERROR('Combined scenario - input'!A152,\"\")","v":""},{"$f":"IFERROR('Combined scenario - input'!B152,\"\")","v":""},{"$f":"IFERROR('Combined scenario - input'!C152,\"\")","v":""},{"$f":"IFERROR(repcalc('Combined scenario - input'!$CV152:$GH152,'Combined scenario - input'!$G152,'Combined scenario - input'!$E152,'Combined scenario - input'!$F152,20,TRUE,TRUE),\"\")","v":""},"","","","","","","","","","","","","","","","","","","",{"$f":"IFERROR(IF(OR(D167=\"\",'Combined scenario - input'!$D152=\"\"),\"\",D167/'Combined scenario - input'!$D152),\"\")","v":""},{"$f":"IFERROR(IF(OR(E167=\"\",'Combined scenario - input'!$D152=\"\"),\"\",E167/'Combined scenario - input'!$D152),\"\")","v":""},{"$f":"IFERROR(IF(OR(F167=\"\",'Combined scenario - input'!$D152=\"\"),\"\",F167/'Combined scenario - input'!$D152),\"\")","v":""},{"$f":"IFERROR(IF(OR(G167=\"\",'Combined scenario - input'!$D152=\"\"),\"\",G167/'Combined scenario - input'!$D152),\"\")","v":""},{"$f":"IFERROR(IF(OR(H167=\"\",'Combined scenario - input'!$D152=\"\"),\"\",H167/'Combined scenario - input'!$D152),\"\")","v":""},{"$f":"IFERROR(IF(OR(I167=\"\",'Combined scenario - input'!$D152=\"\"),\"\",I167/'Combined scenario - input'!$D152),\"\")","v":""},{"$f":"IFERROR(IF(OR(J167=\"\",'Combined scenario - input'!$D152=\"\"),\"\",J167/'Combined scenario - input'!$D152),\"\")","v":""},{"$f":"IFERROR(IF(OR(K167=\"\",'Combined scenario - input'!$D152=\"\"),\"\",K167/'Combined scenario - input'!$D152),\"\")","v":""},{"$f":"IFERROR(IF(OR(L167=\"\",'Combined scenario - input'!$D152=\"\"),\"\",L167/'Combined scenario - input'!$D152),\"\")","v":""},{"$f":"IFERROR(IF(OR(M167=\"\",'Combined scenario - input'!$D152=\"\"),\"\",M167/'Combined scenario - input'!$D152),\"\")","v":""},{"$f":"IFERROR(IF(OR(N167=\"\",'Combined scenario - input'!$D152=\"\"),\"\",N167/'Combined scenario - input'!$D152),\"\")","v":""},{"$f":"IFERROR(IF(OR(O167=\"\",'Combined scenario - input'!$D152=\"\"),\"\",O167/'Combined scenario - input'!$D152),\"\")","v":""},{"$f":"IFERROR(IF(OR(P167=\"\",'Combined scenario - input'!$D152=\"\"),\"\",P167/'Combined scenario - input'!$D152),\"\")","v":""},{"$f":"IFERROR(IF(OR(Q167=\"\",'Combined scenario - input'!$D152=\"\"),\"\",Q167/'Combined scenario - input'!$D152),\"\")","v":""},{"$f":"IFERROR(IF(OR(R167=\"\",'Combined scenario - input'!$D152=\"\"),\"\",R167/'Combined scenario - input'!$D152),\"\")","v":""},{"$f":"IFERROR(IF(OR(S167=\"\",'Combined scenario - input'!$D152=\"\"),\"\",S167/'Combined scenario - input'!$D152),\"\")","v":""},{"$f":"IFERROR(IF(OR(T167=\"\",'Combined scenario - input'!$D152=\"\"),\"\",T167/'Combined scenario - input'!$D152),\"\")","v":""},{"$f":"IFERROR(IF(OR(U167=\"\",'Combined scenario - input'!$D152=\"\"),\"\",U167/'Combined scenario - input'!$D152),\"\")","v":""},{"$f":"IFERROR(IF(OR(V167=\"\",'Combined scenario - input'!$D152=\"\"),\"\",V167/'Combined scenario - input'!$D152),\"\")","v":""},{"$f":"IFERROR(IF(OR(W167=\"\",'Combined scenario - input'!$D152=\"\"),\"\",W167/'Combined scenario - input'!$D152),\"\")","v":""}]
[{"$f":"IFERROR('Combined scenario - input'!A153,\"\")","v":""},{"$f":"IFERROR('Combined scenario - input'!B153,\"\")","v":""},{"$f":"IFERROR('Combined scenario - input'!C153,\"\")","v":""},{"$f":"IFERROR(repcalc('Combined scenario - input'!$CV153:$GH153,'Combined scenario - input'!$G153,'Combined scenario - input'!$E153,'Combined scenario - input'!$F153,20,TRUE,TRUE),\"\")","v":""},"","","","","","","","","","","","","","","","","","","",{"$f":"IFERROR(IF(OR(D168=\"\",'Combined scenario - input'!$D153=\"\"),\"\",D168/'Combined scenario - input'!$D153),\"\")","v":""},{"$f":"IFERROR(IF(OR(E168=\"\",'Combined scenario - input'!$D153=\"\"),\"\",E168/'Combined scenario - input'!$D153),\"\")","v":""},{"$f":"IFERROR(IF(OR(F168=\"\",'Combined scenario - input'!$D153=\"\"),\"\",F168/'Combined scenario - input'!$D153),\"\")","v":""},{"$f":"IFERROR(IF(OR(G168=\"\",'Combined scenario - input'!$D153=\"\"),\"\",G168/'Combined scenario - input'!$D153),\"\")","v":""},{"$f":"IFERROR(IF(OR(H168=\"\",'Combined scenario - input'!$D153=\"\"),\"\",H168/'Combined scenario - input'!$D153),\"\")","v":""},{"$f":"IFERROR(IF(OR(I168=\"\",'Combined scenario - input'!$D153=\"\"),\"\",I168/'Combined scenario - input'!$D153),\"\")","v":""},{"$f":"IFERROR(IF(OR(J168=\"\",'Combined scenario - input'!$D153=\"\"),\"\",J168/'Combined scenario - input'!$D153),\"\")","v":""},{"$f":"IFERROR(IF(OR(K168=\"\",'Combined scenario - input'!$D153=\"\"),\"\",K168/'Combined scenario - input'!$D153),\"\")","v":""},{"$f":"IFERROR(IF(OR(L168=\"\",'Combined scenario - input'!$D153=\"\"),\"\",L168/'Combined scenario - input'!$D153),\"\")","v":""},{"$f":"IFERROR(IF(OR(M168=\"\",'Combined scenario - input'!$D153=\"\"),\"\",M168/'Combined scenario - input'!$D153),\"\")","v":""},{"$f":"IFERROR(IF(OR(N168=\"\",'Combined scenario - input'!$D153=\"\"),\"\",N168/'Combined scenario - input'!$D153),\"\")","v":""},{"$f":"IFERROR(IF(OR(O168=\"\",'Combined scenario - input'!$D153=\"\"),\"\",O168/'Combined scenario - input'!$D153),\"\")","v":""},{"$f":"IFERROR(IF(OR(P168=\"\",'Combined scenario - input'!$D153=\"\"),\"\",P168/'Combined scenario - input'!$D153),\"\")","v":""},{"$f":"IFERROR(IF(OR(Q168=\"\",'Combined scenario - input'!$D153=\"\"),\"\",Q168/'Combined scenario - input'!$D153),\"\")","v":""},{"$f":"IFERROR(IF(OR(R168=\"\",'Combined scenario - input'!$D153=\"\"),\"\",R168/'Combined scenario - input'!$D153),\"\")","v":""},{"$f":"IFERROR(IF(OR(S168=\"\",'Combined scenario - input'!$D153=\"\"),\"\",S168/'Combined scenario - input'!$D153),\"\")","v":""},{"$f":"IFERROR(IF(OR(T168=\"\",'Combined scenario - input'!$D153=\"\"),\"\",T168/'Combined scenario - input'!$D153),\"\")","v":""},{"$f":"IFERROR(IF(OR(U168=\"\",'Combined scenario - input'!$D153=\"\"),\"\",U168/'Combined scenario - input'!$D153),\"\")","v":""},{"$f":"IFERROR(IF(OR(V168=\"\",'Combined scenario - input'!$D153=\"\"),\"\",V168/'Combined scenario - input'!$D153),\"\")","v":""},{"$f":"IFERROR(IF(OR(W168=\"\",'Combined scenario - input'!$D153=\"\"),\"\",W168/'Combined scenario - input'!$D153),\"\")","v":""}]
[{"$f":"IFERROR('Combined scenario - input'!A154,\"\")","v":""},{"$f":"IFERROR('Combined scenario - input'!B154,\"\")","v":""},{"$f":"IFERROR('Combined scenario - input'!C154,\"\")","v":""},{"$f":"IFERROR(repcalc('Combined scenario - input'!$CV154:$GH154,'Combined scenario - input'!$G154,'Combined scenario - input'!$E154,'Combined scenario - input'!$F154,20,TRUE,TRUE),\"\")","v":""},"","","","","","","","","","","","","","","","","","","",{"$f":"IFERROR(IF(OR(D169=\"\",'Combined scenario - input'!$D154=\"\"),\"\",D169/'Combined scenario - input'!$D154),\"\")","v":""},{"$f":"IFERROR(IF(OR(E169=\"\",'Combined scenario - input'!$D154=\"\"),\"\",E169/'Combined scenario - input'!$D154),\"\")","v":""},{"$f":"IFERROR(IF(OR(F169=\"\",'Combined scenario - input'!$D154=\"\"),\"\",F169/'Combined scenario - input'!$D154),\"\")","v":""},{"$f":"IFERROR(IF(OR(G169=\"\",'Combined scenario - input'!$D154=\"\"),\"\",G169/'Combined scenario - input'!$D154),\"\")","v":""},{"$f":"IFERROR(IF(OR(H169=\"\",'Combined scenario - input'!$D154=\"\"),\"\",H169/'Combined scenario - input'!$D154),\"\")","v":""},{"$f":"IFERROR(IF(OR(I169=\"\",'Combined scenario - input'!$D154=\"\"),\"\",I169/'Combined scenario - input'!$D154),\"\")","v":""},{"$f":"IFERROR(IF(OR(J169=\"\",'Combined scenario - input'!$D154=\"\"),\"\",J169/'Combined scenario - input'!$D154),\"\")","v":""},{"$f":"IFERROR(IF(OR(K169=\"\",'Combined scenario - input'!$D154=\"\"),\"\",K169/'Combined scenario - input'!$D154),\"\")","v":""},{"$f":"IFERROR(IF(OR(L169=\"\",'Combined scenario - input'!$D154=\"\"),\"\",L169/'Combined scenario - input'!$D154),\"\")","v":""},{"$f":"IFERROR(IF(OR(M169=\"\",'Combined scenario - input'!$D154=\"\"),\"\",M169/'Combined scenario - input'!$D154),\"\")","v":""},{"$f":"IFERROR(IF(OR(N169=\"\",'Combined scenario - input'!$D154=\"\"),\"\",N169/'Combined scenario - input'!$D154),\"\")","v":""},{"$f":"IFERROR(IF(OR(O169=\"\",'Combined scenario - input'!$D154=\"\"),\"\",O169/'Combined scenario - input'!$D154),\"\")","v":""},{"$f":"IFERROR(IF(OR(P169=\"\",'Combined scenario - input'!$D154=\"\"),\"\",P169/'Combined scenario - input'!$D154),\"\")","v":""},{"$f":"IFERROR(IF(OR(Q169=\"\",'Combined scenario - input'!$D154=\"\"),\"\",Q169/'Combined scenario - input'!$D154),\"\")","v":""},{"$f":"IFERROR(IF(OR(R169=\"\",'Combined scenario - input'!$D154=\"\"),\"\",R169/'Combined scenario - input'!$D154),\"\")","v":""},{"$f":"IFERROR(IF(OR(S169=\"\",'Combined scenario - input'!$D154=\"\"),\"\",S169/'Combined scenario - input'!$D154),\"\")","v":""},{"$f":"IFERROR(IF(OR(T169=\"\",'Combined scenario - input'!$D154=\"\"),\"\",T169/'Combined scenario - input'!$D154),\"\")","v":""},{"$f":"IFERROR(IF(OR(U169=\"\",'Combined scenario - input'!$D154=\"\"),\"\",U169/'Combined scenario - input'!$D154),\"\")","v":""},{"$f":"IFERROR(IF(OR(V169=\"\",'Combined scenario - input'!$D154=\"\"),\"\",V169/'Combined scenario - input'!$D154),\"\")","v":""},{"$f":"IFERROR(IF(OR(W169=\"\",'Combined scenario - input'!$D154=\"\"),\"\",W169/'Combined scenario - input'!$D154),\"\")","v":""}]
[{"$f":"IFERROR('Combined scenario - input'!A155,\"\")","v":""},{"$f":"IFERROR('Combined scenario - input'!B155,\"\")","v":""},{"$f":"IFERROR('Combined scenario - input'!C155,\"\")","v":""},{"$f":"IFERROR(repcalc('Combined scenario - input'!$CV155:$GH155,'Combined scenario - input'!$G155,'Combined scenario - input'!$E155,'Combined scenario - input'!$F155,20,TRUE,TRUE),\"\")","v":""},"","","","","","","","","","","","","","","","","","","",{"$f":"IFERROR(IF(OR(D170=\"\",'Combined scenario - input'!$D155=\"\"),\"\",D170/'Combined scenario - input'!$D155),\"\")","v":""},{"$f":"IFERROR(IF(OR(E170=\"\",'Combined scenario - input'!$D155=\"\"),\"\",E170/'Combined scenario - input'!$D155),\"\")","v":""},{"$f":"IFERROR(IF(OR(F170=\"\",'Combined scenario - input'!$D155=\"\"),\"\",F170/'Combined scenario - input'!$D155),\"\")","v":""},{"$f":"IFERROR(IF(OR(G170=\"\",'Combined scenario - input'!$D155=\"\"),\"\",G170/'Combined scenario - input'!$D155),\"\")","v":""},{"$f":"IFERROR(IF(OR(H170=\"\",'Combined scenario - input'!$D155=\"\"),\"\",H170/'Combined scenario - input'!$D155),\"\")","v":""},{"$f":"IFERROR(IF(OR(I170=\"\",'Combined scenario - input'!$D155=\"\"),\"\",I170/'Combined scenario - input'!$D155),\"\")","v":""},{"$f":"IFERROR(IF(OR(J170=\"\",'Combined scenario - input'!$D155=\"\"),\"\",J170/'Combined scenario - input'!$D155),\"\")","v":""},{"$f":"IFERROR(IF(OR(K170=\"\",'Combined scenario - input'!$D155=\"\"),\"\",K170/'Combined scenario - input'!$D155),\"\")","v":""},{"$f":"IFERROR(IF(OR(L170=\"\",'Combined scenario - input'!$D155=\"\"),\"\",L170/'Combined scenario - input'!$D155),\"\")","v":""},{"$f":"IFERROR(IF(OR(M170=\"\",'Combined scenario - input'!$D155=\"\"),\"\",M170/'Combined scenario - input'!$D155),\"\")","v":""},{"$f":"IFERROR(IF(OR(N170=\"\",'Combined scenario - input'!$D155=\"\"),\"\",N170/'Combined scenario - input'!$D155),\"\")","v":""},{"$f":"IFERROR(IF(OR(O170=\"\",'Combined scenario - input'!$D155=\"\"),\"\",O170/'Combined scenario - input'!$D155),\"\")","v":""},{"$f":"IFERROR(IF(OR(P170=\"\",'Combined scenario - input'!$D155=\"\"),\"\",P170/'Combined scenario - input'!$D155),\"\")","v":""},{"$f":"IFERROR(IF(OR(Q170=\"\",'Combined scenario - input'!$D155=\"\"),\"\",Q170/'Combined scenario - input'!$D155),\"\")","v":""},{"$f":"IFERROR(IF(OR(R170=\"\",'Combined scenario - input'!$D155=\"\"),\"\",R170/'Combined scenario - input'!$D155),\"\")","v":""},{"$f":"IFERROR(IF(OR(S170=\"\",'Combined scenario - input'!$D155=\"\"),\"\",S170/'Combined scenario - input'!$D155),\"\")","v":""},{"$f":"IFERROR(IF(OR(T170=\"\",'Combined scenario - input'!$D155=\"\"),\"\",T170/'Combined scenario - input'!$D155),\"\")","v":""},{"$f":"IFERROR(IF(OR(U170=\"\",'Combined scenario - input'!$D155=\"\"),\"\",U170/'Combined scenario - input'!$D155),\"\")","v":""},{"$f":"IFERROR(IF(OR(V170=\"\",'Combined scenario - input'!$D155=\"\"),\"\",V170/'Combined scenario - input'!$D155),\"\")","v":""},{"$f":"IFERROR(IF(OR(W170=\"\",'Combined scenario - input'!$D155=\"\"),\"\",W170/'Combined scenario - input'!$D155),\"\")","v":""}]
[{"$f":"IFERROR('Combined scenario - input'!A156,\"\")","v":""},{"$f":"IFERROR('Combined scenario - input'!B156,\"\")","v":""},{"$f":"IFERROR('Combined scenario - input'!C156,\"\")","v":""},{"$f":"IFERROR(repcalc('Combined scenario - input'!$CV156:$GH156,'Combined scenario - input'!$G156,'Combined scenario - input'!$E156,'Combined scenario - input'!$F156,20,TRUE,TRUE),\"\")","v":""},"","","","","","","","","","","","","","","","","","","",{"$f":"IFERROR(IF(OR(D171=\"\",'Combined scenario - input'!$D156=\"\"),\"\",D171/'Combined scenario - input'!$D156),\"\")","v":""},{"$f":"IFERROR(IF(OR(E171=\"\",'Combined scenario - input'!$D156=\"\"),\"\",E171/'Combined scenario - input'!$D156),\"\")","v":""},{"$f":"IFERROR(IF(OR(F171=\"\",'Combined scenario - input'!$D156=\"\"),\"\",F171/'Combined scenario - input'!$D156),\"\")","v":""},{"$f":"IFERROR(IF(OR(G171=\"\",'Combined scenario - input'!$D156=\"\"),\"\",G171/'Combined scenario - input'!$D156),\"\")","v":""},{"$f":"IFERROR(IF(OR(H171=\"\",'Combined scenario - input'!$D156=\"\"),\"\",H171/'Combined scenario - input'!$D156),\"\")","v":""},{"$f":"IFERROR(IF(OR(I171=\"\",'Combined scenario - input'!$D156=\"\"),\"\",I171/'Combined scenario - input'!$D156),\"\")","v":""},{"$f":"IFERROR(IF(OR(J171=\"\",'Combined scenario - input'!$D156=\"\"),\"\",J171/'Combined scenario - input'!$D156),\"\")","v":""},{"$f":"IFERROR(IF(OR(K171=\"\",'Combined scenario - input'!$D156=\"\"),\"\",K171/'Combined scenario - input'!$D156),\"\")","v":""},{"$f":"IFERROR(IF(OR(L171=\"\",'Combined scenario - input'!$D156=\"\"),\"\",L171/'Combined scenario - input'!$D156),\"\")","v":""},{"$f":"IFERROR(IF(OR(M171=\"\",'Combined scenario - input'!$D156=\"\"),\"\",M171/'Combined scenario - input'!$D156),\"\")","v":""},{"$f":"IFERROR(IF(OR(N171=\"\",'Combined scenario - input'!$D156=\"\"),\"\",N171/'Combined scenario - input'!$D156),\"\")","v":""},{"$f":"IFERROR(IF(OR(O171=\"\",'Combined scenario - input'!$D156=\"\"),\"\",O171/'Combined scenario - input'!$D156),\"\")","v":""},{"$f":"IFERROR(IF(OR(P171=\"\",'Combined scenario - input'!$D156=\"\"),\"\",P171/'Combined scenario - input'!$D156),\"\")","v":""},{"$f":"IFERROR(IF(OR(Q171=\"\",'Combined scenario - input'!$D156=\"\"),\"\",Q171/'Combined scenario - input'!$D156),\"\")","v":""},{"$f":"IFERROR(IF(OR(R171=\"\",'Combined scenario - input'!$D156=\"\"),\"\",R171/'Combined scenario - input'!$D156),\"\")","v":""},{"$f":"IFERROR(IF(OR(S171=\"\",'Combined scenario - input'!$D156=\"\"),\"\",S171/'Combined scenario - input'!$D156),\"\")","v":""},{"$f":"IFERROR(IF(OR(T171=\"\",'Combined scenario - input'!$D156=\"\"),\"\",T171/'Combined scenario - input'!$D156),\"\")","v":""},{"$f":"IFERROR(IF(OR(U171=\"\",'Combined scenario - input'!$D156=\"\"),\"\",U171/'Combined scenario - input'!$D156),\"\")","v":""},{"$f":"IFERROR(IF(OR(V171=\"\",'Combined scenario - input'!$D156=\"\"),\"\",V171/'Combined scenario - input'!$D156),\"\")","v":""},{"$f":"IFERROR(IF(OR(W171=\"\",'Combined scenario - input'!$D156=\"\"),\"\",W171/'Combined scenario - input'!$D156),\"\")","v":""}]
[{"$f":"IFERROR('Combined scenario - input'!A157,\"\")","v":""},{"$f":"IFERROR('Combined scenario - input'!B157,\"\")","v":""},{"$f":"IFERROR('Combined scenario - input'!C157,\"\")","v":""},{"$f":"IFERROR(repcalc('Combined scenario - input'!$CV157:$GH157,'Combined scenario - input'!$G157,'Combined scenario - input'!$E157,'Combined scenario - input'!$F157,20,TRUE,TRUE),\"\")","v":""},"","","","","","","","","","","","","","","","","","","",{"$f":"IFERROR(IF(OR(D172=\"\",'Combined scenario - input'!$D157=\"\"),\"\",D172/'Combined scenario - input'!$D157),\"\")","v":""},{"$f":"IFERROR(IF(OR(E172=\"\",'Combined scenario - input'!$D157=\"\"),\"\",E172/'Combined scenario - input'!$D157),\"\")","v":""},{"$f":"IFERROR(IF(OR(F172=\"\",'Combined scenario - input'!$D157=\"\"),\"\",F172/'Combined scenario - input'!$D157),\"\")","v":""},{"$f":"IFERROR(IF(OR(G172=\"\",'Combined scenario - input'!$D157=\"\"),\"\",G172/'Combined scenario - input'!$D157),\"\")","v":""},{"$f":"IFERROR(IF(OR(H172=\"\",'Combined scenario - input'!$D157=\"\"),\"\",H172/'Combined scenario - input'!$D157),\"\")","v":""},{"$f":"IFERROR(IF(OR(I172=\"\",'Combined scenario - input'!$D157=\"\"),\"\",I172/'Combined scenario - input'!$D157),\"\")","v":""},{"$f":"IFERROR(IF(OR(J172=\"\",'Combined scenario - input'!$D157=\"\"),\"\",J172/'Combined scenario - input'!$D157),\"\")","v":""},{"$f":"IFERROR(IF(OR(K172=\"\",'Combined scenario - input'!$D157=\"\"),\"\",K172/'Combined scenario - input'!$D157),\"\")","v":""},{"$f":"IFERROR(IF(OR(L172=\"\",'Combined scenario - input'!$D157=\"\"),\"\",L172/'Combined scenario - input'!$D157),\"\")","v":""},{"$f":"IFERROR(IF(OR(M172=\"\",'Combined scenario - input'!$D157=\"\"),\"\",M172/'Combined scenario - input'!$D157),\"\")","v":""},{"$f":"IFERROR(IF(OR(N172=\"\",'Combined scenario - input'!$D157=\"\"),\"\",N172/'Combined scenario - input'!$D157),\"\")","v":""},{"$f":"IFERROR(IF(OR(O172=\"\",'Combined scenario - input'!$D157=\"\"),\"\",O172/'Combined scenario - input'!$D157),\"\")","v":""},{"$f":"IFERROR(IF(OR(P172=\"\",'Combined scenario - input'!$D157=\"\"),\"\",P172/'Combined scenario - input'!$D157),\"\")","v":""},{"$f":"IFERROR(IF(OR(Q172=\"\",'Combined scenario - input'!$D157=\"\"),\"\",Q172/'Combined scenario - input'!$D157),\"\")","v":""},{"$f":"IFERROR(IF(OR(R172=\"\",'Combined scenario - input'!$D157=\"\"),\"\",R172/'Combined scenario - input'!$D157),\"\")","v":""},{"$f":"IFERROR(IF(OR(S172=\"\",'Combined scenario - input'!$D157=\"\"),\"\",S172/'Combined scenario - input'!$D157),\"\")","v":""},{"$f":"IFERROR(IF(OR(T172=\"\",'Combined scenario - input'!$D157=\"\"),\"\",T172/'Combined scenario - input'!$D157),\"\")","v":""},{"$f":"IFERROR(IF(OR(U172=\"\",'Combined scenario - input'!$D157=\"\"),\"\",U172/'Combined scenario - input'!$D157),\"\")","v":""},{"$f":"IFERROR(IF(OR(V172=\"\",'Combined scenario - input'!$D157=\"\"),\"\",V172/'Combined scenario - input'!$D157),\"\")","v":""},{"$f":"IFERROR(IF(OR(W172=\"\",'Combined scenario - input'!$D157=\"\"),\"\",W172/'Combined scenario - input'!$D157),\"\")","v":""}]
[{"$f":"IFERROR('Combined scenario - input'!A158,\"\")","v":""},{"$f":"IFERROR('Combined scenario - input'!B158,\"\")","v":""},{"$f":"IFERROR('Combined scenario - input'!C158,\"\")","v":""},{"$f":"IFERROR(repcalc('Combined scenario - input'!$CV158:$GH158,'Combined scenario - input'!$G158,'Combined scenario - input'!$E158,'Combined scenario - input'!$F158,20,TRUE,TRUE),\"\")","v":""},"","","","","","","","","","","","","","","","","","","",{"$f":"IFERROR(IF(OR(D173=\"\",'Combined scenario - input'!$D158=\"\"),\"\",D173/'Combined scenario - input'!$D158),\"\")","v":""},{"$f":"IFERROR(IF(OR(E173=\"\",'Combined scenario - input'!$D158=\"\"),\"\",E173/'Combined scenario - input'!$D158),\"\")","v":""},{"$f":"IFERROR(IF(OR(F173=\"\",'Combined scenario - input'!$D158=\"\"),\"\",F173/'Combined scenario - input'!$D158),\"\")","v":""},{"$f":"IFERROR(IF(OR(G173=\"\",'Combined scenario - input'!$D158=\"\"),\"\",G173/'Combined scenario - input'!$D158),\"\")","v":""},{"$f":"IFERROR(IF(OR(H173=\"\",'Combined scenario - input'!$D158=\"\"),\"\",H173/'Combined scenario - input'!$D158),\"\")","v":""},{"$f":"IFERROR(IF(OR(I173=\"\",'Combined scenario - input'!$D158=\"\"),\"\",I173/'Combined scenario - input'!$D158),\"\")","v":""},{"$f":"IFERROR(IF(OR(J173=\"\",'Combined scenario - input'!$D158=\"\"),\"\",J173/'Combined scenario - input'!$D158),\"\")","v":""},{"$f":"IFERROR(IF(OR(K173=\"\",'Combined scenario - input'!$D158=\"\"),\"\",K173/'Combined scenario - input'!$D158),\"\")","v":""},{"$f":"IFERROR(IF(OR(L173=\"\",'Combined scenario - input'!$D158=\"\"),\"\",L173/'Combined scenario - input'!$D158),\"\")","v":""},{"$f":"IFERROR(IF(OR(M173=\"\",'Combined scenario - input'!$D158=\"\"),\"\",M173/'Combined scenario - input'!$D158),\"\")","v":""},{"$f":"IFERROR(IF(OR(N173=\"\",'Combined scenario - input'!$D158=\"\"),\"\",N173/'Combined scenario - input'!$D158),\"\")","v":""},{"$f":"IFERROR(IF(OR(O173=\"\",'Combined scenario - input'!$D158=\"\"),\"\",O173/'Combined scenario - input'!$D158),\"\")","v":""},{"$f":"IFERROR(IF(OR(P173=\"\",'Combined scenario - input'!$D158=\"\"),\"\",P173/'Combined scenario - input'!$D158),\"\")","v":""},{"$f":"IFERROR(IF(OR(Q173=\"\",'Combined scenario - input'!$D158=\"\"),\"\",Q173/'Combined scenario - input'!$D158),\"\")","v":""},{"$f":"IFERROR(IF(OR(R173=\"\",'Combined scenario - input'!$D158=\"\"),\"\",R173/'Combined scenario - input'!$D158),\"\")","v":""},{"$f":"IFERROR(IF(OR(S173=\"\",'Combined scenario - input'!$D158=\"\"),\"\",S173/'Combined scenario - input'!$D158),\"\")","v":""},{"$f":"IFERROR(IF(OR(T173=\"\",'Combined scenario - input'!$D158=\"\"),\"\",T173/'Combined scenario - input'!$D158),\"\")","v":""},{"$f":"IFERROR(IF(OR(U173=\"\",'Combined scenario - input'!$D158=\"\"),\"\",U173/'Combined scenario - input'!$D158),\"\")","v":""},{"$f":"IFERROR(IF(OR(V173=\"\",'Combined scenario - input'!$D158=\"\"),\"\",V173/'Combined scenario - input'!$D158),\"\")","v":""},{"$f":"IFERROR(IF(OR(W173=\"\",'Combined scenario - input'!$D158=\"\"),\"\",W173/'Combined scenario - input'!$D158),\"\")","v":""}]
[{"$f":"IFERROR('Combined scenario - input'!A159,\"\")","v":""},{"$f":"IFERROR('Combined scenario - input'!B159,\"\")","v":""},{"$f":"IFERROR('Combined scenario - input'!C159,\"\")","v":""},{"$f":"IFERROR(repcalc('Combined scenario - input'!$CV159:$GH159,'Combined scenario - input'!$G159,'Combined scenario - input'!$E159,'Combined scenario - input'!$F159,20,TRUE,TRUE),\"\")","v":""},"","","","","","","","","","","","","","","","","","","",{"$f":"IFERROR(IF(OR(D174=\"\",'Combined scenario - input'!$D159=\"\"),\"\",D174/'Combined scenario - input'!$D159),\"\")","v":""},{"$f":"IFERROR(IF(OR(E174=\"\",'Combined scenario - input'!$D159=\"\"),\"\",E174/'Combined scenario - input'!$D159),\"\")","v":""},{"$f":"IFERROR(IF(OR(F174=\"\",'Combined scenario - input'!$D159=\"\"),\"\",F174/'Combined scenario - input'!$D159),\"\")","v":""},{"$f":"IFERROR(IF(OR(G174=\"\",'Combined scenario - input'!$D159=\"\"),\"\",G174/'Combined scenario - input'!$D159),\"\")","v":""},{"$f":"IFERROR(IF(OR(H174=\"\",'Combined scenario - input'!$D159=\"\"),\"\",H174/'Combined scenario - input'!$D159),\"\")","v":""},{"$f":"IFERROR(IF(OR(I174=\"\",'Combined scenario - input'!$D159=\"\"),\"\",I174/'Combined scenario - input'!$D159),\"\")","v":""},{"$f":"IFERROR(IF(OR(J174=\"\",'Combined scenario - input'!$D159=\"\"),\"\",J174/'Combined scenario - input'!$D159),\"\")","v":""},{"$f":"IFERROR(IF(OR(K174=\"\",'Combined scenario - input'!$D159=\"\"),\"\",K174/'Combined scenario - input'!$D159),\"\")","v":""},{"$f":"IFERROR(IF(OR(L174=\"\",'Combined scenario - input'!$D159=\"\"),\"\",L174/'Combined scenario - input'!$D159),\"\")","v":""},{"$f":"IFERROR(IF(OR(M174=\"\",'Combined scenario - input'!$D159=\"\"),\"\",M174/'Combined scenario - input'!$D159),\"\")","v":""},{"$f":"IFERROR(IF(OR(N174=\"\",'Combined scenario - input'!$D159=\"\"),\"\",N174/'Combined scenario - input'!$D159),\"\")","v":""},{"$f":"IFERROR(IF(OR(O174=\"\",'Combined scenario - input'!$D159=\"\"),\"\",O174/'Combined scenario - input'!$D159),\"\")","v":""},{"$f":"IFERROR(IF(OR(P174=\"\",'Combined scenario - input'!$D159=\"\"),\"\",P174/'Combined scenario - input'!$D159),\"\")","v":""},{"$f":"IFERROR(IF(OR(Q174=\"\",'Combined scenario - input'!$D159=\"\"),\"\",Q174/'Combined scenario - input'!$D159),\"\")","v":""},{"$f":"IFERROR(IF(OR(R174=\"\",'Combined scenario - input'!$D159=\"\"),\"\",R174/'Combined scenario - input'!$D159),\"\")","v":""},{"$f":"IFERROR(IF(OR(S174=\"\",'Combined scenario - input'!$D159=\"\"),\"\",S174/'Combined scenario - input'!$D159),\"\")","v":""},{"$f":"IFERROR(IF(OR(T174=\"\",'Combined scenario - input'!$D159=\"\"),\"\",T174/'Combined scenario - input'!$D159),\"\")","v":""},{"$f":"IFERROR(IF(OR(U174=\"\",'Combined scenario - input'!$D159=\"\"),\"\",U174/'Combined scenario - input'!$D159),\"\")","v":""},{"$f":"IFERROR(IF(OR(V174=\"\",'Combined scenario - input'!$D159=\"\"),\"\",V174/'Combined scenario - input'!$D159),\"\")","v":""},{"$f":"IFERROR(IF(OR(W174=\"\",'Combined scenario - input'!$D159=\"\"),\"\",W174/'Combined scenario - input'!$D159),\"\")","v":""}]
[{"$f":"IFERROR('Combined scenario - input'!A160,\"\")","v":""},{"$f":"IFERROR('Combined scenario - input'!B160,\"\")","v":""},{"$f":"IFERROR('Combined scenario - input'!C160,\"\")","v":""},{"$f":"IFERROR(repcalc('Combined scenario - input'!$CV160:$GH160,'Combined scenario - input'!$G160,'Combined scenario - input'!$E160,'Combined scenario - input'!$F160,20,TRUE,TRUE),\"\")","v":""},"","","","","","","","","","","","","","","","","","","",{"$f":"IFERROR(IF(OR(D175=\"\",'Combined scenario - input'!$D160=\"\"),\"\",D175/'Combined scenario - input'!$D160),\"\")","v":""},{"$f":"IFERROR(IF(OR(E175=\"\",'Combined scenario - input'!$D160=\"\"),\"\",E175/'Combined scenario - input'!$D160),\"\")","v":""},{"$f":"IFERROR(IF(OR(F175=\"\",'Combined scenario - input'!$D160=\"\"),\"\",F175/'Combined scenario - input'!$D160),\"\")","v":""},{"$f":"IFERROR(IF(OR(G175=\"\",'Combined scenario - input'!$D160=\"\"),\"\",G175/'Combined scenario - input'!$D160),\"\")","v":""},{"$f":"IFERROR(IF(OR(H175=\"\",'Combined scenario - input'!$D160=\"\"),\"\",H175/'Combined scenario - input'!$D160),\"\")","v":""},{"$f":"IFERROR(IF(OR(I175=\"\",'Combined scenario - input'!$D160=\"\"),\"\",I175/'Combined scenario - input'!$D160),\"\")","v":""},{"$f":"IFERROR(IF(OR(J175=\"\",'Combined scenario - input'!$D160=\"\"),\"\",J175/'Combined scenario - input'!$D160),\"\")","v":""},{"$f":"IFERROR(IF(OR(K175=\"\",'Combined scenario - input'!$D160=\"\"),\"\",K175/'Combined scenario - input'!$D160),\"\")","v":""},{"$f":"IFERROR(IF(OR(L175=\"\",'Combined scenario - input'!$D160=\"\"),\"\",L175/'Combined scenario - input'!$D160),\"\")","v":""},{"$f":"IFERROR(IF(OR(M175=\"\",'Combined scenario - input'!$D160=\"\"),\"\",M175/'Combined scenario - input'!$D160),\"\")","v":""},{"$f":"IFERROR(IF(OR(N175=\"\",'Combined scenario - input'!$D160=\"\"),\"\",N175/'Combined scenario - input'!$D160),\"\")","v":""},{"$f":"IFERROR(IF(OR(O175=\"\",'Combined scenario - input'!$D160=\"\"),\"\",O175/'Combined scenario - input'!$D160),\"\")","v":""},{"$f":"IFERROR(IF(OR(P175=\"\",'Combined scenario - input'!$D160=\"\"),\"\",P175/'Combined scenario - input'!$D160),\"\")","v":""},{"$f":"IFERROR(IF(OR(Q175=\"\",'Combined scenario - input'!$D160=\"\"),\"\",Q175/'Combined scenario - input'!$D160),\"\")","v":""},{"$f":"IFERROR(IF(OR(R175=\"\",'Combined scenario - input'!$D160=\"\"),\"\",R175/'Combined scenario - input'!$D160),\"\")","v":""},{"$f":"IFERROR(IF(OR(S175=\"\",'Combined scenario - input'!$D160=\"\"),\"\",S175/'Combined scenario - input'!$D160),\"\")","v":""},{"$f":"IFERROR(IF(OR(T175=\"\",'Combined scenario - input'!$D160=\"\"),\"\",T175/'Combined scenario - input'!$D160),\"\")","v":""},{"$f":"IFERROR(IF(OR(U175=\"\",'Combined scenario - input'!$D160=\"\"),\"\",U175/'Combined scenario - input'!$D160),\"\")","v":""},{"$f":"IFERROR(IF(OR(V175=\"\",'Combined scenario - input'!$D160=\"\"),\"\",V175/'Combined scenario - input'!$D160),\"\")","v":""},{"$f":"IFERROR(IF(OR(W175=\"\",'Combined scenario - input'!$D160=\"\"),\"\",W175/'Combined scenario - input'!$D160),\"\")","v":""}]